## The Cliffs (Water) Depreciation
PUBLIC UTILITY COMMISSION OF TEXAS
Utility Name: | Double Diamond Utility Company THE CLIFFS (Water)
Docket Number: | 46245
SOAH Docket Number: | 473-17-0119
Date Examined: | 2017-10-23 16:56 | 43031.7053 |  |  |  |  | D E P R E C I A T I O N
Date Referenced: | 2015-12-31 | [5 empty] | ANALYSIS
Description | Acquired Date | Claimed Economic Life, yrs | Claimed Original Cost | % Used & Useful | Ver./Est. Original Cost | Economic Life, yrs | Actual Deprec. Life | Annual Deprec. | Accum. Deprec. | Net Plant* | % of plant paid for by developer | Amount of Developer Contribution
AB1086 TR 2-1 W1 Wesley Water Plant | Land | n/a | 17920 | 100% | 17920 | n/a | n/a | n/a | n/a | 17920 | 80% | 14336
Meter, Pipe Gaskets TC | 2011-12-01 | 5 | 992.05 | 0% | 0 | 5 | 4.0821 | 0 | 0 |  | 0% | 0
Pump Well 03, Pump Replacement, 601119 Ihtaclu Motor | 2015-12-31 | 10 | 58281.66 | 100% | 58281.66 | 10 | 0 | 5828.166 | 0 | 58281.66 | 0% | 0
UNITREN compresser, sur pavement breaker | 2006-01-02 | 10 | 1620.5 | 0% | 0 | 10 | 9.9932 | 0 | 0 |  | 0% | 0
PROGWAT Pump. !leaders | 2006-05-29 | 10 | 2760.38 | 0% | 0 | 10 | 9.5907 | 0 | 0 |  | 0% | 0
PROGWAT Neu Ether Housum | 2006-08-03 | 10 | 11057.9 | 0% | 0 | 10 | 9.41 | 0 | 0 |  | 0% | 0
PROGWAT Rebrult Tonlaflo Pump | 2006-08-24 | 10 | 935.28 | 0% | 0 | 10 | 9.3525 | 0 | 0 |  | 0% | 0
SMITPUM Motor. Purnp and Assembly | 2007-02-27 | 10 | 5429.91 | 100% | 5429.91 | 10 | 8.8405 | 542.991 | 4800.3229 | 629.5871 | 0% | 0
PROGWAT Rebuilt Pumps for Back Ups | 2007-11-26 | 10 | 3720.69 | 100% | 3720.69 | 10 | 8.0958 | 372.069 | 3012.2054 | 708.4846 | 0% | 0
Turbme Master Meter | 2008-05-14 | 10 | 427.47 | 100% | 427.47 | 10 | 7.6304 | 42.747 | 326.1763 | 101.2937 | 0% | 0
TC FILL PIPE | 2009-12-01 | 10 | 761.18 | 100% | 761.18 | 10 | 6.0808 | 76.118 | 462.8558 | 298.3242 | 0% | 0
TC VALVES FOR SAND FILTER AIR LINES | 2009-12-01 | 10 | 775.4 | 100% | 775.4 | 10 | 6.0808 | 77.54 | 471.5026 | 303.8974 | 0% | 0
TC SET BASIN FOR ELECTRICAL GUTLER | 2009-12-01 | 10 | 780 | 100% | 780 | 10 | 6.0808 | 78 | 474.2998 | 305.7002 | 0% | 0
TC UNBOLTED FLANGES ON PIPING AT WATER PLANT | 2009-12-01 | 10 | 810 | 100% | 810 | 10 | 6.0808 | 81 | 492.5421 | 317.4579 | 0% | 0
TC LAKE PUMPS | 2009-12-01 | 10 | 842.14 | 100% | 842.14 | 10 | 6.0808 | 84.214 | 512.0857 | 330.0543 | 0% | 0
TC REPLACE CONCRETE AT MARINA | 2009-12-01 | 10 | 896.4 | 100% | 896.4 | 10 | 6.0808 | 89.64 | 545.0799 | 351.3201 | 0% | 0
TC CHANGED FLOATS, TIED IN BOOSTER PUMP | 2009-12-01 | 10 | 1012.5 | 100% | 1012.5 | 10 | 6.0808 | 101.25 | 615.6776 | 396.8224 | 0% | 0
TC r PUMP AND 1" PUMP | 2009-12-01 | 10 | 1017.55 | 100% | 1017.55 | 10 | 6.0808 | 101.755 | 618.7484 | 398.8016 | 0% | 0
TC BOOSTER PUMPS FOR WATER PLANT | 2009-12-01 | 10 | 1061.54 | 100% | 1061.54 | 10 | 6.0808 | 106.154 | 645.4977 | 416.0423 | 0% | 0
TC REINFORCED WATER LINES | 2009-12-01 | 10 | 1282.5 | 100% | 1282.5 | 10 | 6.0808 | 128.25 | 779.8583 | 502.6417 | 0% | 0
TC RAN 4" PIPING CHANGED OUT PUMP | 2009-12-01 | 10 | 1282.5 | 100% | 1282.5 | 10 | 6.0808 | 128.25 | 779.8583 | 502.6417 | 0% | 0
TC HEATER CONNECTIONS | 2009-12-01 | 10 | 1391.49 | 100% | 1391.49 | 10 | 6.0808 | 139.149 | 846.1326 | 545.3574 | 0% | 0
TC PUMP AND FEED TUBES | 2009-12-01 | 10 | 1397.99 | 100% | 1397.99 | 10 | 6.0808 | 139.799 | 850.0851 | 547.9049 | 0% | 0
TC WELDED 4" PLOY TIE | 2009-12-01 | 10 | 1512 | 100% | 1512 | 10 | 6.0808 | 151.2 | 919.4119 | 592.5881 | 0% | 0
TC TAPPING SLEEVE, SWING CK VALVE | 2009-12-01 | 10 | 1529.15 | 100% | 1529.15 | 10 | 6.0808 | 152.915 | 929.8404 | 599.3096 | 0% | 0
TC POLY TIE IN LAKE PUMPS | 2009-12-01 | 10 | 2400 | 100% | 2400 | 10 | 6.0808 | 240 | 1459.384 | 940.616 | 0% | 0
TC POLY LINE TIE INTO LAKE PUMPS | 2009-12-01 | 10 | 2646.71 | 100% | 2646.71 | 10 | 6.0808 | 264.671 | 1609.4026 | 1037.3074 | 0% | 0
TC HEATING UNIT INSTALLATION | 2009-12-01 | 10 | 2764.83 | 100% | 2764.83 | 10 | 6.0808 | 276.483 | 1681.2286 | 1083.6014 | 0% | 0
TC LAKE PUMPS | 2009-12-01 | 10 | 3847.07 | 100% | 3847.07 | 10 | 6.0808 | 384.707 | 2339.3135 | 1507.7565 | 0% | 0
TC VALVES WITH ACTUATOR | 2009-12-01 | 10 | 3884.63 | 100% | 3884.63 | 10 | 6.0808 | 388.463 | 2362.1528 | 1522.4772 | 0% | 0
TC MEMBRANES | 2009-12-01 | 10 | 4050 | 100% | 4050 | 10 | 6.0808 | 405 | 2462.7105 | 1587.2895 | 0% | 0
T( PUMP | 2009-12-01 | 10 | 4138.86 | 100% | 4138.86 | 10 | 6.0808 | 413.886 | 2516.7442 | 1622.1158 | 0% | 0
TC REWIRED TRANSFORMER AT LAKE PUMP | 2009-12-01 | 10 | 5239.26 | 100% | 5239.26 | 10 | 6.0808 | 523.926 | 3185.8717 | 2053.3883 | 0% | 0
TC FILL DIRT AND TRACTOR WORK | 2009-12-01 | 10 | 5340 | 100% | 5340 | 10 | 6.0808 | 534 | 3247.1294 | 2092.8706 | 0% | 0
TC FEED PRESS CONTROL AT WATER PLANT | 2009-12-01 | 10 | 6248.59 | 100% | 6248.59 | 10 | 6.0808 | 624.859 | 3799.6217 | 2448.9683 | 0% | 0
TC UPGRADE 2 NEW 2011P LAKE PUMPS | 2009-12-01 | 10 | 13971.66 | 100% | 13971.66 | 10 | 6.0808 | 1397.166 | 8495.8403 | 5475.8197 | 0% | 0
TC INSTALL WATER LINE 6" | 2009-12-01 | 10 | 18343.8 | 100% | 18343.8 | 10 | 6.0808 | 1834.38 | 11154.4366 | 7189.3634 | 0% | 0
500 GALLON FLAT BOTTOM TANK | 2010-01-01 | 10 | 1196.42 | 100% | 1196.42 | 10 | 5.9959 | 119.642 | 717.3607 | 479.0593 | 0% | 0
MANIFOLD | 2010-02-01 | 10 | 1989.33 | 100% | 1989.33 | 10 | 5.911 | 198.933 | 1175.8969 | 813.4331 | 0% | 0
W ATER PLANT PHONE SYSTFM-TC | 2010-03-01 | 10 | 831.31 | 100% | 831.31 | 10 | 5.8344 | 83.131 | 485.0162 | 346.2938 | 0% | 0
FEED TANK VALVE | 2010-03-01 | 10 | 1569.1 | 100% | 1569.1 | 10 | 5.8344 | 156.91 | 915.4694 | 653.6306 | 0% | 0
BOSTER PUMPS & RO SY STEM-TC | 2010-03-01 | 10 | 1892.29 | 100% | 1892.29 | 10 | 5.8344 | 189.229 | 1104.0301 | 788.2599 | 0% | 0
WATER PLANT RO SYSTEM-TC | 2010-03-01 | 10 | 3509.6 | 100% | 3509.6 | 10 | 5.8344 | 350.96 | 2047.627 | 1461.973 | 0% | 0
PUMP G, IMPELLER TRIM | 2010-04-01 | 10 | 2733.52 | 100% | 2733.52 | 10 | 5.7495 | 273.352 | 1571.6337 | 1161.8863 | 0% | 0
WIR1NG,WATER EYE AND INTERNET-TC | 2010-05-01 | 10 | 826.44 | 100% | 826.44 | 10 | 5.6674 | 82.644 | 468.3726 | 358.0674 | 0% | 0
WATER PLANT STORAGE ROOM LIGHTS-TC | 2010-05-01 | 10 | 1407.56 | 100% | 1407.56 | 10 | 5.6674 | 140.756 | 797.7137 | 609.8463 | 0% | 0
TC-UPGRADE SYSTEM | 2010-05-01 | 10 | 1560.11 | 100% | 1560.11 | 10 | 5.6674 | 156.011 | 884.1691 | 675.9409 | 0% | 0
WATER PLANT BOOSTER PI1MPS-TC | 2010-05-01 | 10 | 9956.14 | 100% | 9956.14 | 10 | 5.6674 | 995.614 | 5642.4941 | 4313.6459 | 0% | 0
FILTRATE TANK FLOAT REPLACEMENT | 2010-06-01 | 10 | 254.08 | 100% | 254.08 | 10 | 5.5825 | 25.408 | 141.8396 | 112.2404 | 0% | 0
WATER PLANT | 2010-06-01 | 10 | 372.16 | 100% | 372.16 | 10 | 5.5825 | 37.216 | 207.7575 | 164.4025 | 0% | 0
CALLIBRATION OF FLOW METERS-TC | 2010-06-01 | 10 | 549.63 | 100% | 549.63 | 10 | 5.5825 | 54.963 | 306.8297 | 242.8003 | 0% | 0
ACID INJECT PUMP/CI1LORINE PUMP/TUBING-TC | 2010-06-01 | 10 | 2341.64 | 100% | 2341.64 | 10 | 5.5825 | 234.164 | 1307.2153 | 1034.4247 | 0% | 0
INSTALLATION OF NFW ELECTRIC VALVE | 2010-07-01 | 10 | 368.94 | 100% | 368.94 | 10 | 5.5003 | 36.894 | 202.9296 | 166.0104 | 0% | 0
ALLEN BRADLEY 3P480VAC DRIVE | 2010-07-01 | 10 | 4376.28 | 100% | 4376.28 | 10 | 5.5003 | 437.628 | 2407.1038 | 1969.1762 | 0% | 0
SENSORS | 2010-08-01 | 10 | 212.22 | 100% | 212.22 | 10 | 5.4155 | 21.222 | 114.9271 | 97.2929 | 0% | 0
BUSHINGS, UNION BALL CHECK VALVE | 2010-10-01 | 10 | 281.08 | 100% | 281.08 | 10 | 5.2485 | 28.108 | 147.5237 | 133.5563 | 0% | 0
26 Uallon An Compressor | 2011-01-01 | 10 | 238.65 | 100% | 238.65 | 10 | 4.9966 | 23.865 | 119.2433 | 119.4067 | 0% | 0
Calthranon of Flow meters | 2011-01-01 | 10 | 512.5 | 100% | 512.5 | 10 | 4.9966 | 51.25 | 256.0746 | 256.4254 | 0% | 0
Membranes, End Caps | 2011-02-01 | 10 | 21263.6 | 100% | 21263.6 | 10 | 4.9117 | 2126.36 | 10444.0516 | 10819.5484 | 0% | 0
Electrical Actuator | 2011-03-01 | 10 | 393.21 | 100% | 393.21 | 10 | 4.835 | 39.321 | 190.1188 | 203.0912 | 0% | 0
Electric Oser Air Valves | 2011-03-01 | 10 | 485.64 | 100% | 485.64 | 10 | 4.835 | 48.564 | 234.8091 | 250.8309 | 0% | 0
Install Main Breaker Booster Pane | 2011-03-01 | 10 | 593.3 | 100% | 593.3 | 10 | 4.835 | 59.33 | 286.8632 | 306.4368 | 0% | 0
Floumeter | 2011-03-01 | 10 | 1623.45 | 100% | 1623.45 | 10 | 4.835 | 162.345 | 784.9453 | 838.5047 | 0% | 0
Membranes | 2011-03-01 | 10 | 4215 | 100% | 4215 | 10 | 4.835 | 421.5 | 2037.9713 | 2177.0287 | 0% | 0
Adapters, Seals. Head Assembly | 2011-03-01 | 10 | 7536.37 | 100% | 7536.37 | 10 | 4.835 | 753.637 | 3643.8684 | 3892.5016 | 0% | 0
Elect Vahe Acuator Fill Tank | 2011-04-01 | 10 | 690.64 | 100% | 690.64 | 10 | 4.7502 | 69.064 | 328.0658 | 362.5742 | 0% | 0
Reducer, Gland Pack | 2011-05-01 | 10 | 216.49 | 100% | 216.49 | 10 | 4.668 | 21.649 | 101.0583 | 115.4317 | 0% | 0
PVC Pipe, Gland Pack | 2011-05-01 | 10 | 424.46 | 100% | 424.46 | 10 | 4.668 | 42.446 | 198.1394 | 226.3206 | 0% | 0
Work on Ater Analyzer | 2011-05-01 | 10 | 1386.81 | 100% | 1386.81 | 10 | 4.668 | 138.681 | 647.3678 | 739.4422 | 0% | 0
Ejector Pump | 2011-05-01 | 10 | 1612.93 | 100% | 1612.93 | 10 | 4.668 | 161.293 | 752.9215 | 860.0085 | 0% | 0
Volute, Wear Ring, 0-Ring | 2011-05-01 | 10 | 1688.08 | 100% | 1688.08 | 10 | 4.668 | 168.808 | 788.0018 | 900.0782 | 0% | 0
Goulds Pump, Pump F1091. SK Itch | 2011-05-01 | 10 | 1757.16 | 100% | 1757.16 | 10 | 4.668 | 175.716 | 820.2485 | 936.9115 | 0% | 0
PLC's & HMI | 2011-05-01 | 10 | 2000 | 100% | 2000 | 10 | 4.668 | 200 | 933.6071 | 1066.3929 | 0% | 0
TC Repair Lake Pump | 2011-05-31 | 10 | 871.7 | 100% | 871.7 | 10 | 4.5859 | 87.17 | 399.7529 | 471.9471 | 0% | 0
Checkvalves | 2011-06-01 | 10 | 386.32 | 100% | 386.32 | 10 | 4.5832 | 38.632 | 177.0567 | 209.2633 | 0% | 0
Fabncate ROO!, Header | 2011-06-01 | 10 | 920.83 | 100% | 920.83 | 10 | 4.5832 | 92.083 | 422.0313 | 498.7987 | 0% | 0
Subminal of US Protocol to TCEQ | 2011-06-01 | 10 | 4713.21 | 100% | 4713.21 | 10 | 4.5832 | 471.321 | 2160.1406 | 2553.0694 | 0% | 0
Media, Vitec 30000 Annscalent | 2011-06-01 | 10 | 6210 | 100% | 6210 | 10 | 4.5832 | 621 | 2846.1437 | 3363.8563 | 0% | 0
Media, Vitec 30000 Annscalent | 2011-06-01 | 10 | 7280.93 | 100% | 7280.93 | 10 | 4.5832 | 728.093 | 3336.9683 | 3943.9617 | 0% | 0
Membranes | 2011-06-01 | 10 | 18626.83 | 100% | 18626.83 | 10 | 4.5832 | 1862.683 | 8536.9783 | 10089.8517 | 0% | 0
Membrane System | 2011-08-01 | 10 | 1545.5 | 100% | 1545.5 | 10 | 4.4162 | 154.55 | 682.5165 | 862.9835 | 0% | 0
Samples | 2011-09-01 | 10 | 480 | 100% | 480 | 10 | 4.3313 | 48 | 207.9014 | 272.0986 | 0% | 0
TC Watereye Submnption- | 2011-11-01 | 10 | 3768.47 | 100% | 3768.47 | 10 | 4.1643 | 376.847 | 1569.2931 | 2199.1769 | 0% | 0
Codeline Pressure Vessels TC | 2011-12-01 | 10 | 913.23 | 100% | 913.23 | 10 | 4.0821 | 91.323 | 372.7929 | 540.4371 | 0% | 0
Turbidmeter Kit TC | 2011-12-01 | 10 | 956.58 | 100% | 956.58 | 10 | 4.0821 | 95.658 | 390.4889 | 566.0911 | 0% | 0
Case. Wunng Ring TC | 2011-12-01 | 10 | 1382 | 100% | 1382 | 10 | 4.0821 | 138.2 | 564.1511 | 817.8489 | 0% | 0
Sandfilter Walla Change TC | 2011-12-01 | 10 | 2120.58 | 100% | 2120.58 | 10 | 4.0821 | 212.058 | 865.6495 | 1254.9305 | 0% | 0
Turbidity Calibration Contract TC | 2011-12-01 | 10 | 2721.42 | 100% | 2721.42 | 10 | 4.0821 | 272.142 | 1110.9205 | 1610.4995 | 0% | 0
Snap nngs, Thennometer TC | 2011-12-01 | 10 | 2908.43 | 100% | 2908.43 | 10 | 4.0821 | 290.843 | 1187.2605 | 1721.1695 | 0% | 0
Chemical Injection Pumps TC | 2011-12-01 | 10 | 3045.19 | 100% | 3045.19 | 10 | 4.0821 | 304.519 | 1243.0878 | 1802.1022 | 0% | 0
F11.9 Ilydrmt 9 Bay Hill Cr TC | 2012-02-01 | 10 | 1194.73 | 100% | 1194.73 | 10 | 3.9124 | 119.473 | 467.4248 | 727.3052 | 0% | 0
HYDRANT STEM VALVE, FITTINGS | 2012-02-01 | 10 | 2618.85 | 100% | 2618.85 | 10 | 3.9124 | 261.885 | 1024.5959 | 1594.2541 | 0% | 0
RO 3 & 4 VFD Replacement | 2012-04-01 | 10 | 1731.35 | 100% | 1731.35 | 10 | 3.7481 | 173.135 | 648.9304 | 1082.4196 | 0% | 0
RO 3 & 4 Pinner Flu 400 Line Remtor | 2012-04-01 | 10 | 5434.14 | 100% | 5434.14 | 10 | 3.7481 | 543.414 | 2036.7796 | 3397.3604 | 0% | 0
WATERFVE SI1G JAN-JUN 2012 TC | 2012-05-01 | 10 | 2190.1 | 100% | 2190.1 | 10 | 3.666 | 219.01 | 802.8868 | 1387.2132 | 0% | 0
REPLACEMENT OF FOULED MEDIA IN SAND FILTERS TC | 2012-05-01 | 10 | 8065.71 | 100% | 8065.71 | 10 | 3.666 | 806.571 | 2956.8749 | 5108.8351 | 0% | 0
Micron Filters, Anti Scaltent TC | 2012-07-01 | 10 | 6274.32 | 100% | 6274.32 | 10 | 3.499 | 627.432 | 2195.3678 | 4078.9522 | 0% | 0
membranes | 2013-09-01 | 10 | 3844.96 | 100% | 3844.96 | 10 | 2.3299 | 384.496 | 895.8415 | 2949.1185 | 0% | 0
Membranes | 2013-09-01 | 10 | 3845.29 | 100% | 3845.29 | 10 | 2.3299 | 384.529 | 895.9184 | 2949.3716 | 0% | 0
Pow ertlex 400 to repair VFD | 2013-09-01 | 10 | 4728.36 | 100% | 4728.36 | 10 | 2.3299 | 472.836 | 1101.6658 | 3626.6942 | 0% | 0
Barge and crew for lake pump repair | 2013-09-01 | 10 | 4800 | 100% | 4800 | 10 | 2.3299 | 480 | 1118.3573 | 3681.6427 | 0% | 0
Replace 84 lake pump | 2013-09-01 | 10 | 6057.21 | 100% | 6057.21 | 10 | 2.3299 | 605.721 | 1411.276 | 4645.934 | 0% | 0
Pump & 20HP Motor | 2015-12-01 | 10 | 12669.4 | 100% | 12669.4 | 10 | 0.082136 | 1266.94 | 104.0608 | 12565.3392 | 0% | 0
BORDWFL TANK REPAIR | 2004-10-01 | 50 | 1403.27 | 100% | 1403.27 | 50 | 11.2471 | 28.0654 | 315.6541 | 1087.6159 | 0% | 0
SUPETAN STORAGE TANK REPAIRS/RUPTURED TNK | 2005-05-20 | 50 | 6487.17 | 100% | 6487.17 | 50 | 10.6146 | 129.7434 | 1377.1805 | 5109.9895 | 0% | 0
UNLSER TANK RENOVATION-APP 81 | 2005-08-01 | 50 | 14850 | 100% | 14850 | 50 | 10.4148 | 297 | 3093.191 | 11756.809 | 0% | 0
UTILCOM TANK k2 RENOVATION | 2005-10-14 | 50 | 12750 | 100% | 12750 | 50 | 10.2122 | 255 | 2604.1068 | 10145.8932 | 0% | 0
Installation 100,000 gal GST | 2007-04-11 | 50 | 59055.936 | 100% | 59055.936 | 50 | 8.7228 | 1181.1187 | 10302.6536 | 48753.2824 | 0% | 0
MORRISUP Tank Fill Lmes for Ground Storage | 2007-05-09 | 50 | 1469.95 | 100% | 1469.95 | 50 | 8.6461 | 29.399 | 254.1877 | 1215.7623 | 0% | 0
C&CCONC Slab for New Storage Tanks | 2007-06-13 | 50 | 4620 | 100% | 4620 | 50 | 8.5503 | 92.4 | 790.0485 | 3829.9515 | 0% | 0
RUSSTUR Pad [Knit for Storage Tank | 2007-07-11 | 50 | 2480 | 100% | 2480 | 50 | 8.4736 | 49.6 | 420.293 | 2059.707 | 0% | 0
Piping GST | 2007-09-19 | 50 | 9322.62 | 100% | 9322.62 | 50 | 8.282 | 186.4524 | 1544.1985 | 7778.4215 | 0% | 0
MORRISUP Tank Fill Lines for Ground Storage Invoice No |  | 50 |  | 100% | 0 | 50 |  | -- |  |  | 0% | 0
75,000 gallon gst, field erect wtth pad | 1986-01-01 | 50 | 15565 | 100% | 15565 | 50 | 29.9959 | 311.3 | 9337.7216 | 6227.2784 | 80% | 4981.8228
75,000 gallon gan, field erect mth pad | 1986-01-01 | 50 | 15565 | 100% | 15565 | 50 | 29.9959 | 311.3 | 9337.7216 | 6227.2784 | 80% | 4981.8228
water line appurtenances | 1997-01-22 | 50 | 4148 | 100% | 4148 | 50 | 18.9377 | 82.96 | 1571.0727 | 2576.9273 | 80% | 2061.5418
4 " gate valve | 1997-01-24 | 50 | 535.78 | 100% | 535.78 | 50 | 18.9322 | 10.7156 | 202.8703 | 332.9097 | 80% | 266.3278
12,490 feet PVC Pipc | 1997-01-30 | 50 | 8087.5 | 100% | 8087.5 | 50 | 18.9158 | 161.75 | 3059.6324 | 5027.8676 | 80% | 4022.294
PVC Pipe, US Filter | 1997-02-04 | 50 | 16873.74 | 100% | 16873.74 | 50 | 18.9021 | 337.4748 | 6378.9898 | 10494.7502 | 80% | 8395.8002
tap sleeve | 1997-02-05 | 50 | 362.27 | 100% | 362.27 | 50 | 18.8994 | 7.2454 | 136.9336 | 225.3364 | 80% | 180.2691
6" PVC | 1997-02-13 | 50 | 286.43 | 100% | 286.43 | 50 | 18.8775 | 5.7286 | 108.1415 | 178.2885 | 80% | 142.6308
UtrIrty Backfill | 1997-03-13 | 50 | 4265 | 100% | 4265 | 50 | 18.8008 | 85.3 | 1603.7101 | 2661.2899 | 80% | 2129.032
shows pvc phase X | 1997-03-19 | 50 | 12142.5 | 100% | 12142.5 | 50 | 18.7844 | 242.85 | 4561.7901 | 7580.7099 | 80% | 6064.5679
Pipe | 1997-04-03 | 50 | 200 | 100% | 200 | 50 | 18.7433 | 4 | 74.9733 | 125.0267 | 80% | 100.0214
Bores | 1997-05-31 | 50 | 1000 | 100% | 1000 | 50 | 18.5845 | 20 | 371.6906 | 628.3094 | 80% | 502.6475
waterline valve caps | 1997-10-17 | 50 | 1021.88 | 100% | 1021.88 | 50 | n/a | n/a | n/a | 1021.88 | 80% | 817.504
PVC Pipe | 1999-05-25 | 50 | 740.43 | 100% | 740.43 | 50 | 16.6023 | 14.8086 | 245.8572 | 494.5728 | 80% | 395.6582
pme | 1999-05-25 | 50 | 9219.64 | 100% | 9219.64 | 50 | 16.6023 | 184.3928 | 3061.3496 | 6158.2904 | 80% | 4926.6323
sand for Imes | 1999-06-07 | 50 | 750 | 100% | 750 | 50 | 16.5667 | 15 | 248.501 | 501.499 | 80% | 401.1992
mpe install.. | 1999-07-01 | 50 | 3562.5 | 100% | 3562.5 | 50 | 16.501 | 71.25 | 1175.6982 | 2386.8018 | 80% | 1909.4415
Road Crossmg | 2000-02-02 | 50 | 742.5 | 100% | 742.5 | 50 | 15.9097 | 14.85 | 236.2583 | 506.2417 | 80% | 404.9933
pme, valves | 2000-05-10 | 50 | 964.65 | 100% | 964.65 | 50 | 15.6413 | 19.293 | 301.7684 | 662.8816 | 80% | 530.3053
Water Lute | 2000-06-02 | 50 | 5217 | 100% | 5217 | 50 | 15.5784 | 104.34 | 1625.4472 | 3591.5528 | 80% | 2873.2422
MORRISUP WATER PIPE-600 | 2004-08-23 | 50 | 2750.83 | 100% | 2750.83 | 50 | 11.3539 | 55.0166 | 624.6512 | 2126.1788 | 0% | 0
water lme 3, 4" | 2005-07-15 | 50 | 11589 | 100% | 11589 | 50 | 10.4613 | 231.78 | 2424.7266 | 9164.2734 | 80% | 7331.4187
water hne | 2005-10-03 | 50 | 2572.5 | 100% | 2572.5 | 50 | 10.2423 | 51.45 | 526.9663 | 2045.5337 | 80% | 1636.4269
MORRISUP Raw Water Line | 2007-08-28 | 50 | 8581.95 | 100% | 8581.95 | 50 | 8.3422 | 171.639 | 1431.8522 | 7150.0978 | 0% | 0
KOKOPEL Raw Water Intake Lme | 2007-10-03 | 50 | 6868.46 | 100% | 6868.46 | 50 | 8.2437 | 137.3692 | 1132.4262 | 5736.0338 | 0% | 0
MORR1SUP Raw Water Line | 2007-10-19 | 50 | 1082.5 | 100% | 1082.5 | 50 | 8.1999 | 21.65 | 177.527 | 904.973 | 0% | 0
Install new pipe 6" 60hp Submonitor/Start up - Well #1 WB | 2012-11-30 | 50 | 17817.55 | 100% | 17817.55 | 50 | 3.0828 | 356.351 | 1098.566 | 16718.984 | 0% | 0
Total Pipe Installed | 1985-01-01 | 50 | 561785 | 100% | 561785 | 50 | 30.9952 | 11235.7 | 348252.8671 | 213532.1329 | 80% | 170825.7063
trencher rental | 1996-02-26 | 20 | 9697.8 | 100% | 9697.8 | 20 | 19.8439 | 484.89 | 9622.1293 | 75.6707 | 80% | 60.5366
venneer heavy CquIpmcfn rental | 1997-01-06 | 20 | 9697.5 | 100% | 9697.5 | 20 | 18.9815 | 484.875 | 9203.6643 | 493.8357 | 80% | 395.0686
heavy equmment | 1997-01-22 | 20 | 1557.5 | 0% | 0 | 20 | 18.9377 | 0 | 0 |  | 80% | 0
fire hydrant | 1997-03-10 | 20 | 1534.88 | 0% | 0 | 20 | 18.809 | 0 | 0 |  | 80% | 0
Equipment Rental. Utility Installation | 1997-03-25 | 20 | 4170 | 100% | 4170 | 20 | 18.768 | 208.5 | 3913.1211 | 256.8789 | 80% | 205.5031
venneer heavy equipment rental | 1997-04-24 | 20 | 9739.63 | 100% | 9739.63 | 20 | n/a | n/a | n/a | 9739.63 | 80% | 7791.704
Backhoe Work | 1997-05-31 | 20 | 520 | 100% | 520 | 20 | 18.5845 | 26 | 483.1978 | 36.8022 | 80% | 29.4418
Electric panels, pumps | 1997-07-11 | 20 | 7453.99 | 100% | 7453.99 | 20 | 18.4723 | 372.6995 | 6884.6092 | 569.3808 | 0% | 0
sand filters | 1998-02-27 | 20 | 2985.23 | 100% | 2985.23 | 20 | 17.8398 | 149.2615 | 2662.8006 | 322.4294 | 0% | 0
Water Treatment Plant Expansion, Update RO | 1998-03-09 | 20 | 75767.68 | 100% | 75767.68 | 20 | 17.8125 | 3788.384 | 67480.4279 | 8287.2521 | 0% | 0
RO unit and upgrade | 2001-06-18 | 20 | 80710 | 100% | 80710 | 20 | 14.5352 | 4035.5 | 58657.0007 | 22052.9993 | 0% | 0
RO electrical | 2001-06-26 | 20 | 607.36 | 100% | 607.36 | 20 | 14.5133 | 30.368 | 440.7413 | 166.6187 | 0% | 0
ACSALES Transformer for Lake pumps | 2001-08-08 | 20 | 1212.4 | 100% | 1212.4 | 20 | 14.3956 | 60.62 | 872.6625 | 339.7375 | 0% | 0
TR1PDPU VOLUTE CASE FOR BERKELY PUMP | 2002-02-01 | 20 | 1072.79 | 100% | 1072.79 | 20 | 13.911 | 53.6395 | 746.1801 | 326.6099 | 0% | 0
raw watei intake pump | 2002-05-10 | 20 | 28343.1 | 100% | 28343.1 | 20 | 13.6427 | 1417.155 | 19333.8354 | 9009.2646 | 0% | 0
Intake pump | 2002-06-20 | 20 | 4751 | 100% | 4751 | 20 | 13.5305 | 237.55 | 3214.1604 | 1536.8396 | 0% | 0
REXEM1N 120V STARTER, ELEMENTS, CABLETIES | 2002-09-09 | 20 | 402.93 | 100% | 402.93 | 20 | 13.3087 | 20.1465 | 268.1236 | 134.8064 | 0% | 0
REXEMIN TRANSFORMER | 2002-09-10 | 20 | 405.02 | 100% | 405.02 | 20 | 13.306 | 20.251 | 269.4589 | 135.5611 | 0% | 0
DEIONIZATION SYS, FILTER, CARTRIDGE | 2003-04-26 | 20 | 3381.07 | 100% | 3381.07 | 20 | 12.6817 | 169.0535 | 2143.89 | 1237.18 | 0% | 0
SNDBLST/COAT PRSSR VESSEL | 2003-12-11 | 20 | 4680 | 100% | 4680 | 20 | 12.0548 | 234 | 2820.8131 | 1859.1869 | 0% | 0
heavy equipment rental - trencher | 2005-08-15 | 20 | 8172.86 | 100% | 8172.86 | 20 | 10.3765 | 408.643 | 4240.2655 | 3932.5945 | 80% | 3146.0756
Umted Trencher Rental | 2005-09-16 | 20 | 4024 | 100% | 4024 | 20 | 10.2888 | 201.2 | 2070.1153 | 1953.8847 | 80% | 1563.1078
Backhoe Rental | 2006-01-07 | 20 | 582.17 | 100% | 582.17 | 20 | 9.9795 | 29.1085 | 290.4873 | 291.6827 | 80% | 233.3462
PROGWAT New Filter Housmg for Reverse Osmosis | 2006-10-02 | 20 | 3577.66 | 100% | 3577.66 | 20 | 9.2457 | 178.883 | 1653.9025 | 1923.7575 | 0% | 0
J&JOILF WInng | 2007-05-29 | 20 | 5463.5 | 100% | 5463.5 | 20 | 8.5914 | 273.175 | 2346.9491 | 3116.5509 | 0% | 0
MORRISUP Meter for Product Water | 2007-06-12 | 20 | 4535.68 | 100% | 4535.68 | 20 | 8.553 | 226.784 | 1939.694 | 2595.986 | 0% | 0
LAYNCHR Hydranautic CPA2 Elements/R0 Membranes | 2007-06-21 | 20 | 23997.4 | 100% | 23997.4 | 20 | 8.5284 | 1199.87 | 10232.9775 | 13764.4225 | 0% | 0
WALLELE Electncal Work on Flow MeterS | 2007-09-05 | 20 | 1790.41 | 100% | 1790.41 | 20 | 8.3203 | 89.5205 | 744.84 | 1045.57 | 0% | 0
UNITEQU Trencher | 2007-12-17 | 20 | 1368.14 | 100% | 1368.14 | 20 | 8.0383 | 68.407 | 549.878 | 818.262 | 80% | 654.6096
Trencher | 2007-12-31 | 20 | 1894.88 | 100% | 1894.88 | 20 | 8 | 94.744 | 757.952 | 1136.928 | 80% | 909.5424
Backhoe Rental | 2008-02-22 | 20 | 378.48 | 100% | 378.48 | 20 | 7.8549 | 18.924 | 148.646 | 229.834 | 0% | 0
trencher rental | 2008-04-28 | 20 | 2409.66 | 100% | 2409.66 | 20 | 7.6742 | 120.483 | 924.6101 | 1485.0499 | 0% | 0
trencher rental | 2008-05-16 | 20 | 1692.07 | 100% | 1692.07 | 20 | 7.6249 | 84.6035 | 645.0944 | 1046.9756 | 0% | 0
Bobcat Rental | 2008-12-05 | 20 | 2074.52 | 100% | 2074.52 | 20 | 7.0691 | 103.726 | 733.2527 | 1341.2673 | 0% | 0
Law work. fir alto lake pumps | 2009-10-22 | 20 | 1200 | 100% | 1200 | 20 | 6.1903 | 60 | 371.4168 | 828.5832 | 0% | 0
Water Plant Electical Strtke Deduchble for Insurance | 2009-12-31 | 20 | 10000 | 100% | 10000 | 20 | 5.9986 | 500 | 2999.3155 | 7000.6845 | 0% | 0
WB REPLACE PUMP, MOTOR AND CABLE | 2012-05-31 | 20 | 29973.34 | 100% | 29973.34 | 20 | 3.5838 | 1498.667 | 5370.9928 | 24602.3472 | 0% | 0
Stamless Steel lleaders | 2014-01-14 | 20 | 4487 | 100% | 4487 | 20 | 1.9603 | 224.35 | 439.7936 | 4047.2064 | 0% | 0
2014 Ford F150 66893 | 2015-05-14 | 5 | 29952.72 | 100% | 29952.72 | 5 | 0.63244 | 5990.544 | 3788.6808 | 26164.0392 | 0% | 0
0
0
|  |  | 1610546.296 |  | 1590087.806 |  |  | 75904.7455 | 796619.3006 | 793468.5054 |  | 255206.2415 | 0

## The Cliffs (Water) Rate Design
DOCKET # | #REF! | UTILITY: |  | #REF! | [7 empty] | Utility Name: | Double Diamond Utility Company THE CLIFFS (Water)
SOAH DOCKET # | #REF! | [10 empty] | Docket Number: | 46245
| Printed on: | 2017-10-23 16:56 | time: | 43031.7053 | [7 empty] | SOAH Docket Number: | 473-17-0119
#REF!
REVENUE REQUIREMENT | [6 empty] | APPLICANT'S REQUESTED RATES |  |  |  |  | APPLICANT'S REQUESTED RATES |  |  |  |  | STAFF'S REQUESTED RATES
COST OF SERVICE ITEM | Item Cost | % | Fixed | % | Variable |  | Use for Single Tiered Rates |  |  |  |  | Use For Multi-Tiered Rates |  |  |  |  | Use For Multi-Tiered Rates
[7 empty] | Minimum bill: |  |  |  |  | Minimum Bill |  |  |  |  | Minimum Bill
PURCHASED WATER | #REF! |  | #REF! |  | #REF! |  | (includes | #REF! | gallons) | <---- from Meter Consumption Sheet |  | (includes |  |  |  |  | (includes
POWER EXPENSE-PRODUCTION ONLY | #REF! |  | #REF! |  | #REF! | [6 empty] | 5/8" |  |  | 40 |  | 5/8" |  |  | 37
OTHER VOLUME RELATED EXPENSES | #REF! |  | #REF! |  | #REF! |  |  | 5/8 x 3/4" |  | <---- from notice |  | 3/4" |  |  | 40 |  | 3/4" |  |  | 37
EMPLOYEE LABOR | #REF! |  | #REF! |  | #REF! |  |  | 3/4" | 37 | " " | 1.5 | 1" |  |  | 110 |  | 1" |  |  | 92.5
MATERIALS | #REF! |  | #REF! |  | #REF! |  |  | 1" | 92.5 | " " | 2.5 | 1 1/2" |  |  | 230 |  | 1 1/2" |  |  | 185
CONTRACT WORK | #REF! |  | #REF! |  | #REF! |  |  | 1-1/2" | 185 | " " | 5 | 2" |  |  | 395 |  | 2" |  |  | 296
TRANSPORTATION EXPENSES | #REF! |  | #REF! |  | #REF! |  |  | 2" | 296 | " " | 8 | 3" |  |  |  |  | 3"
OTHER PLANT MAINTENANCE | #REF! |  | #REF! |  | #REF! |  |  | 3" | 555 | " " | 15 | 4" |  |  |  |  | 4"
OFFICE SALARIES | #REF! |  | #REF! |  | #REF! |  |  | 4" | 925 | " " | 25 | 6" |  |  |  |  | 6"
MANAGEMENT SALARIES | #REF! |  | #REF! |  | #REF! |  |  | 6" | 1850 | " " | 50
EMPLOYEE PENSIONS & BENEFITS | #REF! |  | #REF! |  | #REF! |  |  | 8" | 2960 |  | 80 | Gallonage Rates |  |  |  |  | Gallonage Rates
PURCHASED POWER-OFFICE ONLY | #REF! |  | #REF! |  | #REF! |  |  | 10" | 3700 | <---- in notice | 100
BAD DEBT EXPENSE | #REF! |  | #REF! |  | #REF! |  | Gallonage rate: |  |  | <---- in Rate Application - includes increase |  | 0 | to | 3000 | 3.5 |  | 0 | to | 3000 | 3.5
OFFICE SERVICES & RENTALS | #REF! |  | #REF! |  | #REF! |  |  |  | /1,000 gallons | <---- auto calculation |  | 3001 | to | 10000 | 4 | Add Gallonage Rates | 3001 | to | 10000 | 4
OFFICE SUPPLIES & EXPENSES | #REF! | 50 | #REF! | 50 | #REF! |  | Rev. Reqes'd: |  |  |  |  | 10001 | to | 15000 | 6.5 |  | 10001 | to | 15000 | 6.5
PROFESSIONAL SERVICES | #REF! | 90 | #REF! | 10 | #REF! |  | Rev. Gen'd : |  | #REF! |  |  | 15001 | to | 20000 | 10.5 |  | 15001 | to | 20000 | 10.5
INSURANCE | #REF! | 0 | #REF! | 100 | #REF! | [6 empty] | 20001 | to |  | 14.45 |  | 20001 | to |  | 14.45
REGULATORY EXPENSE (RATE CASE) | #REF! | 0 | #REF! | 100 | #REF!
REGULATORY EXPENSE (OTHER) | #REF! | 0 | #REF! | 100 | #REF!
MISCELLANEOUS | #REF! | 50 | #REF! | 50 | #REF! | [6 empty] | No. of Meters |  |  |  | Add Connections | No. of Meters
DEPRECIATION | #REF! | 100 | #REF! | 0 | #REF! | [6 empty] | 5/8" |  |  |  |  | 5/8"
Taxes Other than Income | #REF! | 100 | #REF! | 0 | #REF! | [6 empty] | 3/4" |  |  | 258 |  | 3/4" |  |  | 258
SUB-TOTAL (LESS FIT & RETURN) | #REF! |  | #REF! |  | #REF! | [6 empty] | 1" |  |  | 13 |  | 1" |  |  | 13
% OF TOTAL (FIXED + VARIABLE) |  | #REF! |  | #REF! | [7 empty] | 1 1/2" |  |  | 1 |  | 1 1/2" |  |  | 1
FEDERAL INCOME TAXES | #REF! |  | #REF! |  | #REF! | [6 empty] | 2" |  |  | 15 |  | 2" |  |  | 15
RETURN | #REF! |  | #REF! |  | #REF! | [6 empty] | 3" |  |  |  |  | 3"
LESS OTHER REVENUES | #REF! |  | #REF! |  | #REF! | [6 empty] | 4 |  |  |  |  | 4
TOTAL | #REF! |  | #REF! |  | #REF! | [6 empty] | 6 |  |  |  |  | 6
[12 empty] | Total |  |  | 287 |  | Total |  |  | 287
GALLONAGE CALCULATION
[12 empty] | Gallons Billed |  |  |  |  | Gallons Billed
GALLONAGE | #REF! | GALLONS
[12 empty] | 0 | to | 3000 | 5260000 | Add Usage | 0 | to | 3000 | 5260000
[12 empty] | 3001 | to | 10000 | 6142000 |  | 3001 | to | 10000 | 6142000
[12 empty] | 10001 | to | 15000 | 2655000 |  | 10001 | to | 15000 | 2655000
[12 empty] | 15001 | to | 20000 | 1958000 |  | 15001 | to | 20000 | 1958000
[12 empty] | 20001 | to | 0 | 8708000 |  | 20001 | to | 0 | 8708000
[12 empty] | Total |  |  | 24723000 |  | Total |  |  | 24723000
[12 empty] | REVENUE |  |  |  |  | REVENUE
[12 empty] | Base Rate |  |  |  |  | Base Rate
[12 empty] | 5/8" |  |  | 0 |  | 5/8" |  |  | 0
[12 empty] | 3/4" |  |  | 123840 |  | 3/4" |  |  | 114552
[12 empty] | 1" |  |  | 17160 |  | 1" |  |  | 14430
[12 empty] | 1 1/2" |  |  | 2760 |  | 1 1/2" |  |  | 2220
[12 empty] | 2" |  |  | 71100 |  | 2" |  |  | 53280
[12 empty] | 3" |  |  | 0 |  | 3" |  |  | 0
[12 empty] | 4 |  |  | 0 |  | 4 |  |  | 0
[12 empty] | 6 |  |  | 0 |  | 6 |  |  | 0
[12 empty] | Total revenue generated by Minimum Charge |  |  | 214860 |  | Total revenue generated by Minimum Charge |  |  | 184482
[12 empty] | Volumetric Revenue |  |  |  |  | Volumetric Revenue
[12 empty] | 0 | to | 3000 | 18410 |  | 0 | to | 3000 | 18410
[12 empty] | 3001 | to | 10000 | 24568 |  | 3001 | to | 10000 | 24568
[12 empty] | 10001 | to | 15000 | 17257.5 |  | 10001 | to | 15000 | 17257.5
[12 empty] | 15001 | to | 20000 | 20559 |  | 15001 | to | 20000 | 20559
[12 empty] | 20001 | to | 0 | 125830.6 |  | 20001 | to | 0 | 125830.6
[12 empty] | Total revenue generated by Gallonage Charge |  |  | 206625.1 |  | Total revenue generated by Gallonage Charge |  |  | 206625.1
[12 empty] | Total Revenue Generated |  |  | 421485.1 |  | Total Revenue Generated |  |  | 391107.1
[12 empty] | Noticed Revenue Requirement |  |  |  |  | Staff Revenue Requirement |  |  | 391091
Note on P5: hgraham:
Note on Y5: hgraham:

## The Cliffs (Sewer) Depreciation
PUBLIC UTILITY COMMISSION OF TEXAS
Utility Name: | Double Diamond Utility Company THE CLIFFS (Sewer)
Docket Number: | 46245
SOAH Docket Number: | 473-17-0119
Date Examined: | 2017-10-23 16:56 | 43031.7053 |  |  |  |  | D E P R E C I A T I O N
Date Referenced: | 2015-12-31 | [5 empty] | ANALYSIS
Description | Acquired Date | Claimed Economic Life, yrs | Claimed Original Cost | % Used & Useful | Ver./Est. Original Cost | Economic Life, yrs | Actual Deprec. Life | Annual Deprec. | Accum. Deprec. | Net Plant* | % of plant paid for by developer | Developer $
AB1086 TR 2-1 W J Wesley Wastewater Plant |  | n/a | 17920 | 100% | 17920 |  |  | -- | 0 | 17920 | 80% | 14336
E-One Pum Packa e | 2012-12-01 | 10 | 8314.13 | 100% | 8314.13 | 10 | 3.0801 | 831.413 | 2560.8203 | 5753.3097 | 0% | 0
(2)30 FLOAT SW1THCES AT LIFT STATION | 2010-08-01 | 10 | 1044.94 | 100% | 1044.94 | 10 | n/a | n/a | n/a | 1044.94 | 0% | 0
r Sewage air valves TC | 2011-12-01 | 10 | 2990.84 | 100% | 2990.84 | 10 | 4.0821 | 299.084 | 1220.9014 | 1769.9386 | 0% | 0
3 PHASE PUMP PANEL-TC | 2010-04-01 | 10 | 1666.84 | 100% | 1666.84 | 10 | 5.7495 | 166.684 | 958.3474 | 708.4926 | 0% | 0
blowers at wwlp | 2006-03-14 | 10 | 1197.81 | 0% | 0 | 10 | 9.7988 | 0 | 0 |  | 0%
Check Valves TC | 2011-12-01 | 10 | 1243.86 | 100% | 1243.86 | 10 | 4.0821 | 124.386 | 507.7605 | 736.0995 | 0% | 0
CONTROL BOX AND INSTALLATION-TC | 2010-04-01 | 10 | 2927.15 | 100% | 2927.15 | 10 | 5.7495 | 292.715 | 1682.961 | 1244.189 | 0% | 0
Guider Pump-Float Manna Lift Station TC | 2012-03-01 | 10 | 3383.17 | 100% | 3383.17 | 10 | 3.833 | 338.317 | 1296.7661 | 2086.4039 | 0% | 0
GP FOR LIFT STATION TC | 2010-04-01 | 10 | 4369.26 | 100% | 4369.26 | 10 | 5.7495 | 436.926 | 2512.1002 | 1857.1598 | 0% | 0
GP SPYGLASS FOR POOL #2 TC | 2010-04-01 | 10 | 4286.3 | 100% | 4286.3 | 10 | 5.7495 | 428.63 | 2464.4025 | 1821.8975 | 0% | 0
GRINDER PUMP-TC | 2010-11-01 | 10 | 3052.37 | 100% | 3052.37 | 10 | 5.1636 | 305.237 | 1576.1177 | 1476.2523 | 0% | 0
Grundfous 2014P Pump | 2015-06-29 | 10 | 7351.6 | 100% | 7351.6 | 10 | 0.5065 | 735.16 | 372.3603 | 6979.2397 | 0% | 0
LIFT STATION MARINA/CLIFFS DRIVE | 2012-03-01 | 10 | 3434.4 | 100% | 3434.4 | 10 | 3.833 | 343.44 | 1316.4025 | 2117.9975 | 0% | 0
PROGWAT Rebuilt Tonkalfo Pump | 2006-08-24 | 10 | 935.28 | 100% | 935.28 | 10 | 9.3525 | 93.528 | 874.7205 | 60.5595 | 0% | 0
Pump at Sewer Plant | 2015-06-26 | 10 | 5317.8 | 100% | 5317.8 | 10 | 0.51472 | 531.78 | 273.7156 | 5044.0844 | 0% | 0
REDUCERS. MOTOR-TC | 2012-03-01 | 10 | 2400 | 100% | 2400 | 10 | 3.833 | 240 | 919.9179 | 1480.0821 | 0% | 0
REPLACING WIRING | 2010-01-01 | 10 | 10593.83 | 100% | 10593.83 | 10 | 5.9959 | 1059.383 | 6351.9474 | 4241.8826 | 0% | 0
ROOTS BLOWER. REPLACEMENT | 2010-11-01 | 10 | 1635.37 | 100% | 1635.37 | 10 | 5.1636 | 163.537 | 844.4375 | 790.9325 | 0% | 0
Secondary clarifier weir | 2014-07-01 | 10 | 6285.92 | 100% | 6285.92 | 10 | 1.5003 | 628.592 | 943.1031 | 5342.8169 | 0% | 0
IC EX TENSION RISERS, FIBERGLASS EXTENSION RISERS | 2009-12-01 | 10 | 1750.81 | 100% | 1750.81 | 10 | 6.0808 | 175.081 | 1064.6267 | 686.1833 | 0% | 0
TC PANELS | 2009-12-01 | 10 | 2635.94 | 100% | 2635.94 | 10 | 6.0808 | 263.594 | 1602.8536 | 1033.0864 | 0% | 0
TC REPAIR TO SEWER PLANT BLOWER MOTOR | 2009-12-01 | 10 | 2409.64 | 100% | 2409.64 | 10 | 6.0808 | 240.964 | 1465.2458 | 944.3942 | 0% | 0
Turban Master MI | 2008-05-14 | 10 | 427.47 | 100% | 427.47 | 10 | 7.6304 | 42.747 | 326.1763 | 101.2937 | 0% | 0
USABLU Blower for Sewer Plant | 2006-05-29 | 10 | 1717.73 | 100% | 1717.73 | 10 | 9.5907 | 171.773 | 1647.4218 | 70.3082 | 0% | 0
USABLU Portable Sampler | 2007-02-08 | 10 | 1514.52 | 100% | 1514.52 | 10 | 8.8925 | 151.452 | 1346.7929 | 167.7271 | 0% | 0
USABLU Pressure Logger Software, Gauge to Hose A | 2007-10-01 | 10 | 659.01 | 100% | 659.01 | 10 | 8.2491 | 65.901 | 543.6269 | 115.3831 | 0% | 0
WALLELE Electrical Work on hlow Meters | 2007-09-05 | 10 | 1790.43 | 100% | 1790.43 | 10 | n/a | n/a | n/a | 1790.43 | 0% | 0
WORK ON SEWER LIFT S !AI-ION-PC | 2010-05-01 | 10 | 1284.28 | 100% | 1284.28 | 10 | 5.6674 | 128.428 | 727.8466 | 556.4334 | 0% | 0
Backhoe Rental | 2008-02-25 | 20 | 378.48 | 100% | 378.48 | 20 | 7.8467 | 18.924 | 148.4906 | 229.9894 | 0% | 0
Backhoe work | 1997-05-31 | 20 | 520 | 100% | 520 | 20 | 18.5845 | 26 | 483.1978 | 36.8022 | 80% | 29.4418
Bobcat Rental | 2008-12-05 | 20 | 2074.52 | 100% | 2074.52 | 20 | 7.0691 | 103.726 | 733.2527 | 1341.2673 | 0% | 0
Bobcat Rental | 2008-05-12 | 20 | 2074.52 | 100% | 2074.52 | 20 | 7.6359 | 103.726 | 792.0378 | 1282.4822 | 0% | 0
bobtail heavy equipment rental | 1997-03-19 | 20 | 4265 | 100% | 4265 | 20 | 18.7844 | 213.25 | 4005.7721 | 259.2279 | 80% | 207.3823
Equipment Rental, Utility Installation | 1997-03-25 | 20 | 4170 | 100% | 4170 | 20 | 18.768 | 208.5 | 3913.1211 | 256.8789 | 80% | 205.5031
heavy equipment | 1997-01-22 | 20 | 1557.5 | 100% | 1557.5 | 20 | 18.9377 | 77.875 | 1474.7745 | 82.7255 | 80% | 66.1804
Lill Station Electncal | 2009-04-23 | 20 | 2032.29 | 100% | 2032.29 | 20 | 6.6886 | 101.6145 | 679.6556 | 1352.6344 | 0% | 0
MCCLMECH Air Drop Ptpes | 2007-01-26 | 20 | 1280 | 100% | 1280 | 20 | 8.9281 | 64 | 571.4004 | 708.5996 | 0% | 0
MCCMECH Installed Walkway and Hand Rad. | 2007-02-12 | 20 | 3659 | 100% | 3659 | 20 | 8.8816 | 182.95 | 1624.8865 | 2034.1135 | 0% | 0
PROGWAT PUMP MOTOER | 2001-07-20 | 20 | 566.5 | 100% | 566.5 | 20 | 14.4476 | 28.325 | 409.2294 | 157.2706 | 0% | 0
mck saw | 1999-06-18 | 20 | 2250 | 100% | 2250 | 20 | 16.5366 | 112.5 | 1860.3696 | 389.6304 | 80% | 311.7043
RSCEQUI Backhoe Rental (1/14 - 2/11) | 2008-02-04 | 20 | 582.17 | 100% | 582.17 | 20 | 7.9042 | 29.1085 | 230.0787 | 352.0913 |  | 0
RSCEQUI Backhoe Rental (12/17-1/14) | 2008-07-01 | 20 | 582.17 | 100% | 582.17 | 20 | 7.499 | 29.1085 | 218.2839 | 363.8861 |  | 0
shows heavy equipment | 1997-05-31 | 20 | 1040 | 100% | 1040 | 20 | 18.5845 | 52 | 966.3956 | 73.6044 | 80% | 58.8835
Trencher | 2007-12-31 | 20 | 1894.88 | 100% | 1894.88 | 20 | 8 | 94.744 | 757.952 | 1136.928 |  | 0
Trencher | 2008-04-28 | 20 | 2409.66 | 100% | 2409.66 | 20 | 7.6742 | 120.483 | 924.6101 | 1485.0499 |  | 0
Trencher | 2008-05-16 | 20 | 1692.07 | 100% | 1692.07 | 20 | 7.6249 | 84.6035 | 645.0944 | 1046.9756 |  | 0
trencher rental | 1996-02-26 | 20 | 9697.5 | 0% | 0 | 20 | 19.8439 | 0 | 0 |  | 80%
TRIPDPU Simples lift station | 2001-06-04 | 20 | 6440.88 | 100% | 6440.88 | 20 | 14.5736 | 322.044 | 4693.3339 | 1747.5461 | 80% | 1398.0369
UNIIIQU freneher | 2007-12-17 | 20 | 1368.14 | 100% | 1368.14 | 20 | 8.0383 | 68.407 | 549.878 | 818.262 |  | 0
USABLU Chemical Feed Pump | 2007-09-10 | 20 | 394.48 | 100% | 394.48 | 20 | 8.3066 | 19.724 | 163.8402 | 230.6398 |  | 0
USABLU Core Sample, Pump | 2007-02-07 | 20 | 1959.96 | 100% | 1959.96 | 20 | 8.8953 | 97.998 | 871.7194 | 1088.2406 |  | 0
USFILGA Blowers, 5hp Motors | 2001-10-29 | 20 | 3461.56 | 100% | 3461.56 | 20 | 14.1711 | 173.078 | 2452.7084 | 1008.8516 |  | 0
vermeer heavy equipment rental | 1997-01-06 | 20 | 9697.5 | 100% | 9697.5 | 20 | 18.9815 | 484.875 | 9203.6643 | 493.8357 | 80% | 395.0686
12.940 feet PVC Pipe | 1997-01-30 | 20 | 8087.5 | 100% | 8087.5 | 20 | 18.9158 | 404.375 | 7649.0811 | 438.4189 | 80% | 350.7351
4" Gate Valve Sewer | 1997-02-07 | 20 | 191.79 | 0% | 0 | 20 | 18.8939 | 0 | 0 |  | 80%
Dauco Plant 25,000 gpd | 1985-01-01 | 50 | 86214.69 | 100% | 86214.69 | 50 | 30.9952 | 1724.2938 | 53444.8463 | 32769.8437 | 80% | 26215.875
NORMPLU Sewer Line Repair Lot 891/ | 2006-08-01 | 50 | 1295 | 100% | 1295 | 50 | 9.4155 | 25.9 | 243.8606 | 1051.1394 | 0% | 0
Pipe | 1997-04-03 | 50 | 200 | 100% | 200 | 50 | 18.7433 | 4 | 74.9733 | 125.0267 | 80% | 100.0214
pme installation | 1999-07-01 | 50 | 3562.5 | 100% | 3562.5 | 50 | 16.501 | 71.25 | 1175.6982 | 2386.8018 | 80% | 1909.4415
PVC Pipe 6 4 3, 2" | 1997-01-22 | 50 | 4147.87 | 100% | 4147.87 | 50 | 18.9377 | 82.9574 | 1571.0235 | 2576.8465 | 80% | 2061.4772
Road Crossing | 2000-02-02 | 50 | 742.5 | 100% | 742.5 | 50 | 15.9097 | 14.85 | 236.2583 | 506.2417 | 80% | 404.9933
sand for lines | 1999-06-07 | 50 | 750 | 100% | 750 | 50 | 16.5667 | 15 | 248.501 | 501.499 | 80% | 401.1992
sewer bore | 1997-05-31 | 50 | 1500 | 100% | 1500 | 50 | 18.5845 | 30 | 557.5359 | 942.4641 | 80% | 753.9713
sewer line | 1997-02-04 | 50 | 16873 | 100% | 16873 | 50 | 18.9021 | 337.46 | 6378.71 | 10494.29 | 80% | 8395.432
sewer line | 2000-06-02 | 50 | 5042 | 100% | 5042 | 50 | 15.5784 | 100.84 | 1570.9229 | 3471.0771 | 80% | 2776.8617
sewer Iine | 2005-10-03 | 50 | 2572.5 | 100% | 2572.5 | 50 | 10.2423 | 51.45 | 526.9663 | 2045.5337 | 80% | 1636.4269
shows pan phase X | 1997-03-19 | 50 | 12142.5 | 100% | 12142.5 | 50 | 18.7844 | 242.85 | 4561.7901 | 7580.7099 | 80% | 6064.5679
Total Pipe installed | 1996-01-01 | 50 | 703723 | 100% | 703723 | 50 | 19.9973 | 14074.46 | 281450.6662 | 422272.3338 | 0% | 0
|  |  | 1017634.33 |  | 1006547.23 |  |  | 28256.0022 | 433465.9532 | 573081.2768 |  | 68079.2032 | 0

## The Cliffs (Sewer) Rate Design
DOCKET # | #REF! | UTILITY: |  | #REF! | [7 empty] | Utility Name: | Double Diamond Utility Company THE CLIFFS (Sewer)
SOAH DOCKET # | #REF! | [10 empty] | Docket Number: | 46245
| Printed on: | 2017-10-23 16:56 | time: | 43031.7053 | [7 empty] | SOAH Docket Number: | 473-17-0119
#REF!
REVENUE REQUIREMENT | [6 empty] | APPLICANT'S REQUESTED RATES |  |  |  |  | APPLICANT'S REQUESTED RATES |  |  |  |  | STAFF'S REQUESTED RATES
COST OF SERVICE ITEM | Item Cost | % | Fixed | % | Variable |  | Use for Single Tiered Rates |  |  |  |  | Use For Multi-Tiered Rates |  |  |  |  | Use For Multi-Tiered Rates
[7 empty] | Minimum bill: |  |  |  |  | Minimum Bill |  |  |  |  | Minimum Bill
PURCHASED WATER | #REF! |  | #REF! |  | #REF! |  | (includes | #REF! | gallons) | <---- from Meter Consumption Sheet |  | (includes |  |  |  |  | (includes
POWER EXPENSE-PRODUCTION ONLY | #REF! |  | #REF! |  | #REF! | [6 empty] | 5/8" |  |  |  |  | 5/8"
OTHER VOLUME RELATED EXPENSES | #REF! |  | #REF! |  | #REF! |  |  | 5/8 x 3/4" |  | <---- from notice |  | 3/4" |  |  | 72 |  | 3/4" |  |  | 55
EMPLOYEE LABOR | #REF! |  | #REF! |  | #REF! |  |  | 3/4" | 55 | " " | 1.5 | 1" |  |  | 126 |  | 1" |  |  | 137.5
MATERIALS | #REF! |  | #REF! |  | #REF! |  |  | 1" | 137.5 | " " | 2.5 | 1 1/2" |  |  | 216 |  | 1 1/2" |  |  | 275
CONTRACT WORK | #REF! |  | #REF! |  | #REF! |  |  | 1-1/2" | 275 | " " | 5 | 2" |  |  | 324 |  | 2" |  |  | 440
TRANSPORTATION EXPENSES | #REF! |  | #REF! |  | #REF! |  |  | 2" | 440 | " " | 8 | 3" |  |  | 575 |  | 3" |  |  | 825
OTHER PLANT MAINTENANCE | #REF! |  | #REF! |  | #REF! |  |  | 3" | 825 | " " | 15 | 4" |  |  |  |  | 4"
OFFICE SALARIES | #REF! |  | #REF! |  | #REF! |  |  | 4" |  | " " | 25 | 6" |  |  |  |  | 6"
MANAGEMENT SALARIES | #REF! |  | #REF! |  | #REF! |  |  | 6" |  | " " | 50
EMPLOYEE PENSIONS & BENEFITS | #REF! |  | #REF! |  | #REF! |  |  | 8" |  |  | 80 | Gallonage Rates |  |  |  |  | Gallonage Rates
PURCHASED POWER-OFFICE ONLY | #REF! |  | #REF! |  | #REF! |  |  | 10" |  | <---- in notice | 100
BAD DEBT EXPENSE | #REF! |  | #REF! |  | #REF! |  | Gallonage rate: |  |  | <---- in Rate Application - includes increase |  | 0 | to | 3000 |  |  | 0 | to | 3000
OFFICE SERVICES & RENTALS | #REF! |  | #REF! |  | #REF! |  |  |  | /1,000 gallons | <---- auto calculation |  | 3001 | to |  | 12 | Add Gallonage Rates | 3001 | to |  | 12
OFFICE SUPPLIES & EXPENSES | #REF! | 50 | #REF! | 50 | #REF! |  | Rev. Reqes'd: |  |  |  |  | 1 | to |  |  |  | 1 | to
PROFESSIONAL SERVICES | #REF! | 90 | #REF! | 10 | #REF! |  | Rev. Gen'd : |  | #REF! |  |  | 1 | to |  |  |  | 1 | to
INSURANCE | #REF! | 0 | #REF! | 100 | #REF! | [6 empty] | 1 | to |  |  |  | 1 | to
REGULATORY EXPENSE (RATE CASE) | #REF! | 0 | #REF! | 100 | #REF!
REGULATORY EXPENSE (OTHER) | #REF! | 0 | #REF! | 100 | #REF!
MISCELLANEOUS | #REF! | 50 | #REF! | 50 | #REF! | [6 empty] | No. of Meters |  |  |  | Add Connections | No. of Meters
DEPRECIATION | #REF! | 100 | #REF! | 0 | #REF! | [6 empty] | 5/8" |  |  |  |  | 5/8"
Taxes Other than Income | #REF! | 100 | #REF! | 0 | #REF! | [6 empty] | 3/4" |  |  | 220 |  | 3/4" |  |  | 220
SUB-TOTAL (LESS FIT & RETURN) | #REF! |  | #REF! |  | #REF! | [6 empty] | 1" |  |  | 4 |  | 1" |  |  | 4
% OF TOTAL (FIXED + VARIABLE) |  | #REF! |  | #REF! | [7 empty] | 1 1/2" |  |  | 1 |  | 1 1/2" |  |  | 1
FEDERAL INCOME TAXES | #REF! |  | #REF! |  | #REF! | [6 empty] | 2" |  |  | 14 |  | 2" |  |  | 14
RETURN | #REF! |  | #REF! |  | #REF! | [6 empty] | 3" |  |  |  |  | 3"
LESS OTHER REVENUES | #REF! |  | #REF! |  | #REF! | [6 empty] | 4 |  |  |  |  | 4
TOTAL | #REF! |  | #REF! |  | #REF! | [6 empty] | 6 |  |  |  |  | 6
[12 empty] | Total |  |  | 239 |  | Total |  |  | 239
GALLONAGE CALCULATION
[12 empty] | Gallons Billed |  |  |  |  | Gallons Billed
GALLONAGE | #REF! | GALLONS
[12 empty] | 0 | to | 3000 | 4527000 | Add Usage | 0 | to | 3000 | 4527000
[12 empty] | 3001 | to | 0 | 5045000 |  | 3001 | to | 0 | 5045000
[12 empty] | 1 | to | 0 |  |  | 1 | to | 0
[12 empty] | 1 | to | 0 |  |  | 1 | to | 0
[12 empty] | 1 | to | 0 |  |  | 1 | to | 0
[12 empty] | Total |  |  | 9572000 |  | Total |  |  | 9572000
[12 empty] | REVENUE |  |  |  |  | REVENUE
[12 empty] | Base Rate |  |  |  |  | Base Rate
[12 empty] | 5/8" |  |  | 0 |  | 5/8" |  |  | 0
[12 empty] | 3/4" |  |  | 190080 |  | 3/4" |  |  | 145200
[12 empty] | 1" |  |  | 6048 |  | 1" |  |  | 6600
[12 empty] | 1 1/2" |  |  | 2592 |  | 1 1/2" |  |  | 3300
[12 empty] | 2" |  |  | 54432 |  | 2" |  |  | 73920
[12 empty] | 3" |  |  | 0 |  | 3" |  |  | 0
[12 empty] | 4 |  |  | 0 |  | 4 |  |  | 0
[12 empty] | 6 |  |  | 0 |  | 6 |  |  | 0
[12 empty] | Total revenue generated by Minimum Charge |  |  | 253152 |  | Total revenue generated by Minimum Charge |  |  | 229020
[12 empty] | Volumetric Revenue |  |  |  |  | Volumetric Revenue
[12 empty] | 0 | to | 3000 | 0 |  | 0 | to | 3000 | 0
[12 empty] | 3001 | to | 0 | 60540 |  | 3001 | to | 0 | 60540
[12 empty] | 1 | to | 0 | 0 |  | 1 | to | 0 | 0
[12 empty] | 1 | to | 0 | 0 |  | 1 | to | 0 | 0
[12 empty] | 1 | to | 0 | 0 |  | 1 | to | 0 | 0
[12 empty] | Total revenue generated by Gallonage Charge |  |  | 60540 |  | Total revenue generated by Gallonage Charge |  |  | 60540
[12 empty] | Total Revenue Generated |  |  | 313692 |  | Total Revenue Generated |  |  | 289560
[12 empty] | Noticed Revenue Requirement |  |  |  |  | Staff Revenue Requirement |  |  | 288713
Note on P5: hgraham:
Note on Y5: hgraham:

## White Bluff (Water)Depreciation
PUBLIC UTILITY COMMISSION OF TEXAS
Utility Name: | Double Diamond WHITE BLUFF (Water)
Docket Number: | 46245
SOAH Docket Number: | 473-17-0119
Date Examined: | 2017-10-23 16:56 | 43031.7053 |  |  |  |  | D E P R E C I A T I O N
Date Referenced: | 2015-12-31 | [5 empty] | ANALYSIS
Description | Acquired Date | Claimed Economic Life, yrs | Claimed Original Cost | % Used & Useful | Ver./Est. Original Cost | Economic Life, yrs | Actual Deprec. Life | Annual Deprec. | Accum. Deprec. | Net Plant* | % of plant paid for by developer | Developer $ | Customer $
WB 4 2 30AC Water Tanks | Land |  | 17700 | 100% | 17700 | n/a | n/a | n/a | n/a | 17700 | 80% | 14160
907 120 257AC Pump Station | Land |  | 9150 | 100% | 9150 | Land |  |  |  | 9150 | 80% | 7320
Water Plant | Land |  | 12810 | 100% | 12810 | Land |  |  |  | 12810 | 0% | 0
935 18 water tower & well | Land |  | 2500 | 100% | 2500 | Land |  |  |  | 2500 | 0% | 0
SMITPUM Well 82 Pump Repair | 2007-05-28 | 10 | 6883.92 | 100% | 6883.92 | 10 | 8.5941 | 688.392 | 5916.1191 | 967.8009 | 0% | 0
SMITPUM Pans, Labor-Water Well | 2007-08-31 | 10 | 19203.28 | 100% | 19203.28 | 10 | 8.334 | 1920.328 | 16004.0477 | 3199.2323 | 0% | 0
New Pump Cable | 2011-02-28 | 10 | 24038.92 | 100% | 24038.92 | 10 | 4.8378 | 2403.892 | 11629.5063 | 12409.4137 | 0% | 0
GENERATOR | 2012-01-31 | 10 | 1383.44 | 100% | 1383.44 | 10 | 3.9151 | 138.344 | 541.6343 | 841.8057 | 0% | 0
WB RELACE PUMP, MOTOR & CABLE | 2012-05-31 | 10 | 29973.34 | 100% | 29973.34 | 10 | 3.5838 | 2997.334 | 10741.9855 | 19231.3545 | 0% | 0
Pump, Well No 3 | 2015-07-29 | 10 | 15092.55 | 100% | 15092.55 | 10 | 0.42437 | 1509.255 | 640.4778 | 14452.0722 | 0% | 0
Pump Replacement Well No 2 | 2015-08-24 | 10 | 16949.75 | 100% | 16949.75 | 10 | 0.35318 | 1694.975 | 598.6359 | 16351.1141 | 0% | 0
30 HP Motor Replacement, Well No 1 | 2015-12-03 | 10 | 26239.36 | 100% | 26239.36 | 10 | 0.07666 | 2623.936 | 201.1505 | 26038.2095 | 0% | 0
LONESTA Booster Pump | 2006-03-07 | 10 | 1034.4 | 0% | 0 | 10 | 9.8179 | 0 | 0 |  | 0%
LONESTA 0-Ring, Plug, Gasket, Diaph,Etc | 2006-08-28 | 10 | 1260.14 | 0% | 0 | 10 | 9.3415 | 0 | 0 |  | 0%
Consulting Environmental engineenng for 20,006 | 2007-08-13 | 10 | 1362 | 100% | 1362 | 10 | 8.3833 | 136.2 | 1141.8053 | 220.1947 | 0% | 0
LONESTA Booster Pump, Ejector | 2007-08-27 | 10 | 1123.21 | 100% | 1123.21 | 10 | 8.345 | 112.321 | 937.3153 | 185.8947 | 0% | 0
water storage tank 82 | 1996-06-19 | 50 | 81617.96 | 100% | 81617.96 | 50 | 19.5318 | 1632.3592 | 31882.9583 | 49735.0017 | 0% | 0
water piping gst | 2000-01-11 | 50 | 298.77 | 100% | 298.77 | 50 | 15.9699 | 5.9754 | 95.4264 | 203.3436 | 0% | 0
storage tank, 250,000 gallons | 2000-09-29 | 50 | 71887.31 | 100% | 71887.31 | 50 | 15.2526 | 1437.7462 | 21929.3199 | 49957.9901 | 0% | 0
piping for new storage lank | 2000-10-27 | 50 | 3188.79 | 100% | 3188.79 | 50 | 15.1759 | 63.7758 | 967.8556 | 2220.9344 | 0% | 0
58,000 gallon gst, field erect with base | 1991-01-01 | 50 | 21024.93 | 100% | 21024.93 | 50 | 24.9966 | 420.4986 | 10511.0259 | 10513.9041 | 80% | 8411.1233
hydropneurnalic pressure tank - 6000gallon | 1999-07-16 | 50 | 27576 | 100% | 27576 | 50 | 16.46 | 551.52 | 9077.9966 | 18498.0034 | 0% | 0
Nicumai Set pressure tank Ort well#1/100tor | 2007-02-07 | 50 | 4188.23 | 100% | 4188.23 | 50 | 8.8953 | 83.7646 | 745.1093 | 3443.1207 | 0% | 0
CONSENV Installation of NewPressure Tank/Ex | 2007-09-10 | 50 | 4278 | 100% | 4278 | 50 | 8.3066 | 85.56 | 710.7161 | 3567.2839 | 0% | 0
water bores (2) | 1996-01-05 | 50 | 1000 | 100% | 1000 | 50 | 19.9863 | 20 | 399.7262 | 600.2738 | 80% | 480.219
water line unit 40 | 1996-01-11 | 50 | 4510 | 100% | 4510 | 50 | 19.9699 | 90.2 | 1801.2835 | 2708.7165 | 80% | 2166.9732
water bore (3) | 1996-01-12 | 50 | 1500 | 100% | 1500 | 50 | 19.9671 | 30 | 599.0144 | 900.9856 | 80% | 720.7885
water line unit 39 | 1996-01-12 | 50 | 4230 | 100% | 4230 | 50 | 19.9671 | 84.6 | 1689.2205 | 2540.7795 | 80% | 2032.6236
water bore | 1996-01-31 | 50 | 500 | 100% | 500 | 50 | 19.9151 | 10 | 199.1513 | 300.8487 | 80% | 240.679
water bore | 1996-02-29 | 50 | 1500 | 100% | 1500 | 50 | 19.8357 | 30 | 595.0719 | 904.9281 | 80% | 723.9425
water line unit 33, 34, 35 | 1996-02-29 | 50 | 9090 | 100% | 9090 | 50 | 19.8357 | 181.8 | 3606.1355 | 5483.8645 | 80% | 4387.0916
water line Unit 38 | 1996-06-30 | 50 | 6125 | 100% | 6125 | 50 | 19.5017 | 122.5 | 2388.9596 | 3736.0404 | 80% | 2988.8323
water line unit 36 | 1996-06-30 | 50 | 4510 | 100% | 4510 | 50 | 19.5017 | 90.2 | 1759.0543 | 2750.9457 | 80% | 2200.7565
water and sewer bores | 1996-07-31 | 50 | 2000 | 100% | 2000 | 50 | 19.4168 | 40 | 776.6735 | 1223.3265 | 80% | 978.6612
pipe - Rohan | 1996-11-09 | 50 | 3280.96 | 100% | 3280.96 | 50 | 19.1403 | 65.6192 | 1255.9721 | 2024.9879 | 80% | 1619.9903
bores | 1997-01-04 | 50 | 500 | 100% | 500 | 50 | 18.987 | 10 | 189.87 | 310.13 | 80% | 248.104
water line unit 40 | 1997-01-04 | 50 | 7475 | 100% | 7475 | 50 | 18.987 | 149.5 | 2838.5558 | 4636.4442 | 80% | 3709.1554
water line unit 41 | 1997-01-08 | 50 | 4875 | 100% | 4875 | 50 | 18.976 | 97.5 | 1850.1643 | 3024.8357 | 80% | 2419.8686
piping | 1997-01-15 | 50 | 7551.52 | 100% | 7551.52 | 50 | 18.9569 | 151.0304 | 2863.065 | 4688.455 | 80% | 3750.764
piping | 1997-01-22 | 50 | 274.49 | 100% | 274.49 | 50 | 18.9377 | 5.4898 | 103.9643 | 170.5257 | 80% | 136.4206
pipe-Unit 41 | 1997-02-07 | 50 | 331.66 | 100% | 331.66 | 50 | 18.8939 | 6.6332 | 125.3271 | 206.3329 | 80% | 165.0663
tee and gate valves - Unite 40 | 1997-02-28 | 50 | 1034.21 | 100% | 1034.21 | 50 | 18.8364 | 20.6842 | 389.6161 | 644.5939 | 80% | 515.6751
pipe Unite 40 | 1997-02-28 | 50 | 4817.34 | 100% | 4817.34 | 50 | 18.8364 | 96.3468 | 1814.8282 | 3002.5118 | 80% | 2402.0095
piping | 1997-02-28 | 50 | 6939.91 | 100% | 6939.91 | 50 | 18.8364 | 138.7982 | 2614.4603 | 4325.4497 | 80% | 3460.3598
piping | 1997-03-29 | 50 | 14210 | 100% | 14210 | 50 | 18.757 | 284.2 | 5330.7439 | 8879.2561 | 80% | 7103.4049
valves 0 Unit 41 | 1997-04-18 | 50 | 738.27 | 100% | 738.27 | 50 | 18.7023 | 14.7654 | 276.1463 | 462.1237 | 80% | 369.6989
piping - US Filter - Unit 40 | 1997-04-23 | 50 | 318.26 | 100% | 318.26 | 50 | 18.6886 | 6.3652 | 118.9565 | 199.3035 | 80% | 159.4428
pipe - Unit 41 | 1997-06-16 | 50 | 636.51 | 100% | 636.51 | 50 | 18.5407 | 12.7302 | 236.0271 | 400.4829 | 80% | 320.3863
pipe - Unit 41 | 1997-06-16 | 50 | 1686.54 | 100% | 1686.54 | 50 | 18.5407 | 33.7308 | 625.3935 | 1061.1465 | 80% | 848.9172
valves, tees Umt 41 | 1997-07-25 | 50 | 175.2 | 100% | 175.2 | 50 | 18.4339 | 3.504 | 64.5926 | 110.6074 | 80% | 88.486
bore | 1997-07-31 | 50 | 1000 | 100% | 1000 | 50 | 18.4175 | 20 | 368.3504 | 631.6496 | 80% | 505.3196
water line mut 41 | 1997-07-31 | 50 | 2705 | 100% | 2705 | 50 | 18.4175 | 54.1 | 996.388 | 1708.612 | 80% | 1366.8896
pate valves - umt 41 | 1997-08-20 | 50 | 1277.16 | 100% | 1277.16 | 50 | 18.3628 | 25.5432 | 469.0438 | 808.1162 | 80% | 646.493
valve box lid - US Filter | 1997-09-19 | 50 | 1021.5 | 100% | 1021.5 | 50 | 18.2806 | 20.43 | 373.4733 | 648.0267 | 80% | 518.4214
Water line Unit 40 | 1997-10-04 | 50 | 518.29 | 100% | 518.29 | 50 | 18.2396 | 10.3658 | 189.0677 | 329.2223 | 80% | 263.3779
pipe - Unit 42 | 1998-01-02 | 50 | 3690 | 100% | 3690 | 50 | 17.9932 | 73.8 | 1327.8949 | 2362.1051 | 80% | 1889.6841
waterline | 1998-02-02 | 50 | 188.68 | 100% | 188.68 | 50 | 17.9083 | 3.7736 | 67.5787 | 121.1013 | 80% | 96.881
backtill - Unit 42 | 1998-04-15 | 50 | 2183.75 | 100% | 2183.75 | 50 | 17.7112 | 43.675 | 773.5348 | 1410.2152 | 80% | 1128.1722
ptpn - Unit 42 | 1998-04-15 | 50 | 2187.3 | 100% | 2187.3 | 50 | 17.7112 | 43.746 | 774.7923 | 1412.5077 | 80% | 1130.0062
pipe - Unit 42 | 1998-04-21 | 50 | 675.48 | 100% | 675.48 | 50 | 17.6947 | 13.5096 | 239.0487 | 436.4313 | 80% | 349.145
valves - Unit 42 | 1998-04-23 | 50 | 114.25 | 100% | 114.25 | 50 | 17.6893 | 2.285 | 40.4199 | 73.8301 | 80% | 59.064
backfill - Unit 42 | 1998-05-22 | 50 | 9620 | 100% | 9620 | 50 | 17.6099 | 192.4 | 3388.1363 | 6231.8637 | 80% | 4985.4909
backlit! - Um 42 | 1998-05-22 | 50 | 9620 | 100% | 9620 | 50 | 17.6099 | 192.4 | 3388.1363 | 6231.8637 | 80% | 4985.4909
piping | 1998-06-04 | 50 | 317.34 | 100% | 317.34 | 50 | 17.5743 | 6.3468 | 111.5403 | 205.7997 | 80% | 164.6397
pipe - Unit 43 | 1998-06-26 | 50 | 2651.55 | 100% | 2651.55 | 50 | 17.514 | 53.031 | 928.7866 | 1722.7634 | 80% | 1378.2107
pipe - Unit 43 | 1998-06-26 | 50 | 2651.55 | 100% | 2651.55 | 50 | 17.514 | 53.031 | 928.7866 | 1722.7634 | 80% | 1378.2107
concrete - three invoices of 5113 21 | 1998-07-13 | 50 | 169.82 | 100% | 169.82 | 50 | 17.4675 | 3.3964 | 59.3266 | 110.4934 | 80% | 88.3947
valve - Unit 43 | 1998-07-13 | 50 | 178.78 | 100% | 178.78 | 50 | 17.4675 | 3.5756 | 62.4568 | 116.3232 | 80% | 93.0586
sate valve, saddle | 1998-07-23 | 50 | 358.58 | 100% | 358.58 | 50 | 17.4401 | 7.1716 | 125.0735 | 233.5065 | 80% | 186.8052
vexes - Unit 43 | 1998-07-24 | 50 | 51.95 | 100% | 51.95 | 50 | 17.4374 | 1.039 | 18.1174 | 33.8326 | 80% | 27.0661
check and swing valves | 1998-07-31 | 50 | 195.2 | 100% | 195.2 | 50 | 17.4182 | 3.904 | 68.0007 | 127.1993 | 80% | 101.7595
appurtenances - Unit 43 | 1998-08-19 | 50 | 201.49 | 100% | 201.49 | 50 | 17.3662 | 4.0298 | 69.9823 | 131.5077 | 80% | 105.2062
tees / Um 42 | 1998-10-02 | 50 | 621.31 | 100% | 621.31 | 50 | 17.2457 | 12.4262 | 214.2988 | 407.0112 | 80% | 325.609
valves - Unit 42 | 1998-10-02 | 50 | 2135.06 | 100% | 2135.06 | 50 | 17.2457 | 42.7012 | 736.413 | 1398.647 | 80% | 1118.9176
pipe - Unit 42 | 1998-10-02 | 50 | 9801.82 | 100% | 9801.82 | 50 | 17.2457 | 196.0364 | 3380.7893 | 6421.0307 | 80% | 5136.8246
trench work - Unit 44 | 1999-02-04 | 50 | 2418 | 100% | 2418 | 50 | 16.9035 | 48.36 | 817.4528 | 1600.5472 | 80% | 1280.4377
trmch work - Unit 44 | 1999-03-15 | 50 | 7293 | 100% | 7293 | 50 | 16.7967 | 145.86 | 2449.9688 | 4843.0312 | 80% | 3874.425
trench work - Unit 44 | 1999-03-19 | 50 | 3549 | 100% | 3549 | 50 | 16.7858 | 70.98 | 1191.4535 | 2357.5465 | 80% | 1886.0372
trench work - Unit 44 | 1999-03-29 | 50 | 5674.5 | 100% | 5674.5 | 50 | 16.7584 | 113.49 | 1901.9091 | 3772.5909 | 80% | 3018.0727
trench work - Unit 44 | 1999-04-14 | 50 | 1930.5 | 100% | 1930.5 | 50 | 16.7146 | 38.61 | 645.3499 | 1285.1501 | 80% | 1028.1201
piping | 1999-04-22 | 50 | 2409.28 | 100% | 2409.28 | 50 | 16.6927 | 48.1856 | 804.3466 | 1604.9334 | 80% | 1283.9467
concrete - unit 44 | 1999-04-23 | 50 | 56.61 | 100% | 56.61 | 50 | 16.6899 | 1.1322 | 18.8963 | 37.7137 | 80% | 30.1709
haul inotenal for trench fil | 1999-05-05 | 50 | 565 | 100% | 565 | 50 | 16.6571 | 11.3 | 188.2251 | 376.7749 | 80% | 301.42
miter line piping | 1999-06-07 | 50 | 518.93 | 100% | 518.93 | 50 | 16.5667 | 10.3786 | 171.9395 | 346.9905 | 80% | 277.5924
concrete blochng | 1999-08-20 | 50 | 132.61 | 100% | 132.61 | 50 | 16.3641 | 2.6522 | 43.401 | 89.209 | 80% | 71.3672
road bores | 1999-08-23 | 50 | 1500 | 100% | 1500 | 50 | 16.3559 | 30 | 490.6776 | 1009.3224 | 80% | 807.4579
water piping | 1999-08-25 | 50 | 281.98 | 100% | 281.98 | 50 | 16.3504 | 5.6396 | 92.21 | 189.77 | 80% | 151.816
sleeves for water and sewer mains | 1999-09-21 | 50 | 4584 | 100% | 4584 | 50 | 16.2765 | 91.68 | 1492.2316 | 3091.7684 | 80% | 2473.4147
waco paving - haul trench 011 for unit45 | 1999-10-30 | 50 | 255 | 100% | 255 | 50 | 16.1697 | 5.1 | 82.4657 | 172.5343 | 80% | 138.0274
W2C0 pavIng - 1191i 45 11,21er 2ndwastrwater | 1999-10-30 | 50 | 2919 | 100% | 2919 | 50 | 16.1697 | 58.38 | 943.9898 | 1975.0102 | 80% | 1580.0081
water line piping | 2000-02-06 | 50 | 247.77 | 100% | 247.77 | 50 | 15.8987 | 4.9554 | 78.7844 | 168.9856 | 80% | 135.1885
water pnpnng | 2000-08-08 | 50 | 844.84 | 100% | 844.84 | 50 | 15.3949 | 16.8968 | 260.1251 | 584.7149 | 80% | 467.7719
piping | 2000-08-12 | 50 | 86.33 | 100% | 86.33 | 50 | 15.384 | 1.7266 | 26.562 | 59.768 | 80% | 47.8144
water line piping, 81511 -, S5I3 49 | 2000-09-18 | 50 | 2024.6 | 100% | 2024.6 | 50 | 15.2827 | 40.492 | 618.8264 | 1405.7736 | 80% | 1124.6189
water line piping | 2000-10-07 | 50 | 1962.45 | 100% | 1962.45 | 50 | 15.2307 | 39.249 | 597.7883 | 1364.6617 | 80% | 1091.7293
piping | 2001-01-17 | 50 | 1246.01 | 100% | 1246.01 | 50 | 14.9514 | 24.9202 | 372.592 | 873.418 | 80% | 698.7344
piping | 2001-04-18 | 50 | 1467.48 | 100% | 1467.48 | 50 | 14.7023 | 29.3496 | 431.5054 | 1035.9746 | 80% | 828.7797
piping | 2001-11-04 | 50 | 149.97 | 100% | 149.97 | 50 | 14.1547 | 2.9994 | 42.4556 | 107.5144 | 80% | 86.0115
block for pump house NI | 1999-03-08 | 50 | 3264.13 | 100% | 3264.13 | 50 | 16.8159 | 65.2826 | 1097.7843 | 2166.3457 | 0% | 0
foundanon for booster station | 1999-06-08 | 50 | 2137.5 | 100% | 2137.5 | 50 | 16.564 | 42.75 | 708.1109 | 1429.3891 | 0% | 0
booster station piping | 1999-11-08 | 50 | 2580.59 | 100% | 2580.59 | 50 | 16.1451 | 51.6118 | 833.278 | 1747.312 | 0% | 0
Amer tank slab | 2000-06-08 | 50 | 11500 | 100% | 11500 | 50 | 15.5619 | 230 | 3579.2471 | 7920.7529 | 0% | 0
storage tank piping | 2000-08-09 | 50 | 2213.05 | 100% | 2213.05 | 50 | 15.3922 | 44.261 | 681.274 | 1531.776 | 0% | 0
water piping isst | 2000-10-20 | 50 | 214.09 | 100% | 214.09 | 50 | 15.1951 | 4.2818 | 65.0623 | 149.0277 | 0% | 0
concrete for wel184 fence | 2001-11-07 | 50 | 156.73 | 100% | 156.73 | 50 | 14.1465 | 3.1346 | 44.3435 | 112.3865 | 0% | 0
Unwed rental installanon of 6 mth wellbri e at we | 2007-05-01 | 50 | 7316.82 | 100% | 7316.82 | 50 | 8.668 | 146.3364 | 1268.4491 | 6048.3709 | 0% | 0
J & S Pools 15 X 40' slab mvowe No 1002 | 2007-05-08 | 50 | 4800 | 100% | 4800 | 50 | 8.6489 | 96 | 830.2916 | 3969.7084 | 0% | 0
BULLSTE 20,000 Gal Hydropneumatic Tank BS | 2007-06-20 | 50 | 31535 | 100% | 31535 | 50 | 8.5311 | 630.7 | 5380.5919 | 26154.4081 | 0% | 0
J&SPOOL Beams for the Water Plant | 2007-06-21 | 50 | 1000 | 100% | 1000 | 50 | 8.5284 | 20 | 170.5681 | 829.4319 | 0% | 0
WB O RING SET, DIAPHRAGM, GASKET | 2009-12-31 | 50 | 1440 | 100% | 1440 | 50 | 5.9986 | 28.8 | 172.7606 | 1267.2394 | 0% | 0
WB WELL INSPECTIONS | 2009-12-31 | 50 | 11830 | 100% | 11830 | 50 | 5.9986 | 236.6 | 1419.2761 | 10410.7239 | 0% | 0
WB REPLACED CLARIFIER DRIVE GEAR | 2009-12-31 | 50 | 12500 | 100% | 12500 | 50 | 5.9986 | 250 | 1499.6578 | 11000.3422 | 0% | 0
WB WELL #3 REPAIRS | 2009-12-31 | 50 | 13085.82 | 100% | 13085.82 | 50 | 5.9986 | 261.7164 | 1569.9401 | 11515.8799 | 0% | 0
WB WELL #4 INSPECT AND REPAIR | 2009-12-31 | 50 | 45966.05 | 100% | 45966.05 | 50 | 5.9986 | 919.321 | 5514.6675 | 40451.3825 | 0% | 0
PIPE JOINS CK VALVES, CABLE FOR WEL | 2010-09-30 | 50 | 35527.65 | 100% | 35527.65 | 50 | 5.2512 | 710.553 | 3731.2544 | 31796.3956 | 0% | 0
Service Call Well #1 | 2011-02-28 | 50 | 14996.42 | 100% | 14996.42 | 50 | 4.8378 | 299.9284 | 1450.9883 | 13545.4317 | 0% | 0
Service Call Well #2 | 2011-09-30 | 50 | 16625.07 | 100% | 16625.07 | 50 | 4.2519 | 332.5014 | 1413.7568 | 15211.3132 | 0% | 0
Service Call Well #2 | 2011-12-31 | 50 | 4368.98 | 100% | 4368.98 | 50 | 4 | 87.3796 | 349.5184 | 4019.4616 | 0% | 0
6"Franklin 60hp submonitor/Startup - Well #2 | 2012-11-30 | 50 | 16192.36 | 100% | 16192.36 | 50 | 3.0828 | 323.8472 | 998.3626 | 15193.9974 | 0% | 0
Install new pipe 6"60hp Submonitor/Startup | 2012-11-30 | 50 | 25299.09 | 100% | 25299.09 | 50 | 3.0828 | 505.9818 | 1559.8508 | 23739.2392 | 0% | 0
Total Pipe Installed | 1996-01-01 | 50 | 2198815.08 | 100% | 2198815.08 | 50 | 19.9973 | 43976.3016 | 879405.6314 | 1319409.4486 | 80% | 1055527.5588
raw water intake | 1997-01-16 | 20 | 389.88 | 100% | 389.88 | 20 | 18.9541 | 19.494 | 369.492 | 20.388 | 0% | 0
bob-cat-sewer and water pipinstallation | 1998-07-28 | 20 | 13117.5 | 100% | 13117.5 | 20 | 17.4264 | 655.875 | 11429.5534 | 1687.9466 | 80% | 1350.3573
bobcat | 1998-08-19 | 20 | 1457.5 | 100% | 1457.5 | 20 | 17.3662 | 72.875 | 1265.5609 | 191.9391 | 80% | 153.5513
bobcat water and sewer pipe Unit 43 | 1998-09-07 | 20 | 15400 | 100% | 15400 | 20 | 17.3142 | 770 | 13331.9097 | 2068.0903 | 80% | 1654.4723
bobcat water and sewer pipe Unit 43 | 1998-09-07 | 20 | 15400 | 100% | 15400 | 20 | 17.3142 | 770 | 13331.9097 | 2068.0903 | 80% | 1654.4723
concrete mix - Unit 44 | 1999-03-17 | 20 | 63.64 | 100% | 63.64 | 20 | 16.7912 | 3.182 | 53.4297 | 10.2103 | 80% | 8.1682
heavy equipment rental | 2002-05-29 | 20 | 3823.75 | 100% | 3823.75 | 20 | 13.5907 | 191.1875 | 2598.3703 | 1225.3797 | 80% | 980.3038
timers for well pumps | 1999-01-09 | 20 | 437.33 | 100% | 437.33 | 20 | 16.9747 | 21.8665 | 371.1767 | 66.1533 | 0% | 0
well #3 piping and meter | 1999-02-07 | 20 | 3147.25 | 100% | 3147.25 | 20 | 16.8953 | 157.3625 | 2658.6831 | 488.5669 | 0% | 0
booster station piping | 1999-04-08 | 20 | 22476.91 | 100% | 22476.91 | 20 | 16.731 | 1123.8455 | 18803.066 | 3673.844 | 0% | 0
well piping | 1999-04-21 | 20 | 1998.05 | 100% | 1998.05 | 20 | 16.6954 | 99.9025 | 1667.9136 | 330.1364 | 0% | 0
drill and case well (Well No. 3) | 1999-05-13 | 20 | 28905.29 | 100% | 28905.29 | 20 | 16.6352 | 1445.2645 | 24042.2371 | 4863.0529 | 0% | 0
well pump, electrical (well Nol 3) | 1999-05-19 | 20 | 26775.25 | 100% | 26775.25 | 20 | 16.6188 | 1338.7625 | 22248.565 | 4526.685 | 0% | 0
new well tie-in | 1999-06-07 | 20 | 1193 | 100% | 1193 | 20 | 16.5667 | 59.65 | 988.2057 | 204.7943 | 0% | 0
well piping | 1999-06-30 | 20 | 94.56 | 100% | 94.56 | 20 | 16.5038 | 4.728 | 78.0298 | 16.5302 | 0% | 0
well piping | 1999-06-30 | 20 | 432.65 | 100% | 432.65 | 20 | 16.5038 | 21.6325 | 357.0177 | 75.6323 | 0% | 0
appurtenances | 1999-08-16 | 20 | 148 | 100% | 148 | 20 | 16.3751 | 7.4 | 121.1756 | 26.8244 | 0% | 0
new well electrical | 1999-09-06 | 20 | 4132 | 100% | 4132 | 20 | 16.3176 | 206.6 | 3371.2142 | 760.7858 | 0% | 0
pipe and fittings for booster station | 1999-10-08 | 20 | 158.01 | 100% | 158.01 | 20 | 16.23 | 7.9005 | 128.225 | 29.785 | 0% | 0
Repair to Well, pump | 2000-02-17 | 20 | 8624.33 | 100% | 8624.33 | 20 | 15.8686 | 431.2165 | 6842.7949 | 1781.5351 | 0% | 0
well #4 piping | 2000-08-06 | 20 | 4054.77 | 100% | 4054.77 | 20 | 15.4004 | 202.7385 | 3122.2562 | 932.5138 | 0% | 0
well #4 piping | 2000-08-24 | 20 | 2564.25 | 100% | 2564.25 | 20 | 15.3511 | 128.2125 | 1968.2067 | 596.0433 | 0% | 0
repairs to well #2 | 2000-10-14 | 20 | 15230.02 | 100% | 15230.02 | 20 | 15.2115 | 761.501 | 11583.5717 | 3646.4483 | 0% | 0
well screen and piping | 2000-11-20 | 20 | 10123.92 | 100% | 10123.92 | 20 | 15.1102 | 506.196 | 7648.722 | 2475.198 | 0% | 0
probes in storage tank | 2000-12-12 | 20 | 2229.55 | 100% | 2229.55 | 20 | 15.05 | 111.4775 | 1677.7326 | 551.8174 | 0% | 0
fence at storage tank | 2000-12-21 | 20 | 135.94 | 100% | 135.94 | 20 | 15.0253 | 6.797 | 102.1271 | 33.8129 | 0% | 0
Water Well No. 4 | 2001-02-22 | 20 | 163215.41 | 100% | 163215.41 | 20 | 14.8528 | 8160.7705 | 121210.6228 | 42004.7872 | 0% | 0
well controls | 2001-04-18 | 20 | 3310.54 | 100% | 3310.54 | 20 | 14.7023 | 165.527 | 2433.6208 | 876.9192 | 0% | 0
well #4 piping | 2001-08-03 | 20 | 178.6 | 100% | 178.6 | 20 | 14.4093 | 8.93 | 128.6751 | 49.9249 | 0% | 0
light at well #4 | 2001-08-15 | 20 | 158.73 | 100% | 158.73 | 20 | 14.3765 | 7.9365 | 114.0987 | 44.6313 | 0% | 0
well #4 piping | 2001-09-02 | 20 | 903.01 | 100% | 903.01 | 20 | 14.3272 | 45.1505 | 646.879 | 256.131 | 0% | 0
POLLWAT WELL WORK - WFLL#1 | 2002-05-27 | 20 | 5671.36 | 100% | 5671.36 | 20 | 13.5962 | 283.568 | 3855.4379 | 1815.9221 | 0% | 0
WALLELE WELL #2 FOUND BADALTERNAT | 2003-02-13 | 20 | 755.72 | 100% | 755.72 | 20 | 12.8789 | 37.786 | 486.6402 | 269.0798 | 0% | 0
WALLELE GENERATOR & TRNFERSWITCH | 2003-02-13 | 20 | 1295 | 100% | 1295 | 20 | 12.8789 | 64.75 | 833.9055 | 461.0945 | 0% | 0
WALLELE REPLACE STARTER-WELL #1 | 2003-02-13 | 20 | 779.19 | 100% | 779.19 | 20 | 12.8789 | 38.9595 | 501.7536 | 277.4364 | 0% | 0
WALLELE REPLACE HS900CONTROLLER | 2003-04-06 | 20 | 2620 | 100% | 2620 | 20 | 12.7365 | 131 | 1668.4791 | 951.5209 | 0% | 0
Well No. 3 Repair | 2003-05-08 | 20 | 7852.83 | 100% | 7852.83 | 20 | 12.6489 | 392.6415 | 4966.4715 | 2886.3585 | 0% | 0
LONESTA PMP, ADPT, UNION, GSKT, ETC | 2003-09-29 | 20 | 773.43 | 100% | 773.43 | 20 | 12.2546 | 38.6715 | 473.9045 | 299.5255 | 0% | 0
well #2 repair pump and motor | 2004-03-31 | 20 | 15873.46 | 100% | 15873.46 | 20 | 11.7509 | 793.673 | 9326.3368 | 6547.1232 | 0% | 0
well #4 pump and motor | 2004-12-03 | 20 | 28525.5 | 100% | 28525.5 | 20 | 11.0746 | 1426.275 | 15795.4343 | 12730.0657 | 0% | 0
POLLWAT PHASE MOTOR, PIPE, AIRLINE, ETC | 2005-03-08 | 20 | 12594.83 | 100% | 12594.83 | 20 | 10.8145 | 629.7415 | 6810.3461 | 5784.4839 | 0% | 0
Well No 4 repatr | 2005-05-18 | 20 | 8704.4 | 100% | 8704.4 | 20 | 10.6201 | 435.22 | 4622.09 | 4082.31 | 0% | 0
POLLWAT Service all Well 43 | 2006-01-03 | 20 | 14928.68 | 100% | 14928.68 | 20 | 9.9904 | 746.434 | 7457.1873 | 7471.4927 | 0% | 0
WALLELE Repair booster at Well NI | 2006-03-28 | 20 | 1536.15 | 100% | 1536.15 | 20 | 9.7604 | 76.8075 | 749.6748 | 786.4752 | 0% | 0
Well No 4 repar | 2006-07-31 | 20 | 14581.95 | 100% | 14581.95 | 20 | 9.4182 | 729.0975 | 6866.791 | 7715.159 | 0% | 0
Well Electrical | 2006-12-20 | 20 | 3550 | 100% | 3550 | 20 | 9.0294 | 177.5 | 1602.7242 | 1947.2758 | 0% | 0
WALLELE Weil 42 Sernce Call | 2007-08-27 | 20 | 2246.78 | 100% | 2246.78 | 20 | 8.345 | 112.339 | 937.4655 | 1309.3145 | 0% | 0
WALLELE Well 42 Install Breaker-New Comprss | 2007-10-20 | 20 | 3822.77 | 100% | 3822.77 | 20 | 8.1971 | 191.1385 | 1566.7862 | 2255.9838 | 0% | 0
ACTSUPP Mtr Boxes. Bend, Ball Chcks | 2007-10-30 | 20 | 1456.49 | 100% | 1456.49 | 20 | 8.1697 | 72.8245 | 594.9577 | 861.5323 | 0% | 0
Performance Meter Mobile Drive | 2008-06-30 | 20 | 20567.5 | 100% | 20567.5 | 20 | 7.5017 | 1028.375 | 7714.5722 | 12852.9278 | 0% | 0
Upgrade water meters | 2008-06-30 | 20 | 43427.74 | 100% | 43427.74 | 20 | 7.5017 | 2171.387 | 16289.1181 | 27138.6219 | 0% | 0
New meters 9090 | 2008-07-31 | 20 | 30768.98 | 100% | 30768.98 | 20 | 7.4168 | 1538.449 | 11410.4267 | 19358.5533 | 0% | 0
New meters 9090 | 2008-09-30 | 20 | 42217.5 | 100% | 42217.5 | 20 | 7.2498 | 2110.875 | 15303.4825 | 26914.0175 | 0% | 0
WB ADAPTERS, HYDRANT METER WIIII G | 2009-12-31 | 20 | 1085.72 | 100% | 1085.72 | 20 | 5.9986 | 54.286 | 325.6417 | 760.0783 | 0% | 0
V Cast Clanfier repair | 2010-03-09 | 20 | 1850 | 100% | 1850 | 20 | 5.8125 | 92.5 | 537.6523 | 1312.3477 | 0% | 0
RTU GPRS NEMA, M-I00 M-200 WB, Well Sic | 2011-12-20 | 20 | 1779.95 | 100% | 1779.95 | 20 | 4.0301 | 88.9975 | 358.6703 | 1421.2797 | 0% | 0
Well No 2 | 1996-01-01 | 20 | 67114.09 | 100% | 67114.09 | 20 | 19.9973 | 3355.7045 | 67104.9026 | 9.1874 | 0% | 0
2006 John Deere Backhoe | 2007-06-06 | 15 | 38362.05 | 100% | 38362.05 | 15 | 8.5695 | 2557.47 | 21916.17 | 16445.88 | 0% | 0
SMITPUM Repair Berkeley | 2007-10-25 | 10 | 6487.44 | 100% | 6487.44 | 10 | 8.1834 | 648.744 | 5308.955 | 1178.485 | 0% | 0
WB PORTABLE GENERATOR | 2009-12-31 | 10 | 881.92 | 100% | 881.92 | 10 | 5.9986 | 88.192 | 529.0313 | 352.8887 | 0% | 0
GENERATOR, TRANSFER SWITC H BACKUI | 2010-09-30 | 10 | 5093.48 | 100% | 5093.48 | 10 | 5.2512 | 509.348 | 2674.6871 | 2418.7929 | 0% | 0
lumber for booster nation | 1999-10-09 | 20 | 224.67 | 100% | 224.67 | 20 | 16.2272 | 11.2335 | 182.2887 | 42.3813 | 80% | 33.905
slungles for booster station | 1999-02-10 | 20 | 176.65 | 100% | 176.65 | 20 | 16.8871 | 8.8325 | 149.155 | 27.495 | 0% | 0
fence for booster stanon | 1999-06-08 | 20 | 139.3 | 100% | 139.3 | 20 | 16.564 | 6.965 | 115.3682 | 23.9318 | 0% | 0
fenvr for new well | 1999-07-28 | 20 | 1225.4 | 100% | 1225.4 | 20 | 16.4271 | 61.27 | 1006.4887 | 218.9113 | 0% | 0
fence for booster station | 1999-09-25 | 20 | 92.73 | 100% | 92.73 | 20 | 16.2656 | 4.6365 | 75.4153 | 17.3147 | 0% | 0
fence and gate at well NI | 1999-10-09 | 20 | 350 | 100% | 350 | 20 | 16.2272 | 17.5 | 283.9767 | 66.0233 | 0% | 0
fen, around storage tank | 2000-10-24 | 20 | 468.59 | 100% | 468.59 | 20 | 15.1841 | 23.4295 | 355.7564 | 112.8336 | 0% | 0
Backyard fence 1111/01Ce 071030a | 2007-10-30 | 20 | 1600 | 100% | 1600 | 20 | 8.1697 | 80 | 653.5797 | 946.4203 | 0% | 0
0
Capitalized Expenses | [11 empty] | 0
New CL2 Pump/Booster Pump 1/2 HP 7 GPM at Well No 2 | 2015-11-27 | 10 | 942.6 | 100% | 942.6 | 10 | 0.093087 | 94.26 | 8.7744 | 933.8256 | 0% | 0
Starter Panel for Well No 4 | 2015-09-19 | 20 | 8711.3 | 100% | 8711.3 | 20 | 0.282 | 435.565 | 122.8287 | 8588.4713 | 0% | 0
Rebuild Booster Pump & Recondition Motor at Water Plant No 1 | 2015-08-21 | 10 | 2167.03 | 100% | 2167.03 | 10 | 0.3614 | 216.703 | 78.3157 | 2088.7143 | 0% | 0
Install new Subtrol Motor Protector Well No 4 | 2015-07-29 | 20 | 1599.33 | 100% | 1599.33 | 20 | 0.42437 | 79.9665 | 33.9351 | 1565.3949 | 0% | 0
Machine work on 25 HP Booster Pump Motor at Water Plant No 1 | 2015-06-29 | 10 | 2252 | 100% | 2252 | 10 | 0.5065 | 225.2 | 114.0643 | 2137.9357 | 0% | 0
New CL2 Pump/Booster Pump 1/2 HP 7 GPM at Well No 1 | 2015-06-10 | 10 | 942.6 | 100% | 942.6 | 10 | 0.55852 | 94.26 | 52.6462 | 889.9538 | 0% | 0
New CL2 pump/Booster Pump 1/2 HP 7 GPM at Water Plant No 2 | 2015-05-26 | 10 | 962.35 | 100% | 962.35 | 10 | 0.59959 | 96.235 | 57.7015 | 904.6485 | 0% | 0
Replace meter head assy on 6-inch meter at Well No 4 | 2015-03-28 | 20 | 1350 | 100% | 1350 | 20 | 0.76112 | 67.5 | 51.3758 | 1298.6242 | 0% | 0
.
--
|  |  | 3810880.42 |  | 3808585.88 |  |  | 111155.0107 | 1602018.7281 | 2206567.1519 |  | 1186204.3306 | 0
Previous Total |  |  | 3753235.81 | [6 empty] | [=
| Trended Assets |  |  | Current Cost | Current Cost |  | Service Life | Trended Annual Depreciation | Trended Accumulated Depreciation | Trended Net Plant *
Treatment | 1991-01-01 | Well No. 1 | 1 | 100000 | 100000 | n | 20 | 2609.0604 | 44375 | 7806.2081
Treatment | 1996-01-01 | Well No. 2 | 1 | 125000 | 125000 | n | 20 | 3355.7047 | 40287 | 26827.094
Storage Tank | 1991-01-01 | 58,000 gallon gst, field erect with base | 1 | 60000 | 60000 | n | 50 | 420.4986 | 7152 | 13872.9307
|  | Pipe 2" - 49,078 feet * 12.38 |  | 607585.64
|  | Pipe 4" - 214,561 ft *13.74 |  | 2948068.14
|  | Pipe 6" - 82,263 ft *15.41 |  | 1267672.83
Line | 1996-01-01 | Total Pipe Installed | 1 | 4823326.61 | 4823326.61 | n | 50 | 43976.3015 | 527957 | 1670858.0773
* Match with columns below
| Pipe Costs Invoiced |  |  |  |  | * Current HW Index | Install HW Index | HW Line No. | Invoiced | Trended Origninal Cost
| 500 | 9620 |  |  | Well No. 1 | 596 | 311 | 17 |  | 52181.2081
| 9090 | 2651.55 |  |  | Well No. 2 | 596 | 320 | 17 |  | 67114.094 |  | 67114.09
| 1500 | 15400 |  |  | 58,000 gallon gst, field erect with base | 722 | 253 | 23 |  | 21024.9307 |  | 21024.93
| 1000 | 178.78 |  |  | Pipe 2" - 49,078 feet * 12.38
| 10635 | 358.58 |  |  | Pipe 4" - 214,561 ft *13.74
| 5105 | 51.95 |  |  | Pipe 6" - 82,263 ft *15.41
| 3795 | 13117.5 |  |  | Total Pipe Installed | 379 | 189 | 38 | 206485 | 2198815.0773
| 2000 | 195.195 | [7 empty] | 2339135.31
| 3280.96 | 1457.5
| 4510 | 201.49
| 4230 | 56.605
| 1500 | 7293
| 7551.52 | 63.64
| 274.49 | 3549
| 6939.91 | 5674.5
| 4817.34 | 2418
| 1034.21 | 1930.5
| 14210 | 232.5
| 7475 | 2409.28
| 500 | 565
| 518.29 | 518.93
| 738.265 | 146.41
| 318.255 | 1500
| 1686.535 | 281.98
| 636.51 | 4584
| 331.655 | 2919
| 175.195 | 255
| 2705 | 247.77
| 1000 | 1962.45
| 4875 | 844.84
| 1277.16 | 2024.6
| 375.085 | 149.97
| 1021.5 | 1467.48
| 3690 | 206485
188.68
9801.82
2135.06
621.31
114.25

## White Bluff (Water) Rate Design
DOCKET # | #REF! | UTILITY: |  | #REF! | [7 empty] | Utility Name: | Double Diamond WHITE BLUFF (Water)
SOAH DOCKET # | #REF! | [10 empty] | Docket Number: | 46245
| Printed on: | 2017-10-23 16:56 | time: | 43031.7053 | [7 empty] | SOAH Docket Number: | 473-17-0119
#REF!
REVENUE REQUIREMENT | [6 empty] | APPLICANT'S REQUESTED RATES |  |  |  |  | APPLICANT'S REQUESTED RATES |  |  |  |  | STAFF'S REQUESTED RATES
COST OF SERVICE ITEM | Item Cost | % | Fixed | % | Variable |  | Use for Single Tiered Rates |  |  |  |  | Use For Multi-Tiered Rates |  |  |  |  | Use For Multi-Tiered Rates
[7 empty] | Minimum bill: |  |  |  |  | Minimum Bill |  |  |  |  | Minimum Bill
PURCHASED WATER | #REF! |  | #REF! |  | #REF! |  | (includes | #REF! | gallons) | <---- from Meter Consumption Sheet |  | (includes |  |  |  |  | (includes
POWER EXPENSE-PRODUCTION ONLY | #REF! |  | #REF! |  | #REF! | [6 empty] | 5/8" |  |  |  |  | 5/8"
OTHER VOLUME RELATED EXPENSES | #REF! |  | #REF! |  | #REF! |  |  | 5/8 x 3/4" |  | <---- from notice |  | 3/4" |  |  | 39 |  | 3/4" |  |  | 25
EMPLOYEE LABOR | #REF! |  | #REF! |  | #REF! |  |  | 3/4" | 25 | " " | 1.5 | 1" |  |  | 97.5 |  | 1" |  |  | 62.5
MATERIALS | #REF! |  | #REF! |  | #REF! |  |  | 1" | 62.5 | " " | 2.5 | 1 1/2" |  |  | 195 |  | 1 1/2" |  |  | 125
CONTRACT WORK | #REF! |  | #REF! |  | #REF! |  |  | 1-1/2" | 125 | " " | 5 | 2" |  |  | 312 |  | 2" |  |  | 200
TRANSPORTATION EXPENSES | #REF! |  | #REF! |  | #REF! |  |  | 2" | 200 | " " | 8 | 3" |  |  |  |  | 3"
OTHER PLANT MAINTENANCE | #REF! |  | #REF! |  | #REF! |  |  | 3" |  | " " | 15 | 4" |  |  |  |  | 4"
OFFICE SALARIES | #REF! |  | #REF! |  | #REF! |  |  | 4" |  | " " | 25 | 6" |  |  |  |  | 6"
MANAGEMENT SALARIES | #REF! |  | #REF! |  | #REF! |  |  | 6" |  | " " | 50
EMPLOYEE PENSIONS & BENEFITS | #REF! |  | #REF! |  | #REF! |  |  | 8" |  |  | 80 | Gallonage Rates |  |  |  |  | Gallonage Rates
PURCHASED POWER-OFFICE ONLY | #REF! |  | #REF! |  | #REF! |  |  | 10" |  | <---- in notice | 100
BAD DEBT EXPENSE | #REF! |  | #REF! |  | #REF! |  | Gallonage rate: |  |  | <---- in Rate Application - includes increase |  | 0 | to | 3000 | 2.1 |  | 0 | to | 3000 | 2.1
OFFICE SERVICES & RENTALS | #REF! |  | #REF! |  | #REF! |  |  |  | /1,000 gallons | <---- auto calculation |  | 3001 | to | 10000 | 2.95 | Add Gallonage Rates | 3001 | to | 10000 | 2.95
OFFICE SUPPLIES & EXPENSES | #REF! | 50 | #REF! | 50 | #REF! |  | Rev. Reqes'd: |  |  |  |  | 10001 | to | 15000 | 3.9 |  | 10001 | to | 15000 | 3.9
PROFESSIONAL SERVICES | #REF! | 90 | #REF! | 10 | #REF! |  | Rev. Gen'd : |  | #REF! |  |  | 15001 | to | 20000 | 5.25 |  | 15001 | to | 20000 | 5.25
INSURANCE | #REF! | 0 | #REF! | 100 | #REF! | [6 empty] | 20001 | to |  | 5.76 |  | 20001 | to |  | 5.76
REGULATORY EXPENSE (RATE CASE) | #REF! | 0 | #REF! | 100 | #REF!
REGULATORY EXPENSE (OTHER) | #REF! | 0 | #REF! | 100 | #REF!
MISCELLANEOUS | #REF! | 50 | #REF! | 50 | #REF! | [6 empty] | No. of Meters |  |  |  | Add Connections | No. of Meters
DEPRECIATION | #REF! | 100 | #REF! | 0 | #REF! | [6 empty] | 5/8" |  |  |  |  | 5/8"
Taxes Other than Income | #REF! | 100 | #REF! | 0 | #REF! | [6 empty] | 3/4" |  |  | 606 |  | 3/4" |  |  | 606
SUB-TOTAL (LESS FIT & RETURN) | #REF! |  | #REF! |  | #REF! | [6 empty] | 1" |  |  | 18 |  | 1" |  |  | 18
% OF TOTAL (FIXED + VARIABLE) |  | #REF! |  | #REF! | [7 empty] | 1 1/2" |  |  | 6 |  | 1 1/2" |  |  | 6
FEDERAL INCOME TAXES | #REF! |  | #REF! |  | #REF! | [6 empty] | 2" |  |  | 10 |  | 2" |  |  | 10
RETURN | #REF! |  | #REF! |  | #REF! | [6 empty] | 3" |  |  |  |  | 3"
LESS OTHER REVENUES | #REF! |  | #REF! |  | #REF! | [6 empty] | 4 |  |  |  |  | 4
TOTAL | #REF! |  | #REF! |  | #REF! | [6 empty] | 6 |  |  |  |  | 6
[12 empty] | Total |  |  | 640 |  | Total |  |  | 640
GALLONAGE CALCULATION
[12 empty] | Gallons Billed |  |  |  |  | Gallons Billed
GALLONAGE | #REF! | GALLONS
[12 empty] | 0 | to | 3000 | 15658000 | Add Usage | 0 | to | 3000 | 15658000
[12 empty] | 3001 | to | 10000 | 15417000 |  | 3001 | to | 10000 | 15417000
[12 empty] | 10001 | to | 15000 | 6370000 |  | 10001 | to | 15000 | 6370000
[12 empty] | 15001 | to | 20000 | 4489000 |  | 15001 | to | 20000 | 4489000
[12 empty] | 20001 | to | 0 | 14834000 |  | 20001 | to | 0 | 14834000
[12 empty] | Total |  |  | 56768000 |  | Total |  |  | 56768000
[12 empty] | REVENUE |  |  |  |  | REVENUE
[12 empty] | Base Rate |  |  |  |  | Base Rate
[12 empty] | 5/8" |  |  | 0 |  | 5/8" |  |  | 0
[12 empty] | 3/4" |  |  | 283608 |  | 3/4" |  |  | 181800
[12 empty] | 1" |  |  | 21060 |  | 1" |  |  | 13500
[12 empty] | 1 1/2" |  |  | 14040 |  | 1 1/2" |  |  | 9000
[12 empty] | 2" |  |  | 37440 |  | 2" |  |  | 24000
[12 empty] | 3" |  |  | 0 |  | 3" |  |  | 0
[12 empty] | 4 |  |  | 0 |  | 4 |  |  | 0
[12 empty] | 6 |  |  | 0 |  | 6 |  |  | 0
[12 empty] | Total revenue generated by Minimum Charge |  |  | 356148 |  | Total revenue generated by Minimum Charge |  |  | 228300
[12 empty] | Volumetric Revenue |  |  |  |  | Volumetric Revenue
[12 empty] | 0 | to | 3000 | 32881.8 |  | 0 | to | 3000 | 32881.8
[12 empty] | 3001 | to | 10000 | 45480.15 |  | 3001 | to | 10000 | 45480.15
[12 empty] | 10001 | to | 15000 | 24843 |  | 10001 | to | 15000 | 24843
[12 empty] | 15001 | to | 20000 | 23567.25 |  | 15001 | to | 20000 | 23567.25
[12 empty] | 20001 | to | 0 | 85443.84 |  | 20001 | to | 0 | 85443.84
[12 empty] | Total revenue generated by Gallonage Charge |  |  | 212216.04 |  | Total revenue generated by Gallonage Charge |  |  | 212216.04
[12 empty] | Total Revenue Generated |  |  | 568364.04 |  | Total Revenue Generated |  |  | 440516.04
[12 empty] | Noticed Revenue Requirement |  |  |  |  | Staff Revenue Requirement |  |  | 433052
Note on P5: hgraham:
Note on Y5: hgraham:

## White Bluff (Sewer)Depreciation
PUBLIC UTILITY COMMISSION OF TEXAS
Utility Name: | Double Diamond White Bluff Sewer
Docket Number: | 46245
SOAH Docket Number: | 473-17-0119
Date Examined: | 2017-10-23 16:56 | 43031.7053 |  |  |  |  | D E P R E C I A T I O N
Date Referenced: | 2015-12-31 | [5 empty] | ANALYSIS
Description | Acquired Date | Claimed Economic Life, yrs | Claimed Original Cost | % Used & Useful | Ver./Est. Original Cost | Economic Life, yrs | Actual Deprec. Life | Annual Deprec. | Accum. Deprec. | Net Plant* | % of plant paid for by developer | Developer $ | Customer $
pipe work unit 40 | 1996-01-11 | 50 | 4510 | 100% | 4510 | 50 | 19.9699 | 90.2 | 1801.2835 | 2708.7165 | 80% | 2166.9732
pipe work unit 39 | 1996-01-12 | 50 | 4230 | 100% | 4230 | 50 | 19.9671 | 84.6 | 1689.2205 | 2540.7795 | 80% | 2032.6236
pipe work unit 33, 34, 35, line work subdivision sections | 1996-02-29 | 50 | 9090 | 100% | 9090 | 50 | 19.8357 | 181.8 | 3606.1355 | 5483.8645 | 80% | 4387.0916
pipe work unit 38 | 1996-06-30 | 50 | 3795 | 100% | 3795 | 50 | 19.5017 | 75.9 | 1480.1799 | 2314.8201 | 80% | 1851.8561
pipe work pipe work unit 37 | 1996-06-30 | 50 | 5105 | 100% | 5105 | 50 | 19.5017 | 102.1 | 1991.1247 | 3113.8753 | 80% | 2491.1002
pipe work unit 36 and 38 | 1996-06-30 | 50 | 10536 | 100% | 10536 | 50 | 19.5017 | 210.72 | 4109.4006 | 6426.5994 | 80% | 5141.2795
water and sewer bores | 1996-07-31 | 50 | 2000 | 100% | 2000 | 50 | 19.4168 | 40 | 776.6735 | 1223.3265 | 80% | 978.6612
pipe - Rohan | 1996-11-09 | 50 | 3280.96 | 100% | 3280.96 | 50 | 19.1403 | 65.6192 | 1255.9721 | 2024.9879 | 80% | 1619.9903
sewer bore | 1997-01-03 | 50 | 500 | 100% | 500 | 50 | 18.9897 | 10 | 189.8973 | 310.1027 | 80% | 248.0821
bores | 1997-01-04 | 50 | 500 | 100% | 500 | 50 | 18.987 | 10 | 189.87 | 310.13 | 80% | 248.104
pipe work unit 40 | 1997-01-04 | 50 | 7475 | 100% | 7475 | 50 | 18.987 | 149.5 | 2838.5558 | 4636.4442 | 80% | 3709.1554
pipe work unit 41 | 1997-01-08 | 50 | 4875 | 100% | 4875 | 50 | 18.976 | 97.5 | 1850.1643 | 3024.8357 | 80% | 2419.8686
piping | 1997-01-15 | 50 | 7551.52 | 100% | 7551.52 | 50 | 18.9569 | 151.0304 | 2863.065 | 4688.455 | 80% | 3750.764
piping | 1997-01-22 | 50 | 460.36 | 100% | 460.36 | 50 | 18.9377 | 9.2072 | 174.3633 | 285.9967 | 80% | 228.7973
pipe - pipe work unit 41 | 1997-02-07 | 50 | 331.66 | 100% | 331.66 | 50 | 18.8939 | 6.6332 | 125.3271 | 206.3329 | 80% | 165.0663
tee and gate valves - pipe work unit 40 | 1997-02-28 | 50 | 1034.21 | 100% | 1034.21 | 50 | 18.8364 | 20.6842 | 389.6161 | 644.5939 | 80% | 515.6751
pipe work unit 40 | 1997-02-28 | 50 | 4817.34 | 100% | 4817.34 | 50 | 18.8364 | 96.3468 | 1814.8282 | 3002.5118 | 80% | 2402.0095
piping | 1997-02-28 | 50 | 6939.91 | 100% | 6939.91 | 50 | 18.8364 | 138.7982 | 2614.4603 | 4325.4497 | 80% | 3460.3598
piping | 1997-03-29 | 50 | 14210 | 100% | 14210 | 50 | 18.757 | 284.2 | 5330.7439 | 8879.2561 | 80% | 7103.4049
valves - pipe work unit 41 | 1997-04-18 | 50 | 738.27 | 100% | 738.27 | 50 | 18.7023 | 14.7654 | 276.1463 | 462.1237 | 80% | 369.6989
purestream wwtp model pt-50-ts (50,000 gpd) | 1997-04-23 | 20 | 116377 | 100% | 116377 | 20 | 18.6886 | 5818.85 | 108745.9825 | 7631.0175 | 80% | 6104.814
piping - US Filter - pipe work unit 40 | 1997-04-23 | 50 | 318.26 | 100% | 318.26 | 50 | 18.6886 | 6.3652 | 118.9565 | 199.3035 | 80% | 159.4428
pipe - pipe work unit 41, subd. Sections | 1997-06-16 | 50 | 636.51 | 100% | 636.51 | 50 | 18.5407 | 12.7302 | 236.0271 | 400.4829 | 80% | 320.3863
pipe - pipe work unit 41 | 1997-06-16 | 50 | 1686.54 | 100% | 1686.54 | 50 | 18.5407 | 33.7308 | 625.3935 | 1061.1465 | 80% | 848.9172
Sewer bore | 1997-07-31 | 50 | 1000 | 100% | 1000 | 50 | 18.4175 | 20 | 368.3504 | 631.6496 | 80% | 505.3196
pipe work unit 41 | 1997-07-31 | 50 | 2705 | 100% | 2705 | 50 | 18.4175 | 54.1 | 996.388 | 1708.612 | 80% | 1366.8896
sewer plant piping | 1997-08-20 | 20 | 415.24 | 100% | 415.24 | 20 | 18.3628 | 20.762 | 381.2477 | 33.9923 | 80% | 27.1938
pvc pipe - pipe work unit 41 | 1997-08-20 | 50 | 375.09 | 100% | 375.09 | 50 | 18.3628 | 7.5018 | 137.7538 | 237.3362 | 80% | 189.869
pipe work unit 40 | 1997-10-04 | 50 | 518.29 | 100% | 518.29 | 50 | 18.2396 | 10.3658 | 189.0677 | 329.2223 | 80% | 263.3779
structure around pumps for noise control | 1998-01-01 | 20 | 1200 | 100% | 1200 | 20 | 17.9959 | 60 | 1079.7536 | 120.2464 | 80% | 96.1971
pipe - pipe work unit 42 | 1998-01-02 | 50 | 3690 | 100% | 3690 | 50 | 17.9932 | 73.8 | 1327.8949 | 2362.1051 | 80% | 1889.6841
HACH meter for wwtp | 1998-01-22 | 10 | 908.05 | 100% | 908.05 | 10 | 17.9384 | -- | 908.05 | 0 | 80% | 0
Sewer Building Roof | 1998-01-22 | 20 | 730.69 | 100% | 730.69 | 20 | 17.9384 | 36.5345 | 655.3704 | 75.3196 | 80% | 60.2557
slab for wwtp | 1998-01-30 | 20 | 545 | 100% | 545 | 20 | 17.9165 | 27.25 | 488.2245 | 56.7755 | 80% | 45.4204
backfill - pipe work unit 42 | 1998-04-15 | 50 | 2183.75 | 100% | 2183.75 | 50 | 17.7112 | 43.675 | 773.5348 | 1410.2152 | 80% | 1128.1722
pipe - pipe work unit 42 | 1998-04-15 | 50 | 2187.3 | 100% | 2187.3 | 50 | 17.7112 | 43.746 | 774.7923 | 1412.5077 | 80% | 1130.0062
pipe - pipe work unit 42 | 1998-04-21 | 50 | 675.48 | 100% | 675.48 | 50 | 17.6947 | 13.5096 | 239.0487 | 436.4313 | 80% | 349.145
insulation at sewer plant building | 1998-05-01 | 20 | 727.44 | 100% | 727.44 | 20 | 17.6674 | 36.372 | 642.5969 | 84.8431 | 80% | 67.8745
backfill - pipe work unit 42 | 1998-05-22 | 50 | 9620 | 100% | 9620 | 50 | 17.6099 | 192.4 | 3388.1363 | 6231.8637 | 80% | 4985.4909
piping | 1998-06-04 | 50 | 317.34 | 100% | 317.34 | 50 | 17.5743 | 6.3468 | 111.5403 | 205.7997 | 80% | 164.6397
pipe - pipe work unit 43 | 1998-06-26 | 50 | 2651.55 | 100% | 2651.55 | 50 | 17.514 | 53.031 | 928.7866 | 1722.7634 | 80% | 1378.2107
fiberglass tank at wwtp | 1998-07-16 | 50 | 8025.66 | 100% | 8025.66 | 50 | 17.4593 | 160.5132 | 2802.444 | 5223.216 | 80% | 4178.5728
pumps, basins - lift station | 1998-07-23 | 20 | 7077.13 | 100% | 7077.13 | 20 | 17.4401 | 353.8565 | 6171.2961 | 905.8339 | 80% | 724.6671
gate valve, saddle | 1998-07-23 | 50 | 358.58 | 100% | 358.58 | 50 | 17.4401 | 7.1716 | 125.0735 | 233.5065 | 80% | 186.8052
bobcat - sewer and water pipe installation | 1998-07-28 | 20 | 13117.5 | 100% | 13117.5 | 20 | 17.4264 | 655.875 | 11429.5534 | 1687.9466 | 80% | 1350.3573
pump repair and float switch - lift station | 1998-08-07 | 10 | 315.98 | 100% | 315.98 | 10 | 17.399 | -- | 315.98 | 0 | 80% | 0
bobcat | 1998-08-19 | 20 | 1457.5 | 100% | 1457.5 | 20 | 17.3662 | 72.875 | 1265.5609 | 191.9391 | 80% | 153.5513
appurtenances - pipe work unit 43 | 1998-08-19 | 50 | 201.49 | 100% | 201.49 | 50 | 17.3662 | 4.0298 | 69.9823 | 131.5077 | 80% | 105.2062
bobcat water and sewer pipe pipe work unit 43 | 1998-09-07 | 50 | 15400 | 100% | 15400 | 50 | 17.3142 | 308 | 5332.7639 | 10067.2361 | 80% | 8053.7889
tees - pipe work unit 42 | 1998-10-02 | 50 | 621.31 | 100% | 621.31 | 50 | 17.2457 | 12.4262 | 214.2988 | 407.0112 | 80% | 325.609
valves - pipe work unit 42 | 1998-10-02 | 50 | 2135.06 | 100% | 2135.06 | 50 | 17.2457 | 42.7012 | 736.413 | 1398.647 | 80% | 1118.9176
pipe - pipe work unit 42 | 1998-10-02 | 50 | 9801.82 | 100% | 9801.82 | 50 | 17.2457 | 196.0364 | 3380.7893 | 6421.0307 | 80% | 5136.8246
pump repair - lift station | 1998-10-07 | 10 | 588.45 | 100% | 588.45 | 10 | 17.232 | -- | 588.45 | 0 | 80% | 0
trench work - pipe work unit 44 | 1999-02-04 | 50 | 2418 | 100% | 2418 | 50 | 16.9035 | 48.36 | 817.4528 | 1600.5472 | 80% | 1280.4377
trench work - pipe work unit 44 | 1999-03-15 | 50 | 7293 | 100% | 7293 | 50 | 16.7967 | 145.86 | 2449.9688 | 4843.0312 | 80% | 3874.425
trench work - pipe work unit 44 | 1999-03-19 | 50 | 3549 | 100% | 3549 | 50 | 16.7858 | 70.98 | 1191.4535 | 2357.5465 | 80% | 1886.0372
trench work - pipe work unit 44 | 1999-03-29 | 50 | 5674.5 | 100% | 5674.5 | 50 | 16.7584 | 113.49 | 1901.9091 | 3772.5909 | 80% | 3018.0727
asbuilts for pipe work units 42 and 43 | 1999-04-16 | 50 | 232.5 | 100% | 232.5 | 50 | 16.7091 | 4.65 | 77.6973 | 154.8027 | 80% | 123.8421
piping | 1999-04-22 | 50 | 2409.28 | 100% | 2409.28 | 50 | 16.6927 | 48.1856 | 804.3466 | 1604.9334 | 80% | 1283.9467
haul material for trench fill | 1999-05-05 | 50 | 565 | 100% | 565 | 50 | 16.6571 | 11.3 | 188.2251 | 376.7749 | 80% | 301.42
road bores | 1999-08-23 | 50 | 1500 | 100% | 1500 | 50 | 16.3559 | 30 | 490.6776 | 1009.3224 | 80% | 807.4579
sleeves for water and sewer mains | 1999-09-21 | 50 | 4584 | 100% | 4584 | 50 | 16.2765 | 91.68 | 1492.2316 | 3091.7684 | 80% | 2473.4147
waco paving - haul trench fill for pipe work unit 45 | 1999-10-30 | 50 | 255 | 100% | 255 | 50 | 16.1697 | 5.1 | 82.4657 | 172.5343 | 80% | 138.0274
waco paving - pipe work unit 45 water and wastewater | 1999-10-30 | 50 | 2919 | 100% | 2919 | 50 | 16.1697 | 58.38 | 943.9898 | 1975.0102 | 80% | 1580.0081
trench work - pipe work unit 44 | 1999-11-05 | 50 | 1930.5 | 100% | 1930.5 | 50 | 16.1533 | 38.61 | 623.6797 | 1306.8203 | 80% | 1045.4563
KYLEHAR 60 hp- 480 r motor, pump rpr | 2000-02-17 | 20 | 8624.33 | 100% | 8624.33 | 20 | 15.8686 | 431.2165 | 6842.7949 | 1781.5351 | 80% | 1425.2281
piping | 2000-10-07 | 50 | 1962.45 | 100% | 1962.45 | 50 | 15.2307 | 39.249 | 597.7883 | 1364.6617 | 80% | 1091.7293
piping | 2001-01-17 | 50 | 1246.01 | 100% | 1246.01 | 50 | 14.9514 | 24.9202 | 372.592 | 873.418 | 80% | 698.7344
heavy equipment rental | 2002-05-29 | 20 | 3823.75 | 100% | 3823.75 | 20 | 13.5907 | 191.1875 | 2598.3703 | 1225.3797 | 80% | 980.3038
POLLWAT PHASE MOTOR, CHECK VLV, LABOR | 2003-05-08 | 20 | 7852.83 | 100% | 7852.83 | 20 | 12.6489 | 392.6415 | 4966.4715 | 2886.3585 | 0% | 0
POLLWAT 7CH8 STAGE,BREAK OUT PINS,LABOR#4 | 2005-05-30 | 20 | 8704.4 | 100% | 8704.4 | 20 | 10.5873 | 435.22 | 4607.7912 | 4096.6088 | 0% | 0
USABLU Blower | 2006-05-06 | 20 | 1417.45 | 100% | 1417.45 | 20 | 9.6537 | 70.8725 | 684.1792 | 733.2708 | 80% | 586.6167
Pull & Inspect, Motor, Pipe, Etc | 2006-08-28 | 20 | 14581.95 | 100% | 14581.95 | 20 | 9.3415 | 729.0975 | 6810.8985 | 7771.0515 | 80% | 6216.8412
WALLELE Electrical Bid | 2006-11-27 | 10 | 3550 | 0% | 0 | 10 | 9.0924 | 0 | 0 |  | 80% | 0
MCCLMECH Air Manifold- Fabricate & Install | 2006-12-16 | 10 | 4551.8 | 0% | 0 | 10 | 9.0404 | 0 | 0 |  | 80% | 0
MCCLMECH Repair Clarifier | 2007-04-30 | 10 | 1150 | 100% | 1150 | 10 | 8.6708 | 115 | 997.1389 | 152.8611 | 80% | 122.2888
MCCLMECH Pulley, Bushings, Belts, Installation | 2007-04-30 | 10 | 1408 | 100% | 1408 | 10 | 8.6708 | 140.8 | 1220.8449 | 187.1551 | 80% | 149.7241
MCCLMECH Replace Chain Sprockets, Idler Shaft | 2007-04-30 | 10 | 2642 | 100% | 2642 | 10 | 8.6708 | 264.2 | 2290.8183 | 351.1817 | 80% | 280.9453
crane to set equilization basin | 2007-05-22 | 50 | 3192.39 | 100% | 3192.39 | 50 | 8.6105 | 63.8478 | 549.7641 | 2642.6259 | 0% | 0
2006 John Deere Backhoe | 2007-06-06 | 20 | 38362.05 | 100% | 38362.05 | 20 | 8.5695 | 1918.1025 | 16437.1275 | 21924.9225 | 0% | 0
MCCLMECH Install New Submersible Pumps in EQ | 2007-06-12 | 20 | 4356 | 100% | 4356 | 20 | 8.553 | 217.8 | 1862.8534 | 2493.1466 | 0% | 0
MCCLMECH Repair Catwalk on Wastewater Plant | 2007-07-12 | 20 | 1580 | 100% | 1580 | 20 | 8.4709 | 79 | 669.2019 | 910.7981 | 80% | 728.6385
MCCLMECH Build & Install Air Lift Pumps & Scrapes | 2007-07-30 | 20 | 14500 | 100% | 14500 | 20 | 8.4216 | 725 | 6105.681 | 8394.319 | 80% | 6715.4552
EQ tank - southwest fluids - startup | 2007-08-06 | 50 | 4800.83 | 100% | 4800.83 | 50 | 8.4025 | 96.0166 | 806.776 | 3994.054 | 0% | 0
wwtp improvements | 2007-08-06 | 50 | 18200 | 100% | 18200 | 50 | 8.4025 | 364 | 3058.4969 | 15141.5031 | 0% | 0
EQ tank - southwest fluids | 2007-08-06 | 50 | 29363.9 | 100% | 29363.9 | 50 | 8.4025 | 587.278 | 4934.5823 | 24429.3177 | 80% | 19543.4542
MCCLMECH Fabric & Install 3" Air PumpWaste Water | 2007-10-11 | 20 | 2876 | 100% | 2876 | 20 | 8.2218 | 143.8 | 1182.2899 | 1693.7101 | 0% | 0
SDS Fabricate and Install Roof Over EQ Basin | 2008-01-19 | 20 | 2922.75 | 100% | 2922.75 | 20 | 7.948 | 146.1375 | 1161.498 | 1761.252 | 0% | 0
Storage Building | 2008-01-22 | 20 | 3997.53 | 100% | 3997.53 | 20 | 7.9398 | 199.8765 | 1586.9729 | 2410.5571 | 0% | 0
crane at wwtp | 2008-03-05 | 20 | 18615 | 100% | 18615 | 20 | 7.822 | 930.75 | 7280.3634 | 11334.6366 | 0% | 0
WWTP Repairs-Sproket and Wheels | 2008-03-16 | 10 | 1742.81 | 100% | 1742.81 | 10 | 7.7919 | 174.281 | 1357.9842 | 384.8258 | 80% | 307.8606
Mtr Contactors, New 480 V Discount | 2008-03-21 | 10 | 1450 | 100% | 1450 | 10 | 7.7782 | 145 | 1127.8439 | 322.1561 | 80% | 257.7248
Emergency Repairs to Sewer Blowers | 2008-04-26 | 10 | 1050 | 100% | 1050 | 10 | 7.6797 | 105 | 806.3655 | 243.6345 | 80% | 194.9076
Emergency Repairs to Sewer Blowers | 2008-05-15 | 10 | 1230 | 100% | 1230 | 10 | 7.6277 | 123 | 938.2012 | 291.7988 | 80% | 233.439
Ashbrook Simon Hartley wwtp | 2008-08-01 | 20 | 436650 | 100% | 436650 | 20 | 7.4141 | 21832.5 | 161868.3368 | 274781.6632 | 0% | 0
Repair Roof On EQ Basin | 2008-08-25 | 20 | 2500 | 100% | 2500 | 20 | 7.3484 | 125 | 918.5489 | 1581.4511 | 0% | 0
Fabricate Walkway Between Wastewater Plants | 2008-08-27 | 20 | 4215 | 100% | 4215 | 20 | 7.3429 | 210.75 | 1547.5195 | 2667.4805 | 0% | 0
New WWTP Set Up | 2008-09-06 | 20 | 1250 | 100% | 1250 | 20 | 7.3155 | 62.5 | 457.2211 | 792.7789 | 80% | 634.2231
Generator | 2008-10-21 | 10 | 905.36 | 100% | 905.36 | 10 | 7.1923 | 90.536 | 651.1652 | 254.1948 | 80% | 203.3559
WB FLOATS AND BASIN COVER | 2009-12-31 | 20 | 1163.69 | 100% | 1163.69 | 20 | 5.9986 | 58.1845 | 349.0273 | 814.6627 | 80% | 651.7301
WB GRDR PUMPS/ MODULE PIPES | 2009-12-31 | 20 | 2219.13 | 100% | 2219.13 | 20 | 5.9986 | 110.9565 | 665.5871 | 1553.5429 | 80% | 1242.8343
WB HPGR PUMPS AND CONTROL BOXES | 2009-12-31 | 20 | 3615 | 100% | 3615 | 20 | 5.9986 | 180.75 | 1084.2526 | 2530.7474 | 0% | 0
WB CONTROL FLOATS, HPGRS | 2009-12-31 | 20 | 4849.6 | 100% | 4849.6 | 20 | 5.9986 | 242.48 | 1454.5481 | 3395.0519 | 0% | 0
WB LIDS/HPGR/HPD/STAND PUMPS | 2009-12-31 | 20 | 5173.27 | 100% | 5173.27 | 20 | 5.9986 | 258.6635 | 1551.6269 | 3621.6431 | 0% | 0
WB FLOAT SWITCHES/ GRINDER STTN | 2009-12-31 | 20 | 5519.67 | 100% | 5519.67 | 20 | 5.9986 | 275.9835 | 1655.5232 | 3864.1468 | 0% | 0
WB REPAIRS TO CLARIFIER WHEEL | 2009-12-31 | 50 | 1565 | 100% | 1565 | 50 | 5.9986 | 31.3 | 187.7572 | 1377.2428 | 0% | 0
WB REPLACE EQ BASIN | 2009-12-31 | 50 | 4679 | 100% | 4679 | 50 | 5.9986 | 93.58 | 561.3519 | 4117.6481 | 0% | 0
WB PLANT REPAIRS | 2009-12-31 | 50 | 13554 | 100% | 13554 | 50 | 5.9986 | 271.08 | 1626.1089 | 11927.8911 | 0% | 0
V-CAST CLARIFIER WHEELS WB | 2010-04-30 | 50 | 1850 | 100% | 1850 | 50 | 5.6701 | 37 | 209.7933 | 1640.2067 | 0% | 0
INSTALL PROPANE LINES & TANK EMERGENCY GENE. | 2010-10-31 | 10 | 331.3 | 100% | 331.3 | 10 | 5.1663 | 33.13 | 171.1603 | 160.1397 | 80% | 128.1117
BACK UP POWER | 2010-10-31 | 10 | 1204.98 | 100% | 1204.98 | 10 | 5.1663 | 120.498 | 622.5318 | 582.4482 | 80% | 465.9586
GENERATOR, TRANSFER SWITCH BACKUP | 2010-10-31 | 10 | 5093.48 | 100% | 5093.48 | 10 | 5.1663 | 509.348 | 2631.457 | 2462.023 | 80% | 1969.6184
Water Tank | 2011-09-30 | 50 | 9020 | 100% | 9020 | 50 | 4.2519 | 180.4 | 767.0396 | 8252.9604 | 0% | 0
Air Valves WB | 2011-12-31 | 20 | 3891.59 | 100% | 3891.59 | 20 | 4 | 194.5795 | 778.318 | 3113.272 | 0% | 0
E One Pumps and Control Boxes | 2012-07-31 | 20 | 6659.75 | 100% | 6659.75 | 20 | 3.4168 | 332.9875 | 1137.7643 | 5521.9857 | 80% | 4417.5886
(4) E One Pumps and Control Boxes | 2012-08-31 | 20 | 6564.96 | 100% | 6564.96 | 20 | 3.332 | 328.248 | 1093.7107 | 5471.2493 | 0% | 0
E-One Pumps WB | 2012-12-31 | 20 | 5016.38 | 100% | 5016.38 | 20 | 2.9979 | 250.819 | 751.942 | 4264.438 | 0% | 0
E-One Pumps WB | 2012-12-31 | 20 | 9847.44 | 100% | 9847.44 | 20 | 2.9979 | 492.372 | 1476.105 | 8371.335 | 0% | 0
Risers | 2013-01-28 | 20 | 968.04 | 100% | 968.04 | 20 | 2.9213 | 48.402 | 141.3961 | 826.6439 | 80% | 661.3151
Upgrade Chemical Feed Equipment | 2014-08-25 | 20 | 7410.82 | 100% | 7410.82 | 20 | 1.3498 | 370.541 | 500.1416 | 6910.6784 | 0% | 0
Upgrade Chemical Feed Equipment | 2014-09-11 | 20 | 7306.56 | 100% | 7306.56 | 20 | 1.3032 | 365.328 | 476.1017 | 6830.4583 | 0% | 0
Upgrade Chemical Feed Equipment | 2014-11-12 | 20 | 10907.26 | 100% | 10907.26 | 20 | 1.1335 | 545.363 | 618.1527 | 10289.1073 | 80% | 8231.2858
Watkins A-960 TR1B 2.534ac sewer treatmnt | 2000-01-03 | Land | 3870 | 100% | 3870 | Land | 15.9918 |  |  | 3870 | 80% | 3096
WB 7 n 1/2 lt 119 pump station |  | Land | 3625 | 100% | 3625 | Land |  |  |  | 3625 | 80% | 2900
Lots 17 and 18 Sewage Treatment plant | 1997-01-29 | Land | 14960 | 100% | 14960 | Land | 18.9185 |  |  | 14960 | 80% | 11968
Cline A-134 TR 1A .25ac pump station | 2000-01-03 | Land | 12280 | 100% | 12280 | Land | 15.9918 |  |  | 12280 | 80% | 9824
total pipe installed | 1996-01-01 |  | 1628405 | 100% | 1628405 | 50 | 19.9973 | 32568.1 | 651272.8334 | 977132.1666 | 0% | 0
grinder station | 1996-01-01 |  | 78443 | 100% | 78443 | 20 | 19.9973 | 3922.15 | 78432.2617 | 10.7383 | 80% | 8.5906
Capitalized Expenses
MCCLMECH Repair Catwalk on Wastewater Plant | 2015-05-18 | 20 | 3400 | 100% | 3400 | 20 | 0.62149 | 170 | 105.6537 | 3294.3463 | 0% | 0
USABLU Blower | 2015-09-28 | 20 | 1500.95 | 100% | 1500.95 | 20 | 0.25736 | 75.0475 | 19.3141 | 1481.6359 | 0% | 0
2014 Ford F-150 (VIN6893) | 2015-05-14 | 5 | 27353.51 | 100% | 27353.51 | 5 | 0.63244 | 5470.702 | 3459.9101 | 23893.5999 | 0% | 0
TK Crossbed Toolbox | 2015-06-11 | 5 | 930.34 | 100% | 930.94 | 5 | 0.55578 | 186.188 | 103.4803 | 827.4597 | 0% | 0
Grinder Pumps, Capitalized
Grinder Pumps | 2015-08-07 | 10 | 79590.73 | 100% | 79590.73 | 10 | 0.39973 | 7959.073 | 3181.4501 | 76409.2799 | 0% | 0
|  | Total | 2961923.06 |  | 2953821.86 |  |  | 96887.6517 | 1206365.4094 | 1747456.4506 |  | 191455.2183
0
Trended Assets |  |  | Current Cost | Used and Useful Current Cost | Service Life | Annual Depreciation | Accumulated Depreciation | Net Plant | Current HW Index | Install HW Index |  | HW Line No. | Tap fees/Invoiced | Trended Cost
1996-01-01 | grinder station receiving tank and pump (520 total) | 1 | 1438320 | 1438320 | 20 | 3922.1611 | 78443.2215 | 0 | 596 | 338 |  | 17 | 737248.3221 | 78443.2215
1996-01-01 | Tap fees trended (2,500*520) | 1 | 1300000 | 1300000 | 20 |  |  |  | 596 | 338 |  | 17 | 737248.3221
1996-01-01 | Pipe 2" - 192347 feet * 12.38 |  | 2381255.86
1996-01-01 | Pipe 4" - 102815ft *13.74 |  | 1412678.1
1996-01-01 | Total Pipe Installed | 1 | 3793933.96 | 3793933.96 | 50 | 32568.1078 | 710850.7346 | 917554.6555 | 379 | 189 |  | 38 | 263556.4 | 1628405.3901
| Grand Total |  |  |  |  | 36490.2689 | 789293.9561 | 917554.6555 |  |  |  |  | Trended Original Cost | 1706848.6116
Pipe Cost Invoiced
|  |  |  | 1686.535 | 317.34 | 3549
|  |  | 9090 | 331.655 | 2183.75 | 5674.5
|  |  | 10635 | 806.4 | 2187.3 | 2418
|  |  | 3795 | 175.195 | 675.48 | 232.5
|  |  | 5105 | 2705 | 114.25 | 2409.28
|  |  | 2000 | 1000 | 9620 | 56.605
|  |  | 3280.96 | 4875 | 2651.55 | 565
|  |  | 4510 | 1949.5 | 315.98 | 1930.5
|  |  | 4230 | 375.085 | 15400 | 1500
|  |  | 7551.52 | 415.24 | 588.45 | 4584
|  |  | 460.36 | 145.94 | 178.78 | 2919
|  |  | 1034.21 | 1200 | 169.815 | 255
|  |  | 4817.34 | 727.44 | 8025.66 | 8624.33
|  |  | 6939.91 | 159.74 | 358.58 | 24850.79
|  |  | 500 | 730.69 | 7077.1 | 1962.45
|  |  | 14210 | 908.05 | 51.95 | 1246.01
|  |  | 7475 | 184.77 | 13117.5 | 149.97
|  |  | 500 | 545 | 195.195 | 3823.75
|  |  | 518.29 | 3690 | 201.49
|  |  | 738.265 | 9801.82 | 1457.5
|  |  | 318.255 | 621.31 | 56.605
|  |  |  | 2135.06 | 7293
|  |  | 636.51 | 989.75 | 63.64
263556.4

## White Bluff (Sewer) Rate Design
DOCKET # | #REF! | UTILITY: |  | #REF! | [7 empty] | Utility Name: | Double Diamond White Bluff Sewer
SOAH DOCKET # | #REF! | [10 empty] | Docket Number: | 46245
| Printed on: | 2017-10-23 16:56 | time: | 43031.7053 | [7 empty] | SOAH Docket Number: | 473-17-0119
#REF!
REVENUE REQUIREMENT | [6 empty] | APPLICANT'S REQUESTED RATES |  |  |  |  | APPLICANT'S REQUESTED RATES |  |  |  |  | STAFF'S REQUESTED RATES
COST OF SERVICE ITEM | Item Cost | % | Fixed | % | Variable |  | Use for Single Tiered Rates |  |  |  |  | Use For Multi-Tiered Rates |  |  |  |  | Use For Multi-Tiered Rates
[7 empty] | Minimum bill: |  |  |  |  | Minimum Bill |  |  |  |  | Minimum Bill
PURCHASED WATER | #REF! |  | #REF! |  | #REF! |  | (includes | #REF! | gallons) | <---- from Meter Consumption Sheet |  | (includes |  |  |  |  | (includes
POWER EXPENSE-PRODUCTION ONLY | #REF! |  | #REF! |  | #REF! | [6 empty] | 5/8" |  |  |  |  | 5/8"
OTHER VOLUME RELATED EXPENSES | #REF! |  | #REF! |  | #REF! |  |  | 5/8 x 3/4" |  | <---- from notice |  | 3/4" |  |  | 56.65 |  | 3/4" |  |  | 36
EMPLOYEE LABOR | #REF! |  | #REF! |  | #REF! |  |  | 3/4" | 36 | " " | 1.5 | 1" |  |  | 144 |  | 1" |  |  | 90
MATERIALS | #REF! |  | #REF! |  | #REF! |  |  | 1" | 90 | " " | 2.5 | 1 1/2" |  |  | 295 |  | 1 1/2" |  |  | 180
CONTRACT WORK | #REF! |  | #REF! |  | #REF! |  |  | 1-1/2" | 180 | " " | 5 | 2" |  |  | 465 |  | 2" |  |  | 288
TRANSPORTATION EXPENSES | #REF! |  | #REF! |  | #REF! |  |  | 2" | 288 | " " | 8 | 3" |  |  |  |  | 3"
OTHER PLANT MAINTENANCE | #REF! |  | #REF! |  | #REF! |  |  | 3" |  | " " | 15 | 4" |  |  |  |  | 4"
OFFICE SALARIES | #REF! |  | #REF! |  | #REF! |  |  | 4" |  | " " | 25 | 6" |  |  |  |  | 6"
MANAGEMENT SALARIES | #REF! |  | #REF! |  | #REF! |  |  | 6" |  | " " | 50
EMPLOYEE PENSIONS & BENEFITS | #REF! |  | #REF! |  | #REF! |  |  | 8" |  |  | 80 | Gallonage Rates |  |  |  |  | Gallonage Rates
PURCHASED POWER-OFFICE ONLY | #REF! |  | #REF! |  | #REF! |  |  | 10" |  | <---- in notice | 100
BAD DEBT EXPENSE | #REF! |  | #REF! |  | #REF! |  | Gallonage rate: |  |  | <---- in Rate Application - includes increase |  | 0 | to | 3000 |  |  | 0 | to | 3000
OFFICE SERVICES & RENTALS | #REF! |  | #REF! |  | #REF! |  |  |  | /1,000 gallons | <---- auto calculation |  | 3001 | to |  | 11 | Add Gallonage Rates | 3001 | to |  | 11
OFFICE SUPPLIES & EXPENSES | #REF! | 50 | #REF! | 50 | #REF! |  | Rev. Reqes'd: |  |  |  |  | 1 | to |  |  |  | 1 | to
PROFESSIONAL SERVICES | #REF! | 90 | #REF! | 10 | #REF! |  | Rev. Gen'd : |  | #REF! |  |  | 1 | to |  |  |  | 1 | to
INSURANCE | #REF! | 0 | #REF! | 100 | #REF! | [6 empty] | 1 | to |  |  |  | 1 | to
REGULATORY EXPENSE (RATE CASE) | #REF! | 0 | #REF! | 100 | #REF!
REGULATORY EXPENSE (OTHER) | #REF! | 0 | #REF! | 100 | #REF!
MISCELLANEOUS | #REF! | 50 | #REF! | 50 | #REF! | [6 empty] | No. of Meters |  |  |  | Add Connections | No. of Meters
DEPRECIATION | #REF! | 100 | #REF! | 0 | #REF! | [6 empty] | 5/8" |  |  |  |  | 5/8"
Taxes Other than Income | #REF! | 100 | #REF! | 0 | #REF! | [6 empty] | 3/4" |  |  | 540 |  | 3/4" |  |  | 540
SUB-TOTAL (LESS FIT & RETURN) | #REF! |  | #REF! |  | #REF! | [6 empty] | 1" |  |  | 11 |  | 1" |  |  | 11
% OF TOTAL (FIXED + VARIABLE) |  | #REF! |  | #REF! | [7 empty] | 1 1/2" |  |  | 5 |  | 1 1/2" |  |  | 5
FEDERAL INCOME TAXES | #REF! |  | #REF! |  | #REF! | [6 empty] | 2" |  |  | 11 |  | 2" |  |  | 11
RETURN | #REF! |  | #REF! |  | #REF! | [6 empty] | 3" |  |  |  |  | 3"
LESS OTHER REVENUES | #REF! |  | #REF! |  | #REF! | [6 empty] | 4 |  |  |  |  | 4
TOTAL | #REF! |  | #REF! |  | #REF! | [6 empty] | 6 |  |  |  |  | 6
[12 empty] | Total |  |  | 567 |  | Total |  |  | 567
GALLONAGE CALCULATION
[12 empty] | Gallons Billed |  |  |  |  | Gallons Billed
GALLONAGE | #REF! | GALLONS
[12 empty] | 0 | to | 3000 | 10106000 | Add Usage | 0 | to | 3000 | 10106000
[12 empty] | 3001 | to | 0 | 9717000 |  | 3001 | to | 0 | 9717000
[12 empty] | 1 | to | 0 |  |  | 1 | to | 0
[12 empty] | 1 | to | 0 |  |  | 1 | to | 0
[12 empty] | 1 | to | 0 |  |  | 1 | to | 0
[12 empty] | Total |  |  | 19823000 |  | Total |  |  | 19823000
[12 empty] | REVENUE |  |  |  |  | REVENUE
[12 empty] | Base Rate |  |  |  |  | Base Rate
[12 empty] | 5/8" |  |  | 0 |  | 5/8" |  |  | 0
[12 empty] | 3/4" |  |  | 367092 |  | 3/4" |  |  | 233280
[12 empty] | 1" |  |  | 19008 |  | 1" |  |  | 11880
[12 empty] | 1 1/2" |  |  | 17700 |  | 1 1/2" |  |  | 10800
[12 empty] | 2" |  |  | 61380 |  | 2" |  |  | 38016
[12 empty] | 3" |  |  | 0 |  | 3" |  |  | 0
[12 empty] | 4 |  |  | 0 |  | 4 |  |  | 0
[12 empty] | 6 |  |  | 0 |  | 6 |  |  | 0
[12 empty] | Total revenue generated by Minimum Charge |  |  | 465180 |  | Total revenue generated by Minimum Charge |  |  | 293976
[12 empty] | Volumetric Revenue |  |  |  |  | Volumetric Revenue
[12 empty] | 0 | to | 3000 | 0 |  | 0 | to | 3000 | 0
[12 empty] | 3001 | to | 0 | 106887 |  | 3001 | to | 0 | 106887
[12 empty] | 1 | to | 0 | 0 |  | 1 | to | 0 | 0
[12 empty] | 1 | to | 0 | 0 |  | 1 | to | 0 | 0
[12 empty] | 1 | to | 0 | 0 |  | 1 | to | 0 | 0
[12 empty] | Total revenue generated by Gallonage Charge |  |  | 106887 |  | Total revenue generated by Gallonage Charge |  |  | 106887
[12 empty] | Total Revenue Generated |  |  | 572067 |  | Total Revenue Generated |  |  | 400863
[12 empty] | Noticed Revenue Requirement |  |  |  |  | Noticed Revenue Requirement |  |  | 392862
Note on P5: hgraham:
Note on Y5: hgraham: