## WP H-1.2
RESIDENTIAL
|  | (1) | (2) | (3) | (4) | (5) | (6) | (7) | (8) |  |  | From CycleWthrSales OPUC 1-20 CompareImpacts.xlsx
Line |  |  | Booked | Normalized | EEP |  | Average | Annualized | Customer
No. | Month | Customers | kWh | Weather | Adjustment | Net | Usage | kWh | Adjustment |  |  | Dt | RS_Wthr Sales_MWH | SVS_Wthr Sales_MWH | SVL_Wthr Sales_MWH | PVS_Wthr Sales_MWH | SVL_IDR_Wthr Sales_MWH | PVS_IDR_Wthr Sales_MWH
|  | Input | Input | Input | Input | (2)+(3)+(4) | (5) / (1) | (6) * Dec. Cust. | (7) - (5)
1 | 2018-01-02 | 2166436 | 2546294391 | -229650700 | -2848263.2524 | 2313795428 | 1068.0193 | 2347746693 | 33951265 |  |  | 2018-01-01 | 229650.7 | 1970.12 | 52580.31 | 1233.21 | 3796.32 | 1342.49
2 | 2018-02-02 | 2168465 | 1777849480 | -59947250 | -3806216.0749 | 1714096014 | 790.4652 | 1737620257 | 23524243 |  |  | 2018-02-01 | 59947.25 | 533.1 | 16923.49 | 336.76 | 4959.82 | 948.1
3 | 2018-03-05 | 2171715 | 1606827338 | -22148040 | -4173787.4337 | 1580505511 | 727.7684 | 1599798651 | 19293140 |  |  | 2018-03-01 | 22148.04 | 64.97 | 17986.73 | 190.04 | 21788.21 | 3957.88
4 | 2018-04-05 | 2175573 | 1756933674 | 25860860 | -3659420.869 | 1779135113 | 817.7777 | 1797659414 | 18524301 |  |  | 2018-04-01 | -25860.86 | -244.78 | -5605.59 | -105.62 | -294.1 | -303.27
5 | 2018-05-06 | 2176358 | 2217602372 | -81208770 | -6806605.6386 | 2129586996 | 978.5095 | 2150984063 | 21397067 |  |  | 2018-05-01 | 81208.77 | 570.16 | 16840.18 | 295.97 | 7306.32 | 1805.44
6 | 2018-06-06 | 2179048 | 3391045571 | -272301310 | -7009330.4313 | 3111734931 | 1428.025 | 3139120166 | 27385235 |  |  | 2018-06-01 | 272301.31 | 1913.62 | 61369.16 | 1099.34 | 26175.49 | 5833.52
7 | 2018-07-07 | 2182946 | 3661961947 | -145569440 | -6425870.8838 | 3509966636 | 1607.9036 | 3534533794 | 24567158 |  |  | 2018-07-01 | 145569.44 | 1003.49 | 31018.79 | 564.22 | 11210.86 | 2346.66
8 | 2018-08-07 | 2186660 | 3990061487 | -140803000 | -5729799.6275 | 3843528687 | 1757.7166 | 3863856680 | 20327993 |  |  | 2018-08-01 | 140803 | 958.75 | 29760.37 | 543.43 | 10789.36 | 2330.18
9 | 2018-09-07 | 2188211 | 3180094379 | -880450 | -3729385.1952 | 3175484544 | 1451.1784 | 3190016645 | 14532101 |  |  | 2018-09-01 | 880.45 | 28.14 | 1046.49 | 11.62 | 1123.06 | 269.21
10 | 2018-10-01 | 2192423 | 2881426306 | -149419450 | -1860520.8161 | 2730146335 | 1245.2644 | 2737371359 | 7225024 |  |  | 2018-10-01 | 149419.45 | 1116.83 | 35665.67 | 619.79 | 17560.29 | 3993.95
11 | 2018-11-01 | 2194213 | 1781237829 | -78709480 | -467266.4933 | 1702061083 | 775.7046 | 1705173210 | 3112127 |  |  | 2018-11-01 | 78709.48 | 668.88 | 15572.5 | 294.3 | 2044.38 | 759.01
12 | 2018-12-01 | 2198225 | 1777359324 | 14719050 | 0 | 1792078374 | 815.2388 | 1792078374 | 0 |  |  | 2018-12-01 | -14719.05 | -104.15 | -13744.79 | -224.9 | -9022.71 | -1570.9
13 | Total | 26180273 | 30568694098 | -1140057980 | -46516466.7159 | 29382119652 | 13463.5714 | 29595959306 | 213839654
[12 empty] | Dt | RS_Wthr Sales_Kwh | SVS_Wthr Sales_Kwh | SVL_Wthr Sales_Kwh | PVS_Wthr Sales_Kwh | SVL_IDR_Wthr Sales_Kwh | PVS_IDR_Wthr Sales_Kwh
| SVS (Non-IDR) | [10 empty] | 2018-01-01 | 229650700 | 1970120 | 52580310 | 1233210 | 3796320 | 1342490
[12 empty] | 2018-02-01 | 59947250 | 533100 | 16923490 | 336760 | 4959820 | 948100
|  | (1) | (2) | (3) | (4) | (5) | (6) | (7) | (8) |  |  | 2018-03-01 | 22148040 | 64970 | 17986730 | 190040 | 21788210 | 3957880
Line |  |  | Booked | Normalized | EEP |  | Average | Annualized |  |  |  | 2018-04-01 | -25860860 | -244780 | -5605590 | -105620 | -294100 | -303270
No. | Month | Customer | kWh | Weather | Adjustment | Net | Usage | kWh | Difference |  |  | 2018-05-01 | 81208770 | 570160 | 16840180 | 295970 | 7306320 | 1805440
|  | Input | Input | Input | Input | (2)+(3)+(4) | (5) / (1) | (6) * Dec. Cust. | (7) - (5) |  |  | 2018-06-01 | 272301310 | 1913620 | 61369160 | 1099340 | 26175490 | 5833520
[12 empty] | 2018-07-01 | 145569440 | 1003490 | 31018790 | 564220 | 11210860 | 2346660
1 | 2018-01-02 | 143484 | 87153156 | -1970120 | -413634.7598 | 84769401 | 590.7934 | 87500639 | 2731238 |  |  | 2018-08-01 | 140803000 | 958750 | 29760370 | 543430 | 10789360 | 2330180
2 | 2018-02-02 | 143761 | 68568958 | -533100 | -410996.3746 | 67624862 | 470.3978 | 69669211 | 2044349 |  |  | 2018-09-01 | 880450 | 28140 | 1046490 | 11620 | 1123060 | 269210
3 | 2018-03-05 | 144898 | 69029737 | -64970 | -383346.013 | 68581421 | 473.3083 | 70100267 | 1518846 |  |  | 2018-10-01 | 149419450 | 1116830 | 35665670 | 619790 | 17560290 | 3993950
4 | 2018-04-05 | 145882 | 71213681 | 244780 | -335986.0433 | 71122475 | 487.5343 | 72207239 | 1084764 |  |  | 2018-11-01 | 78709480 | 668880 | 15572500 | 294300 | 2044380 | 759010
5 | 2018-05-06 | 146442 | 73967356 | -570160 | -309340.0531 | 73087856 | 499.0908 | 73918842 | 830986 |  |  | 2018-12-01 | -14719050 | -104150 | -13744790 | -224900 | -9022710 | -1570900
6 | 2018-06-06 | 147128 | 80610813 | -1913620 | -284995.3782 | 78412198 | 532.9522 | 78933958 | 521760
7 | 2018-07-07 | 147513 | 82699447 | -1003490 | -233208.3711 | 81462749 | 552.2412 | 81790780 | 328031
8 | 2018-08-07 | 148604 | 88752670 | -958750 | -173373.9152 | 87620546 | 589.6244 | 87327503 | -293043
9 | 2018-09-07 | 149461 | 77100575 | -28140 | -124171.895 | 76948263 | 514.8384 | 76251172 | -697091
10 | 2018-10-01 | 149935 | 84836519 | -1116830 | -61381.2935 | 83658308 | 557.9638 | 82638350 | -1019958
11 | 2018-11-01 | 148862 | 70726233 | -668880 | -14873.7154 | 70042479 | 470.5195 | 69687237 | -355242
12 | 2018-12-01 | 148107 | 71157043 | 104150 | 0 | 71261193 | 481.1467 | 71261193 | 0
13 | Total | 1764077 | 925816188 | -8479130 | -2745307.8121 | 914591751 | 6220.4109 | 921286391 | 6694640
SVS (IDR)
|  | (1) | (2) | (3) | (4) | (5) | (6) | (7) | (8)
Line |  |  | Booked | Normalized | EEP |  | Average | Annualized
No. | Month | Customers | kWh | Weather | Adjustment | Net | Usage | kWh | Difference
|  | Input | Input | Input | Input | (2)+(3)+(4) | (5) / (1) | (6) * Dec. Cust. | (7) - (5)
1 | 2018-01-02 | 16 | 11108.932 |  | 0 | 11109 | 694.3125 | 11109 | 0
2 | 2018-02-02 | 17 | 12491.136 |  | 0 | 12491 | 734.7647 | 11756 | -735
3 | 2018-03-05 | 17 | 9385.596 |  | 0 | 9386 | 552.1176 | 8834 | -552
4 | 2018-04-05 | 16 | 10186.536 |  | 0 | 10187 | 636.6875 | 10187 | 0
5 | 2018-05-06 | 16 | 7842.868 |  | 0 | 7843 | 490.1875 | 7843 | 0
6 | 2018-06-06 | 15 | 12721.952 |  | 0 | 12722 | 848.1333 | 13570 | 848
7 | 2018-07-07 | 15 | 9888.672 |  | 0 | 9889 | 659.2667 | 10548 | 659
8 | 2018-08-07 | 14 | 9606.664 |  | 0 | 9607 | 686.2143 | 10979 | 1372
9 | 2018-09-07 | 15 | 8983.608 |  | 0 | 8984 | 598.9333 | 9583 | 599
10 | 2018-10-01 | 15 | 9745.772 |  | 0 | 9746 | 649.7333 | 10396 | 650
11 | 2018-11-01 | 16 | 8915.388 |  | 0 | 8915 | 557.1875 | 8915 | 0
12 | 2018-12-01 | 16 | 6798.824 |  | 0 | 6799 | 424.9375 | 6799 | 0
13 | Total | 188 | 117675.948 | 0 | 0 | 117678 | 7532.4758 | 120519 | 2841
SVL (Non-IDR)
|  | (1) | (2) | (3) | (4) | (5) | (6) | (7) | (8)
Line |  |  | Booked | Normalized | EEP |  | Average | Annualized
No. | Month | Customers | kWh | Weather | Adjustment | Net | Usage | kWh | Difference |  | SVL Total KWH | % Non-IDR | % IDR
|  | Input | Input | Input | Input | (2)+(3)+(4) | (5) / (1) | (6) * Dec. Cust. | (7) - (5)
1 | 2018-01-02 | 132330 | 1556311237 | -52580310 | -2416016.3983 | 1501314911 | 11345.2347 | 1521622881 | 20307970 |  | 2775109105.99 | 56.08% | 43.92%
2 | 2018-02-02 | 132623 | 1242369367 | -16923490 | -2669076.9558 | 1222776800 | 9219.9453 | 1236579058 | 13802258 |  | 2188156365.137 | 56.78% | 43.22%
3 | 2018-03-05 | 132392 | 1267268832 | -17986730 | -2652892.2993 | 1246629210 | 9416.1974 | 1262900399 | 16271189 |  | 2315253026.674 | 54.74% | 45.26%
4 | 2018-04-05 | 132143 | 1327705508 | 5605590 | -2437983.8855 | 1330873114 | 10071.4613 | 1350784393 | 19911279 |  | 2459712049.092 | 53.98% | 46.02%
5 | 2018-05-06 | 132129 | 1462721924 | -16840180 | -3158628.3828 | 1442723116 | 10919.0497 | 1464462944 | 21739828 |  | 2660941865.668 | 54.97% | 45.03%
6 | 2018-06-06 | 132553 | 1730395496 | -61369160 | -3419886.0589 | 1665606450 | 12565.5885 | 1685296727 | 19690277 |  | 3028726014.448 | 57.13% | 42.87%
7 | 2018-07-07 | 132726 | 1782081968 | -31018790 | -3247261.3908 | 1747815917 | 13168.6024 | 1766172949 | 18357032 |  | 3116231339.085 | 57.19% | 42.81%
8 | 2018-08-07 | 132833 | 1943486744 | -29760370 | -2707788.7764 | 1911018585 | 14386.6252 | 1929534172 | 18515587 |  | 3409013261.072 | 57.01% | 42.99%
9 | 2018-09-07 | 132445 | 1625725852 | -1046490 | -1944151.2231 | 1622735211 | 12252.144 | 1643257552 | 20522341 |  | 2808042670.597 | 57.9% | 42.1%
10 | 2018-10-01 | 132346 | 1701500118 | -35665670 | -1014290.0114 | 1664820158 | 12579.3009 | 1687135838 | 22315680 |  | 3092312896.294 | 55.02% | 44.98%
11 | 2018-11-01 | 133099 | 1275685295 | -15572500 | -265416.2031 | 1259847379 | 9465.4909 | 1269511645 | 9664266 |  | 2347319241.517 | 54.35% | 45.65%
12 | 2018-12-01 | 134120 | 1234062199 | 13744790 | 0 | 1247806989 | 9303.6608 | 1247806989 | 0 |  | 2234018577.514 | 55.24% | 44.76%
13 | Total | 1591739 | 18149314540 | -259413310 | -25933391.5853 | 17863967840 | 134693.3011 | 18065065547 | 201097707 |  | 32434836413.088 | 55.96% | 44.04%
SVL (IDR)
|  | (1) | (2) | (3) | (4) | (5) | (6) | (7) | (8)
Line |  |  | Booked | Normalized | EEP |  | Average | Annualized
No. | Month | Customers | kWh | Weather | Adjustment | Net | Usage | kWh | Difference
|  | Input | Input | Input | Input | (2)+(3)+(4) | (5) / (1) | (6) * Dec. Cust. | (7) - (5)
1 | 2018-01-02 | 3559 | 1218797868.99 | -3796320 | -1892060.8987 | 1213109488 | 340856.8384 | 1275486289 | 62376801
2 | 2018-02-02 | 3646 | 945786998.137 | -4959820 | -2031906.4112 | 938795272 | 257486.3609 | 963513963 | 24718691
3 | 2018-03-05 | 3648 | 1047984194.674 | -21788210 | -2193843.2712 | 1024002141 | 280702.3413 | 1050388161 | 26386020
4 | 2018-04-05 | 3630 | 1132006541.092 | 294100 | -2078633.9206 | 1130222007 | 311355.9248 | 1165093871 | 34871864
5 | 2018-05-06 | 3620 | 1198219941.668 | -7306320 | -2587457.9812 | 1188326164 | 328266.8961 | 1228374725 | 40048561
6 | 2018-06-06 | 3591 | 1298330518.448 | -26175490 | -2565969.7162 | 1269589059 | 353547.4962 | 1322974731 | 53385672
7 | 2018-07-07 | 3666 | 1334149371.085 | -11210860 | -2431050.771 | 1320507460 | 360203.8898 | 1347882956 | 27375496
8 | 2018-08-07 | 3687 | 1465526517.072 | -10789360 | -2041864.328 | 1452695293 | 394004.6903 | 1474365551 | 21670258
9 | 2018-09-07 | 3704 | 1182316818.597 | -1123060 | -1413893.1765 | 1179779865 | 318515.0823 | 1191883438 | 12103573
10 | 2018-10-01 | 3716 | 1390812778.294 | -17560290 | -829084.5788 | 1372423404 | 369328.1496 | 1382025936 | 9602532
11 | 2018-11-01 | 3713 | 1071633946.517 | -2044380 | -222961.7401 | 1069366605 | 288006.0881 | 1077718782 | 8352177
12 | 2018-12-01 | 3742 | 999956378.514 | 9022710 | 0 | 1008979089 | 269636.3145 | 1008979089 | 0
13 | Total | 43922 | 14285521873.088 | -97437300 | -20288726.7934 | 14167795847 | 3871910.0725 | 14488687492 | 320891645
PVS (Non-IDR)
|  | (1) | (2) | (3) | (4) | (5) | (6) | (7) | (8)
Line |  |  | Booked | Normalized | EEP |  | Average | Annualized
No. | Month | Customers | kWh | Weather | Adjustment | Net | Usage | kWh | Difference |  | PVS Total KWH | % Non-IDR | % IDR
|  | Input | Input | Input | Input | (2)+(3)+(4) | (5) / (1) | (6) * Dec. Cust. | (7) - (5)
1 | 2018-01-02 | 396 | 24107131 | -1233210 | -20257.1676 | 22853664 | 57711.2727 | 23834756 | 981092 |  | 355155418.334 | 6.788% | 93.21%
2 | 2018-02-02 | 396 | 20436035 | -336760 | -31174.8099 | 20068100 | 50677.0202 | 20929609 | 861509 |  | 277217940.551 | 7.372% | 92.63%
3 | 2018-03-05 | 403 | 19306326 | -190040 | -30235.324 | 19086051 | 47359.928 | 19559650 | 473599 |  | 323835697.615 | 5.962% | 94.04%
4 | 2018-04-05 | 403 | 20728274 | 105620 | -29173.6398 | 20804720 | 51624.6154 | 21320966 | 516246 |  | 343043234.285 | 6.042% | 93.96%
5 | 2018-05-06 | 406 | 22054650 | -295970 | -48039.3124 | 21710641 | 53474.4852 | 22084962 | 374321 |  | 364393150.499 | 6.052% | 93.95%
6 | 2018-06-06 | 404 | 27686293 | -1099340 | -52905.2528 | 26534048 | 65678.3366 | 27125153 | 591105 |  | 385515281.512 | 7.182% | 92.82%
7 | 2018-07-07 | 407 | 28488783 | -564220 | -52339.1441 | 27872224 | 68482.1229 | 28283117 | 410893 |  | 396189331.953 | 7.191% | 92.81%
8 | 2018-08-07 | 407 | 32515909 | -543430 | -33529.8435 | 31938949 | 78474.0762 | 32409793 | 470844 |  | 405880412.347 | 8.011% | 91.99%
9 | 2018-09-07 | 406 | 26966410 | -11620 | -10647.0882 | 26944143 | 66364.8842 | 27408697 | 464554 |  | 343443781.397 | 7.852% | 92.15%
10 | 2018-10-01 | 409 | 28154370 | -619790 | -4566.5327 | 27530013 | 67310.5452 | 27799255 | 269242 |  | 385238623.009 | 7.308% | 92.69%
11 | 2018-11-01 | 410 | 22876891 | -294300 | -770.5605 | 22581820 | 55077.6098 | 22747053 | 165233 |  | 307219233.85 | 7.446% | 92.55%
12 | 2018-12-01 | 413 | 20751719 | 224900 | 0 | 20976619 | 50790.845 | 20976619 | 0 |  | 290930543.888 | 7.133% | 92.87%
13 | Total | 4860 | 294072791 | -4858160 | -313638.6755 | 288900992 | 713025.7415 | 294479630 | 5578638 |  | 4178062649.24 | 7.038% | 92.96%
PVS (IDR)
|  | (1) | (2) | (3) | (4) | (5) | (6) | (7) | (8)
Line |  |  | Booked | Normalized | EEP |  | Average | Annualized
No. | Month | Customers | kWh | Weather | Adjustment | Net | Usage | kWh | Difference
|  | Input | Input | Input | Input | (2)+(3)+(4) | (5) / (1) | (6) * Dec. Cust. | (7) - (5)
1 | 2018-01-02 | 557 | 331048287.334 | -1342490 | -278179.1264 | 329427618 | 591431.9892 | 346579146 | 17151528
2 | 2018-02-02 | 571 | 256781905.551 | -948100 | -391716.255 | 255442089 | 447359.1751 | 262152477 | 6710388
3 | 2018-03-05 | 576 | 304529371.615 | -3957880 | -476918.5091 | 300094573 | 520997.5226 | 305304548 | 5209975
4 | 2018-04-05 | 574 | 322314960.285 | 303270 | -453636.4466 | 322164594 | 561262.3589 | 328899742 | 6735148
5 | 2018-05-06 | 571 | 342338500.499 | -1805440 | -745679.7628 | 339787381 | 595074.2224 | 348713494 | 8926113
6 | 2018-06-06 | 565 | 357828988.512 | -5833520 | -683769.1518 | 351311699 | 621790.6177 | 364369302 | 13057603
7 | 2018-07-07 | 574 | 367700548.953 | -2346660 | -675533.6664 | 364678355 | 635328.1446 | 372302293 | 7623938
8 | 2018-08-07 | 572 | 373364503.347 | -2330180 | -385007.0242 | 370649316 | 647988.3147 | 379721152 | 9071836
9 | 2018-09-07 | 576 | 316477371.397 | -269210 | -124954.0622 | 316083207 | 548755.5677 | 321570763 | 5487556
10 | 2018-10-01 | 576 | 357084253.009 | -3993950 | -57917.7198 | 353032385 | 612903.4462 | 359161419 | 6129034
11 | 2018-11-01 | 580 | 284342342.85 | -759010 | -9577.4811 | 283573755 | 488920.2672 | 286507277 | 2933522
12 | 2018-12-01 | 586 | 270178824.888 | 1570900 | 0 | 271749725 | 463736.7321 | 271749725 | 0
13 | Total | 6878 | 3883989858.24 | -21712270 | -4282889.2055 | 3857994697 | 6735548.3584 | 3947031338 | 89036641
TVS | [9 empty] | TVS | [6 empty] | *Additional sales from new accounts
|  | (1) | (2) | (3) | (4) | (5) |  |  | (8)
|  |  |  | Additional | [5 empty] | New | 1 | 2 | 3 | 4 | 5 | 6 | 7 | 8 | 9 | 10 | 11 | 12 | 2018
Line |  |  | Booked | Customer | EEP |  |  |  |  | Customer A | 107582.3615 | 107582.3615 | 107582.3615 | 107582.3615 | 107582.3615 | 107582.3615 | 107582.3615 | 107582.3615 | 107582.3615 | 107582.3615 | 97596.485 | 117568.238 | 1290988.338
No. | Month | Customers | kWh | Usage | Adjustment | Net |  |  | Difference | Customer B | 2239040.5272 | 2239040.5272 | 2239040.5272 | 2239040.5272 | 2239040.5272 | 2239040.5272 | 1091681.136 | 2340070.992 | 1977004.993 | 2655515.511 | 2722167.748 | 2647802.783 | 26868486.326
|  | Input | Input | Input | Input | (2)+(3)+(4) |  |  | (7) - (5) | Customer C | 238622.1808 | 238622.1808 | 238622.1808 | 238622.1808 | 238622.1808 | 238622.1808 | 238622.1808 | 103635.187 | 236641.346 | 151576.969 | 142027.868 | 559229.534 | 2863466.1696
[10 empty] | Customer D | 141442.7773 | 141442.7773 | 141442.7773 | 141442.7773 | 111639.64 | 132580 | 147531.72 | 141579.878 | 142245.174 | 141221.657 | 152216.299 | 162527.85 | 1697313.327
1 | 2018-01-02 | 188 | 2571598931.897 | 1941711.2554 | -13845.2833 | 2573526798 |  |  | 1927866.103 | Customer E | 5182.5 | 5182.5 | 5182.5 | 5182.5 | 5182.5 | 5182.5 | 5182.5 | 5182.5 | 5182.5 | 5182.5 | 5182.5 | 5182.5 | 62190
2 | 2018-02-02 | 193 | 1494873942.956 | 2007594.0724 | -13845.2833 | 1496867692 |  |  | 1993749.044 | Customer F | 63265.8562 | 63265.8562 | 63265.8562 | 63265.8562 | 22702.19 | 0 | 44623.523 | 137592.666 | 62233.121 | 64875.846 | 87049.752 | 87049.752 | 759190.275
3 | 2018-03-05 | 195 | 1539288257.415 | 2430548.0074 | -13845.2833 | 1541704960 |  |  | 2416702.585 | Customer G | 384302.5054 | 384302.5054 | 384302.5054 | 384302.5054 | 384302.5054 | 384302.5054 | 384302.5054 | 121410.995 | 61761.025 | 281871.515 | 631524.245 | 824944.747 | 4611630.0648
4 | 2018-04-05 | 195 | 2041638573.441 | 3270153.4304 | -7362.2417 | 2044901365 |  |  | 3262791.559 | Customer H | 90714.722 | 90714.722 | 90714.722 | 90714.722 | 90714.722 | 90714.722 | 90714.722 | 90714.722 | 90714.722 | 90714.722 | 42235.536 | 139193.908 | 1088576.664
5 | 2018-05-06 | 196 | 2098766125.987 | 3065444.7969 | -879.2 | 2101830692 |  |  | 3064566.013 | Sum | 3270153.4304 | 3270153.4304 | 3270153.4304 | 3270153.4304 | 3199786.6269 | 3198024.7969 | 2110240.6487 | 3047769.3015 | 2683365.2425 | 3498541.0815 | 3880000.433 | 4543499.312 | 39241841.1644
6 | 2018-06-06 | 196 | 1616953969.37 | 3065444.7969 | -879.2 | 1620018535 |  |  | 3064565.63 | Net | 3270153.4304 | 3270153.4304 | 3270153.4304 | 3270153.4304 | 3065444.7969 | 3065444.7969 | 826404.2697 | 203479.5835 | 203479.5835 | 203479.5835 | 5182.5 | 87049.752
7 | 2018-07-07 | 198 | 1927799082.158 | 826404.2697 | -879.2 | 1928624607 |  |  | 825524.842
8 | 2018-08-07 | 200 | 2051298451.539 | 203479.5835 | -879.2 | 2051501052 |  |  | 202600.461
9 | 2018-09-07 | 200 | 1679826976.408 | 203479.5835 | -439.6 | 1680030016 |  |  | 203039.592 | Retire
10 | 2018-10-01 | 200 | 1898551563.808 | 203479.5835 | 0 | 1898755043 |  |  | 203479.192 | Customer I | 1: 1328442.175; 2: 1262559.358; 3: 839605.423
11 | 2018-11-01 | 202 | 1892719421.99 | 5182.5 | 0 | 1892724604 |  |  | 5182.01
12 | 2018-12-01 | 204 | 1901084238.736 | 87049.752 | 0 | 1901171288 |  |  | 87049.264
13 | Total | 2367 | 22714399535.705 | 17309971.6314 | -52854.4917 | 22731656652 | 0 | 0 | 17257116.295
MLS
|  | (1) | (2) | (3) | (4) | (5) | (6) | (7) | (8)
Line |  |  | Booked | Normalized | EEP |  | Average | Annualized
No. | Month | Customers | kWh | Weather | Adjustment | Net | Usage | kWh | Difference
|  | Input | Input | Input | Input | (2)+(3)+(4) | (5) / (1) | (6) * Dec. Cust. | (7) - (5)
1 | 2018-01-02 | 13190 | 4428406 | 0 | 0 | 4428406 | 335.7397 | 4263222 | -165184
2 | 2018-02-02 | 13162 | 3969946 | 0 | 0 | 3969946 | 301.6218 | 3829993 | -139953
3 | 2018-03-05 | 13114 | 4178052 | 0 | 0 | 4178052 | 318.5948 | 4045517 | -132535
4 | 2018-04-05 | 13075 | 4159269 | 0 | 0 | 4159269 | 318.1085 | 4039342 | -119927
5 | 2018-05-06 | 13029 | 4384868 | 0 | 0 | 4384868 | 336.5468 | 4273471 | -111397
6 | 2018-06-06 | 12989 | 4178650 | 0 | 0 | 4178650 | 321.7068 | 4085033 | -93617
7 | 2018-07-07 | 12947 | 4166733 | 0 | 0 | 4166733 | 321.83 | 4086597 | -80136
8 | 2018-08-07 | 12897 | 4542372 | 0 | 0 | 4542372 | 352.2038 | 4472283 | -70089
9 | 2018-09-07 | 12844 | 3773877 | 0 | 0 | 3773877 | 293.8241 | 3730979 | -42898
10 | 2018-10-01 | 12788 | 4519046 | 0 | 0 | 4519046 | 353.3818 | 4487242 | -31804
11 | 2018-11-01 | 12737 | 3989205 | 0 | 0 | 3989205 | 313.1982 | 3976990 | -12215
12 | 2018-12-01 | 12698 | 3699927 | 0 | 0 | 3699927 | 291.3787 | 3699927 | 0
13 | Total | 155470 | 49990351 | 0 | 0 | 49990351 | 3858.1349 | 48990596 | -999755
SLS
|  | (1) | (2) | (3) | (4) | (5) | (6) | (7) | (8)
Line |  |  | Booked | Normalized | EEP |  | Average | Annualized
No. | Month | Customers | kWh | Weather | Adjustment | Net | Usage | kWh | Difference
|  | Input | Input | Input | Input | (2)+(3)+(4) | (5) / (1) | (6) * Dec. Cust. | (7) - (5)
1 | 2018-01-02 | 4779 | 16900689 | 0 | 0 | 16900689 | 3536.4488 | 18035889 | 1135200
2 | 2018-02-02 | 4865 | 16682528 | 0 | 0 | 16682528 | 3429.0911 | 17488364 | 805836
3 | 2018-03-05 | 4862 | 16657712 | 0 | 0 | 16657712 | 3426.1028 | 17473124 | 815412
4 | 2018-04-05 | 4915 | 16589336 | 0 | 0 | 16589336 | 3375.2464 | 17213757 | 624421
5 | 2018-05-06 | 4912 | 16539373 | 0 | 0 | 16539373 | 3367.1362 | 17172395 | 633022
6 | 2018-06-06 | 4917 | 16549273 | 0 | 0 | 16549273 | 3365.7256 | 17165201 | 615928
7 | 2018-07-07 | 4931 | 14169151 | 0 | 0 | 14169151 | 2873.4843 | 14654770 | 485619
8 | 2018-08-07 | 4953 | 19861432 | 0 | 0 | 19861432 | 4009.9802 | 20450899 | 589467
9 | 2018-09-07 | 4994 | 15086607 | 0 | 0 | 15086607 | 3020.9465 | 15406827 | 320220
10 | 2018-10-01 | 5000 | 17526893 | 0 | 0 | 17526893 | 3505.3786 | 17877431 | 350538
11 | 2018-11-01 | 5008 | 14969215 | 0 | 0 | 14969215 | 2989.0605 | 15244209 | 274994
12 | 2018-12-01 | 5100 | 16092308 | 0 | 0 | 16092308 | 3155.3545 | 16092308 | 0
13 | Total | 59236 | 197624517 | 0 | 0 | 197624517 | 40053.9556 | 204275174 | 6650657

## WP H-1.2 (EEP BD adjustment)
Energy Efficiency Impacts
Billing Determinates not captured in test year
|  | Residential (Non-IDR) | Secondary Voltage Small (Non-IDR) | Secondary Voltage Large (Non-IDR) | Secondary Voltage Large (IDR) | Primary Voltage Service (Non-IDR) | Primary Voltage Service (IDR) | Transmission Voltage Service (IDR) | Total kWh | SVL Total KWH | SVL Non-IDR | SVL IDR | PVS Total KWH | PVS Non-IDR | PVS IDR
| JAN | 2848263.2524 | 413634.7598 | 2416016.3983 | 1892060.8987 | 20257.1676 | 278179.1264 | 13845.2833 | 7882256.8866 | 4308077.297 | 2416016.3983 | 1892060.8987 | 298436.294 | 20257.1676 | 278179.1264
| FEB | 3806216.0749 | 410996.3746 | 2669076.9558 | 2031906.4112 | 31174.8099 | 391716.255 | 13845.2833 | 9354932.1647 | 4700983.367 | 2669076.9558 | 2031906.4112 | 422891.0649 | 31174.8099 | 391716.255
| MAR | 4173787.4337 | 383346.013 | 2652892.2993 | 2193843.2712 | 30235.324 | 476918.5091 | 13845.2833 | 9924868.1336 | 4846735.5705 | 2652892.2993 | 2193843.2712 | 507153.8331 | 30235.324 | 476918.5091
| APR | 3659420.869 | 335986.0433 | 2437983.8855 | 2078633.9206 | 29173.6398 | 453636.4466 | 7362.2417 | 9002197.0465 | 4516617.806 | 2437983.8855 | 2078633.9206 | 482810.0865 | 29173.6398 | 453636.4466
| MAY | 6806605.6386 | 309340.0531 | 3158628.3828 | 2587457.9812 | 48039.3124 | 745679.7628 | 879.2 | 13656630.3308 | 5746086.364 | 3158628.3828 | 2587457.9812 | 793719.0752 | 48039.3124 | 745679.7628
| JUN | 7009330.4313 | 284995.3782 | 3419886.0589 | 2565969.7162 | 52905.2528 | 683769.1518 | 879.2 | 14017735.1892 | 5985855.7751 | 3419886.0589 | 2565969.7162 | 736674.4046 | 52905.2528 | 683769.1518
| JUL | 6425870.8838 | 233208.3711 | 3247261.3908 | 2431050.771 | 52339.1441 | 675533.6664 | 879.2 | 13066143.4271 | 5678312.1617 | 3247261.3908 | 2431050.771 | 727872.8105 | 52339.1441 | 675533.6664
| AUG | 5729799.6275 | 173373.9152 | 2707788.7764 | 2041864.328 | 33529.8435 | 385007.0242 | 879.2 | 11072242.7148 | 4749653.1044 | 2707788.7764 | 2041864.328 | 418536.8677 | 33529.8435 | 385007.0242
| SEP | 3729385.1952 | 124171.895 | 1944151.2231 | 1413893.1765 | 10647.0882 | 124954.0622 | 439.6 | 7347642.2402 | 3358044.3996 | 1944151.2231 | 1413893.1765 | 135601.1504 | 10647.0882 | 124954.0622
| OCT | 1860520.8161 | 61381.2935 | 1014290.0114 | 829084.5788 | 4566.5327 | 57917.7198 | 0 | 3827760.9524 | 1843374.5902 | 1014290.0114 | 829084.5788 | 62484.2525 | 4566.5327 | 57917.7198
| NOV | 467266.4933 | 14873.7154 | 265416.2031 | 222961.7401 | 770.5605 | 9577.4811 | 0 | 980866.1936 | 488377.9432 | 265416.2031 | 222961.7401 | 10348.0417 | 770.5605 | 9577.4811
| DEC | 0 | 0 | 0 | 0 | 0 | 0 | 0 | 0 | 0 | 0 | 0 | 0 | 0 | 0
| Total | 46516466.7159 | 2745307.8121 | 25933391.5853 | 20288726.7934 | 313638.6755 | 4282889.2055 | 52854.4917 | 100133275.2795 | 46222118.3787 | 25933391.5853 | 20288726.7934 | 4596527.8811 | 313638.6755 | 4282889.2055
From: CEHE EE Impacts 2018 V2.xlsx
;;

## WP H-1.3 (2015)
Regulatory Load Study (2015)
Residential
| Coincident with System Peak (MW) |  |  |  |  | Coincident with ISO Peak (MW) |  |  |  |  | Non-coincident Class Peak (MW) |  |  |  | Energy (GWH)
Class Peak | Date Time | Generation Level | Meter Level | Losses | Coincident Factor System Peak | Date Time | Generation Level | Meter Level | Losses | Coincident Factor ISO Peak | Date Time | Generation Level | Meter Level | Losses | Generation Level | Meter Level | Losses | Load Factor
Jan | 01-09 @ 18:00 | 4897.75 | 4701.79 | 195.96 | 96.52% | 01-08 @ 07:15 | 4737.62 | 4576.91 | 160.71 | 93.37% | 01-09 @ 19:15 | 5074.09 | 4865.84 | 208.25 | 2180.15 | 2085 | 95.15 | 57.59%
Feb | 02-23 @ 19:00 | 5166.94 | 4888.12 | 278.83 | 98.91% | 02-23 @ 19:00 | 5166.94 | 4888.12 | 278.83 | 98.91% | 02-23 @ 19:45 | 5223.68 | 4948.21 | 275.47 | 1779.02 | 1683.89 | 95.12 | 45.74%
Mar | 03-06 @ 07:15 | 4492.64 | 4263.98 | 228.67 | 99.06% | 03-06 @ 07:15 | 4492.64 | 4263.98 | 228.67 | 99.06% | 03-06 @ 07:00 | 4535.5 | 4315.76 | 219.73 | 1732.64 | 1642.77 | 89.87 | 56.64%
Apr | 04-23 @ 16:30 | 5185.28 | 4914.64 | 270.64 | 94.56% | 04-09 @ 17:00 | 4614.97 | 4362.37 | 252.59 | 84.16% | 04-25 @ 17:45 | 5483.58 | 5189.56 | 294.02 | 1972.88 | 1860.9 | 111.98 | 48.2%
May | 05-28 @ 14:30 | 5463.26 | 5180.33 | 282.93 | 82.1% | 05-18 @ 17:00 | 5370.93 | 5135.68 | 235.25 | 80.72% | 05-30 @ 15:15 | 6654.12 | 6288.08 | 366.04 | 2603.61 | 2461 | 142.61 | 54.36%
Jun | 06-24 @ 16:30 | 7491.28 | 7061.56 | 429.71 | 97.2% | 06-10 @ 16:45 | 7427.13 | 7041.37 | 385.77 | 96.37% | 06-24 @ 18:00 | 7706.81 | 7289.3 | 417.51 | 3331.11 | 3146.24 | 184.87 | 58.01%
Jul | 07-28 @ 16:00 | 8318.24 | 7866.68 | 451.55 | 92.53% | 07-30 @ 16:45 | 8525.2 | 8044.01 | 481.19 | 94.83% | 07-26 @ 17:30 | 8990.03 | 8402.27 | 587.76 | 4104.19 | 3866.18 | 238.01 | 63.91%
Aug | 08-11 @ 16:00 | 9119.16 | 8570.57 | 548.58 | 97.57% | 08-10 @ 17:00 | 9039.67 | 8519.23 | 520.44 | 96.72% | 08-09 @ 17:30 | 9346.68 | 8752.83 | 593.85 | 3895.52 | 3676.67 | 218.85 | 56.46%
Sep | 09-08 @ 16:30 | 7185.81 | 6799.25 | 386.56 | 89.13% | 09-08 @ 16:30 | 7185.81 | 6799.25 | 386.56 | 89.13% | 09-06 @ 17:00 | 8062.52 | 7601.91 | 460.61 | 3011.1 | 2848.5 | 162.6 | 50.36%
Oct | 10-12 @ 16:00 | 6282 | 5943.53 | 338.48 | 95.56% | 10-12 @ 16:45 | 6483.28 | 6131.67 | 351.6 | 98.62% | 10-12 @ 17:30 | 6574.03 | 6208.34 | 365.69 | 2338.42 | 2215.22 | 123.21 | 49.56%
Nov | 11-05 @ 15:00 | 4131.95 | 3899.1 | 232.84 | 90.65% | 11-05 @ 18:30 | 4554.83 | 4314.17 | 240.66 | 99.93% | 11-05 @ 18:45 | 4558 | 4317.15 | 240.85 | 1748.9 | 1647.37 | 101.53 | 51.29%
Dec | 12-11 @ 18:00 | 3734.49 | 3527.51 | 206.98 | 75.15% | 12-28 @ 19:00 | 4056.77 | 3828.17 | 228.6 | 81.63% | 12-25 @ 14:15 | 4969.6 | 4662.68 | 306.92 | 1975.65 | 1855.03 | 120.63 | 55.26%
SVS
| Coincident with System Peak (MW) |  |  |  |  | Coincident with ISO Peak (MW) |  |  |  |  | Non-coincident Class Peak (MW) |  |  |  | Energy (GWH)
Class Peak | Date Time | Generation Level | Meter Level | Losses | Coincident Factor System Peak | Date Time | Generation Level | Meter Level | Losses | Coincident Factor ISO Peak | Date Time | Generation Level | Meter Level | Losses | Generation Level | Meter Level | Losses | Load Factor
Jan | 01-09 @ 18:00 | 159.86 | 153.46 | 6.4 | 100% | 01-08 @ 07:15 | 132.04 | 127.56 | 4.48 | 82.6% | 01-09 @ 18:00 | 159.86 | 153.46 | 6.4 | 84.82 | 81.03 | 3.79 | 70.97%
Feb | 02-23 @ 19:00 | 153.96 | 145.65 | 8.31 | 99.3% | 02-23 @ 19:00 | 153.96 | 145.65 | 8.31 | 99.3% | 02-24 @ 18:45 | 155.04 | 146.7 | 8.34 | 74.34 | 70.3 | 4.03 | 64.41%
Mar | 03-06 @ 07:15 | 94.19 | 89.4 | 4.79 | 63.42% | 03-06 @ 07:15 | 94.19 | 89.4 | 4.79 | 63.42% | 03-05 @ 19:00 | 148.52 | 141.48 | 7.04 | 78.05 | 73.91 | 4.13 | 77.74%
Apr | 04-23 @ 16:30 | 111.98 | 106.14 | 5.84 | 76.03% | 04-09 @ 17:00 | 104.54 | 98.82 | 5.72 | 70.98% | 04-23 @ 20:15 | 147.28 | 139.46 | 7.83 | 76.98 | 72.49 | 4.49 | 69.86%
May | 05-28 @ 14:30 | 121 | 114.73 | 6.27 | 80.16% | 05-18 @ 17:00 | 111.59 | 106.7 | 4.89 | 73.93% | 05-20 @ 20:45 | 150.94 | 142.51 | 8.43 | 83.5 | 78.88 | 4.62 | 76.88%
Jun | 06-24 @ 16:30 | 130.8 | 123.29 | 7.5 | 84.3% | 06-10 @ 16:45 | 127.54 | 120.92 | 6.62 | 82.2% | 06-24 @ 21:00 | 155.16 | 146.23 | 8.92 | 84.75 | 79.98 | 4.77 | 73.51%
Jul | 07-28 @ 16:00 | 137.86 | 130.37 | 7.48 | 85.81% | 07-30 @ 16:45 | 137.45 | 129.7 | 7.76 | 85.56% | 07-29 @ 21:00 | 160.65 | 152.27 | 8.38 | 92.48 | 87.08 | 5.4 | 79.43%
Aug | 08-11 @ 16:00 | 144.31 | 135.62 | 8.68 | 88.56% | 08-10 @ 17:00 | 136.39 | 128.53 | 7.85 | 83.7% | 08-10 @ 20:45 | 162.95 | 153.83 | 9.13 | 92 | 86.85 | 5.16 | 75.88%
Sep | 09-08 @ 16:30 | 128.86 | 121.93 | 6.93 | 83.18% | 09-08 @ 16:30 | 128.86 | 121.93 | 6.93 | 83.18% | 09-22 @ 20:00 | 154.92 | 146.53 | 8.39 | 85.57 | 80.9 | 4.67 | 74.21%
Oct | 10-12 @ 16:00 | 120.71 | 114.2 | 6.5 | 79.38% | 10-12 @ 16:45 | 119.06 | 112.61 | 6.46 | 78.29% | 10-12 @ 19:30 | 152.07 | 144.07 | 7.99 | 83.91 | 79.45 | 4.46 | 76.59%
Nov | 11-05 @ 15:00 | 113.47 | 107.08 | 6.39 | 74.5% | 11-05 @ 18:30 | 151.56 | 143.55 | 8.01 | 99.51% | 11-05 @ 18:15 | 152.31 | 144.27 | 8.04 | 78.05 | 73.46 | 4.58 | 68.44%
Dec | 12-11 @ 18:00 | 148.74 | 140.5 | 8.24 | 100% | 12-28 @ 19:00 | 143.81 | 135.71 | 8.1 | 96.69% | 12-11 @ 18:00 | 148.74 | 140.5 | 8.24 | 82.44 | 77.37 | 5.07 | 76.48%
SVL
| Coincident with System Peak (MW) |  |  |  |  | Coincident with ISO Peak (MW) |  |  |  |  | Non-coincident Class Peak (MW) |  |  |  | Energy (GWH)
Class Peak | Date Time | Generation Level | Meter Level | Losses | Coincident Factor System Peak | Date Time | Generation Level | Meter Level | Losses | Coincident Factor ISO Peak | Date Time | Generation Level | Meter Level | Losses | Generation Level | Meter Level | Losses | Load Factor
Jan | 01-09 @ 18:00 | 4660.25 | 4473.79 | 186.46 | 91.89% | 01-08 @ 07:15 | 4820.04 | 4656.54 | 163.5 | 95.04% | 01-09 @ 11:15 | 5071.68 | 4901.14 | 170.53 | 2671.11 | 2554.8 | 116.3 | 70.06%
Feb | 02-23 @ 19:00 | 4160.09 | 3935.6 | 224.49 | 83.2% | 02-23 @ 19:00 | 4160.09 | 3935.6 | 224.49 | 83.2% | 02-24 @ 10:15 | 4999.96 | 4755.02 | 244.94 | 2351.55 | 2225.88 | 125.67 | 62.92%
Mar | 03-06 @ 07:15 | 4473.79 | 4246.08 | 227.71 | 91.05% | 03-06 @ 07:15 | 4473.79 | 4246.08 | 227.71 | 91.05% | 03-31 @ 15:00 | 4913.77 | 4709.17 | 204.6 | 2537.78 | 2405.45 | 132.33 | 76.01%
Apr | 04-23 @ 16:30 | 5256.86 | 4982.49 | 274.37 | 95.72% | 04-09 @ 17:00 | 4949.95 | 4679.02 | 270.93 | 90.13% | 04-23 @ 14:30 | 5491.81 | 5217.87 | 273.94 | 2632.04 | 2482.76 | 149.28 | 63.95%
May | 05-28 @ 14:30 | 5814.72 | 5513.6 | 301.13 | 99.5% | 05-18 @ 17:00 | 5119.92 | 4895.66 | 224.25 | 87.61% | 05-28 @ 14:00 | 5844.01 | 5536.07 | 307.94 | 2868.53 | 2712.22 | 156.31 | 68.04%
Jun | 06-24 @ 16:30 | 5821.05 | 5487.14 | 333.91 | 96.76% | 06-10 @ 16:45 | 5650.84 | 5357.34 | 293.51 | 93.93% | 06-24 @ 14:30 | 6016.22 | 5673.29 | 342.93 | 3043.57 | 2874.61 | 168.96 | 68.1%
Jul | 07-28 @ 16:00 | 6117.44 | 5785.36 | 332.08 | 97.46% | 07-30 @ 16:45 | 5989.93 | 5651.84 | 338.09 | 95.43% | 07-29 @ 14:30 | 6276.93 | 5930.9 | 346.03 | 3345.85 | 3152.25 | 193.61 | 73.82%
Aug | 08-11 @ 16:00 | 6413.65 | 6027.83 | 385.83 | 98.6% | 08-10 @ 17:00 | 6044.11 | 5696.14 | 347.98 | 92.92% | 08-11 @ 14:45 | 6504.98 | 6121.85 | 383.13 | 3314.61 | 3130.18 | 184.42 | 68.72%
Sep | 09-08 @ 16:30 | 5830.84 | 5517.17 | 313.67 | 94.36% | 09-08 @ 16:30 | 5830.84 | 5517.17 | 313.67 | 94.36% | 09-08 @ 14:00 | 6179.41 | 5850.33 | 329.08 | 2997.32 | 2836.01 | 161.31 | 65.16%
Oct | 10-12 @ 16:00 | 5568.16 | 5268.15 | 300.02 | 96.12% | 10-12 @ 16:45 | 5377.78 | 5086.13 | 291.65 | 92.83% | 10-13 @ 14:30 | 5793.19 | 5488.24 | 304.95 | 2806.52 | 2659.4 | 147.12 | 67.3%
Nov | 11-05 @ 15:00 | 5426.83 | 5121.02 | 305.81 | 98.68% | 11-05 @ 18:30 | 4423.1 | 4189.39 | 233.7 | 80.43% | 11-05 @ 13:30 | 5499.29 | 5196.04 | 303.25 | 2422.47 | 2281.84 | 140.62 | 59.03%
Dec | 12-11 @ 18:00 | 4285.55 | 4048.02 | 237.53 | 86.53% | 12-28 @ 19:00 | 3423.24 | 3230.33 | 192.9 | 69.12% | 12-11 @ 13:30 | 4952.74 | 4666.58 | 286.16 | 2462.35 | 2311.92 | 150.43 | 68.81%
PVS
| Coincident with System Peak (MW) |  |  |  |  | Coincident with ISO Peak (MW) |  |  |  |  | Non-coincident Class Peak (MW) |  |  |  | Energy (GWH)
Class Peak | Date Time | Generation Level | Meter Level | Losses | Coincident Factor System Peak | Date Time | Generation Level | Meter Level | Losses | Coincident Factor ISO Peak | Date Time | Generation Level | Meter Level | Losses | Generation Level | Meter Level | Losses | Load Factor
Jan | 01-09 @ 18:00 | 497.03 | 477.14 | 19.89 | 94.06% | 01-08 @ 07:15 | 517.15 | 499.61 | 17.54 | 97.87% | 01-08 @ 10:45 | 528.41 | 514.15 | 14.26 | 325.98 | 311.6 | 14.39 | 81.46%
Feb | 02-23 @ 19:00 | 499.33 | 472.39 | 26.95 | 90.51% | 02-23 @ 19:00 | 499.33 | 472.39 | 26.95 | 90.51% | 02-17 @ 10:15 | 551.67 | 525.65 | 26.02 | 299.04 | 282.98 | 16.06 | 72.36%
Mar | 03-06 @ 07:15 | 523.02 | 496.4 | 26.62 | 92.34% | 03-06 @ 07:15 | 523.02 | 496.4 | 26.62 | 92.34% | 03-04 @ 13:30 | 566.42 | 537.82 | 28.61 | 326.39 | 309.29 | 17.1 | 85.58%
Apr | 04-23 @ 16:30 | 541.08 | 512.84 | 28.24 | 93.91% | 04-09 @ 17:00 | 533.79 | 504.58 | 29.22 | 92.64% | 04-23 @ 14:45 | 576.19 | 547.44 | 28.75 | 325.5 | 306.86 | 18.64 | 75.34%
May | 05-28 @ 14:30 | 604.79 | 573.47 | 31.32 | 100% | 05-18 @ 17:00 | 553.09 | 528.86 | 24.23 | 91.45% | 05-28 @ 14:30 | 604.79 | 573.47 | 31.32 | 350.77 | 331.55 | 19.22 | 80.3%
Jun | 06-24 @ 16:30 | 584.69 | 551.15 | 33.54 | 93.64% | 06-10 @ 16:45 | 580.04 | 549.91 | 30.13 | 92.89% | 06-11 @ 13:30 | 624.41 | 590.33 | 34.07 | 360.01 | 339.91 | 20.11 | 77.39%
Jul | 07-28 @ 16:00 | 598.6 | 566.11 | 32.49 | 93.73% | 07-30 @ 16:45 | 592.55 | 559.11 | 33.45 | 92.79% | 07-30 @ 13:30 | 638.62 | 603.31 | 35.31 | 385.25 | 362.88 | 22.37 | 83.54%
Aug | 08-11 @ 16:00 | 591.47 | 555.89 | 35.58 | 92.07% | 08-10 @ 17:00 | 570.99 | 538.12 | 32.87 | 88.89% | 08-06 @ 13:30 | 642.38 | 606.12 | 36.26 | 384.19 | 362.77 | 21.42 | 80.45%
Sep | 09-08 @ 16:30 | 573.74 | 542.88 | 30.86 | 92.1% | 09-08 @ 16:30 | 573.74 | 542.88 | 30.86 | 92.1% | 09-15 @ 13:45 | 622.95 | 602.08 | 20.87 | 359.18 | 339.74 | 19.43 | 75.84%
Oct | 10-12 @ 16:00 | 579.1 | 547.9 | 31.2 | 96.95% | 10-12 @ 16:45 | 553.7 | 523.68 | 30.03 | 92.7% | 10-13 @ 14:15 | 597.33 | 565.88 | 31.45 | 343.33 | 325.22 | 18.11 | 79.82%
Nov | 11-05 @ 15:00 | 564.15 | 532.36 | 31.79 | 95.19% | 11-05 @ 18:30 | 525.18 | 497.43 | 27.75 | 88.62% | 11-11 @ 13:30 | 592.65 | 559.42 | 33.23 | 310.71 | 292.59 | 18.12 | 70.3%
Dec | 12-11 @ 18:00 | 472.15 | 445.98 | 26.17 | 86.04% | 12-28 @ 19:00 | 390.57 | 368.56 | 22.01 | 71.17% | 12-10 @ 13:45 | 548.76 | 497.55 | 51.21 | 304.79 | 286.11 | 18.68 | 79.87%
TVS
| Coincident with System Peak (MW) |  |  |  |  | Coincident with ISO Peak (MW) |  |  |  |  | Non-coincident Class Peak (MW) |  |  |  | Energy (GWH)
Class Peak | Date Time | Generation Level | Meter Level | Losses | Coincident Factor System Peak | Date Time | Generation Level | Meter Level | Losses | Coincident Factor ISO Peak | Date Time | Generation Level | Meter Level | Losses | Generation Level | Meter Level | Losses | Load Factor
Jan | 01-09 @ 18:00 | 1917.59 | 1840.86 | 76.72 | 83.54% | 01-08 @ 07:15 | 1895.98 | 1831.66 | 64.31 | 82.6% | 01-30 @ 19:45 | 2295.31 | 2170.18 | 125.13 | 1449.01 | 1384.01 | 65 | 85.72%
Feb | 02-23 @ 19:00 | 1890.29 | 1788.29 | 102.01 | 80.3% | 02-23 @ 19:00 | 1890.29 | 1788.29 | 102.01 | 80.3% | 02-28 @ 23:30 | 2353.89 | 2216.35 | 137.54 | 1419.13 | 1342.17 | 76.96 | 81.39%
Mar | 03-06 @ 07:15 | 2030.12 | 1926.79 | 103.33 | 86.31% | 03-06 @ 07:15 | 2030.12 | 1926.79 | 103.33 | 86.31% | 03-03 @ 22:30 | 2352.04 | 2224.75 | 127.29 | 1544.7 | 1463.12 | 81.58 | 97.87%
Apr | 04-23 @ 16:30 | 2213.26 | 2097.74 | 115.52 | 89.37% | 04-09 @ 17:00 | 2247.67 | 2124.65 | 123.02 | 90.76% | 04-19 @ 13:15 | 2476.61 | 2325.11 | 151.49 | 1609.44 | 1516.16 | 93.27 | 87.65%
May | 05-28 @ 14:30 | 2416.11 | 2290.99 | 125.12 | 90.71% | 05-18 @ 17:00 | 2512.24 | 2402.2 | 110.04 | 94.32% | 05-20 @ 06:15 | 2663.59 | 2517.2 | 146.38 | 1781.29 | 1682.89 | 98.4 | 92.86%
Jun | 06-24 @ 16:30 | 2286.93 | 2155.74 | 131.18 | 90.04% | 06-10 @ 16:45 | 2051.44 | 1944.89 | 106.55 | 80.77% | 06-17 @ 15:45 | 2539.98 | 2417.49 | 122.5 | 1668.8 | 1574.98 | 93.82 | 87.57%
Jul | 07-28 @ 16:00 | 2148.31 | 2031.69 | 116.62 | 80.25% | 07-30 @ 16:45 | 1870.22 | 1764.66 | 105.56 | 69.86% | 07-09 @ 15:30 | 2677.16 | 2522.84 | 154.32 | 1752.98 | 1650.46 | 102.52 | 90.86%
Aug | 08-11 @ 16:00 | 1914.57 | 1799.4 | 115.18 | 77.89% | 08-10 @ 17:00 | 1859.26 | 1752.21 | 107.04 | 75.64% | 08-31 @ 11:00 | 2458.18 | 2338.48 | 119.69 | 1647.19 | 1555.15 | 92.05 | 89.39%
Sep | 09-08 @ 16:30 | 1850.75 | 1751.19 | 99.56 | 75.42% | 09-08 @ 16:30 | 1850.75 | 1751.19 | 99.56 | 75.42% | 09-03 @ 12:15 | 2453.98 | 2341.41 | 112.57 | 1554.95 | 1470.23 | 84.73 | 84.4%
Oct | 10-12 @ 16:00 | 2517.56 | 2381.91 | 135.65 | 98.63% | 10-12 @ 16:45 | 2457.08 | 2323.83 | 133.25 | 96.26% | 10-12 @ 21:30 | 2552.56 | 2419.69 | 132.88 | 1650.05 | 1562.33 | 87.73 | 89.68%
Nov | 11-05 @ 15:00 | 2231.27 | 2105.53 | 125.74 | 89.25% | 11-05 @ 18:30 | 2232.84 | 2114.87 | 117.98 | 89.32% | 11-07 @ 01:30 | 2499.91 | 2337.4 | 162.52 | 1606.72 | 1512.28 | 94.44 | 86.96%
Dec | 12-11 @ 18:00 | 2128.16 | 2010.2 | 117.95 | 87.51% | 12-28 @ 19:00 | 1899.05 | 1792.04 | 107.01 | 78.09% | 12-10 @ 11:00 | 2431.87 | 2254.76 | 177.11 | 1537.8 | 1443.2 | 94.6 | 88.9%
MLS
| Coincident with System Peak (MW) |  |  |  |  | Coincident with ISO Peak (MW) |  |  |  |  | Non-coincident Class Peak (MW) |  |  |  | Energy (GWH)
Class Peak | Date Time | Generation Level | Meter Level | Losses | Coincident Factor System Peak | Date Time | Generation Level | Meter Level | Losses | Coincident Factor ISO Peak | Date Time | Generation Level | Meter Level | Losses | Generation Level | Meter Level | Losses | Load Factor
Jan | 01-09 @ 18:00 | 0 | 0 | 0 | 0% | 01-08 @ 07:15 | 0 | 0 | 0 | 0% | 01-01 @ 00:15 | 14.25 | 13.44 | 0.81 | 5.54 | 5.28 | 0.26 | 52.8%
Feb | 02-23 @ 19:00 | 14.12 | 13.36 | 0.76 | 98.74% | 02-23 @ 19:00 | 14.12 | 13.36 | 0.76 | 98.74% | 02-01 @ 00:15 | 14.3 | 13.36 | 0.94 | 4.76 | 4.5 | 0.27 | 45.27%
Mar | 03-06 @ 07:15 | 0 | 0 | 0 | 0% | 03-06 @ 07:15 | 0 | 0 | 0 | 0% | 03-31 @ 00:15 | 14.2 | 13.36 | 0.84 | 4.88 | 4.61 | 0.27 | 51.35%
Apr | 04-23 @ 16:30 | 0 | 0 | 0 | 0% | 04-09 @ 17:00 | 0 | 0 | 0 | 0% | 04-30 @ 00:15 | 14.14 | 13.31 | 0.83 | 4.37 | 4.09 | 0.27 | 41.3%
May | 05-28 @ 14:30 | 0 | 0 | 0 | 0% | 05-18 @ 17:00 | 0 | 0 | 0 | 0% | 05-01 @ 00:15 | 14.11 | 13.28 | 0.83 | 4.13 | 3.89 | 0.24 | 40.68%
Jun | 06-24 @ 16:30 | 0 | 0 | 0 | 0% | 06-10 @ 16:45 | 0 | 0 | 0 | 0% | 06-01 @ 00:15 | 14.1 | 13.25 | 0.85 | 3.81 | 3.58 | 0.23 | 36.32%
Jul | 07-28 @ 16:00 | 0 | 0 | 0 | 0% | 07-30 @ 16:45 | 0 | 0 | 0 | 0% | 07-01 @ 00:15 | 14.11 | 13.25 | 0.86 | 4.05 | 3.81 | 0.24 | 39.94%
Aug | 08-11 @ 16:00 | 0 | 0 | 0 | 0% | 08-10 @ 17:00 | 0 | 0 | 0 | 0% | 08-01 @ 00:15 | 14.11 | 13.24 | 0.87 | 4.36 | 4.11 | 0.25 | 41.72%
Sep | 09-08 @ 16:30 | 0 | 0 | 0 | 0% | 09-08 @ 16:30 | 0 | 0 | 0 | 0% | 09-01 @ 00:15 | 14.01 | 13.18 | 0.83 | 4.57 | 4.31 | 0.26 | 43.95%
Oct | 10-12 @ 16:00 | 0 | 0 | 0 | 0% | 10-12 @ 16:45 | 0 | 0 | 0 | 0% | 10-24 @ 19:15 | 13.89 | 13.17 | 0.73 | 5.08 | 4.8 | 0.28 | 50.62%
Nov | 11-05 @ 15:00 | 0 | 0 | 0 | 0% | 11-05 @ 18:30 | 13.84 | 13.11 | 0.73 | 98.93% | 11-30 @ 00:15 | 13.99 | 13.11 | 0.88 | 5.22 | 4.91 | 0.31 | 50.34%
Dec | 12-11 @ 18:00 | 13.94 | 13.17 | 0.77 | 99.01% | 12-28 @ 19:00 | 13.95 | 13.17 | 0.79 | 99.08% | 12-13 @ 18:00 | 14.08 | 13.17 | 0.91 | 5.6 | 5.25 | 0.35 | 55.37%
SLS
| Coincident with System Peak (MW) |  |  |  |  | Coincident with ISO Peak (MW) |  |  |  |  | Non-coincident Class Peak (MW) |  |  |  | Energy (GWH)
Class Peak | Date Time | Generation Level | Meter Level | Losses | Coincident Factor System Peak | Date Time | Generation Level | Meter Level | Losses | Coincident Factor ISO Peak | Date Time | Generation Level | Meter Level | Losses | Generation Level | Meter Level | Losses | Load Factor
Jan | 01-09 @ 18:00 | 0 | 0 | 0 | 0% | 01-08 @ 07:15 | 0 | 0 | 0 | 0% | 01-01 @ 00:15 | 68.36 | 64.5 | 3.87 | 26.56 | 25.31 | 1.25 | 52.74%
Feb | 02-23 @ 19:00 | 67.56 | 63.91 | 3.65 | 98.79% | 02-23 @ 19:00 | 67.56 | 63.91 | 3.65 | 98.79% | 02-01 @ 00:15 | 68.39 | 63.91 | 4.48 | 22.78 | 21.51 | 1.27 | 45.24%
Mar | 03-06 @ 07:15 | 0 | 0 | 0 | 0% | 03-06 @ 07:15 | 0 | 0 | 0 | 0% | 03-31 @ 00:15 | 67.99 | 63.95 | 4.04 | 23.34 | 22.06 | 1.28 | 51.33%
Apr | 04-23 @ 16:30 | 0 | 0 | 0 | 0% | 04-09 @ 17:00 | 0 | 0 | 0 | 0% | 04-30 @ 00:15 | 67.49 | 63.52 | 3.97 | 20.84 | 19.53 | 1.3 | 41.33%
May | 05-28 @ 14:30 | 0 | 0 | 0 | 0% | 05-18 @ 17:00 | 0 | 0 | 0 | 0% | 05-01 @ 00:15 | 67.5 | 63.54 | 3.96 | 19.77 | 18.63 | 1.14 | 40.72%
Jun | 06-24 @ 16:30 | 0 | 0 | 0 | 0% | 06-10 @ 16:45 | 0 | 0 | 0 | 0% | 06-01 @ 00:15 | 67.05 | 63 | 4.05 | 18.1 | 17.03 | 1.07 | 36.33%
Jul | 07-28 @ 16:00 | 0 | 0 | 0 | 0% | 07-30 @ 16:45 | 0 | 0 | 0 | 0% | 07-01 @ 00:15 | 67.97 | 63.81 | 4.16 | 19.52 | 18.35 | 1.18 | 39.94%
Aug | 08-11 @ 16:00 | 0 | 0 | 0 | 0% | 08-10 @ 17:00 | 0 | 0 | 0 | 0% | 08-01 @ 00:15 | 64.9 | 60.9 | 4 | 20.07 | 18.93 | 1.14 | 41.78%
Sep | 09-08 @ 16:30 | 0 | 0 | 0 | 0% | 09-08 @ 16:30 | 0 | 0 | 0 | 0% | 09-01 @ 00:15 | 65.46 | 61.6 | 3.86 | 21.34 | 20.13 | 1.21 | 43.92%
Oct | 10-12 @ 16:00 | 0 | 0 | 0 | 0% | 10-12 @ 16:45 | 0 | 0 | 0 | 0% | 10-24 @ 19:15 | 65.49 | 62.07 | 3.43 | 23.96 | 22.64 | 1.32 | 50.66%
Nov | 11-05 @ 15:00 | 0 | 0 | 0 | 0% | 11-05 @ 18:30 | 64.18 | 60.79 | 3.39 | 98.94% | 11-30 @ 00:15 | 64.87 | 60.79 | 4.07 | 24.23 | 22.78 | 1.45 | 50.37%
Dec | 12-11 @ 18:00 | 62.97 | 59.48 | 3.49 | 99.01% | 12-28 @ 19:00 | 63.04 | 59.48 | 3.55 | 99.12% | 12-13 @ 18:00 | 63.6 | 59.48 | 4.12 | 25.3 | 23.72 | 1.58 | 55.39%

## WP H-1.3 (2016)
Regulatory Load Study (2016)
Residential
| Coincident with System Peak (MW) |  |  |  |  | Coincident with ISO Peak (MW) |  |  |  |  | Non-coincident Class Peak (MW) |  |  |  | Energy (GWH)
Class Peak | Date Time | Generation Level | Meter Level | Losses | Coincident Factor System Peak | Date Time | Generation Level | Meter Level | Losses | Coincident Factor ISO Peak | Date Time | Generation Level | Meter Level | Losses | Generation Level | Meter Level | Losses | Load Factor
Jan | 01-28 @ 07:15 | 4082.3 | 3862.98 | 219.33 | 99.85% | 01-11 @ 07:15 | 4018.76 | 3821.35 | 197.41 | 98.29% | 01-28 @ 07:00 | 4088.47 | 3866.91 | 221.56 | 1968.79 | 1865.36 | 103.42 | 64.84%
Feb | 02-05 @ 07:15 | 3877.75 | 3675.99 | 201.75 | 99.59% | 02-04 @ 07:15 | 3636.48 | 3432.15 | 204.33 | 93.39% | 02-05 @ 07:00 | 3893.88 | 3678.53 | 215.35 | 1590.86 | 1504.91 | 85.94 | 54.99%
Mar | 03-31 @ 17:15 | 5017.19 | 4745.49 | 271.71 | 96.56% | 03-31 @ 17:00 | 4928.7 | 4658.76 | 269.94 | 94.85% | 03-31 @ 18:15 | 5196.12 | 4913.06 | 283.05 | 1745.9 | 1649.64 | 96.26 | 48.24%
Apr | 04-29 @ 14:15 | 5067.28 | 4769.82 | 297.46 | 79.9% | 04-25 @ 17:00 | 5525.43 | 5215.02 | 310.4 | 87.12% | 04-30 @ 17:15 | 6342.16 | 5986.33 | 355.84 | 2006.11 | 1896.87 | 109.25 | 42.59%
May | 05-25 @ 16:00 | 6559.37 | 6218.73 | 340.64 | 96.14% | 05-10 @ 17:00 | 6053.17 | 5720.81 | 332.37 | 88.72% | 05-29 @ 17:00 | 6822.81 | 6405.26 | 417.55 | 2623.46 | 2479.85 | 143.6 | 53.77%
Jun | 06-15 @ 16:00 | 7894.8 | 7423.61 | 471.18 | 93.82% | 06-15 @ 17:00 | 8136.02 | 7648.21 | 487.81 | 96.69% | 06-16 @ 17:45 | 8414.45 | 7939.37 | 475.08 | 3427.22 | 3243.35 | 183.87 | 54.91%
Jul | 07-15 @ 16:00 | 8410.08 | 7945.4 | 464.68 | 95.08% | 07-14 @ 16:00 | 8351.3 | 7846.01 | 505.29 | 94.41% | 07-24 @ 16:30 | 8845.32 | 8366.49 | 478.84 | 4202.63 | 3970.23 | 232.4 | 65.91%
Aug | 08-09 @ 15:45 | 8661.36 | 8144.57 | 516.79 | 94.36% | 08-11 @ 16:30 | 8836.53 | 8326.18 | 510.35 | 96.27% | 08-07 @ 17:00 | 9178.81 | 8606.92 | 571.89 | 3805.62 | 3597.75 | 207.87 | 56.18%
Sep | 09-19 @ 15:30 | 7871.78 | 7425.72 | 446.06 | 90.73% | 09-19 @ 16:15 | 8149.93 | 7697.18 | 452.75 | 93.94% | 09-18 @ 17:00 | 8675.7 | 8199.04 | 476.66 | 3389.42 | 3206.63 | 182.79 | 52.57%
Oct | 10-05 @ 15:30 | 6545.05 | 6159.58 | 385.47 | 90.68% | 10-05 @ 16:30 | 6629.68 | 6238.2 | 391.48 | 91.85% | 10-16 @ 16:30 | 7217.9 | 6749.92 | 467.98 | 2666.04 | 2505.98 | 160.06 | 51.56%
Nov | 11-02 @ 15:15 | 4734.05 | 4503.15 | 230.9 | 93.7% | 11-02 @ 16:00 | 4855.31 | 4617.21 | 238.11 | 96.1% | 11-02 @ 19:30 | 5052.12 | 4799.78 | 252.34 | 1831.47 | 1726.04 | 105.43 | 48.33%
Dec | 12-19 @ 09:15 | 4556.04 | 4310.65 | 245.39 | 87.58% | 12-19 @ 07:30 | 4716.91 | 4458.79 | 258.11 | 90.68% | 12-18 @ 20:30 | 5201.9 | 4885.02 | 316.88 | 2051.31 | 1938.43 | 112.88 | 55.11%
SVS
| Coincident with System Peak (MW) |  |  |  |  | Coincident with ISO Peak (MW) |  |  |  |  | Non-coincident Class Peak (MW) |  |  |  | Energy (GWH)
Class Peak | Date Time | Generation Level | Meter Level | Losses | Coincident Factor System Peak | Date Time | Generation Level | Meter Level | Losses | Coincident Factor ISO Peak | Date Time | Generation Level | Meter Level | Losses | Generation Level | Meter Level | Losses | Load Factor
Jan | 01-28 @ 07:15 | 125.57 | 118.82 | 6.75 | 85.92% | 01-11 @ 07:15 | 123.69 | 117.62 | 6.08 | 84.64% | 01-22 @ 18:30 | 146.14 | 138.76 | 7.38 | 81.51 | 77.21 | 4.3 | 74.79%
Feb | 02-05 @ 07:15 | 116.5 | 110.44 | 6.06 | 81.47% | 02-04 @ 07:15 | 114.91 | 108.45 | 6.46 | 80.36% | 02-04 @ 18:45 | 142.99 | 135.66 | 7.33 | 74.14 | 70.07 | 4.06 | 69.42%
Mar | 03-31 @ 17:15 | 108.03 | 102.18 | 5.85 | 73.15% | 03-31 @ 17:00 | 109.81 | 103.8 | 6.01 | 74.35% | 03-31 @ 20:15 | 147.69 | 139.47 | 8.22 | 78.46 | 74.1 | 4.36 | 76.34%
Apr | 04-29 @ 14:15 | 120.51 | 113.43 | 7.07 | 81.8% | 04-25 @ 17:00 | 112.71 | 106.38 | 6.33 | 76.51% | 04-30 @ 20:30 | 147.32 | 139.16 | 8.16 | 77.62 | 73.35 | 4.27 | 70.85%
May | 05-25 @ 16:00 | 137.01 | 129.89 | 7.11 | 86.4% | 05-10 @ 17:00 | 119.48 | 112.92 | 6.56 | 75.34% | 05-25 @ 20:45 | 158.58 | 149.97 | 8.61 | 85.51 | 80.81 | 4.7 | 74.84%
Jun | 06-15 @ 16:00 | 145.41 | 136.73 | 8.68 | 102.4% | 06-15 @ 17:00 | 142.54 | 133.99 | 8.55 | 100.3% | 06-18 @ 21:00 | 142.07 | 157.91 | -15.84 | 90.96 | 86.02 | 4.94 | 73.22%
Jul | 07-15 @ 16:00 | 149.13 | 140.89 | 8.24 | 88.68% | 07-14 @ 16:00 | 149.83 | 140.77 | 9.07 | 89.1% | 07-15 @ 21:00 | 168.16 | 158.94 | 9.22 | 97.87 | 92.44 | 5.43 | 80.78%
Aug | 08-09 @ 15:45 | 152.04 | 142.97 | 9.07 | 87.63% | 08-11 @ 16:30 | 153.8 | 144.92 | 8.88 | 88.64% | 08-10 @ 20:45 | 173.51 | 163.4 | 10.11 | 97.1 | 91.84 | 5.26 | 75.55%
Sep | 09-19 @ 15:30 | 146.57 | 138.27 | 8.31 | 87.58% | 09-19 @ 16:15 | 145.73 | 137.63 | 8.1 | 87.08% | 09-19 @ 20:00 | 167.35 | 158.35 | 9 | 92.51 | 87.53 | 4.98 | 74.3%
Oct | 10-05 @ 15:30 | 139.66 | 131.43 | 8.23 | 85.51% | 10-05 @ 16:30 | 135.89 | 127.86 | 8.02 | 83.2% | 10-18 @ 19:30 | 163.32 | 153.69 | 9.63 | 90.41 | 84.94 | 5.47 | 76.76%
Nov | 11-02 @ 15:15 | 123.48 | 117.46 | 6.02 | 78.51% | 11-02 @ 16:00 | 122.18 | 116.18 | 5.99 | 77.68% | 11-17 @ 18:00 | 157.28 | 147.24 | 10.04 | 81.68 | 76.89 | 4.79 | 70.19%
Dec | 12-19 @ 09:15 | 109.47 | 103.57 | 5.9 | 68.84% | 12-19 @ 07:30 | 123.37 | 116.62 | 6.75 | 77.58% | 12-19 @ 18:00 | 159.02 | 151.24 | 7.78 | 85.6 | 80.86 | 4.75 | 74.26%
SVL
| Coincident with System Peak (MW) |  |  |  |  | Coincident with ISO Peak (MW) |  |  |  |  | Non-coincident Class Peak (MW) |  |  |  | Energy (GWH)
Class Peak | Date Time | Generation Level | Meter Level | Losses | Coincident Factor System Peak | Date Time | Generation Level | Meter Level | Losses | Coincident Factor ISO Peak | Date Time | Generation Level | Meter Level | Losses | Generation Level | Meter Level | Losses | Load Factor
Jan | 01-28 @ 07:15 | 4384.94 | 4149.35 | 235.59 | 96.04% | 01-11 @ 07:15 | 4283.24 | 4072.84 | 210.4 | 93.81% | 01-22 @ 10:15 | 4565.96 | 4338.08 | 227.89 | 2467.94 | 2338.55 | 129.4 | 72.46%
Feb | 02-05 @ 07:15 | 4178.19 | 3960.81 | 217.39 | 89.25% | 02-04 @ 07:15 | 4127.09 | 3895.19 | 231.9 | 88.16% | 02-19 @ 14:00 | 4681.59 | 4453.4 | 228.19 | 2330.71 | 2204.78 | 125.92 | 66.54%
Mar | 03-31 @ 17:15 | 4848.41 | 4585.84 | 262.56 | 92.29% | 03-31 @ 17:00 | 4963.41 | 4691.57 | 271.84 | 94.48% | 03-31 @ 14:30 | 5253.55 | 5009.12 | 244.43 | 2549.75 | 2410.11 | 139.64 | 69.13%
Apr | 04-29 @ 14:15 | 5635.22 | 5304.42 | 330.8 | 99.84% | 04-25 @ 17:00 | 5061.28 | 4776.95 | 284.33 | 89.68% | 04-28 @ 14:00 | 5644.01 | 5335.08 | 308.93 | 2571.04 | 2431.32 | 139.72 | 61.25%
May | 05-25 @ 16:00 | 5846.4 | 5542.79 | 303.61 | 97.08% | 05-10 @ 17:00 | 5231.72 | 4944.46 | 287.26 | 86.87% | 05-25 @ 14:30 | 6022.26 | 5703.78 | 318.49 | 2858.68 | 2703.25 | 155.43 | 65.83%
Jun | 06-15 @ 16:00 | 6106.29 | 5741.85 | 364.44 | 97.94% | 06-15 @ 17:00 | 5860.12 | 5508.77 | 351.35 | 93.99% | 06-16 @ 14:15 | 6234.94 | 5878.9 | 356.04 | 3085.73 | 2919.02 | 166.71 | 66.74%
Jul | 07-15 @ 16:00 | 5912.74 | 5586.05 | 326.7 | 93.35% | 07-14 @ 16:00 | 6212.02 | 5836.17 | 375.86 | 98.08% | 07-13 @ 14:00 | 6333.8 | 5989.84 | 343.96 | 3337.1 | 3153.26 | 183.84 | 73.12%
Aug | 08-09 @ 15:45 | 6435.34 | 6051.37 | 383.97 | 97.92% | 08-11 @ 16:30 | 6292.47 | 5929.06 | 363.42 | 95.75% | 08-11 @ 14:30 | 6572.05 | 6182.01 | 390.04 | 3337.32 | 3157.37 | 179.95 | 68.65%
Sep | 09-19 @ 15:30 | 6376.1 | 6014.79 | 361.31 | 98.66% | 09-19 @ 16:15 | 6200.56 | 5856.1 | 344.46 | 95.95% | 09-19 @ 14:00 | 6462.4 | 6123.99 | 338.41 | 3122.82 | 2955.5 | 167.32 | 64.87%
Oct | 10-05 @ 15:30 | 6000.35 | 5646.96 | 353.39 | 98.66% | 10-05 @ 16:30 | 5699.9 | 5363.33 | 336.57 | 93.72% | 10-05 @ 14:30 | 6081.97 | 5738.44 | 343.52 | 2935.26 | 2759.19 | 176.07 | 66.78%
Nov | 11-02 @ 15:15 | 5529.73 | 5260.02 | 269.71 | 98.13% | 11-02 @ 16:00 | 5375.31 | 5111.7 | 263.61 | 95.39% | 11-02 @ 14:00 | 5635 | 5351.64 | 283.36 | 2516.59 | 2371.62 | 144.97 | 59.56%
Dec | 12-19 @ 09:15 | 4661.73 | 4410.65 | 251.08 | 98.67% | 12-19 @ 07:30 | 4339.69 | 4102.21 | 237.47 | 91.85% | 12-19 @ 10:30 | 4724.76 | 4476.05 | 248.71 | 2476.21 | 2340.77 | 135.44 | 72.63%
PVS
| Coincident with System Peak (MW) |  |  |  |  | Coincident with ISO Peak (MW) |  |  |  |  | Non-coincident Class Peak (MW) |  |  |  | Energy (GWH)
Class Peak | Date Time | Generation Level | Meter Level | Losses | Coincident Factor System Peak | Date Time | Generation Level | Meter Level | Losses | Coincident Factor ISO Peak | Date Time | Generation Level | Meter Level | Losses | Generation Level | Meter Level | Losses | Load Factor
Jan | 01-28 @ 07:15 | 503.88 | 476.81 | 27.07 | 98.23% | 01-11 @ 07:15 | 489.77 | 465.71 | 24.06 | 95.48% | 01-28 @ 10:45 | 512.95 | 486.83 | 26.12 | 304.71 | 288.7 | 16.01 | 79.71%
Feb | 02-05 @ 07:15 | 483.88 | 458.71 | 25.18 | 91.3% | 02-04 @ 07:15 | 496.23 | 468.35 | 27.88 | 93.63% | 02-29 @ 14:00 | 530 | 502.08 | 27.91 | 291.51 | 275.69 | 15.82 | 73.8%
Mar | 03-31 @ 17:15 | 531.08 | 502.32 | 28.76 | 93.14% | 03-31 @ 17:00 | 538.57 | 509.08 | 29.5 | 94.46% | 03-31 @ 13:30 | 570.18 | 542.6 | 27.59 | 316.42 | 299.02 | 17.4 | 79.18%
Apr | 04-29 @ 14:15 | 581.66 | 547.51 | 34.14 | 99.15% | 04-25 @ 17:00 | 537.7 | 507.49 | 30.21 | 91.66% | 04-28 @ 13:45 | 586.62 | 554.43 | 32.19 | 315.22 | 298.03 | 17.19 | 72.25%
May | 05-25 @ 16:00 | 589.49 | 558.87 | 30.61 | 97.08% | 05-10 @ 17:00 | 536.85 | 507.38 | 29.48 | 88.41% | 05-25 @ 14:00 | 607.22 | 574.78 | 32.44 | 341.59 | 322.96 | 18.62 | 78.04%
Jun | 06-15 @ 16:00 | 601.32 | 565.43 | 35.89 | 96.91% | 06-15 @ 17:00 | 583.15 | 548.18 | 34.96 | 93.98% | 06-15 @ 13:45 | 620.48 | 585.13 | 35.35 | 357.56 | 338.12 | 19.45 | 77.67%
Jul | 07-15 @ 16:00 | 599.32 | 566.2 | 33.11 | 95.14% | 07-14 @ 16:00 | 596.46 | 560.38 | 36.09 | 94.69% | 07-14 @ 14:15 | 629.92 | 593.35 | 36.57 | 377.96 | 357.08 | 20.88 | 83.58%
Aug | 08-09 @ 15:45 | 637.19 | 599.17 | 38.02 | 97.02% | 08-11 @ 16:30 | 604.92 | 569.99 | 34.94 | 92.1% | 08-09 @ 14:30 | 656.78 | 618.09 | 38.69 | 388.44 | 367.52 | 20.92 | 79.92%
Sep | 09-19 @ 15:30 | 631.27 | 595.5 | 35.77 | 96.62% | 09-19 @ 16:15 | 619.03 | 584.64 | 34.39 | 94.75% | 09-07 @ 14:00 | 653.34 | 618.05 | 35.29 | 371.34 | 351.4 | 19.93 | 76.42%
Oct | 10-05 @ 15:30 | 623.48 | 586.76 | 36.72 | 97.63% | 10-05 @ 16:30 | 603.01 | 567.4 | 35.61 | 94.42% | 10-05 @ 13:45 | 638.64 | 603.01 | 35.63 | 359.52 | 337.85 | 21.66 | 77.82%
Nov | 11-02 @ 15:15 | 582.61 | 554.2 | 28.42 | 97.38% | 11-02 @ 16:00 | 571.84 | 543.8 | 28.04 | 95.58% | 11-02 @ 13:45 | 598.29 | 567.72 | 30.57 | 320.71 | 302.11 | 18.6 | 71.53%
Dec | 12-19 @ 09:15 | 509.41 | 481.97 | 27.44 | 97.53% | 12-19 @ 07:30 | 500.53 | 473.14 | 27.39 | 95.83% | 12-09 @ 10:00 | 522.33 | 498.62 | 23.7 | 311.25 | 294.15 | 17.11 | 81.93%
TVS
| Coincident with System Peak (MW) |  |  |  |  | Coincident with ISO Peak (MW) |  |  |  |  | Non-coincident Class Peak (MW) |  |  |  | Energy (GWH)
Class Peak | Date Time | Generation Level | Meter Level | Losses | Coincident Factor System Peak | Date Time | Generation Level | Meter Level | Losses | Coincident Factor ISO Peak | Date Time | Generation Level | Meter Level | Losses | Generation Level | Meter Level | Losses | Load Factor
Jan | 01-28 @ 07:15 | 2389.45 | 2261.07 | 128.38 | 85.49% | 01-11 @ 07:15 | 2323.53 | 2209.39 | 114.14 | 83.13% | 01-29 @ 15:45 | 2794.94 | 2639.99 | 154.94 | 1794.06 | 1699.51 | 94.55 | 86.53%
Feb | 02-05 @ 07:15 | 2117.84 | 2007.65 | 110.19 | 79.26% | 02-04 @ 07:15 | 2085.71 | 1968.52 | 117.19 | 78.06% | 02-19 @ 14:15 | 2672.07 | 2541.29 | 130.78 | 1661.05 | 1570.27 | 90.78 | 83.05%
Mar | 03-31 @ 17:15 | 2362.97 | 2235 | 127.97 | 88.06% | 03-31 @ 17:00 | 2362.4 | 2233.02 | 129.38 | 88.04% | 03-16 @ 13:00 | 2683.46 | 2546.19 | 137.27 | 1799.54 | 1699.87 | 99.67 | 95.92%
Apr | 04-29 @ 14:15 | 2775.67 | 2612.73 | 162.94 | 93.97% | 04-25 @ 17:00 | 2553.38 | 2409.94 | 143.44 | 86.44% | 04-30 @ 05:30 | 2953.86 | 2782 | 171.86 | 1812.05 | 1712.69 | 99.37 | 82.75%
May | 05-25 @ 16:00 | 2763.26 | 2619.76 | 143.5 | 95.5% | 05-10 @ 17:00 | 2696.92 | 2548.84 | 148.08 | 93.2% | 05-01 @ 11:45 | 2893.6 | 2732.5 | 161.09 | 1945.54 | 1839.06 | 106.48 | 93.48%
Jun | 06-15 @ 16:00 | 2424.91 | 2280.18 | 144.73 | 92.62% | 06-15 @ 17:00 | 2379.04 | 2236.4 | 142.64 | 90.86% | 06-17 @ 09:45 | 2618.22 | 2480.2 | 138.02 | 1711.83 | 1618.84 | 92.99 | 87.73%
Jul | 07-15 @ 16:00 | 2411.81 | 2278.55 | 133.26 | 87.53% | 07-14 @ 16:00 | 2146.56 | 2016.69 | 129.88 | 77.91% | 07-23 @ 10:30 | 2755.32 | 2611.36 | 143.96 | 1809.91 | 1709.49 | 100.42 | 90.92%
Aug | 08-09 @ 15:45 | 2276.55 | 2140.71 | 135.83 | 83.84% | 08-11 @ 16:30 | 1956.44 | 1843.45 | 112.99 | 72.05% | 08-06 @ 03:00 | 2715.44 | 2563.5 | 151.95 | 1793.99 | 1697.23 | 96.76 | 88.99%
Sep | 09-19 @ 15:30 | 2240.45 | 2113.5 | 126.96 | 83.76% | 09-19 @ 16:15 | 2046.46 | 1932.78 | 113.69 | 76.51% | 09-27 @ 13:45 | 2674.72 | 2549.11 | 125.6 | 1688.18 | 1597.52 | 90.66 | 84.23%
Oct | 10-05 @ 15:30 | 2631.23 | 2476.26 | 154.97 | 92.74% | 10-05 @ 16:30 | 2644.02 | 2487.9 | 156.13 | 93.19% | 10-11 @ 11:30 | 2837.19 | 2678.2 | 159 | 1934.46 | 1817.5 | 116.96 | 94.25%
Nov | 11-02 @ 15:15 | 2458.07 | 2338.17 | 119.89 | 88.58% | 11-02 @ 16:00 | 2449.14 | 2329.04 | 120.11 | 88.26% | 11-29 @ 01:30 | 2774.87 | 2596.54 | 178.34 | 1783.86 | 1679.27 | 104.59 | 86.93%
Dec | 12-19 @ 09:15 | 2442.3 | 2310.75 | 131.54 | 86% | 12-19 @ 07:30 | 2491.17 | 2354.85 | 136.32 | 87.72% | 12-17 @ 19:00 | 2840.02 | 2677.19 | 162.84 | 1869.54 | 1765.93 | 103.61 | 91.61%
MLS
| Coincident with System Peak (MW) |  |  |  |  | Coincident with ISO Peak (MW) |  |  |  |  | Non-coincident Class Peak (MW) |  |  |  | Energy (GWH)
Class Peak | Date Time | Generation Level | Meter Level | Losses | Coincident Factor System Peak | Date Time | Generation Level | Meter Level | Losses | Coincident Factor ISO Peak | Date Time | Generation Level | Meter Level | Losses | Generation Level | Meter Level | Losses | Load Factor
Jan | 01-28 @ 07:15 | 0 | 0 | 0 | 0% | 01-11 @ 07:15 | 0 | 0 | 0 | 0% | 01-29 @ 24:00 | 13.99 | 13.2 | 0.8 | 5.47 | 5.18 | 0.29 | 52.75%
Feb | 02-05 @ 07:15 | 0 | 0 | 0 | 0% | 02-04 @ 07:15 | 0 | 0 | 0 | 0% | 02-27 @ 24:00 | 13.87 | 13.1 | 0.77 | 4.84 | 4.56 | 0.27 | 46.79%
Mar | 03-31 @ 17:15 | 0 | 0 | 0 | 0% | 03-31 @ 17:00 | 0 | 0 | 0 | 0% | 03-30 @ 24:00 | 13.75 | 13.08 | 0.66 | 4.79 | 4.51 | 0.27 | 49.54%
Apr | 04-29 @ 14:15 | 0 | 0 | 0 | 0% | 04-25 @ 17:00 | 0 | 0 | 0 | 0% | 04-28 @ 24:00 | 13.82 | 13.01 | 0.81 | 4.24 | 4 | 0.24 | 41.32%
May | 05-25 @ 16:00 | 0 | 0 | 0 | 0% | 05-10 @ 17:00 | 0 | 0 | 0 | 0% | 05-29 @ 01:30 | 13.83 | 13 | 0.83 | 4.04 | 3.81 | 0.23 | 40.71%
Jun | 06-15 @ 16:00 | 0 | 0 | 0 | 0% | 06-15 @ 17:00 | 0 | 0 | 0 | 0% | 06-28 @ 23:45 | 13.73 | 12.97 | 0.76 | 3.71 | 3.51 | 0.21 | 36.37%
Jul | 07-15 @ 16:00 | 0 | 0 | 0 | 0% | 07-14 @ 16:00 | 0 | 0 | 0 | 0% | 07-30 @ 20:45 | 13.72 | 12.94 | 0.78 | 3.95 | 3.72 | 0.22 | 39.93%
Aug | 08-09 @ 15:45 | 0 | 0 | 0 | 0% | 08-11 @ 16:30 | 0 | 0 | 0 | 0% | 08-29 @ 06:15 | 13.51 | 12.93 | 0.58 | 4.25 | 4.02 | 0.23 | 41.79%
Sep | 09-19 @ 15:30 | 0 | 0 | 0 | 0% | 09-19 @ 16:15 | 0 | 0 | 0 | 0% | 09-29 @ 00:15 | 13.6 | 12.94 | 0.66 | 4.47 | 4.23 | 0.24 | 43.94%
Oct | 10-05 @ 15:30 | 0 | 0 | 0 | 0% | 10-05 @ 16:30 | 0 | 0 | 0 | 0% | 10-29 @ 19:15 | 13.6 | 12.87 | 0.73 | 5.01 | 4.7 | 0.31 | 50.72%
Nov | 11-02 @ 15:15 | 0 | 0 | 0 | 0% | 11-02 @ 16:00 | 0 | 0 | 0 | 0% | 11-10 @ 00:15 | 13.7 | 12.86 | 0.84 | 5.13 | 4.82 | 0.31 | 50.38%
Dec | 12-19 @ 09:15 | 0 | 0 | 0 | 0% | 12-19 @ 07:30 | 0 | 0 | 0 | 0% | 12-31 @ 23:15 | 13.56 | 12.82 | 0.74 | 5.42 | 5.11 | 0.31 | 55.36%
SLS
| Coincident with System Peak (MW) |  |  |  |  | Coincident with ISO Peak (MW) |  |  |  |  | Non-coincident Class Peak (MW) |  |  |  | Energy (GWH)
Class Peak | Date Time | Generation Level | Meter Level | Losses | Coincident Factor System Peak | Date Time | Generation Level | Meter Level | Losses | Coincident Factor ISO Peak | Date Time | Generation Level | Meter Level | Losses | Generation Level | Meter Level | Losses | Load Factor
Jan | 01-28 @ 07:15 | 0 | 0 | 0 | 0% | 01-11 @ 07:15 | 0 | 0 | 0 | 0% | 01-29 @ 24:00 | 63.28 | 59.68 | 3.6 | 24.75 | 23.43 | 1.32 | 52.77%
Feb | 02-05 @ 07:15 | 0 | 0 | 0 | 0% | 02-04 @ 07:15 | 0 | 0 | 0 | 0% | 02-28 @ 24:00 | 62.11 | 59.09 | 3.03 | 21.81 | 20.58 | 1.23 | 46.81%
Mar | 03-31 @ 17:15 | 0 | 0 | 0 | 0% | 03-31 @ 17:00 | 0 | 0 | 0 | 0% | 03-30 @ 24:00 | 61.4 | 58.45 | 2.96 | 21.39 | 20.16 | 1.22 | 49.56%
Apr | 04-29 @ 14:15 | 0 | 0 | 0 | 0% | 04-25 @ 17:00 | 0 | 0 | 0 | 0% | 04-29 @ 24:00 | 61.39 | 57.87 | 3.52 | 18.86 | 17.8 | 1.07 | 41.34%
May | 05-25 @ 16:00 | 0 | 0 | 0 | 0% | 05-10 @ 17:00 | 0 | 0 | 0 | 0% | 05-29 @ 00:15 | 60.9 | 57.27 | 3.63 | 17.79 | 16.79 | 0.99 | 40.72%
Jun | 06-15 @ 16:00 | 0 | 0 | 0 | 0% | 06-15 @ 17:00 | 0 | 0 | 0 | 0% | 06-28 @ 00:15 | 60.46 | 57.09 | 3.38 | 16.34 | 15.43 | 0.91 | 36.33%
Jul | 07-15 @ 16:00 | 0 | 0 | 0 | 0% | 07-14 @ 16:00 | 0 | 0 | 0 | 0% | 07-30 @ 04:15 | 62.57 | 59.1 | 3.48 | 18.02 | 16.99 | 1.03 | 39.93%
Aug | 08-09 @ 15:45 | 0 | 0 | 0 | 0% | 08-11 @ 16:30 | 0 | 0 | 0 | 0% | 08-30 @ 22:30 | 59.56 | 56.75 | 2.81 | 18.64 | 17.63 | 1.01 | 41.76%
Sep | 09-19 @ 15:30 | 0 | 0 | 0 | 0% | 09-19 @ 16:15 | 0 | 0 | 0 | 0% | 09-29 @ 21:15 | 59.33 | 56.74 | 2.6 | 19.61 | 18.54 | 1.07 | 43.92%
Oct | 10-05 @ 15:30 | 0 | 0 | 0 | 0% | 10-05 @ 16:30 | 0 | 0 | 0 | 0% | 10-29 @ 00:15 | 60.15 | 56.67 | 3.49 | 22.04 | 20.67 | 1.37 | 50.66%
Nov | 11-02 @ 15:15 | 0 | 0 | 0 | 0% | 11-02 @ 16:00 | 0 | 0 | 0 | 0% | 11-14 @ 05:30 | 60.27 | 56.45 | 3.81 | 22.52 | 21.16 | 1.37 | 50.38%
Dec | 12-19 @ 09:15 | 0 | 0 | 0 | 0% | 12-19 @ 07:30 | 0 | 0 | 0 | 0% | 12-07 @ 21:00 | 59.1 | 55.94 | 3.16 | 23.66 | 22.31 | 1.35 | 55.39%

## WP H-1.3 (2017)
Regulatory Load Study (2017)
Residential
| Coincident with System Peak (MW) |  |  |  |  | Coincident with ISO Peak (MW) |  |  |  |  | Non-coincident Class Peak (MW) |  |  |  | Energy (GWH)
Class Peak | Date Time | Generation Level | Meter Level | Losses | Coincident Factor System Peak | Date Time | Generation Level | Meter Level | Losses | Coincident Factor ISO Peak | Date Time | Generation Level | Meter Level | Losses | Generation Level | Meter Level | Losses | Load Factor
Jan | 01-06 @ 18:00 | 5496.07 | 5197.85 | 298.22 | 95.5% | 01-06 @ 19:00 | 5701.53 | 5410.57 | 290.96 | 99.07% | 01-06 @ 20:30 | 5755.27 | 5457.02 | 298.26 | 1903.61 | 1801.65 | 101.97 | 44.38%
Feb | 02-08 @ 16:00 | 4222.6 | 4020.91 | 201.69 | 87.39% | 02-16 @ 07:15 | 3010.85 | 2861 | 149.86 | 62.31% | 02-12 @ 16:00 | 4831.74 | 4800.26 | 31.48 | 1620.3 | 1536.06 | 84.24 | 43.01%
Mar | 03-28 @ 16:15 | 4904.51 | 4688.7 | 215.8 | 92.51% | 03-21 @ 17:00 | 4672.36 | 4468.12 | 204.25 | 88.13% | 03-27 @ 18:00 | 5301.74 | 5049.79 | 251.94 | 1913.87 | 1815.5 | 98.38 | 53.5%
Apr | 04-28 @ 16:15 | 6302.41 | 6020.19 | 282.23 | 98.39% | 04-28 @ 17:00 | 6405.66 | 6118.78 | 286.88 | 100% | 04-28 @ 17:00 | 6405.66 | 6118.78 | 286.88 | 2177.63 | 2062.88 | 114.75 | 45.31%
May | 05-27 @ 16:15 | 7621.24 | 7166.84 | 454.41 | 99.81% | 05-26 @ 16:30 | 6234.92 | 5891.83 | 343.1 | 81.66% | 05-27 @ 16:45 | 7635.67 | 7180.43 | 455.23 | 2777.46 | 2624.07 | 153.39 | 50.76%
Jun | 06-19 @ 16:00 | 7883.78 | 7464.14 | 419.65 | 96.34% | 06-23 @ 16:45 | 8099.18 | 7656.27 | 442.92 | 98.98% | 06-19 @ 17:45 | 8182.95 | 7737.91 | 445.04 | 3428.75 | 3238.15 | 190.61 | 56.25%
Jul | 07-27 @ 15:30 | 8178 | 7707.81 | 470.19 | 88.23% | 07-28 @ 17:00 | 8909.41 | 8392.12 | 517.29 | 96.12% | 07-29 @ 16:45 | 9269.43 | 8715.23 | 554.2 | 4095.75 | 3865.21 | 230.55 | 61.6%
Aug | 08-18 @ 16:00 | 8506.51 | 8015.36 | 491.15 | 95.53% | 08-16 @ 17:00 | 8402.5 | 7924.53 | 477.97 | 94.37% | 08-19 @ 17:00 | 8904.1 | 8405.78 | 498.32 | 3791.81 | 3574.3 | 217.52 | 57.15%
Sep | 09-27 @ 16:00 | 6641.41 | 6307.26 | 334.15 | 83.81% | 09-20 @ 16:45 | 6692.57 | 6345.41 | 347.16 | 84.45% | 09-17 @ 17:00 | 7924.69 | 7492.89 | 431.8 | 3159.39 | 2985.73 | 173.66 | 53.56%
Oct | 10-09 @ 16:15 | 7366.03 | 6997.25 | 368.79 | 96.39% | 10-09 @ 16:30 | 7408.78 | 7037.52 | 371.26 | 96.95% | 10-08 @ 16:15 | 7641.91 | 7247.47 | 394.44 | 2482.46 | 2352.64 | 129.82 | 45.09%
Nov | 11-06 @ 15:15 | 5263.59 | 5007.28 | 256.31 | 89.7% | 11-05 @ 15:45 | 5865.59 | 5609.5 | 256.09 | 99.96% | 11-05 @ 15:30 | 5868.21 | 5612.18 | 256.03 | 1880.55 | 1786.53 | 94.01 | 42.79%
Dec | 12-08 @ 10:00 | 4239.15 | 4039.11 | 200.04 | 84.9% | 12-08 @ 07:15 | 4572.53 | 4346.41 | 226.12 | 91.58% | 12-08 @ 20:30 | 4993.02 | 4731 | 262.02 | 2184.92 | 2063.11 | 121.81 | 60.57%
SVS
| Coincident with System Peak (MW) |  |  |  |  | Coincident with ISO Peak (MW) |  |  |  |  | Non-coincident Class Peak (MW) |  |  |  | Energy (GWH)
Class Peak | Date Time | Generation Level | Meter Level | Losses | Coincident Factor System Peak | Date Time | Generation Level | Meter Level | Losses | Coincident Factor ISO Peak | Date Time | Generation Level | Meter Level | Losses | Generation Level | Meter Level | Losses | Load Factor
Jan | 01-06 @ 18:00 | 166.18 | 157.17 | 9.02 | 100% | 01-06 @ 19:00 | 161.9 | 153.64 | 8.26 | 97.42% | 01-06 @ 18:00 | 166.18 | 157.17 | 9.02 | 83.47 | 78.91 | 4.55 | 67.48%
Feb | 02-08 @ 16:00 | 107.38 | 102.25 | 5.13 | 71.91% | 02-16 @ 07:15 | 105.1 | 99.86 | 5.23 | 70.39% | 02-23 @ 19:00 | 149.32 | 142.35 | 6.97 | 74.76 | 70.73 | 4.03 | 66.78%
Mar | 03-28 @ 16:15 | 113.44 | 108.44 | 4.99 | 76.85% | 03-21 @ 17:00 | 110.22 | 105.4 | 4.82 | 74.67% | 03-22 @ 20:15 | 147.61 | 140.82 | 6.79 | 81.59 | 77.29 | 4.3 | 81.68%
Apr | 04-28 @ 16:15 | 125.21 | 119.61 | 5.61 | 80.95% | 04-28 @ 17:00 | 122.01 | 116.55 | 5.46 | 78.88% | 04-28 @ 20:30 | 154.67 | 146.66 | 8 | 80.55 | 76.19 | 4.36 | 69.83%
May | 05-27 @ 16:15 | 120.96 | 113.74 | 7.21 | 76.76% | 05-26 @ 16:30 | 125.82 | 118.89 | 6.92 | 79.85% | 05-19 @ 20:45 | 157.58 | 148.36 | 9.23 | 86.69 | 81.83 | 4.86 | 76.61%
Jun | 06-19 @ 16:00 | 144.11 | 136.44 | 7.67 | 86.84% | 06-23 @ 16:45 | 142.79 | 134.98 | 7.81 | 86.05% | 06-16 @ 21:00 | 165.94 | 156.66 | 9.28 | 90.96 | 85.87 | 5.09 | 73.67%
Jul | 07-27 @ 15:30 | 150.04 | 141.41 | 8.63 | 88.17% | 07-28 @ 17:00 | 147.87 | 139.28 | 8.59 | 86.9% | 07-28 @ 21:00 | 170.17 | 160.9 | 9.27 | 97.33 | 91.83 | 5.5 | 79.27%
Aug | 08-18 @ 16:00 | 155.4 | 146.43 | 8.97 | 88.71% | 08-16 @ 17:00 | 150.35 | 141.8 | 8.55 | 85.83% | 08-18 @ 20:30 | 175.18 | 165.24 | 9.94 | 97.58 | 91.92 | 5.66 | 74.77%
Sep | 09-27 @ 16:00 | 137.29 | 130.39 | 6.91 | 84.15% | 09-20 @ 16:45 | 135.54 | 128.51 | 7.03 | 83.08% | 09-19 @ 20:00 | 163.15 | 154.25 | 8.89 | 89.76 | 84.82 | 4.94 | 73.91%
Oct | 10-09 @ 16:15 | 141.1 | 134.04 | 7.06 | 85.42% | 10-09 @ 16:30 | 140.5 | 133.46 | 7.04 | 85.06% | 10-09 @ 19:30 | 165.18 | 156.66 | 8.52 | 91.85 | 87.01 | 4.84 | 77.14%
Nov | 11-06 @ 15:15 | 126.08 | 119.95 | 6.14 | 75.43% | 11-05 @ 15:45 | 102.94 | 98.44 | 4.49 | 61.59% | 11-01 @ 19:15 | 167.14 | 159.31 | 7.84 | 82.32 | 78.1 | 4.21 | 65.89%
Dec | 12-08 @ 10:00 | 118.95 | 113.33 | 5.61 | 72.19% | 12-08 @ 07:15 | 139.97 | 133.04 | 6.92 | 84.94% | 12-27 @ 18:00 | 164.78 | 156.34 | 8.44 | 89.23 | 84.17 | 5.06 | 74.77%
SVL
| Coincident with System Peak (MW) |  |  |  |  | Coincident with ISO Peak (MW) |  |  |  |  | Non-coincident Class Peak (MW) |  |  |  | Energy (GWH)
Class Peak | Date Time | Generation Level | Meter Level | Losses | Coincident Factor System Peak | Date Time | Generation Level | Meter Level | Losses | Coincident Factor ISO Peak | Date Time | Generation Level | Meter Level | Losses | Generation Level | Meter Level | Losses | Load Factor
Jan | 01-06 @ 18:00 | 4491.07 | 4247.38 | 243.69 | 92.93% | 01-06 @ 19:00 | 4188.92 | 3975.15 | 213.77 | 86.68% | 01-06 @ 11:15 | 4832.8 | 4580.85 | 251.95 | 2527.5 | 2391.87 | 135.63 | 70.18%
Feb | 02-08 @ 16:00 | 5066.94 | 4824.92 | 242.02 | 96.75% | 02-16 @ 07:15 | 3846.43 | 3654.98 | 191.45 | 73.45% | 02-08 @ 14:15 | 5237.03 | 4994.48 | 242.55 | 2319.08 | 2197.4 | 121.68 | 59.14%
Mar | 03-28 @ 16:15 | 5140.65 | 4914.46 | 226.19 | 95.95% | 03-21 @ 17:00 | 4773.56 | 4564.89 | 208.67 | 89.09% | 03-28 @ 14:00 | 5357.91 | 5139.42 | 218.49 | 2629.27 | 2494.01 | 135.26 | 72.21%
Apr | 04-28 @ 16:15 | 5495.8 | 5249.69 | 246.11 | 95.75% | 04-28 @ 17:00 | 5264.29 | 5028.53 | 235.76 | 91.71% | 04-28 @ 14:30 | 5739.86 | 5483.52 | 256.34 | 2633.35 | 2494.2 | 139.16 | 61.14%
May | 05-27 @ 16:15 | 4492.04 | 4224.21 | 267.83 | 76.08% | 05-26 @ 16:30 | 5369.75 | 5074.26 | 295.49 | 90.94% | 05-18 @ 14:00 | 5904.43 | 5603.99 | 300.43 | 2944 | 2781.68 | 162.32 | 68.94%
Jun | 06-19 @ 16:00 | 5978.33 | 5660.11 | 318.22 | 96.74% | 06-23 @ 16:45 | 5683.64 | 5372.82 | 310.82 | 91.97% | 06-15 @ 14:30 | 6180.06 | 5838.8 | 341.25 | 3080.77 | 2909.78 | 170.99 | 66.98%
Jul | 07-27 @ 15:30 | 6154.7 | 5800.84 | 353.86 | 97.83% | 07-28 @ 17:00 | 5855.93 | 5515.93 | 340 | 93.08% | 07-26 @ 14:30 | 6291.54 | 5926.46 | 365.08 | 3306.43 | 3120.95 | 185.48 | 73.14%
Aug | 08-18 @ 16:00 | 6299.93 | 5936.19 | 363.74 | 96.28% | 08-16 @ 17:00 | 6111.97 | 5764.29 | 347.68 | 93.41% | 08-16 @ 15:00 | 6543.44 | 6173.86 | 369.59 | 3213.93 | 3030.2 | 183.73 | 65.97%
Sep | 09-27 @ 16:00 | 5856.22 | 5561.57 | 294.64 | 94.85% | 09-20 @ 16:45 | 5563.29 | 5274.7 | 288.59 | 90.11% | 09-20 @ 14:00 | 6173.93 | 5844.45 | 329.49 | 2992.47 | 2828.67 | 163.8 | 65.05%
Oct | 10-09 @ 16:15 | 5832.94 | 5540.9 | 292.03 | 96.74% | 10-09 @ 16:30 | 5773.2 | 5483.9 | 289.3 | 95.75% | 10-09 @ 14:15 | 6029.2 | 5735.24 | 293.95 | 2852.68 | 2704.06 | 148.62 | 65.48%
Nov | 11-06 @ 15:15 | 5567.72 | 5296.6 | 271.12 | 99.37% | 11-05 @ 15:45 | 3863.69 | 3695 | 168.68 | 68.96% | 11-06 @ 14:00 | 5602.9 | 5367.23 | 235.66 | 2530.35 | 2403.47 | 126.88 | 60.19%
Dec | 12-08 @ 10:00 | 4807.88 | 4581 | 226.88 | 96.68% | 12-08 @ 07:15 | 4391.97 | 4174.77 | 217.19 | 88.32% | 12-04 @ 14:00 | 4973.04 | 4705.77 | 267.27 | 2517.89 | 2376.95 | 140.94 | 70.15%
PVS
| Coincident with System Peak (MW) |  |  |  |  | Coincident with ISO Peak (MW) |  |  |  |  | Non-coincident Class Peak (MW) |  |  |  | Energy (GWH)
Class Peak | Date Time | Generation Level | Meter Level | Losses | Coincident Factor System Peak | Date Time | Generation Level | Meter Level | Losses | Coincident Factor ISO Peak | Date Time | Generation Level | Meter Level | Losses | Generation Level | Meter Level | Losses | Load Factor
Jan | 01-06 @ 18:00 | 510.62 | 482.91 | 27.71 | 93.01% | 01-06 @ 19:00 | 498.85 | 473.39 | 25.46 | 90.87% | 01-12 @ 14:15 | 548.99 | 521.68 | 27.31 | 322.87 | 305.43 | 17.44 | 78.69%
Feb | 02-08 @ 16:00 | 528.27 | 503.04 | 25.23 | 92.37% | 02-16 @ 07:15 | 479.84 | 455.95 | 23.88 | 83.9% | 02-28 @ 14:00 | 571.9 | 545.5 | 26.4 | 298.45 | 282.63 | 15.82 | 69.64%
Mar | 03-28 @ 16:15 | 552.7 | 528.38 | 24.32 | 93.35% | 03-21 @ 17:00 | 531.42 | 508.19 | 23.23 | 89.76% | 03-07 @ 10:45 | 592.06 | 565.83 | 26.23 | 352.98 | 334.65 | 18.34 | 88.01%
Apr | 04-28 @ 16:15 | 601.04 | 574.12 | 26.92 | 97.25% | 04-28 @ 17:00 | 587.31 | 561.01 | 26.3 | 95.03% | 04-28 @ 13:30 | 618.03 | 589.84 | 28.19 | 337.12 | 319.16 | 17.96 | 72.73%
May | 05-27 @ 16:15 | 532.24 | 500.5 | 31.73 | 85.23% | 05-26 @ 16:30 | 578.18 | 546.36 | 31.82 | 92.59% | 05-18 @ 13:30 | 624.45 | 592.69 | 31.77 | 371.41 | 350.79 | 20.61 | 82.2%
Jun | 06-19 @ 16:00 | 611.1 | 578.57 | 32.53 | 95.15% | 06-23 @ 16:45 | 579.62 | 547.92 | 31.7 | 90.25% | 06-15 @ 14:30 | 642.25 | 606.78 | 35.46 | 379.19 | 358.05 | 21.13 | 79.31%
Jul | 07-27 @ 15:30 | 595.72 | 561.47 | 34.25 | 89.31% | 07-28 @ 17:00 | 586.91 | 552.83 | 34.08 | 87.99% | 07-20 @ 14:00 | 667 | 629.34 | 37.66 | 403.4 | 380.71 | 22.7 | 84.02%
Aug | 08-18 @ 16:00 | 637.21 | 600.42 | 36.79 | 95.27% | 08-16 @ 17:00 | 622.8 | 587.37 | 35.43 | 93.11% | 08-16 @ 14:30 | 668.86 | 631.07 | 37.78 | 378.2 | 356.56 | 21.64 | 75.94%
Sep | 09-27 @ 16:00 | 608.54 | 577.93 | 30.62 | 95% | 09-20 @ 16:45 | 582.2 | 552 | 30.2 | 90.89% | 09-19 @ 14:15 | 640.56 | 604.81 | 35.76 | 362.49 | 342.6 | 19.89 | 76.14%
Oct | 10-09 @ 16:15 | 610.98 | 580.39 | 30.59 | 96.52% | 10-09 @ 16:30 | 599.33 | 569.3 | 30.03 | 94.68% | 10-09 @ 15:00 | 632.99 | 602.11 | 30.87 | 360.77 | 341.86 | 18.91 | 78.86%
Nov | 11-06 @ 15:15 | 594.43 | 565.48 | 28.95 | 97.19% | 11-05 @ 15:45 | 461.36 | 441.22 | 20.14 | 75.43% | 11-07 @ 14:15 | 611.64 | 582.73 | 28.91 | 330.52 | 313.81 | 16.71 | 72.38%
Dec | 12-08 @ 10:00 | 540.68 | 515.17 | 25.51 | 95.07% | 12-08 @ 07:15 | 505.9 | 480.88 | 25.02 | 88.95% | 12-04 @ 13:45 | 568.73 | 538.19 | 30.54 | 324.77 | 306.47 | 18.3 | 79.09%
TVS
| Coincident with System Peak (MW) |  |  |  |  | Coincident with ISO Peak (MW) |  |  |  |  | Non-coincident Class Peak (MW) |  |  |  | Energy (GWH)
Class Peak | Date Time | Generation Level | Meter Level | Losses | Coincident Factor System Peak | Date Time | Generation Level | Meter Level | Losses | Coincident Factor ISO Peak | Date Time | Generation Level | Meter Level | Losses | Generation Level | Meter Level | Losses | Load Factor
Jan | 01-06 @ 18:00 | 2359.42 | 2231.39 | 128.02 | 81.57% | 01-06 @ 19:00 | 2330.38 | 2211.46 | 118.92 | 80.57% | 01-13 @ 22:45 | 2892.37 | 2737.36 | 155.01 | 1931.55 | 1826.36 | 105.19 | 89.68%
Feb | 02-08 @ 16:00 | 2544.35 | 2422.82 | 121.53 | 92.18% | 02-16 @ 07:15 | 2251.15 | 2139.1 | 112.05 | 81.55% | 02-02 @ 01:30 | 2760.31 | 2592.45 | 167.87 | 1657.33 | 1568.57 | 88.76 | 81.32%
Mar | 03-28 @ 16:15 | 3057.88 | 2923.33 | 134.55 | 97.34% | 03-21 @ 17:00 | 2781.24 | 2659.66 | 121.58 | 88.54% | 03-28 @ 20:00 | 3141.36 | 2987.99 | 153.37 | 2042.11 | 1935.2 | 106.91 | 96.38%
Apr | 04-28 @ 16:15 | 2144.12 | 2048.11 | 96.02 | 71.32% | 04-28 @ 17:00 | 2138.29 | 2042.53 | 95.76 | 71.13% | 04-01 @ 22:30 | 3006.14 | 2851.29 | 154.84 | 1727.36 | 1634.01 | 93.34 | 77.03%
May | 05-27 @ 16:15 | 2708.32 | 2546.84 | 161.48 | 91.67% | 05-26 @ 16:30 | 2698.39 | 2549.9 | 148.49 | 91.33% | 05-25 @ 12:00 | 2954.43 | 2802.76 | 151.67 | 1837.55 | 1734.73 | 102.82 | 85.96%
Jun | 06-19 @ 16:00 | 2475.02 | 2343.28 | 131.74 | 82.56% | 06-23 @ 16:45 | 2104.73 | 1989.63 | 115.1 | 70.21% | 06-02 @ 23:15 | 2997.87 | 2831.12 | 166.75 | 1936.18 | 1827.85 | 108.33 | 86.78%
Jul | 07-27 @ 15:30 | 2737.79 | 2580.38 | 157.41 | 91.74% | 07-28 @ 17:00 | 2152.91 | 2027.92 | 125 | 72.14% | 07-23 @ 09:45 | 2984.37 | 2817.7 | 166.68 | 2058.57 | 1942.32 | 116.24 | 95.74%
Aug | 08-18 @ 16:00 | 2945.69 | 2775.61 | 170.08 | 94.21% | 08-16 @ 17:00 | 2900.9 | 2735.89 | 165.02 | 92.78% | 08-17 @ 01:45 | 3126.58 | 2931.68 | 194.9 | 1977.76 | 1863.74 | 114.02 | 85.45%
Sep | 09-27 @ 16:00 | 2785.79 | 2645.63 | 140.16 | 94.02% | 09-20 @ 16:45 | 2041.61 | 1935.71 | 105.9 | 68.9% | 09-29 @ 16:00 | 2963.09 | 2803.44 | 159.65 | 1778.87 | 1681.21 | 97.67 | 80.6%
Oct | 10-09 @ 16:15 | 2770.7 | 2631.98 | 138.72 | 91.11% | 10-09 @ 16:30 | 2770.72 | 2631.87 | 138.84 | 91.11% | 10-28 @ 23:30 | 3041.12 | 2883.25 | 157.87 | 2056.15 | 1947.91 | 108.23 | 93.83%
Nov | 11-06 @ 15:15 | 3109.48 | 2958.06 | 151.42 | 91.83% | 11-05 @ 15:45 | 3161.42 | 3023.39 | 138.02 | 93.36% | 11-05 @ 04:30 | 3386.2 | 3182.69 | 203.51 | 2142.75 | 2033.48 | 109.26 | 85.88%
Dec | 12-08 @ 10:00 | 2484.19 | 2366.96 | 117.23 | 81.09% | 12-08 @ 07:15 | 2487.15 | 2364.16 | 123 | 81.18% | 12-21 @ 21:15 | 3063.65 | 2875.48 | 188.18 | 1984.26 | 1871.39 | 112.87 | 90.39%
MLS
| Coincident with System Peak (MW) |  |  |  |  | Coincident with ISO Peak (MW) |  |  |  |  | Non-coincident Class Peak (MW) |  |  |  | Energy (GWH)
Class Peak | Date Time | Generation Level | Meter Level | Losses | Coincident Factor System Peak | Date Time | Generation Level | Meter Level | Losses | Coincident Factor ISO Peak | Date Time | Generation Level | Meter Level | Losses | Generation Level | Meter Level | Losses | Load Factor
Jan | 01-06 @ 18:00 | 0 | 0 | 0 | 0% | 01-06 @ 19:00 | 13.59 | 12.9 | 0.69 | 98.91% | 01-30 @ 02:30 | 13.74 | 12.9 | 0.84 | 5.37 | 5.06 | 0.3 | 52.72%
Feb | 02-08 @ 16:00 | 0 | 0 | 0 | 0% | 02-16 @ 07:15 | 0 | 0 | 0 | 0% | 02-01 @ 24:00 | 13.61 | 12.74 | 0.87 | 4.55 | 4.29 | 0.26 | 45.26%
Mar | 03-28 @ 16:15 | 0 | 0 | 0 | 0% | 03-21 @ 17:00 | 0 | 0 | 0 | 0% | 03-30 @ 00:15 | 13.54 | 12.78 | 0.76 | 4.67 | 4.41 | 0.26 | 51.35%
Apr | 04-28 @ 16:15 | 0 | 0 | 0 | 0% | 04-28 @ 17:00 | 0 | 0 | 0 | 0% | 04-27 @ 22:15 | 13.37 | 12.72 | 0.65 | 4.15 | 3.91 | 0.24 | 41.32%
May | 05-27 @ 16:15 | 0 | 0 | 0 | 0% | 05-26 @ 16:30 | 0 | 0 | 0 | 0% | 05-29 @ 00:15 | 13.6 | 12.71 | 0.89 | 3.96 | 3.73 | 0.23 | 40.76%
Jun | 06-19 @ 16:00 | 0 | 0 | 0 | 0% | 06-23 @ 16:45 | 0 | 0 | 0 | 0% | 06-28 @ 00:15 | 13.56 | 12.72 | 0.85 | 3.65 | 3.44 | 0.21 | 36.35%
Jul | 07-27 @ 15:30 | 0 | 0 | 0 | 0% | 07-28 @ 17:00 | 0 | 0 | 0 | 0% | 07-28 @ 06:00 | 13.38 | 12.66 | 0.72 | 3.86 | 3.64 | 0.22 | 39.93%
Aug | 08-18 @ 16:00 | 0 | 0 | 0 | 0% | 08-16 @ 17:00 | 0 | 0 | 0 | 0% | 08-29 @ 20:45 | 13.45 | 12.68 | 0.77 | 4.19 | 3.94 | 0.25 | 41.76%
Sep | 09-27 @ 16:00 | 0 | 0 | 0 | 0% | 09-20 @ 16:45 | 0 | 0 | 0 | 0% | 09-24 @ 24:00 | 13.38 | 12.66 | 0.73 | 4.38 | 4.14 | 0.25 | 43.95%
Oct | 10-09 @ 16:15 | 0 | 0 | 0 | 0% | 10-09 @ 16:30 | 0 | 0 | 0 | 0% | 10-30 @ 02:45 | 13.43 | 12.65 | 0.78 | 4.88 | 4.61 | 0.27 | 50.61%
Nov | 11-06 @ 15:15 | 0 | 0 | 0 | 0% | 11-05 @ 15:45 | 0 | 0 | 0 | 0% | 11-27 @ 18:00 | 13.29 | 12.6 | 0.69 | 4.99 | 4.72 | 0.27 | 50.35%
Dec | 12-08 @ 10:00 | 0 | 0 | 0 | 0% | 12-08 @ 07:15 | 0 | 0 | 0 | 0% | 12-19 @ 00:15 | 13.59 | 12.66 | 0.94 | 5.36 | 5.05 | 0.32 | 55.4%
SLS
| Coincident with System Peak (MW) |  |  |  |  | Coincident with ISO Peak (MW) |  |  |  |  | Non-coincident Class Peak (MW) |  |  |  | Energy (GWH)
Class Peak | Date Time | Generation Level | Meter Level | Losses | Coincident Factor System Peak | Date Time | Generation Level | Meter Level | Losses | Coincident Factor ISO Peak | Date Time | Generation Level | Meter Level | Losses | Generation Level | Meter Level | Losses | Load Factor
Jan | 01-06 @ 18:00 | 0 | 0 | 0 | 0% | 01-06 @ 19:00 | 58.08 | 55.12 | 2.96 | 98.84% | 01-30 @ 00:15 | 58.76 | 55.12 | 3.64 | 22.93 | 21.63 | 1.3 | 52.74%
Feb | 02-08 @ 16:00 | 0 | 0 | 0 | 0% | 02-16 @ 07:15 | 0 | 0 | 0 | 0% | 02-01 @ 24:00 | 58.74 | 54.98 | 3.76 | 19.63 | 18.5 | 1.13 | 45.23%
Mar | 03-28 @ 16:15 | 0 | 0 | 0 | 0% | 03-21 @ 17:00 | 0 | 0 | 0 | 0% | 03-30 @ 00:15 | 58.01 | 54.76 | 3.25 | 20 | 18.89 | 1.11 | 51.33%
Apr | 04-28 @ 16:15 | 0 | 0 | 0 | 0% | 04-28 @ 17:00 | 0 | 0 | 0 | 0% | 04-27 @ 00:15 | 57.3 | 54.41 | 2.89 | 17.76 | 16.73 | 1.03 | 41.33%
May | 05-27 @ 16:15 | 0 | 0 | 0 | 0% | 05-26 @ 16:30 | 0 | 0 | 0 | 0% | 05-29 @ 00:15 | 57.85 | 54.06 | 3.79 | 16.84 | 15.85 | 0.99 | 40.72%
Jun | 06-19 @ 16:00 | 0 | 0 | 0 | 0% | 06-23 @ 16:45 | 0 | 0 | 0 | 0% | 06-28 @ 00:15 | 57.28 | 53.7 | 3.58 | 15.4 | 14.51 | 0.89 | 36.32%
Jul | 07-27 @ 15:30 | 0 | 0 | 0 | 0% | 07-28 @ 17:00 | 0 | 0 | 0 | 0% | 07-28 @ 06:00 | 56.12 | 53.08 | 3.04 | 16.2 | 15.26 | 0.94 | 39.93%
Aug | 08-18 @ 16:00 | 0 | 0 | 0 | 0% | 08-16 @ 17:00 | 0 | 0 | 0 | 0% | 08-29 @ 20:15 | 56.04 | 52.83 | 3.21 | 17.46 | 16.42 | 1.05 | 41.78%
Sep | 09-27 @ 16:00 | 0 | 0 | 0 | 0% | 09-20 @ 16:45 | 0 | 0 | 0 | 0% | 09-24 @ 24:00 | 55.57 | 52.54 | 3.03 | 18.19 | 17.17 | 1.02 | 43.92%
Oct | 10-09 @ 16:15 | 0 | 0 | 0 | 0% | 10-09 @ 16:30 | 0 | 0 | 0 | 0% | 10-30 @ 19:15 | 54.61 | 52.15 | 2.46 | 20.13 | 19.02 | 1.1 | 50.66%
Nov | 11-06 @ 15:15 | 0 | 0 | 0 | 0% | 11-05 @ 15:45 | 0 | 0 | 0 | 0% | 11-27 @ 18:00 | 54.34 | 51.53 | 2.81 | 20.4 | 19.31 | 1.09 | 50.37%
Dec | 12-08 @ 10:00 | 0 | 0 | 0 | 0% | 12-08 @ 07:15 | 0 | 0 | 0 | 0% | 12-20 @ 00:15 | 53.8 | 50.78 | 3.02 | 21.52 | 20.25 | 1.27 | 55.39%

## WP H-1.3 (Sum of Peak Demand)
YEAR_MONTH | CLASS | RATE_CLASS | KWH - SUM_PEAK_INTERVALS | KW - SUM_PEAK_INTERVALS2 | METER_COUNT | Sum Peak @ Source | YEAR_MONTH | CLASS | RATE_CLASS | KWH - SUM_PEAK_INTERVALS | KW - SUM_PEAK_INTERVALS | PREMISE_COUNT | SVL IDR | Sum Peak @ Source | Year | Month | M_Results.RS_Demand | M_Results.SVS_Demand | M_Results.SVL_Demand | M_Results.PVS_Demand | M_Results.SVL_IDR_Demand | M_Results.PVS_IDR_Demand | M_Results.TVS_Demand | M_Results.RS_Wthr | M_Results.SVS_Wthr | M_Results.SVL_Wthr | M_Results.PVS_Wthr | M_Results.SVL_IDR_Wthr | M_Results.PVS_IDR_Wthr | M_Results.TVS_Wthr | M_Results.RS_AdjDemand | M_Results.SVS_AdjDemand | M_Results.SVL_AdjDemand | M_Results.PVS_AdjDemand | M_Results.SVL_IDR_AdjDemand | M_Results.PVS_IDR_AdjDemand | M_Results.TVS_AdjDemand
2018-01 | NONIDR | PVS | 19365.5593 | 77462.2372 | 399 | 80457.4565 | 2018-01 | IDR | SVL-SA | 393.168 | 1572.672 | 9 |  |  | 2018 | 1 | 18119.83 | 318.36 | 5550.17 | 77.46 | 2679.13 | 756.39 | 3558.78 | 479.15 | 8.62 | 272.07 | 4.83 | -2.92 | -3.55 | 0 | 17640.68 | 309.74 | 5278.1 | 72.63 | 2682.04 | 759.95 | 3558.78
2018-01 | NONIDR | RS | 4529957.9181 | 18119831.6726 | 2203458 | 19280828.7774 | 2018-01 | IDR | PVS | 189098.377 | 756393.508 | 578 |  | 785384.4911 | 2018 | 2 | 17531.14 | 307.32 | 5259.64 | 68.42 | 2762.48 | 768.99 | 3598.91 | 484.42 | 7.94 | 198 | 4.59 | 107.23 | 19.43 | 0 | 17046.72 | 299.38 | 5061.65 | 63.83 | 2655.25 | 749.56 | 3598.91
2018-01 | NONIDR | SVL | 1387543.6762 | 5550174.7046 | 135135 | 5906002.5555 | 2018-01 | IDR | SVL | 669388.448 | 2677553.792 | 3660 | 2679126.464 | 2850985.2419 | 2018 | 3 | 16562.24 | 291.66 | 4706.17 | 63.31 | 2710.45 | 769.71 | 3833.11 | -460.31 | -8.17 | -250.23 | -4.6 | -13.14 | 0.08 | 0 | 17022.55 | 299.83 | 4956.39 | 67.91 | 2723.59 | 769.63 | 3833.11
2018-01 | NONIDR | SVS | 79590.7173 | 318362.8692 | 150169 | 338794.4298 | 2018-01 | IDR | SVS | 6.212 | 24.848 | 18 |  | 26.444 | 2018 | 4 | 16714.21 | 297.85 | 4746.22 | 66.62 | 2727.76 | 778.73 | 3778.85 | -31.73 | -0.36 | 2.7 | -0.24 | -29.42 | -5.95 | 0 | 16745.94 | 298.21 | 4743.52 | 66.86 | 2757.18 | 784.69 | 3778.85
2018-02 | NONIDR | PVS | 17105.542 | 68422.1681 | 399 | 70993.7295 | 2018-01 | IDR | TVS | 889694.981 | 3558779.924 | 197 |  | 3646762.3256 | 2018 | 5 | 17928.59 | 312.35 | 5178.6 | 74.42 | 2989.2 | 821.63 | 3877.78 | 174.89 | 2.83 | 68.4 | 1.65 | 43.12 | 7.94 | 0 | 17753.69 | 309.52 | 5110.2 | 72.78 | 2946.08 | 813.69 | 3877.78
2018-02 | NONIDR | RS | 4382785.0811 | 17531140.3243 | 2205609 | 18656429.0167 | 2018-02 | IDR | SVL-SA | 222.928 | 891.712 | 9 |  |  | 2018 | 6 | 18387.2 | 317.65 | 5316.95 | 74.88 | 3023.27 | 843.87 | 3833.07 | -125.4 | -2.03 | -49.04 | -1.18 | -30.92 | -5.69 | 0 | 18512.6 | 319.68 | 5365.99 | 76.06 | 3054.19 | 849.56 | 3833.07
2018-02 | NONIDR | SVL | 1314910.8445 | 5259643.3782 | 135426 | 5597404.5739 | 2018-02 | IDR | PVS | 192247.329 | 768989.316 | 580 |  | 797821.5709 | 2018 | 7 | 18604.56 | 319.79 | 5370.32 | 77.41 | 3033.09 | 820.09 | 3847.54 | 168 | 2.72 | 65.7 | 1.58 | 41.42 | 7.62 | 0 | 18436.56 | 317.06 | 5304.62 | 75.83 | 2991.67 | 812.47 | 3847.54
2018-02 | NONIDR | SVS | 76830.0264 | 307320.1056 | 150445 | 327104.3495 | 2018-02 | IDR | SVL | 690397.448 | 2761589.792 | 3662 | 2762481.504 | 2940015.0667 | 2018 | 8 | 18421.75 | 318.91 | 5407.84 | 79.09 | 3101.94 | 841.92 | 3800.12 | 19.52 | 0.32 | 7.63 | 0.18 | 4.81 | 0.89 | 0 | 18402.23 | 318.59 | 5400.2 | 78.91 | 3097.13 | 841.03 | 3800.12
2018-03 | NONIDR | PVS | 15827.8715 | 63311.4858 | 404 | 65272.8453 | 2018-02 | IDR | SVS | 7.388 | 29.552 | 18 |  | 31.4538 | 2018 | 9 | 17583.79 | 312.91 | 5214.23 | 78.06 | 3026.72 | 811.27 | 3857.37 | 23.38 | 0.38 | 9.15 | 0.22 | 5.77 | 1.06 | 0 | 17560.41 | 312.53 | 5205.09 | 77.84 | 3020.95 | 810.21 | 3857.37
2018-03 | NONIDR | RS | 4140559.013 | 16562236.0521 | 2208251 | 17532989.6257 | 2018-02 | IDR | TVS | 899726.396 | 3598905.584 | 197 |  | 3688559.589 | 2018 | 10 | 17462.21 | 318.03 | 5111.58 | 77.51 | 2985.36 | 803.99 | 3567.04 | 110 | 1.72 | 36.51 | 1.01 | 36.42 | 6.94 | 0 | 17352.21 | 316.31 | 5075.07 | 76.5 | 2948.94 | 797.05 | 3567.04
2018-03 | NONIDR | SVL | 1176541.6495 | 4706166.5978 | 135269 | 4982235.2148 | 2018-03 | IDR | SVL-SA | 67.616 | 270.464 | 9 |  |  | 2018 | 11 | 18203.77 | 327.07 | 5435.72 | 85.18 | 2924.42 | 797.71 | 3603.15 | 1087.23 | 18.38 | 500.86 | 10.52 | 159.93 | 26.74 | 0 | 17116.53 | 308.69 | 4934.86 | 74.65 | 2764.49 | 770.97 | 3603.15
2018-03 | NONIDR | SVS | 72916.0523 | 291664.209 | 151446 | 308818.4097 | 2018-03 | IDR | PVS | 192428.388 | 769713.552 | 579 |  | 793491.7467 | 2018 | 12 | 17528.11 | 304.85 | 5024.92 | 70.12 | 2632.14 | 741.22 | 3823.37 | -782.33 | -13.36 | -373.73 | -7.62 | -96.02 | -15.26 | 0 | 18310.44 | 318.21 | 5398.65 | 77.75 | 2728.16 | 756.48 | 3823.37
2018-04 | NONIDR | PVS | 16655.4532 | 66621.8128 | 409 | 68705.2596 | 2018-03 | IDR | SVL | 677545.051 | 2710180.204 | 3666 | 2710450.668 | 2869574.0499 | From:AMS Demand OPUC 1-20 CompareImpacts.xlsx
2018-04 | NONIDR | RS | 4178553.167 | 16714212.6679 | 2211378 | 17694708.322 | 2018-03 | IDR | SVS | 6.236 | 24.944 | 17 |  | 26.4113
2018-04 | NONIDR | SVL | 1186554.6982 | 4746218.7926 | 135094 | 5024869.747 | 2018-03 | IDR | TVS | 958277.828 | 3833111.312 | 197 |  | 3906716.8696 | With Losses (At Source)
2018-04 | NONIDR | SVS | 74463.3499 | 297853.3997 | 152479 | 315403.055 | 2018-04 | IDR | SVL-SA | 85.888 | 343.552 | 9 |  |  | 2018 | 1 | 19280.827 | 338.7914 | 5905.9975 | 80.4551 | 2850.989 | 785.3808 | 3646.7624 | [7 empty] | 18770.9763 | 329.6182 | 5616.4848 | 75.4384 | 2854.0857 | 789.0773 | 3646.7624
2018-05 | NONIDR | PVS | 18605.6454 | 74422.5814 | 408 | 76990.5929 | 2018-04 | IDR | PVS | 194682.952 | 778731.808 | 581 |  | 802992.424 | 2018 | 2 | 18656.4287 | 327.1042 | 5597.401 | 70.9915 | 2940.0135 | 797.8223 | 3688.5641 | [7 empty] | 18140.9147 | 318.6531 | 5386.6966 | 66.229 | 2825.8922 | 777.6638 | 3688.5641
2018-05 | NONIDR | RS | 4482146.3284 | 17928585.3138 | 2214784 | 18989518.7765 | 2018-04 | IDR | SVL | 681854.038 | 2727416.152 | 3682 | 2727759.704 | 2888059.7391 | 2018 | 3 | 17532.9938 | 308.814 | 4982.2388 | 65.2713 | 2869.5733 | 793.4881 | 3906.7155 | [7 empty] | 18020.2837 | 317.4645 | 5247.137 | 70.0138 | 2883.4848 | 793.4056 | 3906.7155
2018-05 | NONIDR | SVL | 1294650.3727 | 5178601.4906 | 135307 | 5484350.0845 | 2018-04 | IDR | SVS | 6.236 | 24.944 | 16 |  | 26.4158 | 2018 | 4 | 17694.7055 | 315.3995 | 5024.871 | 68.7034 | 2888.0601 | 802.9906 | 3851.5859 | [7 empty] | 17728.2969 | 315.7807 | 5022.0125 | 68.9509 | 2919.209 | 809.1362 | 3851.5859
2018-05 | NONIDR | SVS | 78087.2448 | 312348.9791 | 153338 | 330767.5677 | 2018-04 | IDR | TVS | 944713.702 | 3778854.808 | 197 |  | 3851590.8201 | 2018 | 5 | 18989.5237 | 330.7686 | 5484.3485 | 76.9879 | 3165.5003 | 849.7481 | 3953.6444 | [7 empty] | 18804.2739 | 327.7718 | 5411.9101 | 75.2913 | 3119.8371 | 841.5363 | 3953.6444
2018-06 | NONIDR | PVS | 18719.0344 | 74876.1375 | 409 | 77292.5521 | 2018-05 | IDR | SVL-SA | 92.752 | 371.008 | 9 |  |  | 2018 | 6 | 19414.4522 | 335.1662 | 5612.2273 | 77.2965 | 3190.3399 | 870.8104 | 3892.2946 | [7 empty] | 19546.858 | 337.3081 | 5663.9907 | 78.5146 | 3222.9686 | 876.682 | 3892.2946
2018-06 | NONIDR | RS | 4596800.3028 | 18387201.2112 | 2217622 | 19414453.4678 | 2018-05 | IDR | PVS | 205407.772 | 821631.088 | 582 |  | 849749.1892 | 2018 | 7 | 19656.2931 | 337.59 | 5671.6701 | 79.9634 | 3202.2664 | 846.8174 | 3907.8672 | [7 empty] | 19478.7959 | 334.7081 | 5602.2834 | 78.3313 | 3158.5361 | 838.9491 | 3907.8672
2018-06 | NONIDR | SVL | 1329236.6928 | 5316946.7713 | 135576 | 5612223.8933 | 2018-05 | IDR | SVL | 747207.33 | 2988829.32 | 3686 | 2989200.328 | 3165500.6059 | 2018 | 8 | 19455.8661 | 336.5798 | 5709.7591 | 81.6707 | 3274.3086 | 869.1137 | 3859.3304 | [7 empty] | 19435.2503 | 336.242 | 5701.6925 | 81.4848 | 3269.2314 | 868.195 | 3859.3304
2018-06 | NONIDR | SVS | 79411.8719 | 317647.4875 | 153659 | 335163.5443 | 2018-05 | IDR | SVS | 6.236 | 24.944 | 16 |  | 26.4142 | 2018 | 9 | 18530.0633 | 329.627 | 5493.9667 | 80.3359 | 3188.6893 | 834.7213 | 3912.8942 | [7 empty] | 18505.4251 | 329.2267 | 5484.3364 | 80.1095 | 3182.6105 | 833.6307 | 3912.8942
2018-07 | NONIDR | PVS | 19352.0502 | 77408.201 | 409 | 79961.5375 | 2018-05 | IDR | TVS | 969445.988 | 3877783.952 | 198 |  | 3953648.4652 | 2018 | 10 | 18513.3143 | 337.3173 | 5420.1699 | 80.152 | 3165.933 | 831.3188 | 3642.5091 | [7 empty] | 18396.6931 | 335.493 | 5381.4558 | 79.1075 | 3127.3101 | 824.1429 | 3642.5091
2018-07 | NONIDR | RS | 4651139.8593 | 18604559.4373 | 2220292 | 19656292.5232 | 2018-06 | IDR | SVL-SA | 69.088 | 276.352 | 9 |  |  | 2018 | 11 | 19304.7453 | 346.9368 | 5764.8518 | 88.0525 | 3101.7058 | 824.567 | 3680.0887 | [7 empty] | 18151.7484 | 327.4403 | 5233.6648 | 77.1674 | 2932.0805 | 796.9267 | 3680.0887
2018-07 | NONIDR | SVL | 1342580.7354 | 5370322.9416 | 135709 | 5671673.1618 | 2018-06 | IDR | PVS | 210966.38 | 843865.52 | 580 |  | 870805.7446 | 2018 | 12 | 18498.4489 | 321.7372 | 5303.1007 | 72.1554 | 2777.8767 | 762.6941 | 3886.1219 | [7 empty] | 19324.0879 | 335.8373 | 5697.5205 | 80.0069 | 2879.2132 | 778.3962 | 3886.1219
2018-07 | NONIDR | SVS | 79946.5356 | 319786.1424 | 154376 | 337585.9697 | 2018-06 | IDR | SVL | 755748.106 | 3022992.424 | 3692 | 3023268.776 | 3190338.6043
2018-08 | NONIDR | PVS | 19772.4348 | 79089.739 | 408 | 81670.4031 | 2018-06 | IDR | SVS | 8.276 | 33.104 | 16 |  | 34.9183
2018-08 | NONIDR | RS | 4605437.2251 | 18421748.9004 | 2223529 | 19455864.9349 | 2018-06 | IDR | TVS | 958267.994 | 3833071.976 | 201 |  | 3892296.6236
2018-08 | NONIDR | SVL | 1351958.9259 | 5407835.7036 | 135696 | 5709754.5239 | 2018-07 | IDR | SVL-SA | 324.352 | 1297.408 | 9
2018-08 | NONIDR | SVS | 79727.39 | 318909.56 | 155384 | 336579.3047 | 2018-07 | IDR | PVS | 205022.745 | 820090.98 | 580 |  | 846818.4368
2018-09 | NONIDR | PVS | 19514.2821 | 78057.1283 | 409 | 80332.9222 | 2018-07 | IDR | SVL | 757948.897 | 3031795.588 | 3697 | 3033092.996 | 3202269.5309
2018-09 | NONIDR | RS | 4395948.5318 | 17583794.1271 | 2225946 | 18530067.6015 | 2018-07 | IDR | SVS | 6.332 | 25.328 | 15 |  | 26.7261
2018-09 | NONIDR | SVL | 1303557.9176 | 5214231.6705 | 135365 | 5493968.4911 | 2018-07 | IDR | TVS | 961883.766 | 3847535.064 | 201 |  | 3907862.2179
2018-09 | NONIDR | SVS | 78228.1248 | 312912.499 | 155878 | 329629.6741 | 2018-08 | IDR | PVS | 210480 | 841920 | 579 |  | 869113.738
2018-10 | NONIDR | PVS | 19378.257 | 77513.0279 | 412 | 80155.1071 | 2018-08 | IDR | SVL | 775484.47 | 3101937.88 | 3721 | 3101937.88 | 3274306.4016
2018-10 | NONIDR | RS | 4365551.8645 | 17462207.4581 | 2228786 | 18513311.6098 | 2018-08 | IDR | SVS | 6.524 | 26.096 | 15 |  | 27.532
2018-10 | NONIDR | SVL | 1277895.4347 | 5111581.7387 | 135265 | 5420171.7818 | 2018-08 | IDR | TVS | 950030.712 | 3800122.848 | 201 |  | 3859333.3139
2018-10 | NONIDR | SVS | 79506.7161 | 318026.8643 | 156768 | 337314.0216 | 2018-09 | IDR | PVS | 202818.666 | 811274.664 | 581 |  | 834726.1309
2018-11 | NONIDR | PVS | 21294.5349 | 85178.1395 | 416 | 88050.5815 | 2018-09 | IDR | SVL | 756679.646 | 3026718.584 | 3729 | 3026718.584 | 3188687.7943
2018-11 | NONIDR | RS | 4550941.8892 | 18203767.5569 | 2231433 | 19304742.7115 | 2018-09 | IDR | SVS | 7.256 | 29.024 | 15 |  | 30.5689
2018-11 | NONIDR | SVL | 1358930.0381 | 5435720.1523 | 136183 | 5764851.934 | 2018-09 | IDR | TVS | 964342.417 | 3857369.668 | 201 |  | 3912893.837
2018-11 | NONIDR | SVS | 81767.9011 | 327071.6042 | 155901 | 346938.4658 | 2018-10 | IDR | PVS | 200997.448 | 803989.792 | 581 |  | 831318.5776
2018-12 | NONIDR | PVS | 17530.9916 | 70123.9663 | 421 | 72159.4885 | 2018-10 | IDR | SVL | 746339.919 | 2985359.676 | 3735 | 2985359.676 | 3165932.6994
2018-12 | NONIDR | RS | 4382026.2521 | 17528105.0083 | 2234062 | 18498443.6014 | 2018-10 | IDR | SVS | 5.108 | 20.432 | 15 |  | 21.6734
2018-12 | NONIDR | SVL | 1256229.9991 | 5024919.9965 | 137183 | 5303100.7118 | 2018-10 | IDR | TVS | 891760.747 | 3567042.988 | 202 |  | 3642512.1344
2018-12 | NONIDR | SVS | 76212.5821 | 304850.3285 | 154901 | 321737.5345 | 2018-11 | IDR | PVS | 199428.1 | 797712.4 | 586 |  | 824569.4459
[7 empty] | 2018-11 | IDR | SVL | 731105.185 | 2924420.74 | 3739 | 2924420.74 | 3101706.6234
[7 empty] | 2018-11 | IDR | SVS | 5.828 | 23.312 | 16 |  | 24.7292
[7 empty] | 2018-11 | IDR | TVS | 900787.296 | 3603149.184 | 204 |  | 3680087.8564
[7 empty] | 2018-12 | IDR | PVS | 185304.293 | 741217.172 | 591 |  | 762691.1728
[7 empty] | 2018-12 | IDR | SVL | 658035.414 | 2632141.656 | 3746 | 2632141.656 | 2777878.4935
[7 empty] | 2018-12 | IDR | SVS | 5.708 | 22.832 | 15 |  | 24.0972
[7 empty] | 2018-12 | IDR | TVS | 955843.057 | 3823372.228 | 204 |  | 3886124.1749

## WP-H-1.3 and 1.4 (2018)
Non-coincident Class Peak (at meter) |  |  |  | M_Report_NCP |  | Updated with 10 yr normal NCP OPUC 1-20 CompareImpacts.xlsx
Year | Month | M_Results_NCP.RS_NCP | M_Results_NCP.SVS_NCP | M_Results_NCP.SVL_NCP | M_Results_NCP.PVS_NCP | M_Results_NCP.SVS_IDR_NCP | M_Results_NCP.SVL_IDR_NCP | M_Results_NCP.PVS_IDR_NCP | M_Results_NCP.TVS_NCP | M_Results_NCP.SLS_NCP | M_Results_NCP.MLS_NCP | M_Results_NCP.RS_WthrNCP | M_Results_NCP.SVS_WthrNCP | M_Results_NCP.SVL_WthrNCP | M_Results_NCP.PVS_WthrNCP | M_Results_NCP.SVS_IDR_WthrNCP | M_Results_NCP.SVL_IDR_WthrNCP | M_Results_NCP.PVS_IDR_WthrNCP | M_Results_NCP.TVS_WthrNCP | M_Results_NCP.SLS_WthrNCP | M_Results_NCP.MLS_WthrNCP | M_Results_NCP.RS_AdjNCP | M_Results_NCP.SVS_AdjNCP | M_Results_NCP.SVL_AdjNCP | M_Results_NCP.PVS_AdjNCP | M_Results_NCP.SVS_IDR_AdjNCP | M_Results_NCP.SVL_IDR_AdjNCP | M_Results_NCP.PVS_IDR_AdjNCP | M_Results_NCP.TVS_AdjNCP | M_Results_NCP.SLS_AdjNCP | M_Results_NCP.MLS_AdjNCP
2017 | 1 | 5457.0165 | 157.1438 | 2671.7908 | 43.7916 | 0.027 | 2052.789 | 488.366 | 2737.359 | 55.12 | 12.896 | 511.4129 | 4.6842 | 97.9471 | 2.196 | 0 | 55.4361 | 10.273 | 0 | 0 | 0 | 4945.6035 | 152.4596 | 2573.8437 | 41.5956 | 0.027 | 1997.3529 | 478.093 | 2737.359 | 55.12 | 12.896
2017 | 2 | 4800.2615 | 142.3296 | 2806.6994 | 54.475 | 0.027 | 2187.782 | 496.066 | 2592.447 | 54.976 | 12.74 | 726.3944 | -1.3016 | 255.5401 | 3.0155 | 0 | 141.1442 | 24.2618 | 0 | 0 | 0 | 4073.8672 | 143.6312 | 2551.1593 | 51.4596 | 0.027 | 2046.6378 | 471.8042 | 2592.447 | 54.976 | 12.74
2017 | 3 | 5049.7947 | 140.7992 | 2924.7221 | 56.5137 | 0.034 | 2222.935 | 513.137 | 2987.988 | 54.764 | 12.78 | 484.8011 | 2.2176 | 132.8355 | 2.0345 | 0 | 74.1906 | 15.1382 | 0 | 0 | 0 | 4564.9936 | 138.5815 | 2791.8866 | 54.4792 | 0.034 | 2148.7444 | 497.9988 | 2987.988 | 54.764 | 12.78
2017 | 4 | 6118.7795 | 146.6429 | 3177.6464 | 59.2595 | 0.028 | 2311.601 | 547.008 | 2851.294 | 54.408 | 12.724 | 764.0696 | 4.2621 | 204.8768 | 0.74996 | 0 | 81.1532 | 14.9418 | 0 | 0 | 0 | 5354.7099 | 142.3808 | 2972.7696 | 58.5095 | 0.028 | 2230.4478 | 532.0662 | 2851.294 | 54.408 | 12.724
2017 | 5 | 7180.4349 | 148.3323 | 3246.9647 | 45.5144 | 0.028 | 2362.525 | 548.615 | 2802.761 | 54.056 | 12.708 | 495.4602 | 1.0689 | 66.1699 | -0.72366 | 0 | 24.9879 | 0.86295 | 0 | 0 | 0 | 6684.9747 | 147.2633 | 3180.7949 | 46.2381 | 0.028 | 2337.5371 | 547.7521 | 2802.761 | 54.056 | 12.708
2017 | 6 | 7737.9106 | 156.6478 | 3467.381 | 52.0337 | 0.026 | 2371.423 | 556.492 | 2831.119 | 53.704 | 12.716 | 6.1413 | 0.24003 | 37.5161 | 0.48663 | 0 | 10.592 | 1.8503 | 0 | 0 | 0 | 7731.7693 | 156.4077 | 3429.8649 | 51.547 | 0.026 | 2360.831 | 554.6417 | 2831.119 | 53.704 | 12.716
2017 | 7 | 8715.2333 | 160.888 | 3555.9333 | 52.1044 | 0.021 | 2381.655 | 578.738 | 2817.696 | 53.08 | 12.66 | 583.9812 | 2.6481 | 49.1167 | 0.9078 | 0 | 20.7643 | 3.8915 | 0 | 0 | 0 | 8131.2521 | 158.2399 | 3506.8166 | 51.1966 | 0.021 | 2360.8907 | 574.8465 | 2817.696 | 53.08 | 12.66
2017 | 8 | 8405.7774 | 165.2292 | 3659.659 | 52.2948 | 0.021 | 2528.239 | 580.791 | 2931.683 | 52.828 | 12.684 | 351.8069 | 2.0491 | 37.8988 | 0.69511 | 0 | 12.9175 | 2.5532 | 0 | 0 | 0 | 8053.9705 | 163.1801 | 3621.7602 | 51.5997 | 0.021 | 2515.3215 | 578.2378 | 2931.683 | 52.828 | 12.684
2017 | 9 | 7492.894 | 154.2434 | 3416.5651 | 45.8568 | 0.023 | 2427.884 | 561.135 | 2803.437 | 52.54 | 12.656 | -245.5124 | -1.8304 | -60.3957 | -0.93791 | 0 | -15.5659 | -3.8678 | 0 | 0 | 0 | 7738.4064 | 156.0738 | 3476.9608 | 46.7947 | 0.023 | 2443.4499 | 565.0028 | 2803.437 | 52.54 | 12.656
2017 | 10 | 7247.4716 | 156.6527 | 3362.6229 | 46.2494 | 0.021 | 2395.85 | 556.025 | 2883.251 | 52.148 | 12.648 | 729.1477 | 2.5578 | 121.0609 | 2.0932 | 0 | 54.6001 | 8.6566 | 0 | 0 | 0 | 6518.3239 | 154.0949 | 3241.5621 | 44.1563 | 0.021 | 2341.2499 | 547.3684 | 2883.251 | 52.148 | 12.648
2017 | 11 | 5612.1826 | 159.2925 | 3098.8716 | 42.3376 | 0.022 | 2275.853 | 542.078 | 3182.692 | 51.528 | 12.604 | 764.9815 | 4.2518 | 329.9658 | 4.6003 | 0 | 165.4807 | 32.1372 | 0 | 0 | 0 | 4847.2011 | 155.0407 | 2768.9059 | 37.7374 | 0.022 | 2110.3723 | 509.9408 | 3182.692 | 51.528 | 12.604
2017 | 12 | 4731.0029 | 156.1019 | 2716.9499 | 41.4186 | 0.764 | 2092.066 | 502.502 | 2875.475 | 50.78 | 12.656 | 222.7839 | 0.60321 | 77.0978 | 1.8887 | 0 | 14.1274 | -1.6735 | 0 | 0 | 0 | 4508.219 | 155.4987 | 2639.8521 | 39.53 | 0.764 | 2077.9386 | 504.1755 | 2875.475 | 50.78 | 12.656
2018 | 1 | 6598.9637 | 167.3022 | 3212.7316 | 49.7269 | 0.0215 | 1948.5345 | 489.0737 | 2617.2987 | 50.704 | 12.648 | 1002.3428 | 8.778 | 387.6251 | 7.973 | 0 | 13.4322 | 0.86392 | 0 | 0 | 0 | 5596.6209 | 158.5242 | 2825.1064 | 41.7539 | 0.0215 | 1935.1023 | 488.2098 | 2617.2987 | 50.704 | 12.648
2018 | 2 | 4761.219 | 147.2702 | 2868.735 | 43.1817 | 0.0223 | 2131.6926 | 539.5309 | 2875.5396 | 50.048 | 12.588 | 87.9483 | 0.72287 | 81.4819 | 1.6651 | 0 | 114.1292 | 18.2895 | 0 | 0 | 0 | 4673.2707 | 146.5473 | 2787.2531 | 41.5167 | 0.0223 | 2017.5634 | 521.2414 | 2875.5396 | 50.048 | 12.588
2018 | 3 | 4630.2312 | 139.3091 | 2761.0974 | 38.0998 | 0.0232 | 2151.5637 | 535.6089 | 2955.8549 | 49.972 | 12.56 | 226.2244 | 0.2738 | 127.837 | 0.67387 | 0 | 69.8219 | 15.0181 | 0 | 0 | 0 | 4404.0068 | 139.0353 | 2633.2604 | 37.4259 | 0.0232 | 2081.7418 | 520.5908 | 2955.8549 | 49.972 | 12.56
2018 | 4 | 4734.4984 | 139.9508 | 2907.9548 | 41.0887 | 0.0222 | 2182.618 | 550.075 | 2959.5863 | 49.768 | 12.524 | -552.9417 | -2.7645 | -143.5347 | -2.0138 | 0 | -52.1775 | -14.4708 | 0 | 0 | 0 | 5287.4401 | 142.7154 | 3051.4895 | 43.1025 | 0.0222 | 2234.7955 | 564.5458 | 2959.5863 | 49.768 | 12.524
2018 | 5 | 7699.7376 | 154.8239 | 3511.7645 | 50.0308 | 0.0236 | 2420.4609 | 584.937 | 2895.1965 | 49.584 | 12.468 | 565.8175 | 4.0517 | 124.4408 | 2.1515 | 0 | 34.4789 | 9.502 | 0 | 0 | 0 | 7133.92 | 150.7723 | 3387.3237 | 47.8793 | 0.0236 | 2385.982 | 575.435 | 2895.1965 | 49.584 | 12.468
2018 | 6 | 8259.1323 | 156.8044 | 3566.1197 | 51.0127 | 0.0238 | 2395.171 | 596.2414 | 2859.3963 | 49.316 | 12.484 | 115.3379 | -0.3264 | -39.4068 | -1.0129 | 0 | 18.7439 | 1.5631 | 0 | 0 | 0 | 8143.7944 | 157.1308 | 3605.5265 | 52.0255 | 0.0238 | 2376.4271 | 594.6782 | 2859.3963 | 49.316 | 12.484
2018 | 7 | 8740.3566 | 160.192 | 3617.1138 | 52.5547 | 0.0217 | 2415.4835 | 581.294 | 3027.2988 | 49.012 | 12.528 | 570.8792 | 2.6338 | 95.8062 | 1.4243 | 0 | 20.2483 | 5.0108 | 0 | 0 | 0 | 8169.4774 | 157.5582 | 3521.3075 | 51.1304 | 0.0217 | 2395.2352 | 576.2832 | 3027.2988 | 49.012 | 12.528
2018 | 8 | 8600.1245 | 163.1709 | 3720.6402 | 54.0761 | 0.0207 | 2533.8928 | 587.983 | 2971.2395 | 52.644 | 12.472 | 1.5105 | 0.35562 | 10.7303 | -0.44724 | 0 | -4.9474 | -1.7913 | 0 | 0 | 0 | 8598.614 | 162.8153 | 3709.9098 | 54.5234 | 0.0207 | 2538.8402 | 589.7743 | 2971.2395 | 52.644 | 12.472
2018 | 9 | 7736.1009 | 196.9154 | 3580.0136 | 52.1897 | 0.0215 | 2486.9327 | 576.4235 | 2873.8628 | 45.132 | 12.504 | -69.584 | 0.72472 | -10.6577 | -0.42746 | 0 | -5.8937 | 1.5596 | 0 | 0 | 0 | 7805.6849 | 196.1907 | 3590.6713 | 52.6171 | 0.0215 | 2492.8264 | 574.8639 | 2873.8628 | 45.132 | 12.504
2018 | 10 | 7014.834 | 154.1626 | 3389.226 | 48.2686 | 0.02 | 2410.0925 | 562.9256 | 2898.1259 | 52.532 | 12.46 | 489.1439 | 4.6825 | 211.0325 | 3.2813 | 0 | 70.9145 | 11.2886 | 0 | 0 | 0 | 6525.6902 | 149.4801 | 3178.1935 | 44.9873 | 0.02 | 2339.178 | 551.637 | 2898.1259 | 52.532 | 12.46
2018 | 11 | 5068.5363 | 157.8314 | 3160.3059 | 47.2176 | 0.02 | 2372.6461 | 549.6517 | 2678.8659 | 39.264 | 12.432 | 802.7569 | 8.0047 | 296.1232 | 4.0875 | 0 | 141.6501 | 27.856 | 0 | 0 | 0 | 4265.7794 | 149.8267 | 2864.1827 | 43.1301 | 0.02 | 2230.9961 | 521.7958 | 2678.8659 | 39.264 | 12.432
2018 | 12 | 4236.7304 | 144.7539 | 2511.3064 | 39.7413 | 0.0208 | 1980.019 | 477.1897 | 2886.2454 | 48.084 | 12.42 | -688.8476 | -3.4554 | -186.5329 | -4.7939 | 0 | -79.9819 | -14.0942 | 0 | 0 | 0 | 4925.578 | 148.2094 | 2697.8393 | 44.5352 | 0.0208 | 2060.0009 | 491.2839 | 2886.2454 | 48.084 | 12.42
Non-coincident Class Peak (at source (WL)) |  |  |  | M_Report_NCP_WL
Year | Month | M_Results_NCP_WL.RS_NCP | M_Results_NCP_WL.SVS_NCP | M_Results_NCP_WL.SVL_NCP | M_Results_NCP_WL.PVS_NCP | M_Results_NCP_WL.SVS_IDR_NCP | M_Results_NCP_WL.SVL_IDR_NCP | M_Results_NCP_WL.PVS_IDR_NCP | M_Results_NCP_WL.TVS_NCP | M_Results_NCP_WL.SLS_NCP | M_Results_NCP_WL.MLS_NCP | M_Results_NCP_WL.RS_WthrNCP | M_Results_NCP_WL.SVS_WthrNCP | M_Results_NCP_WL.SVL_WthrNCP | M_Results_NCP_WL.PVS_WthrNCP | M_Results_NCP_WL.SVS_IDR_WthrNCP | M_Results_NCP_WL.SVL_IDR_WthrNCP | M_Results_NCP_WL.PVS_IDR_WthrNCP | M_Results_NCP_WL.TVS_WthrNCP | M_Results_NCP_WL.SLS_WthrNCP | M_Results_NCP_WL.MLS_WthrNCP | M_Results_NCP_WL.RS_AdjNCP | M_Results_NCP_WL.SVS_AdjNCP | M_Results_NCP_WL.SVL_AdjNCP | M_Results_NCP_WL.PVS_AdjNCP | M_Results_NCP_WL.SVS_IDR_AdjNCP | M_Results_NCP_WL.SVL_IDR_AdjNCP | M_Results_NCP_WL.PVS_IDR_AdjNCP | M_Results_NCP_WL.TVS_AdjNCP | M_Results_NCP_WL.SLS_AdjNCP | M_Results_NCP_WL.MLS_AdjNCP
2017 | 1 | 5801.3227 | 167.0543 | 2834.9192 | 45.5986 | 0.028627 | 2165.9366 | 502.2824 | 2780.9867 | 58.1471 | 13.6042 | 543.6801 | 4.9796 | 103.9273 | 2.2866 | 0 | 58.4917 | 10.5657 | 0 | 0 | 0 | 5257.6426 | 162.0747 | 2730.9919 | 43.312 | 0.028627 | 2107.4449 | 491.7167 | 2780.9867 | 58.1471 | 13.6042
2017 | 2 | 5064.7884 | 150.2723 | 2962.183 | 56.1342 | 0.028475 | 2308.9792 | 510.4447 | 2626.8836 | 58.0075 | 13.4425 | 766.4236 | -1.3742 | 269.6964 | 3.1073 | 0 | 148.9632 | 24.965 | 0 | 0 | 0 | 4298.3648 | 151.6466 | 2692.4867 | 53.0269 | 0.028475 | 2160.016 | 485.4796 | 2626.8836 | 58.0075 | 13.4425
2017 | 3 | 5349.096 | 149.1164 | 3097.613 | 58.5154 | 0.036098 | 2353.9231 | 529.7905 | 3048.9444 | 58.0473 | 13.5462 | 513.5353 | 2.3486 | 140.6879 | 2.1066 | 0 | 78.5623 | 15.6295 | 0 | 0 | 0 | 4835.5607 | 146.7678 | 2956.9251 | 56.4089 | 0.036098 | 2275.3608 | 514.1609 | 3048.9444 | 58.0473 | 13.5462
2017 | 4 | 6489.5483 | 155.4097 | 3368.5779 | 61.3042 | 0.029664 | 2449.98 | 566.8783 | 2907.8605 | 57.6564 | 13.4837 | 810.3686 | 4.5169 | 217.187 | 0.77584 | 0 | 86.0113 | 15.4846 | 0 | 0 | 0 | 5679.1797 | 150.8928 | 3151.3908 | 60.5283 | 0.029664 | 2363.9687 | 551.3937 | 2907.8605 | 57.6564 | 13.4837
2017 | 5 | 7623.6789 | 157.215 | 3445.6474 | 47.2994 | 0.029669 | 2506.0459 | 569.5675 | 2859.8677 | 57.3661 | 13.4862 | 526.0447 | 1.133 | 70.2188 | -0.75204 | 0 | 26.5058 | 0.8959 | 0 | 0 | 0 | 7097.6342 | 156.082 | 3375.4286 | 48.0514 | 0.029669 | 2479.5401 | 568.6716 | 2859.8677 | 57.3661 | 13.4862
2017 | 6 | 8206.6016 | 166.0048 | 3679.3292 | 54.0951 | 0.027497 | 2516.3793 | 577.5291 | 2883.4691 | 56.7767 | 13.4436 | 6.5133 | 0.25436 | 39.8093 | 0.50591 | 0 | 11.2395 | 1.9202 | 0 | 0 | 0 | 8200.0883 | 165.7504 | 3639.5199 | 53.5892 | 0.027497 | 2505.1399 | 575.6088 | 2883.4691 | 56.7767 | 13.4436
2017 | 7 | 9261.1368 | 170.6943 | 3778.2727 | 54.2414 | 0.022201 | 2529.3267 | 602.2195 | 2870.7601 | 56.1385 | 13.3895 | 620.5605 | 2.8096 | 52.1878 | 0.94503 | 0 | 22.0518 | 4.0494 | 0 | 0 | 0 | 8640.5762 | 167.8847 | 3726.0849 | 53.2963 | 0.022201 | 2507.275 | 598.17 | 2870.7601 | 56.1385 | 13.3895
2017 | 8 | 8928.4802 | 175.1464 | 3885.5425 | 54.3976 | 0.022201 | 2684.5833 | 603.4597 | 2986.7053 | 55.8545 | 13.4107 | 373.6836 | 2.1721 | 40.238 | 0.72306 | 0 | 13.7163 | 2.6529 | 0 | 0 | 0 | 8554.7966 | 172.9744 | 3845.3045 | 53.6746 | 0.022201 | 2670.867 | 600.8068 | 2986.7053 | 55.8545 | 13.4107
2017 | 9 | 7944.8893 | 163.4913 | 3624.2352 | 47.6538 | 0.024323 | 2575.4588 | 581.0547 | 2856.2114 | 55.5497 | 13.381 | -260.3224 | -1.9401 | -64.0668 | -0.97466 | 0 | -16.512 | -4.0051 | 0 | 0 | 0 | 8205.2117 | 165.4314 | 3688.302 | 48.6285 | 0.024323 | 2591.9709 | 585.0598 | 2856.2114 | 55.5497 | 13.381
2017 | 10 | 7712.8655 | 166.7581 | 3581.1968 | 48.2435 | 0.022344 | 2548.4542 | 580.0566 | 2956.1364 | 55.5328 | 13.4689 | 775.9696 | 2.7228 | 128.9299 | 2.1834 | 0 | 58.0779 | 9.0308 | 0 | 0 | 0 | 6936.8958 | 164.0352 | 3452.2669 | 46.0601 | 0.022344 | 2490.3763 | 571.0259 | 2956.1364 | 55.5328 | 13.4689
2017 | 11 | 5970.2891 | 169.4466 | 3296.1999 | 44.0409 | 0.023412 | 2420.7358 | 563.2601 | 3263.3571 | 54.9377 | 13.438 | 813.794 | 4.5228 | 350.9771 | 4.7853 | 0 | 176.0153 | 33.393 | 0 | 0 | 0 | 5156.4951 | 164.9238 | 2945.2227 | 39.2556 | 0.023412 | 2244.7204 | 529.8671 | 3263.3571 | 54.9377 | 13.438
2017 | 12 | 5030.9705 | 165.9964 | 2889.3139 | 43.1276 | 0.81288 | 2225.3732 | 521.8416 | 2947.0091 | 54.1517 | 13.4963 | 236.9094 | 0.64144 | 81.9889 | 1.9666 | 0 | 15.0276 | -1.7379 | 0 | 0 | 0 | 4794.0611 | 165.3549 | 2807.325 | 41.1611 | 0.81288 | 2210.3456 | 523.5795 | 2947.0091 | 54.1517 | 13.4963
2018 | 1 | 7028.4097 | 178.1414 | 3417.8853 | 51.8754 | 0.022889 | 2073.1853 | 508.0467 | 2683.0797 | 53.9229 | 13.4509 | 1204.7841 | 10.2411 | 449.6355 | 9.0665 | 0 | 11.4925 | 1.9861 | 0 | 0 | 0 | 5823.6256 | 167.9003 | 2968.2498 | 42.809 | 0.022889 | 2061.6928 | 506.0606 | 2683.0797 | 53.9229 | 13.4509
2018 | 2 | 5063.5101 | 156.6008 | 3051.0705 | 44.9532 | 0.023711 | 2267.3202 | 559.7281 | 2946.8745 | 53.3804 | 13.4262 | 73.5553 | 0.93088 | 86.0457 | 1.7004 | 0 | 131.5652 | 21.3863 | 0 | 0 | 0 | 4989.9547 | 155.6699 | 2965.0249 | 43.2528 | 0.023711 | 2135.7549 | 538.3419 | 2946.8745 | 53.3804 | 13.4262
2018 | 3 | 4899.0152 | 147.3959 | 2921.3632 | 39.3933 | 0.024555 | 2276.4496 | 553.2365 | 3013.2847 | 52.9321 | 13.304 | 302.8878 | 1.006 | 142.4637 | 1.0271 | 0 | 77.447 | 16.1478 | 0 | 0 | 0 | 4596.1275 | 146.39 | 2778.8994 | 38.3663 | 0.024555 | 2199.0026 | 537.0887 | 3013.2847 | 52.9321 | 13.304
2018 | 4 | 5009.3517 | 148.0968 | 3076.8113 | 42.4563 | 0.023482 | 2309.3805 | 568.3224 | 3017.0319 | 52.722 | 13.2674 | -532.0026 | -2.6685 | -130.1909 | -1.7661 | 0 | -39.0784 | -12.5877 | 0 | 0 | 0 | 5541.3543 | 150.7652 | 3207.0022 | 44.2223 | 0.023482 | 2348.4588 | 580.9101 | 3017.0319 | 52.722 | 13.2674
2018 | 5 | 8180.9136 | 164.1211 | 3729.3676 | 52.0805 | 0.024976 | 2568.7894 | 608.3903 | 2951.7642 | 52.4935 | 13.1996 | 582.2624 | 4.6238 | 129.1463 | 2.1851 | 0 | 35.8644 | 9.1935 | 0 | 0 | 0 | 7598.6512 | 159.4972 | 3600.2213 | 49.8954 | 0.024976 | 2532.925 | 599.1968 | 2951.7642 | 52.4935 | 13.1996
2018 | 6 | 8742.8623 | 165.8123 | 3779.1198 | 52.9632 | 0.025031 | 2527.4984 | 618.7007 | 2903.2623 | 51.9501 | 13.1508 | 489.2467 | 1.6804 | 23.171 | 0.10233 | 0 | 36.6017 | 5.7349 | 0 | 0 | 0 | 8253.6156 | 164.132 | 3755.9488 | 52.8609 | 0.025031 | 2490.8966 | 612.9658 | 2903.2623 | 51.9501 | 13.1508
2018 | 7 | 9272.4879 | 169.7357 | 3843.3731 | 54.7274 | 0.022809 | 2548.7086 | 603.7441 | 3069.0185 | 51.6385 | 13.1994 | 782.6623 | 3.7939 | 129.1723 | 2.0656 | 0 | 33.3457 | 8.9009 | 0 | 0 | 0 | 8489.8256 | 165.9418 | 3714.2007 | 52.6618 | 0.022809 | 2515.3629 | 594.8432 | 3069.0185 | 51.6385 | 13.1994
2018 | 8 | 9123.6961 | 172.7426 | 3945.1336 | 56.212 | 0.021773 | 2683.4673 | 610.045 | 3019.2828 | 55.4021 | 13.1254 | 199.9752 | 1.07 | 34.0421 | 0.44877 | 0 | 8.3963 | 1.4062 | 0 | 0 | 0 | 8923.7209 | 171.6726 | 3911.0914 | 55.7633 | 0.021773 | 2675.071 | 608.6388 | 3019.2828 | 55.4021 | 13.1254
2018 | 9 | 8192.5029 | 207.7013 | 3789.6181 | 54.1442 | 0.022673 | 2631.2007 | 594.5248 | 2918.9272 | 47.5476 | 13.1732 | -43.001 | 1.1739 | -0.33806 | -0.26875 | 0 | -2.6268 | 2.605 | 0 | 0 | 0 | 8235.5039 | 206.5274 | 3789.9562 | 54.413 | 0.022673 | 2633.8275 | 591.9198 | 2918.9272 | 47.5476 | 13.1732
2018 | 10 | 7430.8428 | 163.2935 | 3590.7489 | 50.0705 | 0.02128 | 2552.9776 | 583.935 | 2958.5206 | 55.7113 | 13.2141 | 509.1694 | 4.9489 | 224.7139 | 3.3094 | 0 | 76.6334 | 11.8885 | 0 | 0 | 0 | 6921.6735 | 158.3446 | 3366.035 | 46.7611 | 0.02128 | 2476.3441 | 572.0465 | 2958.5206 | 55.7113 | 13.2141
2018 | 11 | 5367.8435 | 167.1468 | 3347.2251 | 48.8697 | 0.021236 | 2513.0118 | 568.758 | 2734.6922 | 41.7259 | 13.2115 | 829.5992 | 8.3605 | 336.3455 | 4.8329 | 0 | 160.9418 | 30.4134 | 0 | 0 | 0 | 4538.2444 | 158.7863 | 3010.8796 | 44.0368 | 0.021236 | 2352.07 | 538.3446 | 2734.6922 | 41.7259 | 13.2115
2018 | 12 | 4471.8953 | 152.8115 | 2651.5917 | 41.0816 | 0.022009 | 2089.3281 | 490.937 | 2931.6284 | 50.7712 | 13.1141 | -683.0213 | -4.1217 | -194.9952 | -4.933 | 0 | -66.7721 | -11.4519 | 0 | 0 | 0 | 5154.9166 | 156.9332 | 2846.5868 | 46.0146 | 0.022009 | 2156.1002 | 502.3889 | 2931.6284 | 50.7712 | 13.1141
Coincident Demand with System (at meter) |  |  |  | M_Report_CP |  | Updated with 10 yr normal CP OPUC 1-20 CompareImpacts.xlsx
Year | Month | M_Results_CP.RS_CP | M_Results_CP.SVS_CP | M_Results_CP.SVL_CP | M_Results_CP.PVS_CP | M_Results_CP.SVS_IDR_CP | M_Results_CP.SVL_IDR_CP | M_Results_CP.PVS_IDR_CP | M_Results_CP.TVS_CP | M_Results_CP.SLS_CP | M_Results_CP.MLS_CP | M_Results_CP.RS_WthrCP | M_Results_CP.SVS_WthrCP | M_Results_CP.SVL_WthrCP | M_Results_CP.PVS_WthrCP | M_Results_CP.SVS_IDR_WthrCP | M_Results_CP.SVL_IDR_WthrCP | M_Results_CP.PVS_IDR_WthrCP | M_Results_CP.TVS_WthrCP | M_Results_CP.SLS_WthrCP | M_Results_CP.MLS_WthrCP | M_Results_CP.RS_AdjCP | M_Results_CP.SVS_AdjCP | M_Results_CP.SVL_AdjCP | M_Results_CP.PVS_AdjCP | M_Results_CP.SVS_IDR_AdjCP | M_Results_CP.SVL_IDR_AdjCP | M_Results_CP.PVS_IDR_AdjCP | M_Results_CP.TVS_AdjCP | M_Results_CP.SLS_AdjCP | M_Results_CP.MLS_AdjCP
2017 | 1 | 5197.8508 | 157.1438 | 2521.4318 | 43.6393 | 0.022 | 1725.949 | 439.27 | 2231.393 | 0 | 0 | 545.7843 | 2.8837 | 64.3769 | 2.3449 | 0 | 28.6068 | 5.1058 | 0 | 0 | 0 | 4652.0664 | 154.2602 | 2457.0549 | 41.2944 | 0.022 | 1697.3422 | 434.1642 | 2231.393 | 0 | 0
2017 | 2 | 4020.9074 | 102.2387 | 2723.8594 | 43.2865 | 0.014 | 2101.058 | 459.75 | 2422.82 | 0 | 0 | 786.9148 | 4.1237 | 358.1037 | 4.2148 | 0 | 194.6771 | 34.9889 | 0 | 0 | 0 | 3233.9926 | 98.115 | 2365.7557 | 39.0717 | 0.014 | 1906.3809 | 424.7611 | 2422.82 | 0 | 0
2017 | 3 | 4688.7033 | 108.4285 | 2800.2562 | 42.2408 | 0.016 | 2114.202 | 486.143 | 2923.326 | 0 | 0 | 378.8373 | 2.0075 | 159.1801 | 1.9651 | 0 | 87.4266 | 15.4689 | 0 | 0 | 0 | 4309.866 | 106.421 | 2641.0761 | 40.2757 | 0.016 | 2026.7754 | 470.6741 | 2923.326 | 0 | 0
2017 | 4 | 6020.1851 | 119.5944 | 3050.3654 | 44.1583 | 0.011 | 2199.329 | 529.963 | 2048.105 | 0 | 0 | 867.0748 | 3.7617 | 217.1563 | 2.9225 | 0 | 94.5588 | 15.5626 | 0 | 0 | 0 | 5153.1103 | 115.8327 | 2833.2091 | 41.2358 | 0.011 | 2104.7702 | 514.4004 | 2048.105 | 0 | 0
2017 | 5 | 7166.836 | 113.7317 | 2581.1743 | 41.3238 | 0.013 | 1643.034 | 459.178 | 2546.836 | 0 | 0 | 498.6997 | 2.1213 | 69.4815 | 1.3566 | 0 | 18.8807 | 4.8993 | 0 | 0 | 0 | 6668.1363 | 111.6104 | 2511.6928 | 39.9671 | 0.013 | 1624.1533 | 454.2787 | 2546.836 | 0 | 0
2017 | 6 | 7464.1386 | 136.4274 | 3365.0047 | 50.8475 | 0.013 | 2295.105 | 527.72 | 2343.279 | 0 | 0 | 431.3707 | 1.9222 | 78.0258 | 1.3547 | 0 | 22.5872 | 4.9785 | 0 | 0 | 0 | 7032.7678 | 134.5051 | 3286.9788 | 49.4928 | 0.013 | 2272.5178 | 522.7415 | 2343.279 | 0 | 0
2017 | 7 | 7707.8117 | 141.4025 | 3541.8255 | 51.4161 | 0.011 | 2259.015 | 510.049 | 2580.384 | 0 | 0 | 278.9726 | 1.2473 | 56.6718 | 0.9294 | 0 | 17.3925 | 3.8519 | 0 | 0 | 0 | 7428.8391 | 140.1552 | 3485.1538 | 50.4867 | 0.011 | 2241.6225 | 506.1971 | 2580.384 | 0 | 0
2017 | 8 | 8015.3625 | 146.4145 | 3529.4439 | 50.5059 | 0.012 | 2406.742 | 549.912 | 2775.613 | 0 | 0 | 508.5237 | 2.2824 | 90.7855 | 1.5709 | 0 | 26.2001 | 5.7463 | 0 | 0 | 0 | 7506.8388 | 144.1322 | 3438.6584 | 48.935 | 0.012 | 2380.5419 | 544.1657 | 2775.613 | 0 | 0
2017 | 9 | 6307.2631 | 130.3744 | 3257.112 | 43.6687 | 0.011 | 2304.46 | 534.258 | 2645.625 | 0 | 0 | -452.6998 | -2.0345 | -70.1882 | -1.3046 | 0 | -17.0253 | -3.969 | 0 | 0 | 0 | 6759.963 | 132.409 | 3327.3003 | 44.9734 | 0.011 | 2321.4853 | 538.227 | 2645.625 | 0 | 0
2017 | 10 | 6997.2456 | 134.028 | 3258.1849 | 45.5918 | 0.01 | 2282.718 | 534.796 | 2631.979 | 0 | 0 | 606.9296 | 2.9088 | 138.0147 | 2.1367 | 0 | 49.6538 | 9.8243 | 0 | 0 | 0 | 6390.316 | 131.1191 | 3120.1703 | 43.4551 | 0.01 | 2233.0642 | 524.9717 | 2631.979 | 0 | 0
2017 | 11 | 5007.2793 | 119.9302 | 3063.0229 | 42.235 | 0.015 | 2233.576 | 523.246 | 2958.061 | 0 | 0 | 948.6967 | 5.2126 | 366.1695 | 4.6764 | 0 | 199.043 | 32.7321 | 0 | 0 | 0 | 4058.5826 | 114.7175 | 2696.8533 | 37.5586 | 0.015 | 2034.533 | 490.5139 | 2958.061 | 0 | 0
2017 | 12 | 4039.1072 | 113.2935 | 2691.498 | 40.7838 | 0.039 | 1889.497 | 474.383 | 2366.957 | 0 | 0 | 379.2828 | 2.2982 | 71.2472 | 1.9596 | 0 | 22.1764 | 3.9401 | 0 | 0 | 0 | 3659.8243 | 110.9953 | 2620.2508 | 38.8243 | 0.039 | 1867.3206 | 470.4429 | 2366.957 | 0 | 0
2018 | 1 | 6587.6613 | 151.9521 | 2456.6209 | 47.1617 | 0.0141 | 1511.8168 | 381.9406 | 2198.7119 | 50.704 | 12.648 | 1069.7089 | 5.7249 | 269.7516 | 6.1308 | 0 | 53.5132 | 9.5585 | 0 | 0 | 0 | 5517.9524 | 146.2272 | 2186.8693 | 41.0309 | 0.0141 | 1458.3036 | 372.3821 | 2198.7119 | 50.704 | 12.648
2018 | 2 | 3726.5887 | 108.1768 | 2865.5481 | 42.6766 | 0.0102 | 1942.4281 | 507.2542 | 2339.8274 | 0 | 0 | 302.9253 | 1.4681 | 78.3342 | 1.691 | 0 | 18.3884 | 3.2358 | 0 | 0 | 0 | 3423.6634 | 106.7086 | 2787.214 | 40.9855 | 0.0102 | 1924.0397 | 504.0185 | 2339.8274 | 0 | 0
2018 | 3 | 3787.9007 | 100.2885 | 2523.6333 | 37.7452 | 0.0159 | 1903.4739 | 496.1666 | 2727.7266 | 0 | 0 | 48.8726 | 0.21937 | 29.858 | 0.41313 | 0 | 21.6115 | 5.0157 | 0 | 0 | 0 | 3739.0281 | 100.0691 | 2493.7753 | 37.3321 | 0.0159 | 1881.8624 | 491.1509 | 2727.7266 | 0 | 0
2018 | 4 | 4624.5987 | 111.1338 | 2819.8308 | 40.4988 | 0.0124 | 2058.3114 | 534.5354 | 2691.6788 | 0 | 0 | -479.8833 | -2.033 | -162.4607 | -2.0529 | 0 | -89.2435 | -16.189 | 0 | 0 | 0 | 5104.482 | 113.1668 | 2982.2915 | 42.5517 | 0.0124 | 2147.5549 | 550.7245 | 2691.6788 | 0 | 0
2018 | 5 | 7533.3222 | 131.3748 | 3324.1416 | 48.7118 | 0.011 | 2274.9361 | 553.6521 | 2668.9808 | 0 | 0 | 572.0973 | 2.562 | 114.3025 | 1.867 | 0 | 35.5413 | 7.5461 | 0 | 0 | 0 | 6961.2249 | 128.8127 | 3209.8392 | 46.8449 | 0.011 | 2239.3947 | 546.106 | 2668.9808 | 0 | 0
2018 | 6 | 7690.0381 | 138.6552 | 3520.1818 | 50.2356 | 0.0115 | 2298.9076 | 565.548 | 2571.3633 | 0 | 0 | 165.5507 | 0.74321 | 20.6875 | 0.4314 | 0 | 4.3738 | 0.91019 | 0 | 0 | 0 | 7524.4874 | 137.912 | 3499.4943 | 49.8042 | 0.0115 | 2294.5338 | 564.6378 | 2571.3633 | 0 | 0
2018 | 7 | 8041.6704 | 139.652 | 3507.5064 | 50.479 | 0.0068 | 2208.7282 | 536.598 | 2628.7807 | 0 | 0 | 504.4347 | 2.2718 | 97.308 | 1.6154 | 0 | 28.5646 | 6.2398 | 0 | 0 | 0 | 7537.2357 | 137.3802 | 3410.1983 | 48.8635 | 0.0068 | 2180.1635 | 530.3582 | 2628.7807 | 0 | 0
2018 | 8 | 8372.7902 | 140.8372 | 3586.7407 | 53.55 | 0.0079 | 2371.8325 | 531.9041 | 2689.4705 | 0 | 0 | 1.5273 | 0.006907 | -2.5525 | -0.021 | 0 | -1.1802 | -0.26915 | 0 | 0 | 0 | 8371.2629 | 140.8303 | 3589.2932 | 53.571 | 0.0079 | 2373.0127 | 532.1732 | 2689.4705 | 0 | 0
2018 | 9 | 7620.254 | 178.092 | 3409.4466 | 50.2027 | 0.0112 | 2263.0831 | 531.0088 | 2257.0067 | 0 | 0 | 77.5075 | 0.35186 | 10.9452 | 0.21332 | 0 | 2.6665 | 0.55697 | 0 | 0 | 0 | 7542.7465 | 177.7401 | 3398.5014 | 49.9894 | 0.0112 | 2260.4166 | 530.4518 | 2257.0067 | 0 | 0
2018 | 10 | 6133.9266 | 129.9294 | 3231.9807 | 46.6138 | 0.0112 | 2294.2438 | 548.7603 | 2695.126 | 0 | 0 | 714.8212 | 3.3258 | 178.2107 | 2.5613 | 0 | 72.6925 | 12.9107 | 0 | 0 | 0 | 5419.1054 | 126.6036 | 3053.77 | 44.0525 | 0.0112 | 2221.5513 | 535.8496 | 2695.126 | 0 | 0
2018 | 11 | 4778.575 | 120.8802 | 3142.0426 | 43.9607 | 0.0089 | 2352.8476 | 534.8693 | 2654.1596 | 0 | 0 | 898.1243 | 5.0816 | 334.3839 | 4.3644 | 0 | 173.6262 | 28.5502 | 0 | 0 | 0 | 3880.4507 | 115.7986 | 2807.6586 | 39.5963 | 0.0089 | 2179.2214 | 506.3191 | 2654.1596 | 0 | 0
2018 | 12 | 3931.1648 | 113.9285 | 2384.2425 | 39.5301 | 0.0136 | 1817.6034 | 448.6652 | 2641.532 | 0 | 0 | -235.5073 | -1.4547 | -150.2252 | -2.2359 | 0 | -13.3559 | -2.3644 | 0 | 0 | 0 | 4166.6721 | 115.3832 | 2534.4677 | 41.766 | 0.0136 | 1830.9592 | 451.0297 | 2641.532 | 0 | 0
Coincident Demand with System (at source) |  |  |  | M_Report_CP_WL
Year | Month | M_Results_CP_WL.RS_CP | M_Results_CP_WL.SVS_CP | M_Results_CP_WL.SVL_CP | M_Results_CP_WL.PVS_CP | M_Results_CP_WL.SVS_IDR_CP | M_Results_CP_WL.SVL_IDR_CP | M_Results_CP_WL.PVS_IDR_CP | M_Results_CP_WL.TVS_CP | M_Results_CP_WL.SLS_CP | M_Results_CP_WL.MLS_CP | M_Results_CP_WL.RS_WthrCP | M_Results_CP_WL.SVS_WthrCP | M_Results_CP_WL.SVL_WthrCP | M_Results_CP_WL.PVS_WthrCP | M_Results_CP_WL.SVS_IDR_WthrCP | M_Results_CP_WL.SVL_IDR_WthrCP | M_Results_CP_WL.PVS_IDR_WthrCP | M_Results_CP_WL.TVS_WthrCP | M_Results_CP_WL.SLS_WthrCP | M_Results_CP_WL.MLS_WthrCP | M_Results_CP_WL.RS_AdjCP | M_Results_CP_WL.SVS_AdjCP | M_Results_CP_WL.SVL_AdjCP | M_Results_CP_WL.PVS_AdjCP | M_Results_CP_WL.SVS_IDR_AdjCP | M_Results_CP_WL.SVL_IDR_AdjCP | M_Results_CP_WL.PVS_IDR_AdjCP | M_Results_CP_WL.TVS_AdjCP | M_Results_CP_WL.SLS_AdjCP | M_Results_CP_WL.MLS_AdjCP
2017 | 1 | 5525.6589 | 167.0543 | 2680.4486 | 45.4278 | 0.023387 | 1834.7978 | 457.2729 | 2281.6497 | 0 | 0 | 580.2048 | 3.0655 | 68.4369 | 2.441 | 0 | 30.4109 | 5.3151 | 0 | 0 | 0 | 4945.4541 | 163.9887 | 2612.0117 | 42.9868 | 0.023387 | 1804.387 | 451.9578 | 2281.6497 | 0 | 0
2017 | 2 | 4244.4609 | 107.923 | 2875.2999 | 44.5916 | 0.014778 | 2217.8722 | 473.6116 | 2463.9301 | 0 | 0 | 830.6655 | 4.3529 | 378.0135 | 4.3419 | 0 | 205.5007 | 36.0438 | 0 | 0 | 0 | 3413.7954 | 103.57 | 2497.2865 | 40.2497 | 0.014778 | 2012.3715 | 437.5678 | 2463.9301 | 0 | 0
2017 | 3 | 4966.1384 | 114.8444 | 2965.95 | 43.7207 | 0.016947 | 2239.3014 | 503.1744 | 2983.1582 | 0 | 0 | 401.2535 | 2.1263 | 168.5989 | 2.034 | 0 | 92.5997 | 16.0108 | 0 | 0 | 0 | 4564.8849 | 112.718 | 2797.3511 | 41.6867 | 0.016947 | 2146.7016 | 487.1636 | 2983.1582 | 0 | 0
2017 | 4 | 6384.5032 | 126.8318 | 3234.9616 | 45.8286 | 0.011666 | 2332.4238 | 550.0085 | 2091.1977 | 0 | 0 | 919.5468 | 3.9893 | 230.2977 | 3.033 | 0 | 100.2811 | 16.1513 | 0 | 0 | 0 | 5464.9564 | 122.8424 | 3004.6639 | 42.7956 | 0.011666 | 2232.1427 | 533.8573 | 2091.1977 | 0 | 0
2017 | 5 | 7608.4951 | 120.7404 | 2740.2402 | 42.9541 | 0.013801 | 1744.2866 | 477.2943 | 2601.2643 | 0 | 0 | 529.4323 | 2.252 | 73.7633 | 1.4101 | 0 | 20.0442 | 5.0926 | 0 | 0 | 0 | 7079.0628 | 118.4884 | 2666.4769 | 41.544 | 0.013801 | 1724.2424 | 472.2018 | 2601.2643 | 0 | 0
2017 | 6 | 7914.7871 | 144.6642 | 3568.1673 | 52.805 | 0.013785 | 2433.6723 | 548.0361 | 2389.1643 | 0 | 0 | 457.4148 | 2.0383 | 82.7367 | 1.4069 | 0 | 23.9509 | 5.1702 | 0 | 0 | 0 | 7457.3723 | 142.6259 | 3485.4307 | 51.3982 | 0.013785 | 2409.7214 | 542.8659 | 2389.1643 | 0 | 0
2017 | 7 | 8190.7794 | 150.2627 | 3763.7546 | 53.5322 | 0.011689 | 2400.5638 | 531.0416 | 2632.0146 | 0 | 0 | 296.4528 | 1.3255 | 60.2228 | 0.96765 | 0 | 18.4823 | 4.0104 | 0 | 0 | 0 | 7894.3265 | 148.9373 | 3703.5318 | 52.5646 | 0.011689 | 2382.0815 | 527.0312 | 2632.0146 | 0 | 0
2017 | 8 | 8509.5441 | 155.4416 | 3747.0493 | 52.528 | 0.01274 | 2555.128 | 571.9284 | 2830.651 | 0 | 0 | 539.8764 | 2.4231 | 96.3828 | 1.6338 | 0 | 27.8155 | 5.9764 | 0 | 0 | 0 | 7969.6677 | 153.0185 | 3650.6665 | 50.8942 | 0.01274 | 2527.3125 | 565.952 | 2830.651 | 0 | 0
2017 | 9 | 6678.8379 | 138.0551 | 3448.9957 | 45.2614 | 0.011648 | 2440.2208 | 553.7432 | 2696.5625 | 0 | 0 | -479.3694 | -2.1544 | -74.3232 | -1.3522 | 0 | -18.0283 | -4.1138 | 0 | 0 | 0 | 7158.2073 | 140.2095 | 3523.3189 | 46.6136 | 0.011648 | 2458.2492 | 557.857 | 2696.5625 | 0 | 0
2017 | 10 | 7454.2433 | 142.7815 | 3470.9805 | 47.5723 | 0.010653 | 2431.8048 | 558.0264 | 2695.2096 | 0 | 0 | 646.5688 | 3.0988 | 147.0286 | 2.2295 | 0 | 52.8967 | 10.251 | 0 | 0 | 0 | 6807.6745 | 139.6827 | 3323.952 | 45.3427 | 0.010653 | 2378.9081 | 547.7753 | 2695.2096 | 0 | 0
2017 | 11 | 5326.2354 | 127.5696 | 3258.1328 | 43.9342 | 0.015955 | 2375.8514 | 544.2981 | 3030.8341 | 0 | 0 | 1009.1272 | 5.5447 | 389.494 | 4.8645 | 0 | 211.7218 | 34.049 | 0 | 0 | 0 | 4317.1082 | 122.0249 | 2868.6388 | 39.0697 | 0.015955 | 2164.1296 | 510.249 | 3030.8341 | 0 | 0
2017 | 12 | 4295.6455 | 120.4892 | 2862.4448 | 42.4295 | 0.041477 | 2009.5058 | 493.5248 | 2424.3726 | 0 | 0 | 403.3725 | 2.4442 | 75.7723 | 2.0386 | 0 | 23.5849 | 4.0991 | 0 | 0 | 0 | 3892.2731 | 118.045 | 2786.6725 | 40.3909 | 0.041477 | 1985.9209 | 489.4257 | 2424.3726 | 0 | 0
2018 | 1 | 7016.5818 | 161.8456 | 2616.5708 | 49.2035 | 0.015014 | 1610.2507 | 398.4765 | 2250.5578 | 54.0053 | 13.4715 | 1285.7946 | 6.8493 | 326.0496 | 7.242 | 0 | 64.9028 | 11.3458 | 0 | 0 | 0 | 5730.7872 | 154.9963 | 2290.5212 | 41.9616 | 0.015014 | 1545.3479 | 387.1307 | 2250.5578 | 54.0053 | 13.4715
2018 | 2 | 3963.5721 | 115.056 | 3047.7758 | 44.41 | 0.010891 | 2065.9521 | 527.8574 | 2396.3958 | 0 | 0 | 319.7391 | 1.6036 | 81.8187 | 1.7316 | 0 | 19.2406 | 3.3087 | 0 | 0 | 0 | 3643.8331 | 113.4525 | 2965.9571 | 42.6784 | 0.010891 | 2046.7115 | 524.5487 | 2396.3958 | 0 | 0
2018 | 3 | 4007.763 | 106.1096 | 2670.1134 | 38.9852 | 0.016776 | 2013.9579 | 512.467 | 2780.7598 | 0 | 0 | 116.2799 | 0.57167 | 58.4153 | 0.76094 | 0 | 37.5316 | 7.8496 | 0 | 0 | 0 | 3891.4832 | 105.5379 | 2611.6981 | 38.2243 | 0.016776 | 1976.4262 | 504.6174 | 2780.7598 | 0 | 0
2018 | 4 | 4893.1232 | 117.5867 | 2983.5626 | 41.8456 | 0.013171 | 2177.826 | 552.3107 | 2744.1246 | 0 | 0 | -433.9785 | -1.8459 | -148.3165 | -1.802 | 0 | -81.3031 | -14.2033 | 0 | 0 | 0 | 5327.1017 | 119.4326 | 3131.8791 | 43.6475 | 0.013171 | 2259.1291 | 566.514 | 2744.1246 | 0 | 0
2018 | 5 | 8005.4808 | 139.6088 | 3532.4856 | 50.715 | 0.011715 | 2417.52 | 576.4195 | 2723.1431 | 0 | 0 | 588.8263 | 2.6364 | 118.3947 | 1.8889 | 0 | 36.8859 | 7.6741 | 0 | 0 | 0 | 7416.6545 | 136.9725 | 3414.0909 | 48.826 | 0.011715 | 2380.634 | 568.7454 | 2723.1431 | 0 | 0
2018 | 6 | 8153.3325 | 147.0086 | 3732.2589 | 52.182 | 0.012146 | 2437.4077 | 587.4602 | 2617.4917 | 0 | 0 | 489.8771 | 2.1992 | 84.0078 | 1.4539 | 0 | 23.0607 | 4.9061 | 0 | 0 | 0 | 7663.4554 | 144.8094 | 3648.2511 | 50.7281 | 0.012146 | 2414.347 | 582.5541 | 2617.4917 | 0 | 0
2018 | 7 | 8537.6712 | 148.2655 | 3723.8453 | 52.5112 | 0.0072704 | 2344.9599 | 558.2014 | 2677.326 | 0 | 0 | 797.4165 | 3.5913 | 154.6657 | 2.5096 | 0 | 45.5286 | 9.7483 | 0 | 0 | 0 | 7740.2548 | 144.6743 | 3569.1796 | 50.0017 | 0.0072704 | 2299.4313 | 548.4531 | 2677.326 | 0 | 0
2018 | 8 | 8883.7695 | 149.4323 | 3805.6344 | 55.6695 | 0.0083864 | 2516.5821 | 552.9565 | 2738.4994 | 0 | 0 | 202.223 | 0.91457 | 37.9864 | 0.62984 | 0 | 11.0155 | 2.3462 | 0 | 0 | 0 | 8681.5465 | 148.5178 | 3767.648 | 55.0396 | 0.0083864 | 2505.5666 | 550.6102 | 2738.4994 | 0 | 0
2018 | 9 | 8070.6648 | 188.6185 | 3610.969 | 52.0851 | 0.011879 | 2396.8473 | 550.9194 | 2296.512 | 0 | 0 | 136.78 | 0.61987 | 22.2746 | 0.39229 | 0 | 6.2571 | 1.2559 | 0 | 0 | 0 | 7933.8849 | 187.9986 | 3588.6945 | 51.6928 | 0.011879 | 2390.5902 | 549.6636 | 2296.512 | 0 | 0
2018 | 10 | 6499.5315 | 137.6737 | 3424.6188 | 48.3704 | 0.011918 | 2430.9893 | 569.4399 | 2746.1241 | 0 | 0 | 757.0397 | 3.5151 | 190.5127 | 2.6619 | 0 | 78.27 | 13.5056 | 0 | 0 | 0 | 5742.4919 | 134.1587 | 3234.1061 | 45.7085 | 0.011918 | 2352.7193 | 555.9344 | 2746.1241 | 0 | 0
2018 | 11 | 5061.147 | 128.0282 | 3327.8413 | 45.502 | 0.0093882 | 2491.9788 | 553.6221 | 2708.4319 | 0 | 0 | 1015.2635 | 5.7515 | 380.6358 | 4.8062 | 0 | 197.6965 | 31.4227 | 0 | 0 | 0 | 4045.8835 | 122.2767 | 2947.2055 | 40.6958 | 0.0093882 | 2294.2822 | 522.1993 | 2708.4319 | 0 | 0
2018 | 12 | 4153.8961 | 120.3834 | 2519.3286 | 40.866 | 0.014354 | 1920.5848 | 463.8278 | 2687.8361 | 0 | 0 | -283.6213 | -1.6507 | -163.3678 | -2.4693 | 0 | -16.6783 | -2.8887 | 0 | 0 | 0 | 4437.5174 | 122.0341 | 2682.6963 | 43.3353 | 0.014354 | 1937.2632 | 466.7165 | 2687.8361 | 0 | 0
Coincident Demand with ERCOT (at meter) |  |  |  | M_Report_ECP |  | Updated with 10 yr normal ECP OPUC 1-20 CompareImpacts.xlsx
Year | Month | M_Results_ECP.RS_ECP | M_Results_ECP.SVS_ECP | M_Results_ECP.SVL_ECP | M_Results_ECP.PVS_ECP | M_Results_ECP.SVS_IDR_ECP | M_Results_ECP.SVL_IDR_ECP | M_Results_ECP.PVS_IDR_ECP | M_Results_ECP.TVS_ECP | M_Results_ECP.SLS_ECP | M_Results_ECP.MLS_ECP | M_Results_ECP.RS_WthrECP | M_Results_ECP.SVS_WthrECP | M_Results_ECP.SVL_WthrECP | M_Results_ECP.PVS_WthrECP | M_Results_ECP.SVS_IDR_WthrECP | M_Results_ECP.SVL_IDR_WthrECP | M_Results_ECP.PVS_IDR_WthrECP | M_Results_ECP.TVS_WthrECP | M_Results_ECP.SLS_WthrECP | M_Results_ECP.MLS_WthrECP | M_Results_ECP.RS_AdjECP | M_Results_ECP.SVS_AdjECP | M_Results_ECP.SVL_AdjECP | M_Results_ECP.PVS_AdjECP | M_Results_ECP.SVS_IDR_AdjECP | M_Results_ECP.SVL_IDR_AdjECP | M_Results_ECP.PVS_IDR_AdjECP | M_Results_ECP.TVS_AdjECP | M_Results_ECP.SLS_AdjECP | M_Results_ECP.MLS_AdjECP |  | SVS | SVL | PVS
2017 | 1 | 5410.5684 | 153.6143 | 2394.3767 | 43.1514 | 0.024 | 1580.772 | 430.237 | 2211.455 | 0.05512 | 12.896 | 508.3017 | 1.0788 | 75.3681 | 2.3872 | 0 | 43.3111 | 7.0012 | 0 | 0 | 0 | 4902.2667 | 152.5355 | 2319.0085 | 40.7642 | 0.024 | 1537.4609 | 423.2358 | 2211.455 | 0.05512 | 12.896
2017 | 2 | 2860.9967 | 99.8542 | 1895.934 | 34.4078 | 0.01 | 1759.049 | 421.545 | 2139.101 | 0 | 0 | -998.8195 | -1.6825 | -398.0829 | -7.334 | 0 | -95.4141 | -15.4072 | 0 | 0 | 0 | 3859.8162 | 101.5366 | 2294.0169 | 41.7417 | 0.01 | 1854.4631 | 436.9522 | 2139.101 | 0 | 0
2017 | 3 | 4468.1158 | 105.3847 | 2592.8657 | 40.5526 | 0.013 | 1972.026 | 467.637 | 2659.658 | 0 | 0 | 475.6829 | 2.708 | 158.5912 | 2.2769 | 0 | 87.0984 | 16.4254 | 0 | 0 | 0 | 3992.4329 | 102.6768 | 2434.2745 | 38.2757 | 0.013 | 1884.9276 | 451.2116 | 2659.658 | 0 | 0
2017 | 4 | 6118.7795 | 116.5334 | 2913.0053 | 42.6311 | 0.012 | 2115.523 | 518.38 | 2042.525 | 0 | 0 | 905.4927 | 4.5006 | 234.9465 | 3.0328 | 0 | 90.0972 | 16.1783 | 0 | 0 | 0 | 5213.2867 | 112.0328 | 2678.0588 | 39.5983 | 0.012 | 2025.4258 | 502.2017 | 2042.525 | 0 | 0
2017 | 5 | 5891.8277 | 118.8822 | 2927.521 | 44.293 | 0.011 | 2146.743 | 502.071 | 2549.904 | 0 | 0 | 293.065 | 1.459 | 69.1416 | 0.98824 | 0 | 22.5936 | 4.7918 | 0 | 0 | 0 | 5598.7628 | 117.4232 | 2858.3794 | 43.3048 | 0.011 | 2124.1494 | 497.2792 | 2549.904 | 0 | 0
2017 | 6 | 7656.266 | 134.9692 | 3229.5331 | 48.8637 | 0.012 | 2143.29 | 499.057 | 1989.63 | 0 | 0 | -38.0338 | -0.19492 | -7.2703 | -0.077859 | 0 | -2.5332 | -0.28978 | 0 | 0 | 0 | 7694.2998 | 135.1641 | 3236.8034 | 48.9415 | 0.012 | 2145.8232 | 499.3468 | 1989.63 | 0 | 0
2017 | 7 | 8392.1223 | 139.2693 | 3350.7667 | 49.6664 | 0.013 | 2165.163 | 503.164 | 2027.915 | 0 | 0 | 506.7835 | 2.6041 | 94.402 | 1.5411 | 0 | 23.8274 | 5.5663 | 0 | 0 | 0 | 7885.3388 | 136.6652 | 3256.3647 | 48.1253 | 0.013 | 2141.3356 | 497.5977 | 2027.915 | 0 | 0
2017 | 8 | 7924.5307 | 141.7846 | 3412.8469 | 49.4264 | 0.013 | 2351.447 | 537.948 | 2735.887 | 0 | 0 | 255.5647 | 1.3175 | 47.726 | 0.73465 | 0 | 12.8317 | 2.6774 | 0 | 0 | 0 | 7668.966 | 140.4671 | 3365.121 | 48.6918 | 0.013 | 2338.6153 | 535.2706 | 2735.887 | 0 | 0
2017 | 9 | 6345.4091 | 128.4983 | 3093.9366 | 42.8365 | 0.013 | 2180.767 | 509.161 | 1935.709 | 0 | 0 | -374.0629 | -1.9275 | -69.2364 | -1.13 | 0 | -17.1889 | -4.0889 | 0 | 0 | 0 | 6719.472 | 130.4258 | 3163.1731 | 43.9665 | 0.013 | 2197.9559 | 513.2499 | 1935.709 | 0 | 0
2017 | 10 | 7037.5162 | 133.452 | 3223.1393 | 45.3274 | 0.01 | 2260.762 | 523.969 | 2631.871 | 0 | 0 | 621.5714 | 3.4802 | 132.3045 | 2.0304 | 0 | 40.8743 | 8.2025 | 0 | 0 | 0 | 6415.9449 | 129.9719 | 3090.8347 | 43.297 | 0.01 | 2219.8877 | 515.7665 | 2631.871 | 0 | 0
2017 | 11 | 5570.2407 | 98.4314 | 2213.0166 | 33.5325 | 0.011 | 1513.769 | 405.514 | 3063.04 | 0 | 0 | 752.3301 | 4.8624 | 203.0241 | 3.2461 | 0 | 91.0127 | 19.6015 | 0 | 0 | 0 | 4817.9106 | 93.569 | 2009.9925 | 30.2864 | 0.011 | 1422.7563 | 385.9125 | 3063.04 | 0 | 0
2017 | 12 | 4346.4098 | 133.014 | 2376.6769 | 41.4186 | 0.031 | 1798.098 | 439.46 | 2364.157 | 0 | 0 | 326.1355 | 0.85981 | 86.7867 | 2.0218 | 0 | 33.5754 | 5.4027 | 0 | 0 | 0 | 4020.2743 | 132.1542 | 2289.8901 | 39.3968 | 0.031 | 1764.5226 | 434.0573 | 2364.157 | 0 | 0
2018 | 1 | 5825.9176 | 139.1178 | 2692.0169 | 47.4306 | 0.011 | 1640.0674 | 383.7515 | 2212.5462 | 0 | 0 | 1108.7249 | 2.3833 | 428.0375 | 8.0279 | 0 | 94.2517 | 15.1786 | 0 | 0 | 0 | 4717.1927 | 136.7345 | 2263.9794 | 39.4027 | 0.011 | 1545.8157 | 368.5729 | 2212.5462 | 0 | 0 |  | 139.1288 | 4332.0843 | 431.1821
2018 | 2 | 4114.6017 | 123.1845 | 2476.8541 | 42.9431 | 0.0153 | 1845.3268 | 475.5791 | 2361.391 | 0 | 0 | 282.1215 | 0.54926 | 83.4968 | 1.7453 | 0 | 25.6386 | 4.0409 | 0 | 0 | 0 | 3832.4802 | 122.6352 | 2393.3573 | 41.1977 | 0.0153 | 1819.6882 | 471.5382 | 2361.391 | 0 | 0 |  | 123.1998 | 4322.1809 | 518.5222
2018 | 3 | 4021.5292 | 100.3409 | 2521.9018 | 36.895 | 0.01 | 1940.2641 | 498.924 | 2468.7936 | 0 | 0 | 351.008 | 1.9848 | 114.0014 | 1.6735 | 0 | 67.36 | 12.9765 | 0 | 0 | 0 | 3670.5212 | 98.3561 | 2407.9004 | 35.2215 | 0.01 | 1872.9041 | 485.9475 | 2468.7936 | 0 | 0 |  | 100.3509 | 4462.1659 | 535.819
2018 | 4 | 4594.2975 | 105.3685 | 2509.4345 | 38.4906 | 0.0101 | 1864.6455 | 494.4605 | 2600.8468 | 0 | 0 | -590.8573 | -2.8422 | -186.9246 | -2.4329 | 0 | -91.6352 | -18.0468 | 0 | 0 | 0 | 5185.1548 | 108.2107 | 2696.3591 | 40.9236 | 0.0101 | 1956.2807 | 512.5073 | 2600.8468 | 0 | 0 |  | 105.3786 | 4374.08 | 532.9511
2018 | 5 | 7598.3068 | 130.5556 | 3276.7189 | 48.7787 | 0.0113 | 2247.9422 | 551.0459 | 2680.6917 | 0 | 0 | 595.6661 | 3.0653 | 114.3424 | 1.8005 | 0 | 29.9543 | 6.5465 | 0 | 0 | 0 | 7002.6406 | 127.4903 | 3162.3764 | 46.9781 | 0.0113 | 2217.988 | 544.4995 | 2680.6917 | 0 | 0 |  | 130.5669 | 5524.6611 | 599.8246
2018 | 6 | 7726.6651 | 133.374 | 3365.8678 | 49.0731 | 0.0099 | 2180.0809 | 528.0793 | 2163.1728 | 0 | 0 | 255.7152 | 1.3204 | 48.5983 | 0.74898 | 0 | 12.7057 | 2.6976 | 0 | 0 | 0 | 7470.9499 | 132.0536 | 3317.2696 | 48.3241 | 0.0099 | 2167.3752 | 525.3817 | 2163.1728 | 0 | 0 |  | 133.3839 | 5545.9487 | 577.1524
2018 | 7 | 8141.097 | 137.541 | 3446.422 | 51.8675 | 0.0113 | 2194.8085 | 523.9637 | 2371.8768 | 0 | 0 | 467.0668 | 2.4148 | 88.632 | 1.3974 | 0 | 22.5189 | 5.0403 | 0 | 0 | 0 | 7674.0302 | 135.1262 | 3357.7899 | 50.4701 | 0.0113 | 2172.2896 | 518.9234 | 2371.8768 | 0 | 0 |  | 137.5523 | 5641.2305 | 575.8312
2018 | 8 | 7925.6022 | 138.1166 | 3488.6109 | 52.3215 | 0.0134 | 2279.3645 | 489.0674 | 2380.5157 | 0 | 0 | -113.8129 | -0.59147 | -21.4806 | -0.35953 | 0 | -5.1546 | -1.2824 | 0 | 0 | 0 | 8039.4152 | 138.7081 | 3510.0915 | 52.681 | 0.0134 | 2284.519 | 490.3498 | 2380.5157 | 0 | 0 |  | 138.13 | 5767.9754 | 541.3889
2018 | 9 | 7343.5863 | 136.9954 | 3431.4572 | 51.8193 | 0.0089 | 2299.5238 | 529.8061 | 2257.8079 | 0 | 0 | -150.3462 | -0.78481 | -28.2984 | -0.47189 | 0 | -6.8704 | -1.6835 | 0 | 0 | 0 | 7493.9325 | 137.7802 | 3459.7555 | 52.2912 | 0.0089 | 2306.3942 | 531.4896 | 2257.8079 | 0 | 0 |  | 137.0043 | 5730.981 | 581.6254
2018 | 10 | 6398.2753 | 129.9548 | 3161.9131 | 46.8421 | 0.0133 | 2199.8748 | 533.3714 | 2543.713 | 0 | 0 | 957.991 | 5.0481 | 246.5363 | 3.2293 | 0 | 93.9645 | 16.0128 | 0 | 0 | 0 | 5440.2843 | 124.9067 | 2915.3768 | 43.6128 | 0.0133 | 2105.9103 | 517.3586 | 2543.713 | 0 | 0 |  | 129.9681 | 5361.7879 | 580.2135
2018 | 11 | 4545.2952 | 122.2479 | 2515.762 | 46.3787 | 0.0133 | 1812.7001 | 452.0802 | 2304.5448 | 0 | 0 | 793.933 | 2.0884 | 307.9721 | 6.0201 | 0 | 92.9051 | 14.9518 | 0 | 0 | 0 | 3751.3622 | 120.1595 | 2207.7899 | 40.3586 | 0.0133 | 1719.795 | 437.1284 | 2304.5448 | 0 | 0 |  | 122.2612 | 4328.4621 | 498.4589
2018 | 12 | 3726.1124 | 111.8112 | 2297.3195 | 39.2826 | 0.008 | 1794.9698 | 432.8008 | 2490.1652 | 0 | 0 | -612.4692 | -1.5877 | -280.8107 | -5.0319 | 0 | -62.2769 | -9.9852 | 0 | 0 | 0 | 4338.5816 | 113.3989 | 2578.1302 | 44.3145 | 0.008 | 1857.2467 | 442.786 | 2490.1652 | 0 | 0 |  | 111.8192 | 4092.2893 | 472.0834
Coincident Demand with ERCOT (at source) |  |  |  | M_Report_ECP_WL
Year | Month | M_Results_ECP_WL.RS_ECP | M_Results_ECP_WL.SVS_ECP | M_Results_ECP_WL.SVL_ECP | M_Results_ECP_WL.PVS_ECP | M_Results_ECP_WL.SVS_IDR_ECP | M_Results_ECP_WL.SVL_IDR_ECP | M_Results_ECP_WL.PVS_IDR_ECP | M_Results_ECP_WL.TVS_ECP | M_Results_ECP_WL.SLS_ECP | M_Results_ECP_WL.MLS_ECP | M_Results_ECP_WL.RS_WthrECP | M_Results_ECP_WL.SVS_WthrECP | M_Results_ECP_WL.SVL_WthrECP | M_Results_ECP_WL.PVS_WthrECP | M_Results_ECP_WL.SVS_IDR_WthrECP | M_Results_ECP_WL.SVL_IDR_WthrECP | M_Results_ECP_WL.PVS_IDR_WthrECP | M_Results_ECP_WL.TVS_WthrECP | M_Results_ECP_WL.SLS_WthrECP | M_Results_ECP_WL.MLS_WthrECP | M_Results_ECP_WL.RS_AdjECP | M_Results_ECP_WL.SVS_AdjECP | M_Results_ECP_WL.SVL_AdjECP | M_Results_ECP_WL.PVS_AdjECP | M_Results_ECP_WL.SVS_IDR_AdjECP | M_Results_ECP_WL.SVL_IDR_AdjECP | M_Results_ECP_WL.PVS_IDR_AdjECP | M_Results_ECP_WL.TVS_AdjECP | M_Results_ECP_WL.SLS_AdjECP | M_Results_ECP_WL.MLS_AdjECP
2017 | 1 | 5753.8829 | 163.3616 | 2546.306 | 44.9391 | 0.025523 | 1681.0761 | 448.0609 | 2261.7602 | 0.058618 | 13.7143 | 540.5548 | 1.1473 | 80.1504 | 2.4861 | 0 | 46.0593 | 7.2912 | 0 | 0 | 0 | 5213.3281 | 162.2143 | 2466.1556 | 42.453 | 0.025523 | 1635.0167 | 440.7697 | 2261.7602 | 0.058618 | 13.7143
2017 | 2 | 3022.3067 | 105.4842 | 2002.8314 | 35.5012 | 0.010564 | 1858.2285 | 434.941 | 2177.2077 | 0 | 0 | -1055.1354 | -1.7774 | -420.5278 | -7.567 | 0 | -100.7938 | -15.8969 | 0 | 0 | 0 | 4077.4422 | 107.2615 | 2423.3592 | 43.0682 | 0.010564 | 1959.0223 | 450.8379 | 2177.2077 | 0 | 0
2017 | 3 | 4733.5751 | 111.6458 | 2746.9128 | 42.0003 | 0.013772 | 2089.1878 | 484.3308 | 2714.4592 | 0 | 0 | 503.9441 | 2.8689 | 168.0134 | 2.3582 | 0 | 92.2731 | 17.0117 | 0 | 0 | 0 | 4229.631 | 108.777 | 2578.8994 | 39.642 | 0.013772 | 1996.9147 | 467.3191 | 2714.4592 | 0 | 0
2017 | 4 | 6489.5483 | 123.5948 | 3089.5195 | 44.249 | 0.012727 | 2243.7136 | 538.0531 | 2085.553 | 0 | 0 | 960.3613 | 4.7733 | 249.1831 | 3.1479 | 0 | 95.5566 | 16.7923 | 0 | 0 | 0 | 5529.187 | 118.8215 | 2840.3364 | 41.1011 | 0.012727 | 2148.157 | 521.2608 | 2085.553 | 0 | 0
2017 | 5 | 6257.5414 | 126.2614 | 3109.2361 | 46.0667 | 0.011683 | 2279.9942 | 522.1761 | 2604.7021 | 0 | 0 | 311.2559 | 1.5495 | 73.4333 | 1.0278 | 0 | 23.996 | 4.9837 | 0 | 0 | 0 | 5946.2855 | 124.7118 | 3035.8028 | 45.0389 | 0.011683 | 2255.9982 | 517.1924 | 2604.7021 | 0 | 0
2017 | 6 | 8134.0827 | 143.3925 | 3431.0837 | 50.8614 | 0.012749 | 2277.0497 | 519.4602 | 2029.3529 | 0 | 0 | -40.4074 | -0.20708 | -7.724 | -0.081042 | 0 | -2.6912 | -0.30163 | 0 | 0 | 0 | 8174.4901 | 143.5995 | 3438.8077 | 50.9424 | 0.012749 | 2279.7409 | 519.7618 | 2029.3529 | 0 | 0
2017 | 7 | 8920.9036 | 148.0446 | 3561.896 | 51.7293 | 0.013819 | 2301.5883 | 524.063 | 2068.6136 | 0 | 0 | 538.7155 | 2.7682 | 100.3502 | 1.6051 | 0 | 25.3287 | 5.7975 | 0 | 0 | 0 | 8382.1881 | 145.2764 | 3461.5458 | 50.1242 | 0.013819 | 2276.2596 | 518.2654 | 2068.6136 | 0 | 0
2017 | 8 | 8419.9527 | 150.6486 | 3626.2096 | 51.4531 | 0.013813 | 2498.4536 | 560.0055 | 2790.5612 | 0 | 0 | 271.542 | 1.3999 | 50.7097 | 0.76477 | 0 | 13.6339 | 2.7871 | 0 | 0 | 0 | 8148.4107 | 149.2487 | 3575.5 | 50.6883 | 0.013813 | 2484.8197 | 557.2184 | 2790.5612 | 0 | 0
2017 | 9 | 6733.7752 | 136.363 | 3283.2987 | 44.529 | 0.013796 | 2314.2392 | 529.2788 | 1973.9294 | 0 | 0 | -396.9571 | -2.0455 | -73.474 | -1.1747 | 0 | -18.2409 | -4.2505 | 0 | 0 | 0 | 7130.7323 | 138.4084 | 3356.7727 | 45.7037 | 0.013796 | 2332.4802 | 533.5293 | 1973.9294 | 0 | 0
2017 | 10 | 7497.3222 | 142.1713 | 3433.7276 | 47.2978 | 0.010653 | 2408.472 | 546.7471 | 2695.0829 | 0 | 0 | 662.1826 | 3.7076 | 140.9488 | 2.1187 | 0 | 43.5449 | 8.5591 | 0 | 0 | 0 | 6835.1396 | 138.4638 | 3292.7787 | 45.1792 | 0.010653 | 2364.9272 | 538.188 | 2695.0829 | 0 | 0
2017 | 11 | 5925.5235 | 104.7096 | 2354.1679 | 34.8932 | 0.011702 | 1610.3207 | 421.9691 | 3138.2027 | 0 | 0 | 800.3155 | 5.1725 | 215.9734 | 3.3778 | 0 | 96.8177 | 20.3969 | 0 | 0 | 0 | 5125.208 | 99.5371 | 2138.1945 | 31.5154 | 0.011702 | 1513.5029 | 401.5722 | 3138.2027 | 0 | 0
2017 | 12 | 4623.9017 | 141.5061 | 2528.4133 | 43.1276 | 0.032979 | 1912.8957 | 457.593 | 2421.005 | 0 | 0 | 346.9572 | 0.91471 | 92.3275 | 2.1053 | 0 | 35.719 | 5.6256 | 0 | 0 | 0 | 4276.9445 | 140.5914 | 2436.0857 | 41.0224 | 0.032979 | 1877.1766 | 451.9674 | 2421.005 | 0 | 0
2018 | 1 | 6208.0326 | 148.2424 | 2868.5831 | 49.5133 | 0.011696 | 1747.6375 | 400.6018 | 2264.4177 | 0 | 0 | 1314.8563 | 2.8223 | 509.6623 | 9.3511 | 0 | 111.8844 | 17.6482 | 0 | 0 | 0 | 4893.1763 | 145.42 | 2358.9208 | 40.1621 | 0.011696 | 1635.753 | 382.9537 | 2264.4177 | 0 | 0 |  | 148.2541 | 4616.2205 | 450.1151
2018 | 2 | 4377.8017 | 131.0642 | 2635.2918 | 44.7249 | 0.016308 | 1963.3674 | 495.3124 | 2418.0176 | 0 | 0 | 297.8854 | 0.60014 | 87.1099 | 1.7838 | 0 | 26.6174 | 4.0965 | 0 | 0 | 0 | 4079.9163 | 130.4641 | 2548.1819 | 42.9411 | 0.016308 | 1936.7499 | 491.2159 | 2418.0176 | 0 | 0 |  | 131.0805 | 4598.6592 | 540.0373
2018 | 3 | 4256.1167 | 106.1941 | 2669.0117 | 38.1687 | 0.0106 | 2053.4454 | 516.1481 | 2517.2236 | 0 | 0 | 399.2503 | 2.2628 | 128.6349 | 1.8273 | 0 | 75.9991 | 14.1038 | 0 | 0 | 0 | 3856.8663 | 103.9313 | 2540.3767 | 36.3415 | 0.0106 | 1977.4463 | 502.0443 | 2517.2236 | 0 | 0 |  | 106.2047 | 4722.457 | 554.3168
2018 | 4 | 4862.8812 | 111.5283 | 2656.1366 | 39.8336 | 0.010737 | 1973.6531 | 511.713 | 2651.9669 | 0 | 0 | -569.2043 | -2.7441 | -180.0679 | -2.2694 | 0 | -88.2362 | -16.7231 | 0 | 0 | 0 | 5432.0855 | 114.2725 | 2836.2046 | 42.1031 | 0.010737 | 2061.8893 | 528.4361 | 2651.9669 | 0 | 0 |  | 111.5391 | 4629.7897 | 551.5466
2018 | 5 | 8074.7218 | 138.7414 | 3482.1697 | 50.7859 | 0.012004 | 2388.8886 | 573.7211 | 2735.099 | 0 | 0 | 613.0983 | 3.1543 | 117.9869 | 1.8139 | 0 | 31.052 | 6.6196 | 0 | 0 | 0 | 7461.6235 | 135.5872 | 3364.1828 | 48.9719 | 0.012004 | 2357.8365 | 567.1015 | 2735.099 | 0 | 0 |  | 138.7534 | 5871.0582 | 624.507
2018 | 6 | 8197.9342 | 141.5088 | 3571.1608 | 51.0135 | 0.010457 | 2313.0496 | 548.9603 | 2202.5787 | 0 | 0 | 577.7535 | 2.983 | 109.8391 | 1.6796 | 0 | 28.3782 | 6.0558 | 0 | 0 | 0 | 7620.1807 | 138.5258 | 3461.3217 | 49.3339 | 0.010457 | 2284.6714 | 542.9044 | 2202.5787 | 0 | 0 |  | 141.5193 | 5884.2104 | 599.9738
2018 | 7 | 8652.6821 | 146.184 | 3662.9945 | 54.0174 | 0.012006 | 2332.7299 | 545.6823 | 2416.6595 | 0 | 0 | 686.5983 | 3.5498 | 130.3341 | 2.0044 | 0 | 33.283 | 7.2307 | 0 | 0 | 0 | 7966.0838 | 142.6343 | 3532.6605 | 52.013 | 0.012006 | 2299.4469 | 538.4516 | 2416.6595 | 0 | 0 |  | 146.196 | 5995.7244 | 599.6997
2018 | 8 | 8411.5447 | 146.585 | 3702.5081 | 54.408 | 0.01423 | 2419.1191 | 508.5706 | 2424.1601 | 0 | 0 | 193.0739 | 1.0034 | 36.5751 | 0.57064 | 0 | 9.3051 | 2.0393 | 0 | 0 | 0 | 8218.4708 | 145.5816 | 3665.933 | 53.8373 | 0.01423 | 2409.814 | 506.5313 | 2424.1601 | 0 | 0 |  | 146.5992 | 6121.6273 | 562.9786
2018 | 9 | 7777.7831 | 145.0954 | 3634.3455 | 53.7634 | 0.0093881 | 2435.4854 | 549.6828 | 2297.3439 | 0 | 0 | -102.3121 | -0.53832 | -17.555 | -0.31514 | 0 | -3.3618 | -1.0021 | 0 | 0 | 0 | 7880.0951 | 145.6337 | 3651.9005 | 54.0786 | 0.0093881 | 2438.8472 | 550.6849 | 2297.3439 | 0 | 0 |  | 145.1048 | 6069.8309 | 603.4462
2018 | 10 | 6779.8833 | 137.7056 | 3350.497 | 48.6105 | 0.014055 | 2331.0804 | 553.5075 | 2591.7466 | 0 | 0 | 990.9106 | 5.2339 | 250.1018 | 3.2535 | 0 | 93.7471 | 15.8023 | 0 | 0 | 0 | 5788.9727 | 132.4718 | 3100.3952 | 45.357 | 0.014055 | 2237.3333 | 537.7053 | 2591.7466 | 0 | 0 |  | 137.7197 | 5681.5774 | 602.1181
2018 | 11 | 4814.7709 | 129.4956 | 2664.9133 | 48.0961 | 0.01405 | 1920.1692 | 468.8204 | 2349.0211 | 0 | 0 | 822.6448 | 2.2174 | 322.574 | 6.1351 | 0 | 95.1497 | 14.9309 | 0 | 0 | 0 | 3992.1261 | 127.2782 | 2342.3393 | 41.9609 | 0.01405 | 1825.0195 | 453.8894 | 2349.0211 | 0 | 0
2018 | 12 | 3937.591 | 118.1571 | 2427.7057 | 40.6166 | 0.0084879 | 1896.8448 | 447.4985 | 2533.9078 | 0 | 0 | -654.1213 | -1.6957 | -292.4613 | -5.1841 | 0 | -66.5121 | -10.4342 | 0 | 0 | 0 | 4591.7123 | 119.8528 | 2720.1671 | 45.8007 | 0.0084879 | 1963.3569 | 457.9327 | 2533.9078 | 0 | 0
Energy Use (at meter) |  |  | M_ReportAR1 |  | Updated with 10 yr normal -Energy OPUC 1-20 CompareImpacts.xlsx
Year | Month | M_Results.RS_MWh | M_Results.SVS_MWh | M_Results.SVL_MWh | M_Results.PVS_MWh | M_Results.SVS_IDR_MWh | M_Results.SVL_IDR_MWh | M_Results.PVS_IDR_MWh | M_Results.TVS_MWh | M_Results.SLS_MWh | M_Results.MLS_MWh | M_Results.Total_MWh | M_ResultsAR1.RS_WthrSales | M_ResultsAR1.SVS_WthrSales | M_ResultsAR1.SVL_WthrSales | M_ResultsAR1.PVS_WthrSales | M_ResultsAR1.SVS_IDR_WthrSales | M_ResultsAR1.SVL_IDR_WthrSales | M_ResultsAR1.PVS_IDR_WthrSales | M_ResultsAR1.TVS_WthrSales | M_ResultsAR1.SLS_WthrSales | M_ResultsAR1.MLS_WthrSales | M_ResultsAR1.Total_WthrSales | M_ResultsAR1.RS_NMWh | M_ResultsAR1.SVS_NMWh | M_ResultsAR1.SVL_NMWh | M_ResultsAR1.PVS_NMWh | M_ResultsAR1.SVS_IDR_NMWh | M_ResultsAR1.SVL_IDR_NMWh | M_ResultsAR1.PVS_IDR_NMWh | M_ResultsAR1.TVS_NMWh | M_ResultsAR1.SLS_NMWh | M_ResultsAR1.MLS_NMWh | M_ResultsAR1.Total_NMWh |  | SVS | SVL | PVS | Average Monthly Loss Factor - RS | Average Monthly Loss Factor- SVS | Average Monthly Loss Factor- SVL | Average Monthly Loss Factor- PVS | Average Monthly Loss Factor- SVS IDR | Average Monthly Loss Factor- SVL IDR | Average Monthly Loss Factor- PVS IDR | Average Monthly Loss Factor- TVS | Average Monthly Loss Factor- SLS | Average Monthly Loss Factor- MLS
2017 | 1 | 1801645.2692 | 78899.3659 | 1286890.823 | 20193.6318 | 12.0965 | 1104983.542 | 285238.6962 | 1826361.2148 | 21634.6 | 5061.68 | 6430920.9193 | -92041.1852 | -930.2194 | -11556.7511 | -356.7558 | 0 | 10002.2933 | 1053.9844 | 0 | 0 | 0 | -93828.6337 | 1893686.4543 | 79829.5852 | 1298447.574 | 20550.3877 | 12.0965 | 1094981.2487 | 284184.7118 | 1826361.2148 | 21634.6 | 5061.68 | 6524749.553
2017 | 2 | 1536056.3978 | 70720.3673 | 1173108.2988 | 20994.061 | 10.9518 | 1024292.806 | 261640.3378 | 1568566.792 | 18499.424 | 4287.01 | 5678176.4465 | -81235.2886 | -857.7125 | -2538.2576 | -300.5918 | 0 | 24821.5723 | 4048.456 | 0 | 0 | 0 | -56061.8222 | 1617291.6865 | 71578.0798 | 1175646.5563 | 21294.6528 | 10.9518 | 999471.2337 | 257591.8818 | 1568566.792 | 18499.424 | 4287.01 | 5734238.2687
2017 | 3 | 1815496.4669 | 77278.417 | 1341486.8031 | 32532.4517 | 12.167 | 1152525.2573 | 302114.8248 | 1935204.478 | 18893.58 | 4409.1 | 6679953.5457 | 91412.3311 | 673.3931 | 36776.4946 | 596.8635 | 0 | 27984.3762 | 5516.1902 | 0 | 0 | 0 | 162959.6486 | 1724084.1358 | 76605.0239 | 1304710.3085 | 31935.5882 | 12.167 | 1124540.8811 | 296598.6345 | 1935204.478 | 18893.58 | 4409.1 | 6516993.8971
2017 | 4 | 2062880.4355 | 76182.4538 | 1360691.8192 | 23766.952 | 12.0542 | 1133504.2293 | 295394.453 | 1634013.6982 | 16730.46 | 3912.63 | 6607089.1852 | 79124.2126 | 605.4969 | 25010.8674 | 425.2953 | 0 | 14822.0027 | 3156.8429 | 0 | 0 | 0 | 123144.7177 | 1983756.2229 | 75576.9569 | 1335680.9518 | 23341.6567 | 12.0542 | 1118682.2266 | 292237.6101 | 1634013.6982 | 16730.46 | 3912.63 | 6483944.4675
2017 | 5 | 2624068.8539 | 81820.0597 | 1541060.6275 | 24768.66 | 11.6282 | 1240623.073 | 326025.673 | 1734729.7515 | 15851.922 | 3726.621 | 7592686.8699 | -59961.1077 | -454.6229 | -14936.0501 | -252.4869 | 0 | -8026.4473 | -1934.9986 | 0 | 0 | 0 | -85565.7135 | 2684029.9616 | 82274.6826 | 1555996.6777 | 25021.1469 | 11.6282 | 1248649.5203 | 327960.6716 | 1734729.7515 | 15851.922 | 3726.621 | 7678252.5834
2017 | 6 | 3238148.0133 | 85859.6946 | 1646949.703 | 27262.8464 | 10.295 | 1262829.5095 | 330792.1152 | 1827850.9818 | 14513.506 | 3436.499 | 8437653.1637 | -72086.6263 | -489.237 | -15241.7347 | -281.1119 | 0 | -6106.4378 | -1414.5541 | 0 | 0 | 0 | -95619.7019 | 3310234.6396 | 86348.9316 | 1662191.4377 | 27543.9583 | 10.295 | 1268935.9473 | 332206.6693 | 1827850.9818 | 14513.506 | 3436.499 | 8533272.8656
2017 | 7 | 3865206.2897 | 91823.619 | 1790450.0296 | 29321.1449 | 9.6073 | 1330501.8658 | 351387.8652 | 1942324.1517 | 15260.5 | 3639.75 | 9419924.8232 | 273824.8601 | 1813.8688 | 56301.8916 | 1050.2798 | 0 | 20429.496 | 4512.4668 | 0 | 0 | 0 | 357932.863 | 3591381.4296 | 90009.7503 | 1734148.138 | 28270.8652 | 9.6073 | 1310072.3697 | 346875.3984 | 1942324.1517 | 15260.5 | 3639.75 | 9061991.9602
2017 | 8 | 3574295.5529 | 91912.0711 | 1717146.9447 | 27226.327 | 9.6427 | 1313055.9688 | 329333.6905 | 1863741.738 | 16416.301 | 3941.553 | 8937079.7897 | -14744.6806 | -144.548 | -5364.4209 | -76.0721 | 0 | -3955.5349 | -960.7821 | 0 | 0 | 0 | -25246.0385 | 3589040.2334 | 92056.6191 | 1722511.3657 | 27302.3991 | 9.6427 | 1317011.5036 | 330294.4726 | 1863741.738 | 16416.301 | 3941.553 | 8962325.8283
2017 | 9 | 2985728.9131 | 84808.8873 | 1594930.3969 | 24066.2721 | 8.9987 | 1233742.5482 | 318535.752 | 1681207.034 | 17167.445 | 4135.348 | 7944331.5955 | 48343.7382 | 358.1289 | 12608.7491 | 214.0194 | 0 | 7086.6909 | 1677.2309 | 0 | 0 | 0 | 70288.5575 | 2937385.1749 | 84450.7584 | 1582321.6478 | 23852.2527 | 8.9987 | 1226655.8573 | 316858.5211 | 1681207.034 | 17167.445 | 4135.348 | 7874043.038
2017 | 10 | 2352638.5201 | 87004.1995 | 1490241.357 | 22778.6463 | 9.178 | 1213817.4193 | 319078.5297 | 1947914.4008 | 19020.983 | 4613.358 | 7457116.5915 | 199750.4433 | 1481.0949 | 48060.6051 | 835.4316 | 0 | 23308.339 | 5584.1942 | 0 | 0 | 0 | 279020.1082 | 2152888.0767 | 85523.1045 | 1442180.7518 | 21943.2147 | 9.178 | 1190509.0803 | 313494.3356 | 1947914.4008 | 19020.983 | 4613.358 | 7178096.4834
2017 | 11 | 1788997.4608 | 78213.3466 | 1308742.6498 | 19874.5908 | 8.8 | 1097474.2612 | 294339.2392 | 2036591.2833 | 19361.646 | 4735.953 | 6648339.2308 | 116959.459 | 1004.9493 | 42461.7464 | 649.0194 | 0 | 30151.1878 | 6216.7264 | 0 | 0 | 0 | 197443.0884 | 1672038.0017 | 77208.3973 | 1266280.9034 | 19225.5714 | 8.8 | 1067323.0735 | 288122.5128 | 2036591.2833 | 19361.646 | 4735.953 | 6450896.1424
2017 | 12 | 2063109.0953 | 83878.3533 | 1312484.9747 | 20741.2846 | 293.0127 | 1064460.8213 | 285729.5965 | 1871386.7425 | 20248.525 | 5046.58 | 6727378.9858 | 45717.3645 | 423.8525 | 11257.2052 | 238.2917 | 0 | 625.7607 | 378.9352 | 0 | 0 | 0 | 58641.4097 | 2017391.7307 | 83454.5008 | 1301227.7695 | 20502.9929 | 293.0127 | 1063835.0606 | 285350.6613 | 1871386.7425 | 20248.525 | 5046.58 | 6668737.5761
2018 | 1 | 2306006.02 | 85392.651 | 1445740.917 | 23333.113 | 9.644 | 1105388.083 | 298071.11 | 1678078.261 | 19901.32 | 4964.34 | 6966885.46 | 284759.094 | 2453.366 | 63207.583 | 1504.388 | 0 | 2827.403 | 1063.178 | 0 | 0 | 0 | 355815.013 | 2021246.926 | 82939.285 | 1382533.335 | 21828.725 | 9.644 | 1102560.68 | 297007.931 | 1678078.261 | 19901.32 | 4964.34 | 6611070.448 |  | 85402.295 | 2551129 | 321404.223 | 1.0641 | 1.0642 | 1.0641 | 1.0387 | 1.0642 | 1.0641 | 1.0383 | 1.0247 | 1.0643 | 1.0643
2018 | 2 | 1593056.585 | 71834.714 | 1213164.739 | 18908.989 | 9.328 | 1021647.988 | 291582.501 | 1693162.209 | 16841.152 | 4235.862 | 5924444.067 | -9900.957 | -154.645 | 12688.17 | 56.745 | 0 | 20502.015 | 3675.571 | 0 | 0 | 0 | 26866.899 | 1602957.542 | 71989.359 | 1200476.569 | 18852.244 | 9.328 | 1001145.973 | 287906.93 | 1693162.209 | 16841.152 | 4235.862 | 5897577.167 |  | 71844.042 | 2234812.727 | 310491.49 | 1.0642 | 1.0644 | 1.0642 | 1.0376 | 1.0644 | 1.0643 | 1.0375 | 1.0249 | 1.0648 | 1.0648
2018 | 3 | 1707616.034 | 77545.566 | 1320885.941 | 20515.422 | 10.22 | 1121258.952 | 324690.382 | 1977992.572 | 17240.34 | 4333.2 | 6572088.629 | 37415.851 | 192.609 | 19043.483 | 260.558 | 0 | 19461.992 | 3625.116 | 0 | 0 | 0 | 79999.609 | 1670200.183 | 77352.957 | 1301842.458 | 20254.864 | 10.22 | 1101796.96 | 321065.265 | 1977992.572 | 17240.34 | 4333.2 | 6492089.019 |  | 77555.786 | 2442144.893 | 345205.804 | 1.0586 | 1.0588 | 1.0587 | 1.031 | 1.0588 | 1.0587 | 1.0309 | 1.0192 | 1.0592 | 1.0592
2018 | 4 | 1720620.575 | 74361.654 | 1293381.836 | 20154.762 | 9.906 | 1099622.001 | 314701.129 | 1891811.553 | 15303.66 | 3851.13 | 6433818.206 | -152922.278 | -1183.452 | -47351.7 | -803.222 | 0 | -27097.973 | -5768.687 | 0 | 0 | 0 | -235127.312 | 1873542.853 | 75545.105 | 1340733.536 | 20957.984 | 9.906 | 1126719.974 | 320469.816 | 1891811.553 | 15303.66 | 3851.13 | 6668945.518 |  | 74371.56 | 2393003.837 | 334855.891 | 1.0587 | 1.0589 | 1.0587 | 1.0313 | 1.059 | 1.0588 | 1.0312 | 1.0192 | 1.0595 | 1.0595
2018 | 5 | 3001536.281 | 85810.632 | 1654945.992 | 26527.626 | 10.649 | 1288598.117 | 357199.7 | 1988712.348 | 14540.508 | 3656.241 | 8421538.094 | 332894.664 | 2427.434 | 81614.017 | 1425.867 | 0 | 39959.682 | 8972.835 | 0 | 0 | 0 | 467294.5 | 2668641.616 | 83383.198 | 1573331.975 | 25101.759 | 10.649 | 1248638.435 | 348226.865 | 1988712.348 | 14540.508 | 3656.241 | 7954243.594 |  | 85821.281 | 2943544.109 | 383727.326 | 1.0592 | 1.059 | 1.059 | 1.0345 | 1.0589 | 1.059 | 1.0342 | 1.0196 | 1.0587 | 1.0587
2018 | 6 | 3585639.619 | 88384.974 | 1755290.151 | 28326.49 | 10.175 | 1301063.838 | 364096.394 | 1840959.847 | 13327.649 | 3373.801 | 8980472.937 | 201596.823 | 1383.827 | 43057.284 | 786.233 | 0 | 16222.929 | 3531.043 | 0 | 0 | 0 | 266578.139 | 3384042.797 | 87001.147 | 1712232.867 | 27540.257 | 10.175 | 1284840.91 | 360565.35 | 1840959.847 | 13327.649 | 3373.801 | 8713894.798 |  | 88395.149 | 3056353.989 | 392422.884 | 1.0559 | 1.0551 | 1.0555 | 1.0323 | 1.0548 | 1.0553 | 1.0319 | 1.0155 | 1.0533 | 1.0533
2018 | 7 | 3874160.267 | 92831.462 | 1835116.618 | 29813.062 | 9.804 | 1342034.469 | 356927.816 | 1944917.253 | 14090.95 | 3601.8 | 9493503.501 | 148515.908 | 1002.066 | 30709.629 | 565.588 | 0 | 10206.995 | 2075.343 | 0 | 0 | 0 | 193075.53 | 3725644.359 | 91829.396 | 1804406.989 | 29247.474 | 9.804 | 1331827.474 | 354852.473 | 1944917.253 | 14090.95 | 3601.8 | 9300427.971 |  | 92841.266 | 3177151.087 | 386740.878 | 1.0565 | 1.0557 | 1.0561 | 1.033 | 1.0552 | 1.0558 | 1.0326 | 1.0157 | 1.0536 | 1.0536
2018 | 8 | 3792899.938 | 93244.516 | 1877907.153 | 31189.572 | 9.606 | 1399312.892 | 359193.89 | 1969521.986 | 16359.123 | 3875.674 | 9543514.349 | 62174.856 | 446.675 | 14181.707 | 249.446 | 0 | 6066.428 | 1373.448 | 0 | 0 | 0 | 84492.561 | 3730725.082 | 92797.841 | 1863725.445 | 30940.126 | 9.606 | 1393246.464 | 357820.442 | 1969521.986 | 16359.123 | 3875.674 | 9459021.789 |  | 93254.122 | 3277220.045 | 390383.462 | 1.0561 | 1.0554 | 1.0558 | 1.0326 | 1.055 | 1.0556 | 1.0323 | 1.0156 | 1.0535 | 1.0535
2018 | 9 | 2907952.608 | 85788.193 | 1612418.951 | 27211.903 | 9.631 | 1270696.806 | 330732.915 | 1831635.781 | 14746.881 | 4085.682 | 8085279.351 | 7769.112 | 80.641 | 3407.977 | 54.976 | 0 | 3036.7 | 685.668 | 0 | 0 | 0 | 15035.074 | 2900183.496 | 85707.551 | 1609010.974 | 27156.928 | 9.631 | 1267660.106 | 330047.247 | 1831635.781 | 14746.881 | 4085.682 | 8070244.277 |  | 85797.824 | 2883115.757 | 357944.818 | 1.0538 | 1.0534 | 1.0536 | 1.0292 | 1.0532 | 1.0535 | 1.0289 | 1.0144 | 1.0526 | 1.0526
2018 | 10 | 2246216.39 | 84186.288 | 1488371.716 | 25398.586 | 9.51 | 1234722.194 | 326369.363 | 1936161.201 | 19161.047 | 4544.785 | 7365141.08 | 142742.199 | 1044.164 | 31564.51 | 549.08 | 0 | 14662.414 | 3327.323 | 0 | 0 | 0 | 193889.69 | 2103474.19 | 83142.125 | 1456807.206 | 24849.505 | 9.51 | 1220059.78 | 323042.04 | 1936161.201 | 19161.047 | 4544.785 | 7171251.39 |  | 84195.798 | 2723093.91 | 351767.949 | 1.0602 | 1.0606 | 1.0604 | 1.0341 | 1.0608 | 1.0605 | 1.034 | 1.0212 | 1.0614 | 1.0614
2018 | 11 | 1821747.274 | 79499.101 | 1279354.917 | 22387.747 | 8.567 | 1081004.551 | 292277.125 | 1738977.02 | 14753.448 | 4671.324 | 6334681.072 | 125406.855 | 1148.718 | 25344.848 | 496.742 | 0 | -864.89 | 596.72 | 0 | 0 | 0 | 152128.993 | 1696340.419 | 78350.383 | 1254010.069 | 21891.005 | 8.567 | 1081869.44 | 291680.405 | 1738977.02 | 14753.448 | 4671.324 | 6182552.08 |  | 79507.668 | 2360359.468 | 314664.872 | 1.0605 | 1.0607 | 1.0605 | 1.0337 | 1.0608 | 1.0606 | 1.0337 | 1.0214 | 1.0612 | 1.0612
2018 | 12 | 1877761.561 | 80705.342 | 1254055.677 | 21206.68 | 9.062 | 1052172.869 | 277061.401 | 1871389.17 | 19173.495 | 4952.475 | 6458487.73 | -166787.961 | -1504.78 | -54776.662 | -1010.317 | 0 | -15231.405 | -3443.245 | 0 | 0 | 0 | -242754.37 | 2044549.522 | 82210.122 | 1308832.339 | 22216.996 | 9.062 | 1067404.274 | 280504.645 | 1871389.17 | 19173.495 | 4952.475 | 6701242.1 |  | 80714.404 | 2306228.546 | 298268.081 | 1.0554 | 1.0554 | 1.0554 | 1.029 | 1.0554 | 1.0554 | 1.029 | 1.0164 | 1.0555 | 1.0555
Energy Use (at source) |  |  | M_ReportAR1_WL |  | 2019-02-22
Year | Month | M_Results_WL.RS_MWh | M_Results_WL.SVS_MWh | M_Results_WL.SVL_MWh | M_Results_WL.PVS_MWh | M_Results_WL.SVS_IDR_MWh | M_Results_WL.SVL_IDR_MWh | M_Results_WL.PVS_IDR_MWh | M_Results_WL.TVS_MWh | M_Results_WL.SLS_MWh | M_Results_WL.MLS_MWh | M_Results_WL.Total_MWh | M_ResultsAR1_WL.RS_WthrSales | M_ResultsAR1_WL.SVS_WthrSales | M_ResultsAR1_WL.SVL_WthrSales | M_ResultsAR1_WL.PVS_WthrSales | M_ResultsAR1_WL.SVS_IDR_WthrSales | M_ResultsAR1_WL.SVL_IDR_WthrSales | M_ResultsAR1_WL.PVS_IDR_WthrSales | M_ResultsAR1_WL.TVS_WthrSales | M_ResultsAR1_WL.SLS_WthrSales | M_ResultsAR1_WL.MLS_WthrSales | M_ResultsAR1_WL.Total_WthrSales | M_ResultsAR1_WL.RS_NMWh | M_ResultsAR1_WL.SVS_NMWh | M_ResultsAR1_WL.SVL_NMWh | M_ResultsAR1_WL.PVS_NMWh | M_ResultsAR1_WL.SVS_IDR_NMWh | M_ResultsAR1_WL.SVL_IDR_NMWh | M_ResultsAR1_WL.PVS_IDR_NMWh | M_ResultsAR1_WL.TVS_NMWh | M_ResultsAR1_WL.TVS_NMWh2 | M_ResultsAR1_WL.TVS_NMWh3 | M_ResultsAR1_WL.Total_NMWh |  | SVS | SVL | PVS
2017 | 1 | 1902179.1373 | 83279.3351 | 1358382.3497 | 20770.7249 | 12.7675 | 1166253.3638 | 293287.8574 | 1855174.4139 | 22833.7305 | 5342.2313 | 6707515.9115 | -96954.8109 | -980.4153 | -12165.7124 | -365.3304 | 0 | 10555.5801 | 1083.4247 | 0 | 0 | 0 | -98827.2642 | 1999133.9482 | 84259.7504 | 1370548.0622 | 21136.0554 | 12.7675 | 1155697.7837 | 292204.4326 | 1855174.4139 | 1855174.4139 | 1855174.4139 | 6778167.2139
2017 | 2 | 1620529.5537 | 74609.7366 | 1237612.3002 | 21558.8358 | 11.5541 | 1080609.9987 | 268651.8219 | 1592253.8241 | 19517.7414 | 4522.9923 | 5919878.3588 | -85673.9313 | -904.6366 | -2669.5997 | -308.6308 | 0 | 26188.8417 | 4156.8618 | 0 | 0 | 0 | -59211.0948 | 1706203.485 | 75514.3732 | 1240281.8999 | 21867.4666 | 11.5541 | 1054421.1571 | 264494.9601 | 1592253.8241 | 1592253.8241 | 1592253.8241 | 5955048.7199
2017 | 3 | 1923363.0645 | 81886.2476 | 1421253.5361 | 33559.1692 | 12.893 | 1221111.9926 | 311656.526 | 1973320.8863 | 20028.6701 | 4673.9903 | 6990866.9756 | 96849.3325 | 713.6146 | 38965.5931 | 616.2808 | 0 | 29650.3418 | 5692.531 | 0 | 0 | 0 | 172487.6938 | 1826513.732 | 81172.633 | 1382287.943 | 32942.8884 | 12.893 | 1191461.6508 | 305963.995 | 1973320.8863 | 1973320.8863 | 1973320.8863 | 6793676.6214
2017 | 4 | 2185536.806 | 80730.8437 | 1441673.1863 | 24531.6228 | 12.7745 | 1201027.3494 | 304877.2313 | 1666367.1437 | 17738.7095 | 4148.4219 | 6926644.0892 | 83822.6129 | 641.5495 | 26498.2304 | 439.2037 | 0 | 15704.7926 | 3259.1504 | 0 | 0 | 0 | 130365.5395 | 2101714.193 | 80089.2942 | 1415174.956 | 24092.4191 | 12.7745 | 1185322.5569 | 301618.0809 | 1666367.1437 | 1666367.1437 | 1666367.1437 | 6774391.4183
2017 | 5 | 2780375.4943 | 86696.8834 | 1632831.7887 | 25605.6992 | 12.3213 | 1314509.4778 | 336975.8972 | 1769638.7813 | 16799.4134 | 3949.3663 | 7967395.1231 | -63520.5264 | -481.7237 | -15823.5816 | -260.6866 | 0 | -8504.0864 | -1998.0451 | 0 | 0 | 0 | -90588.6499 | 2843896.0207 | 87178.6071 | 1648655.3703 | 25866.3858 | 12.3213 | 1323013.5642 | 338973.9424 | 1769638.7813 | 1769638.7813 | 1769638.7813 | 8037234.9932
2017 | 6 | 3427733.8627 | 90863.0253 | 1743164.8211 | 28199.8423 | 10.894 | 1336483.4 | 342085.1165 | 1862252.8693 | 15350.2134 | 3634.6141 | 8849778.6587 | -76239.6452 | -517.4331 | -16119.8195 | -290.2458 | 0 | -6458.4546 | -1460.3343 | 0 | 0 | 0 | -101085.9325 | 3503973.5079 | 91380.4585 | 1759284.6406 | 28490.088 | 10.894 | 1342941.8547 | 343545.4507 | 1862252.8693 | 1862252.8693 | 1862252.8693 | 8931879.7637
2017 | 7 | 4094417.5399 | 97230.4277 | 1896320.7409 | 30371.1961 | 10.1722 | 1408968.6643 | 363894.4583 | 1979357.1732 | 16141.5633 | 3849.8906 | 9890561.8265 | 290051.4162 | 1920.639 | 59628.3608 | 1087.8039 | 0 | 21633.2673 | 4672.4616 | 0 | 0 | 0 | 378993.9488 | 3804366.1238 | 95309.7887 | 1836692.3801 | 29283.3922 | 10.1722 | 1387335.397 | 359221.9967 | 1979357.1732 | 1979357.1732 | 1979357.1732 | 9491576.4239
2017 | 8 | 3784968.9047 | 97295.5361 | 1818097.5508 | 28182.5994 | 10.2066 | 1390071.9597 | 340835.4158 | 1899071.489 | 17364.487 | 4169.2124 | 9380067.3615 | -15444.9706 | -152.1645 | -5647.0562 | -77.2016 | 0 | -4175.406 | -986.1402 | 0 | 0 | 0 | -26482.939 | 3800413.8753 | 97447.7005 | 1823744.607 | 28259.801 | 10.2066 | 1394247.3657 | 341821.556 | 1899071.489 | 1899071.489 | 1899071.489 | 9385016.6012
2017 | 9 | 3159582.9373 | 89733.8377 | 1687661.4379 | 24872.6614 | 9.521 | 1305415.3558 | 329137.8098 | 1712622.8935 | 18159.3922 | 4374.2913 | 8331570.1379 | 51155.2689 | 378.9034 | 13340.8897 | 221.1838 | 0 | 7498.0369 | 1733.2463 | 0 | 0 | 0 | 74327.5291 | 3108427.6684 | 89354.9342 | 1674320.5482 | 24651.4776 | 9.521 | 1297917.3188 | 327404.5635 | 1712622.8935 | 1712622.8935 | 1712622.8935 | 8234708.9253
2017 | 10 | 2504372.0355 | 92644.8715 | 1586529.4714 | 23650.2156 | 9.773 | 1292347.1703 | 331236.5851 | 1996674.3746 | 20264.9913 | 4915.0803 | 7852644.5686 | 212578.1906 | 1576.4501 | 51148.9217 | 868.0075 | 0 | 24806.9533 | 5801.1202 | 0 | 0 | 0 | 296779.6434 | 2291793.8449 | 91068.4214 | 1535380.5496 | 22782.2081 | 9.773 | 1267540.217 | 325435.4649 | 1996674.3746 | 1996674.3746 | 1996674.3746 | 7530684.8535
2017 | 11 | 1904849.5481 | 83301.8705 | 1393567.2344 | 20619.4588 | 9.3727 | 1168685.1331 | 305346.9953 | 2087821.8205 | 20632.044 | 5046.6985 | 6989880.176 | 124432.3061 | 1069.4608 | 45186.0982 | 673.9857 | 0 | 32095.9674 | 6453.0771 | 0 | 0 | 0 | 209910.8952 | 1780417.2421 | 82232.4097 | 1348381.1362 | 19945.4731 | 9.3727 | 1136589.1658 | 298893.9183 | 2087821.8205 | 2087821.8205 | 2087821.8205 | 6754290.5383
2017 | 12 | 2195270.7754 | 89264.5198 | 1396643.3723 | 21528.8582 | 311.8022 | 1132770.5314 | 296552.3888 | 1917922.0347 | 21554.2114 | 5371.9988 | 7077190.4931 | 48624.473 | 450.8194 | 11972.5159 | 247.5148 | 0 | 664.3983 | 393.8355 | 0 | 0 | 0 | 62353.5569 | 2146646.3024 | 88813.7004 | 1384670.8565 | 21281.3434 | 311.8022 | 1132106.1331 | 296158.5533 | 1917922.0347 | 1917922.0347 | 1917922.0347 | 6987910.7259
2018 | 1 | 2453759.3966 | 90872.8916 | 1538428.9693 | 24235.3306 | 10.2634 | 1176295.7641 | 309495.553 | 1719564.77 | 21181.3531 | 5283.6414 | 7339127.9332 | 329388.8888 | 2847.9217 | 72130.5332 | 1690.2998 | 0 | 2168.4136 | 1055.2397 | 0 | 0 | 0 | 409281.2969 | 2124370.5078 | 88024.9699 | 1466298.4362 | 22545.0308 | 10.2634 | 1174127.3505 | 308440.3132 | 1719564.77 | 1719564.77 | 1719564.77 | 6903381.6418 |  | 90883.1551 | 2714724.7335 | 333730.8835
2018 | 2 | 1695311.6881 | 76459.1934 | 1291071.1565 | 19619.6596 | 9.9283 | 1087305.1904 | 302515.0079 | 1735341.3575 | 17932.0689 | 4510.2478 | 6230075.4985 | 6161.8363 | -26.8187 | 20262.9418 | 180.1376 | 0 | 24847.7314 | 4358.2592 | 0 | 0 | 0 | 55784.0876 | 1689149.8518 | 76486.0121 | 1270808.2147 | 19439.5221 | 9.9283 | 1062457.459 | 298156.7487 | 1735341.3575 | 1735341.3575 | 1735341.3575 | 6151849.0941 |  | 76469.1217 | 2378376.3469 | 322134.6675
2018 | 3 | 1807703.6286 | 82106.4005 | 1398370.4812 | 21150.9799 | 10.8212 | 1187085.0962 | 334720.8032 | 2015975.097 | 18261.7582 | 4589.924 | 6869974.99 | 54855.5363 | 320.117 | 25231.1656 | 357.4175 | 0 | 23158.3323 | 4243.2827 | 0 | 0 | 0 | 108165.8514 | 1752848.0923 | 81786.2835 | 1373139.3156 | 20793.5624 | 10.8212 | 1163926.7639 | 330477.5205 | 2015975.097 | 2015975.097 | 2015975.097 | 6738957.4564 |  | 82117.2217 | 2585455.5774 | 355871.7831
2018 | 4 | 1821556.2894 | 78743.0759 | 1369316.406 | 20785.0567 | 10.4905 | 1164242.5924 | 324505.3301 | 1928225.4495 | 16214.7943 | 4080.4148 | 6727679.8996 | -154249.9049 | -1192.1972 | -47593.971 | -788.2607 | 0 | -27022.1367 | -5588.5865 | 0 | 0 | 0 | -236435.0569 | 1975806.1943 | 79935.2731 | 1416910.377 | 21573.3173 | 10.4905 | 1191264.7291 | 330093.9166 | 1928225.4495 | 1928225.4495 | 1928225.4495 | 6943819.7474 |  | 78753.5664 | 2533558.9984 | 345290.3868
2018 | 5 | 3179153.7686 | 90870.7117 | 1752655.2695 | 27442.9832 | 11.2767 | 1364598.4452 | 369423.8934 | 2027619.2845 | 15393.7194 | 3870.7828 | 8831040.1351 | 351474.3496 | 2556.3857 | 85412.0963 | 1458.2077 | 0 | 41412.634 | 9114.6388 | 0 | 0 | 0 | 491428.3121 | 2827679.419 | 88314.326 | 1667243.1732 | 25984.7755 | 11.2767 | 1323185.8112 | 360309.2546 | 2027619.2845 | 2027619.2845 | 2027619.2845 | 8320347.3208 |  | 90881.9883 | 3117253.7147 | 396866.8766
2018 | 6 | 3785961.3726 | 93258.7926 | 1852770.349 | 29240.647 | 10.7327 | 1372962.3452 | 375720.0928 | 1869404.4467 | 14038.2265 | 3553.6787 | 9396920.6838 | 337397.8361 | 2299.3927 | 71833.5885 | 1281.7684 | 0 | 26789.8687 | 5716.7342 | 0 | 0 | 0 | 445319.1887 | 3448563.5364 | 90959.3998 | 1780936.7605 | 27958.8786 | 10.7327 | 1346172.4766 | 370003.3586 | 1869404.4467 | 1869404.4467 | 1869404.4467 | 8934009.5898 |  | 93269.5252 | 3225732.6942 | 404960.7398
2018 | 7 | 4093170.1579 | 97998.6152 | 1938092.3241 | 30796.4563 | 10.3452 | 1416888.9959 | 368560.3946 | 1975412.4455 | 14846.4728 | 3794.9198 | 9939571.1273 | 286814.8911 | 1937.2209 | 59769.7701 | 1073.1813 | 0 | 20574.1786 | 4210.0925 | 0 | 0 | 0 | 374379.3344 | 3806355.2668 | 96061.3944 | 1878322.554 | 29723.275 | 10.3452 | 1396314.8172 | 364350.3021 | 1975412.4455 | 1975412.4455 | 1975412.4455 | 9546550.4002 |  | 98008.9604 | 3354981.32 | 399356.8509
2018 | 8 | 4005816.6738 | 98410.8923 | 1982750.4847 | 32207.2743 | 10.1346 | 1477069.9277 | 370795.734 | 2000209.4977 | 17234.754 | 4083.1216 | 9988588.4947 | 167460.6538 | 1164.0896 | 36305.487 | 641.5174 | 0 | 13926.4957 | 2974.9875 | 0 | 0 | 0 | 222473.231 | 3838356.02 | 97246.8027 | 1946444.9977 | 31565.7569 | 10.1346 | 1463143.432 | 367820.7465 | 2000209.4977 | 2000209.4977 | 2000209.4977 | 9744797.3881 |  | 98421.0269 | 3459820.4124 | 403003.0083
2018 | 9 | 3064444.3411 | 90371.3792 | 1698923.1532 | 28005.2794 | 10.1436 | 1338695.78 | 340293.3911 | 1858000.9115 | 15522.0848 | 4300.4553 | 8438566.9191 | 37448.7982 | 296.4609 | 10687.3015 | 180.6434 | 0 | 6577.9003 | 1434.5708 | 0 | 0 | 0 | 56625.675 | 3026995.5429 | 90074.9183 | 1688235.8517 | 27824.636 | 10.1436 | 1332117.8797 | 338858.8203 | 1858000.9115 | 1858000.9115 | 1858000.9115 | 8362118.704 |  | 90381.5228 | 3037618.9332 | 368298.6705
2018 | 10 | 2381423.0859 | 89291.8761 | 1578225.8385 | 26264.3124 | 10.0878 | 1309405.8314 | 337463.1336 | 1977125.2246 | 20337.6469 | 4823.8613 | 7724370.8986 | 154684.8494 | 1138.0979 | 35235.3197 | 597.0658 | 0 | 16761.3455 | 3672.2911 | 0 | 0 | 0 | 212088.9695 | 2226738.2364 | 88153.7783 | 1542990.5188 | 25667.2466 | 10.0878 | 1292644.4859 | 333790.8425 | 1977125.2246 | 1977125.2246 | 1977125.2246 | 7487120.4209 |  | 89301.9639 | 2887631.67 | 363727.4461
2018 | 11 | 1931927.6793 | 84328.0058 | 1356819.6046 | 23142.7236 | 9.0878 | 1146537.8185 | 302117.3884 | 1776109.6993 | 15655.9804 | 4957.0892 | 6641605.077 | 144544.1685 | 1321.5747 | 30457.6911 | 573.8277 | 0 | 363.1708 | 919.1306 | 0 | 0 | 0 | 178179.5635 | 1787383.5107 | 83006.4311 | 1326361.9135 | 22568.8959 | 9.0878 | 1146174.6477 | 301198.2578 | 1776109.6993 | 1776109.6993 | 1776109.6993 | 6442812.4439 |  | 84337.0936 | 2503357.4231 | 325260.1121
2018 | 12 | 1981712.5877 | 85176.0203 | 1323480.4849 | 21822.2565 | 9.5642 | 1110429.7436 | 285088.2209 | 1902103.7609 | 20237.047 | 5227.1883 | 6735286.8743 | -177778.6554 | -1600.8533 | -55691.5799 | -1025.5404 | 0 | -13352.6536 | -3051.7517 | 0 | 0 | 0 | -252501.0341 | 2159491.2431 | 86776.8735 | 1379172.0647 | 22847.7969 | 9.5642 | 1123782.3972 | 288139.9726 | 1902103.7609 | 1902103.7609 | 1902103.7609 | 6962323.6731 |  | 85185.5844 | 2433910.2285 | 306910.4774

## WP H-3.1
Customer Adjustments
RESIDENTIAL
|  | (1) | (2)
Line |  |  | Customer
No. | Month | Customers | Growth
|  | Input | Dec. Cust.-(1)
1 | 2018-01-02 | 2166436 | 31789
2 | 2018-02-02 | 2168465 | 29760
3 | 2018-03-05 | 2171715 | 26510
4 | 2018-04-05 | 2175573 | 22652
5 | 2018-05-06 | 2176358 | 21867
6 | 2018-06-06 | 2179048 | 19177
7 | 2018-07-07 | 2182946 | 15279
8 | 2018-08-07 | 2186660 | 11565
9 | 2018-09-07 | 2188211 | 10014
10 | 2018-10-01 | 2192423 | 5802
11 | 2018-11-01 | 2194213 | 4012
12 | 2018-12-01 | 2198225 | 0
13 | Total | 26180273 | 198427
SVS (Non-IDR)
|  | (1) | (2)
Line |  |  | Customer
No. | Month | Customer | Growth
|  | Input | Dec. Cust.-(1)
1 | 2018-01-02 | 143484 | 4623
2 | 2018-02-02 | 143761 | 4346
3 | 2018-03-05 | 144898 | 3209
4 | 2018-04-05 | 145882 | 2225
5 | 2018-05-06 | 146442 | 1665
6 | 2018-06-06 | 147128 | 979
7 | 2018-07-07 | 147513 | 594
8 | 2018-08-07 | 148604 | -497
9 | 2018-09-07 | 149461 | -1354
10 | 2018-10-01 | 149935 | -1828
11 | 2018-11-01 | 148862 | -755
12 | 2018-12-01 | 148107 | 0
13 | Total | 1764077 | 13207
SVS (IDR)
|  | (1) | (2)
Line |  |  | Customer
No. | Month | Customers | Growth
|  | Input | Dec. Cust.-(1)
1 | 2018-01-02 | 16 | 0
2 | 2018-02-02 | 17 | -1
3 | 2018-03-05 | 17 | -1
4 | 2018-04-05 | 16 | 0
5 | 2018-05-06 | 16 | 0
6 | 2018-06-06 | 15 | 1
7 | 2018-07-07 | 15 | 1
8 | 2018-08-07 | 14 | 2
9 | 2018-09-07 | 15 | 1
10 | 2018-10-01 | 15 | 1
11 | 2018-11-01 | 16 | 0
12 | 2018-12-01 | 16 | 0
13 | Total | 188 | 4
SVL (Non-IDR)
|  | (1) | (2)
Line |  |  | Customer
No. | Month | Customers | Growth
|  | Input | Dec. Cust.-(1)
1 | 2018-01-02 | 132330 | 1790
2 | 2018-02-02 | 132623 | 1497
3 | 2018-03-05 | 132392 | 1728
4 | 2018-04-05 | 132143 | 1977
5 | 2018-05-06 | 132129 | 1991
6 | 2018-06-06 | 132553 | 1567
7 | 2018-07-07 | 132726 | 1394
8 | 2018-08-07 | 132833 | 1287
9 | 2018-09-07 | 132445 | 1675
10 | 2018-10-01 | 132346 | 1774
11 | 2018-11-01 | 133099 | 1021
12 | 2018-12-01 | 134120 | 0
13 | Total | 1591739 | 17701
SVL (IDR)
|  | (1) | (2)
Line |  |  | Customer
No. | Month | Customers | Growth
|  | Input | Dec. Cust.-(1)
1 | 2018-01-02 | 3559 | 183
2 | 2018-02-02 | 3646 | 96
3 | 2018-03-05 | 3648 | 94
4 | 2018-04-05 | 3630 | 112
5 | 2018-05-06 | 3620 | 122
6 | 2018-06-06 | 3591 | 151
7 | 2018-07-07 | 3666 | 76
8 | 2018-08-07 | 3687 | 55
9 | 2018-09-07 | 3704 | 38
10 | 2018-10-01 | 3716 | 26
11 | 2018-11-01 | 3713 | 29
12 | 2018-12-01 | 3742 | 0
13 | Total | 43922 | 982
PVS (Non-IDR)
|  | (1) | (2)
Line |  |  | Customer
No. | Month | Customers | Growth
|  | Input | Dec. Cust.-(1)
1 | 2018-01-02 | 396 | 17
2 | 2018-02-02 | 396 | 17
3 | 2018-03-05 | 403 | 10
4 | 2018-04-05 | 403 | 10
5 | 2018-05-06 | 406 | 7
6 | 2018-06-06 | 404 | 9
7 | 2018-07-07 | 407 | 6
8 | 2018-08-07 | 407 | 6
9 | 2018-09-07 | 406 | 7
10 | 2018-10-01 | 409 | 4
11 | 2018-11-01 | 410 | 3
12 | 2018-12-01 | 413 | 0
13 | Total | 4860 | 96
PVS (IDR)
|  | (1) | (2)
Line |  |  | Customer
No. | Month | Customers | Growth
|  | Input | Dec. Cust.-(1)
1 | 2018-01-02 | 557 | 29
2 | 2018-02-02 | 571 | 15
3 | 2018-03-05 | 576 | 10
4 | 2018-04-05 | 574 | 12
5 | 2018-05-06 | 571 | 15
6 | 2018-06-06 | 565 | 21
7 | 2018-07-07 | 574 | 12
8 | 2018-08-07 | 572 | 14
9 | 2018-09-07 | 576 | 10
10 | 2018-10-01 | 576 | 10
11 | 2018-11-01 | 580 | 6
12 | 2018-12-01 | 586 | 0
13 | Total | 6878 | 154
TVS
|  | (1) | (2)
Line |  |  | Customer
No. | Month | Customers | Growth
|  | Input | Dec. Cust.-(1)
1 | 2018-01-02 | 188 | 16
2 | 2018-02-02 | 193 | 11
3 | 2018-03-05 | 195 | 9
4 | 2018-04-05 | 195 | 9
5 | 2018-05-06 | 196 | 8
6 | 2018-06-06 | 196 | 8
7 | 2018-07-07 | 198 | 6
8 | 2018-08-07 | 200 | 4
9 | 2018-09-07 | 200 | 4
10 | 2018-10-01 | 200 | 4
11 | 2018-11-01 | 202 | 2
12 | 2018-12-01 | 204 | 0
13 | Total | 2367 | 81
MLS
|  | (1) | (2)
Line |  |  | Customer
No. | Month | Customers | Growth
|  | Input | Dec. Cust.-(1)
1 | 2018-01-02 | 13190 | -492
2 | 2018-02-02 | 13162 | -464
3 | 2018-03-05 | 13114 | -416
4 | 2018-04-05 | 13075 | -377
5 | 2018-05-06 | 13029 | -331
6 | 2018-06-06 | 12989 | -291
7 | 2018-07-07 | 12947 | -249
8 | 2018-08-07 | 12897 | -199
9 | 2018-09-07 | 12844 | -146
10 | 2018-10-01 | 12788 | -90
11 | 2018-11-01 | 12737 | -39
12 | 2018-12-01 | 12698 | 0
13 | Total | 155470 | -3094
SLS
|  | (1) | (2)
Line |  |  | Customer
No. | Month | Customers | Growth
|  | Input | Dec. Cust.-(1)
1 | 2018-01-02 | 4779 | 321
2 | 2018-02-02 | 4865 | 235
3 | 2018-03-05 | 4862 | 238
4 | 2018-04-05 | 4915 | 185
5 | 2018-05-06 | 4912 | 188
6 | 2018-06-06 | 4917 | 183
7 | 2018-07-07 | 4931 | 169
8 | 2018-08-07 | 4953 | 147
9 | 2018-09-07 | 4994 | 106
10 | 2018-10-01 | 5000 | 100
11 | 2018-11-01 | 5008 | 92
12 | 2018-12-01 | 5100 | 0
13 | Total | 59236 | 1964

## WP H-4.1 (4)
ANNUALIZED BILLED KVA BILLING DETERMINANTS | [9 empty] | ANNUALIZED BILLED KVA NCP BILLING DETERMINANTS | [8 empty] | ANNUALIZED 4CP/KVa BILLING DETERMINANTS
Secondary Large Voltage (Non IDR) | [9 empty] | Secondary Large Voltage (Non IDR) | [8 empty] | Secondary Large Voltage (IDR)
|  | (1) | (2) | (3) | (4) | (5) | (6) | (7) | (8) |  |  | (1) | (2) | (3) | (4) | (5) | (6) | (7) |  |  | (1) | (2) | (3) | (4) | (5) | (6) | (7)
Line |  |  | Billed | Normalized | Ratchet |  | Average | Annualized |  | Line |  |  | NCP | Normalized |  | Average | Annualized |  | Line |  |  | 2018 Billed 4CP | Normalized |  | Average | Annualized |  | Weather
No. | Month | Customers | kVa | Weather | Adjustment | Net | Usage | kVa | Difference | No. | Month | Customers | kVa | Weather | Net | Usage | kVa | Difference | No. | Month | Customers | kVa | Weather | Net | Usage | kVa | Difference | Adjustment
|  | Input | Input | Input | Input | (2)+(3)+(4) | (5) / (1) | *Dec. Cust. | (7) - (5) |  |  | Input | Input | Input | (2)+(3) | (4) / (1) | *Dec. Cust. | (6) - (4) |  |  | Input | Input | Multiplier | (2)*(3) | (4) / (1) | *Dec. Cust. | (6) - (4) | (4)-(3)
1 | January | 132330 | 4779320 | -181502 | 2201447 | 6799265 | 51.3811 | 6891237 | 91972 | 1 | January | 132330 | 6438148 | -266125 | 6172023 | 46.6411 | 6255511 | 83488 | 1 | January | 3559 | 2737849.5 | 0.99808 | 2732604.3124 | 767.8012 | 2873111.9238 | 140507.6115 | -5245.1876
2 | February | 132623 | 3983746 | -181828 | 2258948 | 6060866 | 45.7 | 6129279 | 68413 | 2 | February | 132623 | 5699427 | -266602 | 5432825 | 40.9644 | 5494149 | 61324 | 2 | February | 3646 | 2840342.89 | 0.99808 | 2834901.345 | 777.5374 | 2909544.935 | 74643.59 | -5441.545
3 | March | 132392 | 3570194 | -12228 | 2811995 | 6369961 | 48.1144 | 6453103 | 83142 | 3 | March | 132392 | 5708388 | -17930 | 5690458 | 42.9819 | 5764731 | 74273 | 3 | March | 3648 | 2429085.14 | 0.99808 | 2424431.4849 | 664.592 | 2486903.1295 | 62471.6446 | -4653.6551
4 | April | 132143 | 3251045 | 60620 | 3063708 | 6375373 | 48.246 | 6470755 | 95382 | 4 | April | 132143 | 5552572 | 88883 | 5641455 | 42.692 | 5725857 | 84402 | 4 | April | 3630 | 2395571.06 | 0.99808 | 2390981.6114 | 658.6726 | 2464752.9448 | 73771.3335 | -4589.4486
5 | May | 132129 | 4055749 | -13663 | 2691317 | 6733403 | 50.9608 | 6834866 | 101463 | 5 | May | 132129 | 6066543 | -20033 | 6046510 | 45.7622 | 6137622 | 91112 | 5 | May | 3620 | 2510485.95 | 0.99808 | 2505676.3468 | 692.1758 | 2590121.7927 | 84445.4459 | -4809.6032
6 | June | 132553 | 4860439 | -18534 | 1859947 | 6701852 | 50.5598 | 6781079 | 79227 | 6 | June | 132553 | 6221117 | -27176 | 6193941 | 46.728 | 6267164 | 73223 | 6 | June | 3591 | 2359969.9 | 0.99808 | 2355448.6563 | 655.9311 | 2454494.2556 | 99045.5993 | -4521.2437
7 | July | 132726 | 4921848 | -12934 | 1816820 | 6725734 | 50.6738 | 6796373 | 70639 | 7 | July | 132726 | 6252081 | -18964 | 6233117 | 46.9623 | 6298582 | 65465 | 7 | July | 3666 | 2367404.41 | 0.99808 | 2362868.9232 | 644.536 | 2411853.6581 | 48984.7349 | -4535.4868
8 | August | 132833 | 5476638 | -35002 | 1901409 | 7343045 | 55.2803 | 7414191 | 71146 | 8 | August | 132833 | 6860114 | -51322 | 6808792 | 51.2583 | 6874761 | 65969 | 8 | August | 3687 | 2621845.19 | 0.99808 | 2616822.2441 | 709.7429 | 2655858.1062 | 39035.8621 | -5022.9459
9 | September | 132445 | 4573654 | -2715 | 1517101 | 6088040 | 45.9666 | 6165034 | 76994 | 9 | September | 132445 | 5683694 | -3981 | 5679713 | 42.8836 | 5751543 | 71830 | 9 | September | 3704 | 2052626.18 | 0.99808 | 2048693.7471 | 553.1031 | 2069711.6635 | 21017.9164 | -3932.4329
10 | October | 132346 | 5080047 | -45937 | 2080420 | 7114530 | 53.757 | 7209895 | 95365 | 10 | October | 132346 | 6614502 | -67354 | 6547148 | 49.4699 | 6634908 | 87760 | 10 | October | 3716 | 2591679.06 | 0.99808 | 2586713.9066 | 696.1017 | 2604812.5507 | 18098.6441 | -4965.1534
11 | November | 133099 | 4180612 | -194092 | 2056006 | 6042526 | 45.3987 | 6088878 | 46352 | 11 | November | 133099 | 5763078 | -284583 | 5478495 | 41.1611 | 5520520 | 42025 | 11 | November | 3713 | 2214794.3 | 0.99808 | 2210551.1845 | 595.3545 | 2227816.4644 | 17265.2799 | -4243.1155
12 | December | 134120 | 3656135 | -40623 | 2283470 | 5898982 | 43.9829 | 5898982 | 0 | 12 | December | 134120 | 5435198 | -59562 | 5375636 | 40.0808 | 5375636 | 0 | 12 | December | 3742 | 2059477.07 | 0.99808 | 2055531.5121 | 549.3136 | 2055531.5121 | 0 | -3945.5579
13 | Total | 1591739 | 52389427 | -678438 | 26542588 | 78253577 | 590.0214 | 79133672 | 880095 | 13 | Total | 1591739 | 72294862 | -994749 | 71300113 | 537.5856 | 72100984 | 800871 | 13 | Total | 43922 | 29181130.65 |  | 29181130.65 | 7964.8618 | 29804512.9365 | 679287.6622 | -55905.3757
Secondary Large Voltage (IDR) | [9 empty] | Secondary Large Voltage (IDR) | [11 empty] | PRIMARY IDR
|  | (1) | (2) | (3) | (4) | (5) | (6) | (7) | (8) |  |  | (1) | (2) | (3) | (4) | (5) | (6) | (7) |  |  | (1) | (2) | (3) | (4) | (5) | (6) | (7)
Line |  |  | Billed | Normalized | Ratchet |  | Average | Annualized |  | Line |  |  | NCP | Normalized |  | Average | Annualized |  | Line |  |  | 2018 Billed 4CP | Normalized |  | Average | Annualized |  | Weather
No. | Month | Customers | kVa | Weather | Adjustment | Net | Usage | kVa | Difference | No. | Month | Customers | kVa | Weather | Net | Usage | kVa | Difference | No. | Month | Customers | kVa | Weather | Net | Usage | kVa | Difference | Adjustment
|  | Input | Input | Input | Input | (2)+(3)+(4) | (5) / (1) | *Dec. Cust. | (7) - (5) |  |  | Input | Input | Input | (2)+(3) | (4) / (1) | *Dec. Cust. | (6) - (4) |  |  | Input | Input | Multiplier | (2)*(3) | (4) / (1) | *Dec. Cust. | (6) - (4) | (4)-(3)
1 | January | 3559 | 1958626 | -65210 | 1698226 | 3591642 | 1009.1717 | 3776320 | 184678 | 1 | January | 3559 | 202070 |  | 202070 | 56.7772 | 212460 | 10390 | 1 | January | 557 | 642091.46 | 0.99811 | 640880.4869 | 1150.5933 | 674247.6936 | 33367.2067 | -1210.9731
2 | February | 3646 | 1799050 | -104260 | 2012108 | 3706898 | 1016.7027 | 3804501 | 97603 | 2 | February | 3646 | 95103 |  | 95103 | 26.0842 | 97607 | 2504 | 2 | February | 571 | 654163.21 | 0.99811 | 652929.4698 | 1143.4842 | 670081.7326 | 17152.2628 | -1233.7402
3 | March | 3648 | 1851004 | -45680 | 1457045 | 3262369 | 894.2897 | 3346432 | 84063 | 3 | March | 3648 | 115062 |  | 115062 | 31.5411 | 118027 | 2965 | 3 | March | 576 | 592165.48 | 0.99811 | 591048.6664 | 1026.1262 | 601309.928 | 10261.2616 | -1116.8136
4 | April | 3630 | 1898091 | 30660 | 1385704 | 3314455 | 913.073 | 3416719 | 102264 | 4 | April | 3630 | 144029 |  | 144029 | 39.6774 | 148473 | 4444 | 4 | April | 574 | 573091.35 | 0.99811 | 572010.5099 | 996.534 | 583968.9178 | 11958.4079 | -1080.8401
5 | May | 3620 | 2437153 | -4730 | 1086036 | 3518459 | 971.95 | 3637037 | 118578 | 5 | May | 3620 | 165268 |  | 165268 | 45.6541 | 170838 | 5570 | 5 | May | 571 | 613645.95 | 0.99811 | 612488.6246 | 1072.6596 | 628578.5184 | 16089.8938 | -1157.3254
6 | June | 3591 | 2873862 | -19820 | 611825 | 3465867 | 965.1537 | 3611605 | 145738 | 6 | June | 3591 | 170561 |  | 170561 | 47.4968 | 177733 | 7172 | 6 | June | 565 | 575614.62 | 0.99811 | 574529.021 | 1016.8655 | 595883.197 | 21354.176 | -1085.599
7 | July | 3666 | 2887303 | -14810 | 622091 | 3494584 | 953.2417 | 3567030 | 72446 | 7 | July | 3666 | 180652 |  | 180652 | 49.2777 | 184397 | 3745 | 7 | July | 574 | 575863.08 | 0.99811 | 574777.0125 | 1001.3537 | 586793.2566 | 12016.2442 | -1086.0675
8 | August | 3687 | 3265014 | -14800 | 616154 | 3866368 | 1048.6488 | 3924044 | 57676 | 8 | August | 3687 | 197171 |  | 197171 | 53.4774 | 200112 | 2941 | 8 | August | 572 | 620345.69 | 0.99811 | 619175.729 | 1082.4751 | 634330.3798 | 15154.6507 | -1169.961
9 | September | 3704 | 2688886 | 1490 | 434904 | 3125280 | 843.7581 | 3157343 | 32063 | 9 | September | 3704 | 196575 |  | 196575 | 53.071 | 198592 | 2017 | 9 | September | 576 | 504240.44 | 0.99811 | 503289.4515 | 873.7664 | 512027.1156 | 8737.6641 | -950.9885
10 | October | 3716 | 3174792 | -28200 | 626011 | 3772603 | 1015.2322 | 3798999 | 26396 | 10 | October | 3716 | 238751 |  | 238751 | 64.2495 | 240421 | 1670 | 10 | October | 576 | 621138.52 | 0.99811 | 619967.0638 | 1076.3317 | 630730.3809 | 10763.3171 | -1171.4562
11 | November | 3713 | 2403320 | -136150 | 769390 | 3036560 | 817.8185 | 3060277 | 23717 | 11 | November | 3713 | 190030 |  | 190030 | 51.1796 | 191514 | 1484 | 11 | November | 580 | 525746.36 | 0.99811 | 524754.8117 | 904.7497 | 530183.3098 | 5428.4981 | -991.5483
12 | December | 3742 | 1765457 | -32940 | 1165583 | 2898100 | 774.4789 | 2898100 | 0 | 12 | December | 3742 | 191162 |  | 191162 | 51.0855 | 191162 | 0 | 12 | December | 586 | 496597.94 | 0.99811 | 495661.3651 | 845.8385 | 495661.3651 | 0 | -936.5749
13 | Total | 43922 | 29002558 | -434450 | 12485077 | 41053185 | 11223.519 | 41998407 | 945222 | 13 | Total | 43922 | 2086434 | 0 | 2086434 | 569.5715 | 2131336 | 44902 | 13 | Total | 6878 | 6994704.1 |  | 6981512.2122 | 12190.7778 | 7143795.7951 | 162283.5828 | -13191.8878
PRIMARY Non IDR | [9 empty] | PRIMARY Non IDR | [8 empty] | TRANSMISSION
[21 empty] | (1) | (2) | (3) | (4) | (5) | (6) | (7)
|  | (1) | (2) | (3) | (4) | (5) | (6) | (7) | (8) |  |  | (1) | (2) | (3) | (4) | (5) | (6) | (7) |  |  |  |  | Additional | [5 empty] | TVS Customer Additions |  | 2018 |  |  |  | Monthly Estimated 4cp kVa
Line |  |  | Billed | Normalized | Ratchet |  | Average | Annualized |  | Line |  |  | NCP | Normalized |  | Average | Annualized |  | Line |  |  | 2018 Billed 4CP | Customer | [5 empty] | New | 1 | 2 | 3 | 4 | 5 | 6 | 7 | 8 | 9 | 10 | 11 | 12 | 13
No. | Month | Customers | kVa | Weather | Adjustment | Net | Usage | kVa | Difference | No. | Month | Customers | kVa | Weather | Net | Usage | kVa | Difference | No. | Month | Customers | kVa | Demand | Net |  |  | Difference |  | Customer A | 322.4235 | 322.4235 | 322.4235 | 322.4235 | 322.4235 | 322.4235 | 322.4235 | 322.4235 | 322.4235 | 322.4235 | 481.677 | 163.17 | 322.4235
|  | Input | Input | Input | Input | (2)+(3)+(4) | (5) / (1) | *Dec. Cust. | (7) - (5) |  |  | Input | Input | Input | (2)+(3) | (4) / (1) | *Dec. Cust. | (6) - (4) |  |  | Input | Input | Input | (2)+(3) |  |  | (4) - (2) |  | Customer B | 4631.6714 | 4631.6714 | 4631.6714 | 4631.6714 | 4631.6714 | 4631.6714 | 3981.342 | 4420.595 | 3898.452 | 4153.649 | 5024.323 | 5661.338 | 4631.6714
[29 empty] | Customer C | 2788.571 | 2788.571 | 2788.571 | 2788.571 | 2788.571 | 2788.571 | 2788.571 | 212.121 | 1613.422 | 1547.502 | 2182.559 | 5810.801 | 2788.571
1 | January | 396 | 61797 | -4850 | 35942 | 92889 | 234.5682 | 96877 | 3988 | 1 | January | 396 | 87072 | -4870 | 82202 | 207.5808 | 85731 | 3529 | 1 | January | 188 | 3183513.02 | 8325.0898 | 3191838.1098 |  |  | 8325.0898 |  | Customer D | 1065.009 | 1065.009 | 1065.009 | 1065.009 | 1264.892 | 1014.916 | 1018.832 | 1121.303 | 1104.333 | 1029.927 | 961.396 | 1004.473 | 1065.009
2 | February | 396 | 53530 | -4640 | 40266 | 89156 | 225.1414 | 92983 | 3827 | 2 | February | 396 | 83133 | -4670 | 78463 | 198.1389 | 81831 | 3368 | 2 | February | 193 | 2238320.44 | 9162.6668 | 2247483.1068 |  |  | 9162.6668 |  | Customer E | 22 | 22 | 22 | 22 | 22 | 22 | 22 | 22 | 22 | 22 | 22 | 22 | 22
3 | March | 403 | 39848 | -820 | 51992 | 91020 | 225.8561 | 93279 | 2259 | 3 | March | 403 | 78320 | -830 | 77490 | 192.2829 | 79413 | 1923 | 3 | March | 195 | 2119411.62 | 9162.6668 | 2128574.2868 |  |  | 9162.6668 |  | Customer F | 289.0064 | 289.0064 | 289.0064 | 289.0064 | 217.342 | 289.0064 | 226.48 | 478.414 | 233.659 | 232.354 | 274.125 | 289.0064 | 289.0064
4 | April | 403 | 38025 | 1100 | 54951 | 94076 | 233.4392 | 96410 | 2334 | 4 | April | 403 | 76982 | 1110 | 78092 | 193.7767 | 80030 | 1938 | 4 | April | 195 | 3057544.37 | 11683.4298 | 3069227.7998 |  |  | 11683.4298 |  | Customer G | 2192.069 | 2192.069 | 2192.069 | 2192.069 | 2192.069 | 2192.069 | 2192.069 | 2969.69 | 508.437 | 1095.848 | 3034.957 | 6990.192 | 2192.069
5 | May | 406 | 47521 | -230 | 46840 | 94131 | 231.8498 | 95754 | 1623 | 5 | May | 406 | 81548 | -230 | 81318 | 200.2906 | 82720 | 1402 | 5 | May | 196 | 2674178.19 | 10329.4144 | 2684507.6044 |  |  | 10329.4144 |  | Customer H | 372.6795 | 372.6795 | 372.6795 | 372.6795 | 372.6795 | 372.6795 | 372.6795 | 372.6795 | 372.6795 | 372.6795 | 373.985 | 371.374 | 372.6795
6 | June | 404 | 62422 | -490 | 33483 | 95415 | 236.1757 | 97541 | 2126 | 6 | June | 404 | 86424 | -500 | 85924 | 212.6832 | 87838 | 1914 | 6 | June | 196 | 2090827.77 | 10618.4208 | 2101446.1908 |  |  | 10618.4208 |  | Sum | 11683.4298 | 11683.4298 | 11683.4298 | 11683.4298 | 11811.6484 | 11633.3368 | 10924.397 | 9919.226 | 8075.406 | 8776.383 | 12355.022 | 20312.3544 | 11683.4298
7 | July | 407 | 62321 | -200 | 34561 | 96682 | 237.5479 | 98107 | 1425 | 7 | July | 407 | 86798 | -210 | 86588 | 212.7469 | 87864 | 1276 | 7 | July | 198 | 2431267.85 | 5697.743 | 2436965.593 |  |  | 5697.743 |  | New | 11683.4298 | 11683.4298 | 11683.4298 | 11683.4298 | 10329.4144 | 10618.4208 | 5697.743 | 717.103 | 717.103 | 717.103 | 22 | 289.0064
8 | August | 407 | 78103 | -620 | 31744 | 109227 | 268.371 | 110837 | 1610 | 8 | August | 407 | 100202 | -620 | 99582 | 244.6732 | 101050 | 1468 | 8 | August | 200 | 2576474.35 | 717.103 | 2577191.453 |  |  | 717.103
9 | September | 406 | 64117 | 280 | 29497 | 93894 | 231.266 | 95513 | 1619 | 9 | September | 406 | 83991 | 280 | 84271 | 207.564 | 85724 | 1453 | 9 | September | 200 | 2110638.58 | 717.103 | 2111355.683 |  |  | 717.103 |  | Retire
10 | October | 409 | 70342 | -1360 | 39494 | 108476 | 265.2225 | 109537 | 1061 | 10 | October | 409 | 98839 | -1360 | 97479 | 238.335 | 98432 | 953 | 10 | October | 200 | 2558606.03 | 717.103 | 2559323.133 |  |  | 717.103 |  | Customer I | 1: 3358.34; 2: 2520.763; 3: 2520.763; 13: 2520.763
11 | November | 410 | 59298 | -4000 | 45233 | 100531 | 245.1976 | 101267 | 736 | 11 | November | 410 | 94596 | -4030 | 90566 | 220.8927 | 91229 | 663 | 11 | November | 202 | 2329869.14 | 22 | 2329891.14 |  |  | 22
12 | December | 413 | 41406 | -50 | 56217 | 97573 | 236.2542 | 97573 | 0 | 12 | December | 413 | 83015 | -50 | 82965 | 200.8838 | 82965 | 0 | 12 | December | 204 | 2358518.73 | 289.0064 | 2358807.7364 |  |  | 289.0064
13 | Total | 4860 | 678730 | -15880 | 500220 | 1163070 | 2870.8896 | 1185678 | 22608 | 13 | Total | 4860 | 1040920 | -15980 | 1024940 | 2529.8487 | 1044827 | 19887 | 13 | Total | 2367 | 29729170.09 | 67441.7468 | 29796611.8368 | 0 | 0 | 67441.7468
PRIMARY IDR | [9 empty] | PRIMARY IDR
|  | (1) | (2) | (3) | (4) | (5) | (6) | (7) | (8) |  |  | (1) | (2) | (3) | (4) | (5) | (6) | (7)
Line |  |  | Billed | Normalized | Ratchet |  | Average | Annualized |  | Line |  |  | NCP | Normalized |  | Average | Annualized
No. | Month | Customers | kVa | Weather | Adjustment | Net | Usage | kVa | Difference | No. | Month | Customers | kVa | Weather | Net | Usage | kVa | Difference
|  | Input | Input | Input | Input | (2)+(3)+(4) | (5) / (1) | *Dec. Cust. | (7) - (5) |  |  | Input | Input | Input | (2)+(3) | (4) / (1) | *Dec. Cust. | (6) - (4)
1 | January | 557 | 665819 | -7830 | 413527 | 1071516 | 1923.7271 | 1127304 | 55788 | 1 | January | 557 | 58212 |  | 58212 | 104.5099 | 61243 | 3031
2 | February | 571 | 571598 | -15980 | 479203 | 1034821 | 1812.296 | 1062005 | 27184 | 2 | February | 571 | 9666 |  | 9666 | 16.9282 | 9920 | 254
3 | March | 576 | 628562 | -10520 | 346445 | 964487 | 1674.4566 | 981232 | 16745 | 3 | March | 576 | 15739 |  | 15739 | 27.3247 | 16012 | 273
4 | April | 574 | 608230 | 4560 | 354207 | 966997 | 1684.6638 | 987213 | 20216 | 4 | April | 574 | 29957 |  | 29957 | 52.1899 | 30583 | 626
5 | May | 571 | 779462 | 870 | 273027 | 1053359 | 1844.7618 | 1081030 | 27671 | 5 | May | 571 | 20126 |  | 20126 | 35.2469 | 20655 | 529
6 | June | 565 | 778901 | -4950 | 227752 | 1001703 | 1772.9257 | 1038934 | 37231 | 6 | June | 565 | 29105 |  | 29105 | 51.5133 | 30187 | 1082
7 | July | 574 | 800345 | -2960 | 223946 | 1021331 | 1779.3223 | 1042683 | 21352 | 7 | July | 574 | 47033 |  | 47033 | 81.939 | 48016 | 983
8 | August | 572 | 859170 | -2020 | 233975 | 1091125 | 1907.5612 | 1117831 | 26706 | 8 | August | 572 | 32107 |  | 32107 | 56.1311 | 32893 | 786
9 | September | 576 | 708094 | 0 | 206943 | 915037 | 1588.6059 | 930923 | 15886 | 9 | September | 576 | 53581 |  | 53581 | 93.0226 | 54511 | 930
10 | October | 576 | 838480 | -6010 | 252446 | 1084916 | 1883.5347 | 1103751 | 18835 | 10 | October | 576 | 44282 |  | 44282 | 76.8785 | 45051 | 769
11 | November | 580 | 658076 | -23430 | 256629 | 891275 | 1536.681 | 900495 | 9220 | 11 | November | 580 | 53661 |  | 53661 | 92.519 | 54216 | 555
12 | December | 586 | 563404 | -6610 | 316975 | 873769 | 1491.0734 | 873769 | 0 | 12 | December | 586 | 55706 |  | 55706 | 95.0614 | 55706 | 0
13 | Total | 6878 | 8460141 | -74880 | 3585075 | 11970336 | 20899.6095 | 12247170 | 276834 | 13 | Total | 6878 | 449175 | 0 | 449175 | 783.2644 | 458993 | 9818
13 | Total | 0 | 0 | 0 | 0 | 0 | 0 | 0 | 0

## WP H-4.1 (Weather Impact)
Billing Demand Weather Impact |  |  |  | Bdemand OPUC 1-20 CompareImpacts.xlsx
Year | Month | M_SVL_Results.SVL_BDemand | M_SVL_Results.SVL_Wthr_BDemand | M_SVL_Results.SVL_Adj_BDemand | M_PVS_Results.PVS_BDemand | M_PVS_Results.PVS_Wthr_BDemand | M_PVS_Results.PVS_Adj_BDemand | M_SVL_IDR_Results.SVL_IDR_BDemand | M_SVL_IDR_Results.SVL_IDR_Wthr_BDemand | M_SVL_IDR_Results.SVL_IDR_Adj_BDemand | M_PVS_IDR_Results.PVS_IDR_BDemand | M_PVS_IDR_Results.PVS_IDR_Wthr_BDemand | M_PVS_IDR_Results.PVS_IDR_Adj_BDemand
2018 | 1 | 6925.042 | 181.502 | 6743.539 | 96.61 | 4.85 | 91.76 | 3606.41 | 65.21 | 3541.2 | 1053.5 | 7.83 | 1045.67
2018 | 2 | 6183.031 | 181.828 | 6001.203 | 93.49 | 4.64 | 88.85 | 3064.08 | 104.26 | 2959.83 | 882.58 | 15.98 | 866.6
2018 | 3 | 6321.216 | 12.228 | 6308.988 | 91.13 | 0.82 | 90.31 | 3178.63 | 45.68 | 3132.95 | 928.82 | 10.52 | 918.3
2018 | 4 | 6241.439 | -60.62 | 6302.059 | 92.57 | -1.1 | 93.68 | 3226.6 | -30.66 | 3257.26 | 953.89 | -4.56 | 958.45
2018 | 5 | 6656.097 | 13.663 | 6642.434 | 93.94 | 0.23 | 93.71 | 3456.65 | 4.73 | 3451.92 | 1036.13 | -0.87 | 1037
2018 | 6 | 6605.1 | 18.534 | 6586.566 | 94.77 | 0.49 | 94.27 | 3442.84 | 19.82 | 3423.03 | 986.21 | 4.95 | 981.26
2018 | 7 | 6652.22 | 12.934 | 6639.286 | 96.67 | 0.2 | 96.47 | 3473.5 | 14.81 | 3458.69 | 1019.02 | 2.96 | 1016.05
2018 | 8 | 7285.341 | 35.002 | 7250.338 | 109.47 | 0.62 | 108.86 | 3857.91 | 14.8 | 3843.11 | 1092.13 | 2.02 | 1090.12
2018 | 9 | 6029.263 | 2.715 | 6026.548 | 92.95 | -0.28 | 93.23 | 3105.01 | -1.49 | 3106.51 | 904.96 | 0 | 904.96
2018 | 10 | 7094.938 | 45.937 | 7049.001 | 108.34 | 1.36 | 106.98 | 3774.96 | 28.2 | 3746.76 | 1086.85 | 6.01 | 1080.84
2018 | 11 | 6154.884 | 194.092 | 5960.793 | 104.23 | 4 | 100.22 | 3163.5 | 136.15 | 3027.36 | 912.36 | 23.43 | 888.93
2018 | 12 | 5853.085 | 40.623 | 5812.462 | 95.52 | 0.05 | 95.47 | 2921.11 | 32.94 | 2888.17 | 877.74 | 6.61 | 871.12
Demand OPUC 1-20 CompareImpacts.xlsx
Year | Month | M_SVL_Results.SVL_Demand | M_SVL_Results.SVL_WthrDemand | M_SVL_Results.SVL_AdjDemand | M_PVS_Results.PVS_Demand | M_PVS_Results.PVS_WthrDemand | M_PVS_Results.PVS_AdjDemand
2018 | 1 | 6389.94 | 266.125 | 6123.815 | 85.94 | 4.87 | 81.07
2018 | 2 | 5649.92 | 266.602 | 5383.318 | 82.98 | 4.67 | 78.31
2018 | 3 | 5658.968 | 17.93 | 5641.039 | 77.67 | 0.83 | 76.85
2018 | 4 | 5492.882 | -88.883 | 5581.765 | 76.67 | -1.11 | 77.78
2018 | 5 | 5988.26 | 20.033 | 5968.226 | 81.16 | 0.23 | 80.93
2018 | 6 | 6119.347 | 27.176 | 6092.171 | 85.33 | 0.5 | 84.83
2018 | 7 | 6176.568 | 18.964 | 6157.604 | 86.66 | 0.21 | 86.45
2018 | 8 | 6776.828 | 51.322 | 6725.507 | 99.82 | 0.62 | 99.2
2018 | 9 | 5631.049 | 3.981 | 5627.067 | 83.34 | -0.28 | 83.62
2018 | 10 | 6558.218 | 67.354 | 6490.864 | 97.6 | 1.36 | 96.24
2018 | 11 | 5694.789 | 284.583 | 5410.206 | 94.4 | 4.03 | 90.38
2018 | 12 | 5361.526 | 59.562 | 5301.963 | 81.37 | 0.05 | 81.32
| SVL_IDR 2017 |  |  | PVS_IDR 2017 |  |  | TVS 2017
| ERCOT Coincident Loads | Weather Adjustment | Adjusted Coincident Loads | ERCOT Coincident Loads | Weather Adjustment | Adjusted Coincident Loads | ERCOT Coincident Loads | Weather Adjustment | Adjusted Coincident Loads
June | 2143.29 | -2.5332 | 2145.8232 | 499.057 | -0.28978 | 499.3468 | 1989.63 | 0 | 1989.63
July | 2165.163 | 23.8274 | 2141.3356 | 503.164 | 5.5663 | 497.5977 | 2027.915 | 0 | 2027.915
August | 2351.447 | 12.8317 | 2338.6153 | 537.948 | 2.6774 | 535.2706 | 2735.887 | 0 | 2735.887
September | 2180.767 | -17.1889 | 2197.9559 | 509.161 | -4.0889 | 513.2499 | 1935.709 | 0 | 1935.709
4CP Average | 2210.1667 | 4.2343 | 2205.9325 | 512.3325 | 0.96625 | 511.3662 | 2172.2853 | 0 | 2172.2853
Multiplier |  |  | 0.99808 |  |  | 0.99811 |  |  | 1
Use above for rate case adjustments
Updated Feb 24
| SVL_IDR 2018 |  |  | PVS_IDR 2018 |  |  | TVS 2018
| ERCOT Coincident Loads | Weather Adjustment | Adjusted Coincident Loads | ERCOT Coincident Loads | Weather Adjustment | Adjusted Coincident Loads | ERCOT Coincident Loads | Weather Adjustment | Adjusted Coincident Loads
June | 2180.0809 | 26.7468 | 2153.334 | 528.0793 | 5.8255 | 522.2538 | 2163.1728 | 0 | 2163.1728
July | 2194.8085 | 31.3151 | 2163.4934 | 523.9637 | 6.9429 | 517.0208 | 2371.8768 | 0 | 2371.8768
August | 2279.3645 | 8.7675 | 2270.5969 | 489.0674 | 1.9611 | 487.1063 | 2380.5157 | 0 | 2380.5157
September | 2299.5238 | -3.1741 | 2302.6979 | 529.8061 | -0.96591 | 530.772 | 2257.8079 | 0 | 2257.8079
4CP Average | 2238.4444 | 15.9138 | 2222.5306 | 517.7291 | 3.4409 | 514.2882 | 2293.3433 | 0 | 2293.3433
Multiplier |  |  | 0.99289 |  |  | 0.99335 |  |  | 1
The above are adjustments for 2019 4CP

## WP-4.1 (Current Rates)
CURRENT RATES
| (1) | (6) | (7) | (8) | (9)
Line |  | CUSTOMER | METERING | DISTRUBUTION | TRANSMISSION
No. | Tariff Class | CHARGE | CHARGE | CHARGE | CHARGE
1 | Residential | 1.62 | 3.85 | 0.016489 | 0.008439 | Per kwh
2 | Secondary Voltage Small (Non-IDR) | 1.61 | 4.41 | 0.012218 | 0.004437 | Per kwh
3 | Secondary Voltage Small (IDR)
4 | Secondary Voltage Large (Non-IDR) | 2.26 | 18.82 | 3.0594 | 1.4318 | Per NCP kVa | Dist. Charge is per billing Kva
5 | Secondary Voltage Large (IDR) | 65.83 | 63.07 | 3.0594 | 2.2387 | Per 4CP kVa | Dist. Charge is per billing Kva
6 | Primary Voltage Service (Non-IDR) | 3.58 | 181.35 | 2.0028 | 1.7033 | Per NCP kVa | Dist. Charge is per billing Kva
7 | Primary Voltage Service (IDR) | 76.73 | 138.4 | 2.0028 | 2.1546 | Per 4CP kVa | Dist. Charge is per billing Kva
8 | Transmission Voltage Service | 154.44 | 1449.82 | 0.4633 | 2.1188 | Per 4CP kVa | Dist Charge is Per 4CP kVa
9 | Miscellaneous Lighting Service
10 | Street Lighting Service

## WP-H-5.1
CEHE Calculated Normal Daily Weather |  |  |  | (10 Year Average 2009-2018) | [11 empty] | CEHE Actual Daily Weather (combined weather station) Calendar Month | [17 empty] | Houston Hobby Airport Actual Monthly Weather | [17 empty] | Bush Intercontinental Airport Actual Monthly Weather | [17 empty] | Sugar Land Regional Airport Actual Monthly Weather
Year | Month | Day | NAvgDB | NCD80 | NCD75 | NCD70 | NCD65 | NCD60 | NCD55 | NHD65 | NHD60 | NHD55 | NHD50 | NHD45 | NHD40 | Year | Month | Day | AvgDB | AvgDP | AvgHum | CD80 | CD75 | CD70 | CD65 | CD60 | CD55 | HD65 | HD60 | HD55 | HD50 | HD45 | HD40 | Year | Month | AvgDB | MaxDB | MinDB | AvgDP | CDD80 | CDD75 | CDD70 | CDD65 | CDD60 | CDD55 | HDD65 | HDD60 | HDD55 | HDD50 | HDD45 | HDD40 | Year | Month | AvgDB | MaxDB | MinDB | AvgDP | CDD80 | CDD75 | CDD70 | CDD65 | CDD60 | CDD55 | HDD65 | HDD60 | HDD55 | HDD50 | HDD45 | HDD40 | Year | Month | AvgDB | MaxDB | MinDB | AvgDP | CDD80 | CDD75 | CDD70 | CDD65 | CDD60 | CDD55 | HDD65 | HDD60 | HDD55 | HDD50 | HDD45 | HDD40
2018 | 1 | 1 | 44.9097 | 0 | 0 | 0 | 0 | 0 | 0 | 20.0903 | 15.0903 | 10.0903 | 5.2958 | 1.5931 | 0.27916 | 2018 | 1 | 1 | 35.4166 | 17.0832 | 48.4573 | 0 | 0 | 0 | 0 | 0 | 0 | 29.5834 | 24.5834 | 19.5834 | 14.5834 | 9.5834 | 4.5834 | 1998 | 1 | 59.6559 | 80 | 40 | 54.6156 | 0 | 0 | 0.79167 | 22.9167 | 84.125 | 175.5 | 188.5833 | 94.7917 | 31.1667 | 1.7917 | 0 | 0 | 1998 | 1 | 56.7715 | 77 | 34 | 50.3374 | 0 | 0 | 0 | 8.4583 | 49.75 | 124.125 | 263.5417 | 149.8333 | 69.2083 | 16.875 | 0 | 0 | 1998 | 1 | 58.5793 | 75 | 37 | 53.711 | 0 | 0 | 0 | 18.4583 | 74.8333 | 158.0833 | 217.5 | 118.875 | 47.125 | 9.125 | 0 | 0
2018 | 1 | 2 | 38.7013 | 0 | 0 | 0 | 0 | 0 | 0 | 26.2987 | 21.2987 | 16.2987 | 11.2987 | 6.3459 | 2.6972 | 2018 | 1 | 2 | 31.7222 | 13.625 | 46.9547 | 0 | 0 | 0 | 0 | 0 | 0 | 33.2778 | 28.2778 | 23.2778 | 18.2778 | 13.2778 | 8.2778 | 1998 | 2 | 57.5655 | 76 | 38 | 49.2902 | 0 | 0 | 0 | 4.9167 | 29.2083 | 90.0833 | 213.0833 | 97.375 | 18.25 | 0.625 | 0 | 0 | 1998 | 2 | 54.6994 | 77 | 36 | 46.3542 | 0 | 0 | 0 | 3.0417 | 21.125 | 52.8333 | 291.4583 | 169.5417 | 61.25 | 11.25 | 0 | 0 | 1998 | 2 | 56.25 | 75 | 34 | 48.8289 | 0 | 0 | 0 | 2.875 | 23.5417 | 67.7083 | 247.875 | 128.5417 | 32.7083 | 5.8333 | 0 | 0
2018 | 1 | 3 | 43.6082 | 0 | 0 | 0 | 0 | 0 | 0 | 21.3917 | 16.3917 | 11.3918 | 6.3918 | 2.5139 | 0.71528 | 2018 | 1 | 3 | 33.8889 | 15.5417 | 48.9765 | 0 | 0 | 0 | 0 | 0 | 0 | 31.1111 | 26.1111 | 21.1111 | 16.1111 | 11.1111 | 6.1111 | 1998 | 3 | 62.0013 | 82 | 38 | 50.4274 | 0 | 0 | 19.7083 | 65.1667 | 152.7917 | 253.4583 | 158.125 | 90.75 | 36.4167 | 7.4167 | 0 | 0 | 1998 | 3 | 59.4798 | 84 | 31 | 48.8145 | 0 | 0 | 17.25 | 50.2917 | 122.5833 | 216.0417 | 221.4167 | 138.7083 | 77.1667 | 25.625 | 2.1667 | 0 | 1998 | 3 | 60.6788 | 82 | 34 | 50.2419 | 0 | 0 | 15.125 | 48.8333 | 129.7917 | 227.3333 | 182.7917 | 108.75 | 51.2917 | 14.125 | 0 | 0
2018 | 1 | 4 | 48.2055 | 0 | 0 | 0 | 0 | 0 | 0 | 16.7945 | 11.7945 | 6.7945 | 2.5264 | 0.27362 | 0 | 2018 | 1 | 4 | 41.0138 | 23.6944 | 54.3 | 0 | 0 | 0 | 0 | 0 | 0 | 23.9862 | 18.9862 | 13.9862 | 8.9862 | 3.9862 | 0 | 1998 | 4 | 68.975 | 88 | 49 | 55.6694 | 0 | 5.4583 | 41.4167 | 129.25 | 271.0417 | 419.25 | 10 | 1.7917 | 0 | 0 | 0 | 0 | 1998 | 4 | 65.8111 | 87 | 44 | 54.2931 | 0 | 1.5 | 22.7083 | 79.5417 | 179.6667 | 324.3333 | 55.2083 | 5.3333 | 0 | 0 | 0 | 0 | 1998 | 4 | 67.5264 | 84 | 48 | 55.5139 | 0 | 1.5833 | 26.0417 | 95.5833 | 229.7083 | 375.7917 | 19.7917 | 3.9167 | 0 | 0 | 0 | 0
2018 | 1 | 5 | 49.8555 | 0 | 0 | 0 | 0 | 0.0027775 | 0.45139 | 15.1445 | 10.1473 | 5.5959 | 1.689 | 0.062509 | 0 | 2018 | 1 | 5 | 46.8055 | 34.2359 | 62.7431 | 0 | 0 | 0 | 0 | 0 | 0 | 18.1945 | 13.1945 | 8.1945 | 3.1945 | 0 | 0 | 1998 | 5 | 79.9315 | 99 | 60 | 69.707 | 35.6667 | 153.125 | 307.875 | 462.875 | 617.875 | 772.875 | 0 | 0 | 0 | 0 | 0 | 0 | 1998 | 5 | 78.2527 | 97 | 57 | 68.1344 | 17.125 | 108.5833 | 255.8333 | 410.8333 | 565.8333 | 720.8333 | 0 | 0 | 0 | 0 | 0 | 0 | 1998 | 5 | 79.0457 | 100 | 57 | 69.5511 | 25.0833 | 127.7083 | 280.4167 | 435.4167 | 590.4167 | 745.4167 | 0 | 0 | 0 | 0 | 0 | 0
2018 | 1 | 6 | 53.7416 | 0 | 0 | 0 | 0 | 0.33472 | 1.3694 | 11.2584 | 6.5931 | 2.6278 | 0.26667 | 0 | 0 | 2018 | 1 | 6 | 50.0416 | 42.6248 | 77.3848 | 0 | 0 | 0 | 0 | 0 | 0 | 14.9584 | 9.9584 | 4.9584 | 0.56949 | 0 | 0 | 1998 | 6 | 85.1278 | 100 | 71 | 74.7792 | 160.7083 | 304.0833 | 453.8333 | 603.8333 | 753.8333 | 903.8333 | 0 | 0 | 0 | 0 | 0 | 0 | 1998 | 6 | 84.2097 | 101 | 67 | 73.8611 | 138.2917 | 279.5 | 426.2917 | 576.2917 | 726.2917 | 876.2917 | 0 | 0 | 0 | 0 | 0 | 0 | 1998 | 6 | 84.4403 | 99 | 68 | 74.6903 | 141.75 | 284.75 | 433.2083 | 583.2083 | 733.2083 | 883.2083 | 0 | 0 | 0 | 0 | 0 | 0
2018 | 1 | 7 | 62.5166 | 0 | 0 | 0 | 0.89583 | 3.1805 | 7.5263 | 3.3792 | 0.66392 | 0.0097242 | 0 | 0 | 0 | 2018 | 1 | 7 | 59.6387 | 56.2221 | 89.3091 | 0 | 0 | 0 | 0 | 0.48606 | 4.6387 | 5.3613 | 0.84732 | 0 | 0 | 0 | 0 | 1998 | 7 | 85.1613 | 101 | 73 | 75.8884 | 160 | 315 | 470 | 625 | 780 | 935 | 0 | 0 | 0 | 0 | 0 | 0 | 1998 | 7 | 85.6183 | 101 | 70 | 74.0565 | 174.1667 | 329.1667 | 484.1667 | 639.1667 | 794.1667 | 949.1667 | 0 | 0 | 0 | 0 | 0 | 0 | 1998 | 7 | 85.5161 | 108 | 71 | 75.6909 | 171 | 326 | 481 | 636 | 791 | 946 | 0 | 0 | 0 | 0 | 0 | 0
2018 | 1 | 8 | 60.6194 | 0 | 0 | 0 | 0.27917 | 2.0167 | 5.6583 | 4.6598 | 1.3973 | 0.038897 | 0 | 0 | 0 | 2018 | 1 | 8 | 58.8056 | 48.7084 | 71.5858 | 0 | 0 | 0 | 0 | 0 | 3.8056 | 6.1944 | 1.1944 | 0 | 0 | 0 | 0 | 1998 | 8 | 83.7876 | 101 | 74 | 74.9745 | 121.0833 | 272.4167 | 427.4167 | 582.4167 | 737.4167 | 892.4167 | 0 | 0 | 0 | 0 | 0 | 0 | 1998 | 8 | 82.7796 | 103 | 72 | 73.2419 | 98.5833 | 241.1667 | 396.1667 | 551.1667 | 706.1667 | 861.1667 | 0 | 0 | 0 | 0 | 0 | 0 | 1998 | 8 | 83.8293 | 104 | 72 | 74.8011 | 125.0417 | 273.7083 | 428.7083 | 583.7083 | 738.7083 | 893.7083 | 0 | 0 | 0 | 0 | 0 | 0
2018 | 1 | 9 | 52.95 | 0 | 0 | 0 | 0 | 0.17917 | 0.99722 | 12.05 | 7.2292 | 3.0472 | 0.4639 | 0 | 0 | 2018 | 1 | 9 | 49.8195 | 46.8472 | 89.645 | 0 | 0 | 0 | 0 | 0 | 0 | 15.1805 | 10.1805 | 5.1805 | 0.3472 | 0 | 0 | 1998 | 9 | 82.0278 | 96 | 74 | 74.8486 | 68.375 | 210.8333 | 360.8333 | 510.8333 | 660.8333 | 810.8333 | 0 | 0 | 0 | 0 | 0 | 0 | 1998 | 9 | 80.6181 | 98 | 70 | 73.5056 | 39.7917 | 168.5417 | 318.5417 | 468.5417 | 618.5417 | 768.5417 | 0 | 0 | 0 | 0 | 0 | 0 | 1998 | 9 | 81.6653 | 100 | 72 | 74.5167 | 66.75 | 201.375 | 349.9583 | 499.9583 | 649.9583 | 799.9583 | 0 | 0 | 0 | 0 | 0 | 0
2018 | 1 | 10 | 58.7416 | 0 | 0 | 0 | 0.20277 | 1.2458 | 3.8402 | 6.4612 | 2.5042 | 0.098613 | 0 | 0 | 0 | 2018 | 1 | 10 | 57.0139 | 53.6112 | 88.8308 | 0 | 0 | 0 | 0 | 0 | 2.0139 | 7.9861 | 2.9861 | 0 | 0 | 0 | 0 | 1998 | 10 | 73.2339 | 93 | 51 | 66.8038 | 8.0833 | 43.7917 | 128.4167 | 261.1667 | 410.25 | 565.25 | 5.9167 | 0 | 0 | 0 | 0 | 0 | 1998 | 10 | 71.5833 | 91 | 47 | 64.6183 | 7.25 | 39.3333 | 101.7083 | 216.5 | 362.0833 | 514.0833 | 12.4167 | 3 | 0 | 0 | 0 | 0 | 1998 | 10 | 73.0739 | 93 | 48 | 66.4852 | 7.6667 | 43 | 127.2083 | 256.2083 | 406.2083 | 560.2917 | 5.9167 | 0.91667 | 0 | 0 | 0 | 0
2018 | 1 | 11 | 59.4111 | 0 | 0 | 0 | 0.23751 | 1.4194 | 4.4416 | 5.8264 | 2.0084 | 0.030552 | 0 | 0 | 0 | 2018 | 1 | 11 | 58.4999 | 51.9306 | 79.7824 | 0 | 0 | 0 | 0 | 0 | 3.4999 | 6.5001 | 1.5001 | 0 | 0 | 0 | 0 | 1998 | 11 | 65.0667 | 83 | 47 | 59.6389 | 0 | 0 | 14 | 73.7083 | 173.3333 | 303.4583 | 71.7083 | 21.3333 | 1.4583 | 0 | 0 | 0 | 1998 | 11 | 63.8097 | 83 | 44 | 58.0028 | 0 | 0 | 7.6667 | 60.9167 | 148.5 | 268.375 | 96.625 | 34.2083 | 4.0833 | 0 | 0 | 0 | 1998 | 11 | 64.7486 | 85 | 47 | 59.3639 | 0 | 1.25 | 17.7917 | 73.125 | 166.8333 | 295.2917 | 80.6667 | 24.375 | 2.8333 | 0 | 0 | 0
2018 | 1 | 12 | 46.1514 | 0 | 0 | 0 | 0 | 0 | 0 | 18.8486 | 13.8486 | 8.8486 | 4.1 | 0.76946 | 0.026394 | 2018 | 1 | 12 | 39.9999 | 20.8056 | 46.4861 | 0 | 0 | 0 | 0 | 0 | 0 | 25.0001 | 20.0001 | 15.0001 | 10.0001 | 5.0001 | 0.22226 | 1998 | 12 | 56.4086 | 82 | 29 | 50.5202 | 0 | 0 | 16.9583 | 58.2917 | 109 | 173.6667 | 324.625 | 220.3333 | 130 | 66.875 | 36.5417 | 12.5 | 1998 | 12 | 54.9866 | 83 | 28 | 48.6384 | 0 | 0.375 | 18.0417 | 52.0833 | 99.5 | 158.1667 | 362.5 | 254.9167 | 158.5833 | 82.4583 | 42.375 | 17.375 | 1998 | 12 | 55.879 | 82 | 27 | 50.3629 | 0 | 0 | 16.3333 | 57.5417 | 107.9167 | 170.8333 | 340.2917 | 235.6667 | 143.5833 | 76.7083 | 40.4583 | 15.4583
2018 | 1 | 13 | 47.3499 | 0 | 0 | 0 | 0 | 0 | 0 | 17.6501 | 12.6501 | 7.6501 | 2.9765 | 0.3375 | 0 | 2018 | 1 | 13 | 40.736 | 22.9584 | 50.6568 | 0 | 0 | 0 | 0 | 0 | 0 | 24.264 | 19.264 | 14.264 | 9.264 | 4.264 | 0 | 1999 | 1 | 58.5578 | 78 | 29 | 50.8011 | 0 | 0 | 5.375 | 42.1667 | 111.5833 | 203.6667 | 241.875 | 156.2917 | 93.375 | 48.25 | 18.9167 | 6.2917 | 1999 | 1 | 57.4032 | 79 | 26 | 48.5874 | 0 | 0 | 6.6667 | 39.1667 | 103 | 189.625 | 274.6667 | 183.5 | 115.125 | 61.375 | 26.4167 | 9.4583 | 1999 | 1 | 58.1383 | 79 | 30 | 50.5912 | 0 | 0 | 6.9167 | 41 | 110.3211 | 199.7693 | 253.7133 | 168.0344 | 102.4826 | 53.7265 | 20.875 | 6.9583
2018 | 1 | 14 | 49.0416 | 0 | 0 | 0 | 0 | 0 | 0.36804 | 15.9584 | 10.9584 | 6.3265 | 2.2903 | 0.1375 | 0 | 2018 | 1 | 14 | 42.2637 | 31.083 | 66.2501 | 0 | 0 | 0 | 0 | 0 | 0 | 22.7363 | 17.7363 | 12.7363 | 7.7363 | 2.8058 | 0 | 1999 | 2 | 63.0997 | 80 | 38 | 53.0521 | 0 | 0 | 11.875 | 55.2917 | 132.4167 | 243.5 | 108.5 | 45.625 | 16.7083 | 0.375 | 0 | 0 | 1999 | 2 | 61.7009 | 82 | 32 | 51.0595 | 0 | 0 | 15 | 55.875 | 119.3333 | 218 | 148.25 | 71.7083 | 30.375 | 6.3333 | 0 | 0 | 1999 | 2 | 63.05 | 82 | 34 | 52.9758 | 0 | 0 | 11.8333 | 58.0264 | 132.5264 | 243.693 | 112.625 | 47.125 | 18.2917 | 1.2917 | 0 | 0
2018 | 1 | 15 | 56.3027 | 0 | 0 | 0 | 0.10833 | 0.92358 | 2.443 | 8.8056 | 4.6209 | 1.1403 | 0 | 0 | 0 | 2018 | 1 | 15 | 53.0276 | 44.2359 | 74.0563 | 0 | 0 | 0 | 0 | 0 | 0.013887 | 11.9724 | 6.9724 | 1.9863 | 0 | 0 | 0 | 1999 | 3 | 64.0995 | 84 | 39 | 56.3105 | 0 | 0 | 6.0833 | 60.0417 | 156.2917 | 294.3333 | 87.9583 | 29.2083 | 12.25 | 1.9167 | 0 | 0 | 1999 | 3 | 63.3253 | 85 | 34 | 54.4825 | 0 | 0 | 9.2083 | 57.7083 | 146.25 | 275.4167 | 109.625 | 43.1667 | 17.3333 | 3.4167 | 0 | 0 | 1999 | 3 | 63.9801 | 82 | 37 | 56.1691 | 0 | 0 | 5.5833 | 57.7899 | 157.4565 | 293.7821 | 89.4064 | 34.0731 | 15.3987 | 2.25 | 0 | 0
2018 | 1 | 16 | 40.1708 | 0 | 0 | 0 | 0 | 0 | 0 | 24.8292 | 19.8292 | 14.8292 | 9.8292 | 4.9223 | 1.7889 | 2018 | 1 | 16 | 31.9027 | 27.2777 | 83.2285 | 0 | 0 | 0 | 0 | 0 | 0 | 33.0973 | 28.0973 | 23.0973 | 18.0973 | 13.0973 | 8.0973 | 1999 | 4 | 72.7681 | 88 | 45 | 63.7958 | 0 | 21.7917 | 117.5417 | 246.625 | 384.4167 | 533.0417 | 13.5833 | 1.375 | 0 | 0 | 0 | 0 | 1999 | 4 | 72.6639 | 91 | 39 | 61.8625 | 0.875 | 30.2083 | 124.5833 | 253.75 | 387.7083 | 529.9167 | 23.8333 | 7.7917 | 0 | 0 | 0 | 0 | 1999 | 4 | 73.4972 | 91 | 43 | 63.7028 | 0.79167 | 37.2917 | 142.6667 | 272.6667 | 407.5833 | 554.9167 | 17.75 | 2.6667 | 0 | 0 | 0 | 0
2018 | 1 | 17 | 36.9652 | 0 | 0 | 0 | 0 | 0 | 0 | 28.0348 | 23.0348 | 18.0348 | 13.0348 | 8.0348 | 3.7848 | 2018 | 1 | 17 | 27.7639 | 13.8333 | 56.663 | 0 | 0 | 0 | 0 | 0 | 0 | 37.2361 | 32.2361 | 27.2361 | 22.2361 | 17.2361 | 12.2361 | 1999 | 5 | 76.668 | 91 | 61 | 68.4315 | 2.3333 | 69.875 | 206.7083 | 361.7083 | 516.7083 | 671.7083 | 0 | 0 | 0 | 0 | 0 | 0 | 1999 | 5 | 76.2231 | 92 | 55 | 66.8992 | 5.2083 | 68.625 | 193 | 347.9167 | 502.9167 | 657.9167 | 0 | 0 | 0 | 0 | 0 | 0 | 1999 | 5 | 77.5148 | 93 | 57 | 68.3696 | 6.6667 | 94.625 | 233.25 | 387.9583 | 542.9583 | 697.9583 | 0 | 0 | 0 | 0 | 0 | 0
2018 | 1 | 18 | 42.2777 | 0 | 0 | 0 | 0 | 0 | 0 | 22.7223 | 17.7223 | 12.7223 | 7.7223 | 3.282 | 0.86391 | 2018 | 1 | 18 | 33.1665 | 18.7638 | 56.3731 | 0 | 0 | 0 | 0 | 0 | 0 | 31.8335 | 26.8335 | 21.8335 | 16.8335 | 11.8335 | 6.8335 | 1999 | 6 | 80.3944 | 91 | 72 | 74.1694 | 28.5417 | 161.8333 | 311.8333 | 461.8333 | 611.8333 | 761.8333 | 0 | 0 | 0 | 0 | 0 | 0 | 1999 | 6 | 80.6889 | 93 | 69 | 73.3389 | 44.4583 | 170.6667 | 320.6667 | 470.6667 | 620.6667 | 770.6667 | 0 | 0 | 0 | 0 | 0 | 0 | 1999 | 6 | 81.2667 | 93 | 73 | 74.0611 | 44.6667 | 188 | 338 | 488 | 638 | 788 | 0 | 0 | 0 | 0 | 0 | 0
2018 | 1 | 19 | 50.5416 | 0 | 0 | 0 | 0 | 0.011113 | 0.59028 | 14.4584 | 9.4695 | 5.0486 | 1.2917 | 0.026386 | 0 | 2018 | 1 | 19 | 46.8056 | 41.2916 | 81.8498 | 0 | 0 | 0 | 0 | 0 | 0 | 18.1944 | 13.1944 | 8.1944 | 3.1944 | 0 | 0 | 1999 | 7 | 82.0793 | 95 | 72 | 74.4019 | 69.25 | 219.4583 | 374.4583 | 529.4583 | 684.4583 | 839.4583 | 0 | 0 | 0 | 0 | 0 | 0 | 1999 | 7 | 81.9503 | 96 | 70 | 74.078 | 70.0833 | 215.4583 | 370.4583 | 525.4583 | 680.4583 | 835.4583 | 0 | 0 | 0 | 0 | 0 | 0 | 1999 | 7 | 83.0565 | 100 | 73 | 74.3522 | 97.0417 | 249.75 | 404.75 | 559.75 | 714.75 | 869.75 | 0 | 0 | 0 | 0 | 0 | 0
2018 | 1 | 20 | 66.6875 | 0 | 0 | 0.31806 | 2.6153 | 6.6875 | 11.6875 | 0.92777 | 0 | 0 | 0 | 0 | 0 | 2018 | 1 | 20 | 62.1527 | 60.1111 | 93.6055 | 0 | 0 | 0 | 0 | 2.1527 | 7.1527 | 2.8473 | 0 | 0 | 0 | 0 | 0 | 1999 | 8 | 85.1237 | 100 | 74 | 75.168 | 158.8333 | 313.8333 | 468.8333 | 623.8333 | 778.8333 | 933.8333 | 0 | 0 | 0 | 0 | 0 | 0 | 1999 | 8 | 85.5914 | 105 | 70 | 72.9516 | 173.3333 | 328.3333 | 483.3333 | 638.3333 | 793.3333 | 948.3333 | 0 | 0 | 0 | 0 | 0 | 0 | 1999 | 8 | 86.0793 | 104 | 74 | 75.129 | 188.4583 | 343.4583 | 498.4583 | 653.4583 | 808.4583 | 963.4583 | 0 | 0 | 0 | 0 | 0 | 0
2018 | 1 | 21 | 69.2667 | 0 | 0 | 1.3236 | 4.5459 | 9.2667 | 14.2667 | 0.27915 | 0 | 0 | 0 | 0 | 0 | 2018 | 1 | 21 | 68.6528 | 65.4028 | 89.9833 | 0 | 0 | 0 | 3.6528 | 8.6528 | 13.6528 | 0 | 0 | 0 | 0 | 0 | 0 | 1999 | 9 | 78.8653 | 97 | 57 | 65.2625 | 36.5833 | 144.0833 | 271.75 | 415.9583 | 565.9583 | 715.9583 | 0 | 0 | 0 | 0 | 0 | 0 | 1999 | 9 | 77.3597 | 98 | 49 | 64.1486 | 28.5833 | 113.1667 | 238.7083 | 372.2083 | 520.7917 | 670.7917 | 1.4167 | 0 | 0 | 0 | 0 | 0 | 1999 | 9 | 79.275 | 102 | 50 | 65.2042 | 45.5833 | 154.3333 | 283.1667 | 428.25 | 578.25 | 728.25 | 0 | 0 | 0 | 0 | 0 | 0
2018 | 1 | 22 | 64.0694 | 0 | 0 | 0 | 1.1681 | 4.1222 | 9.0694 | 2.0987 | 0.052788 | 0 | 0 | 0 | 0 | 2018 | 1 | 22 | 60.8472 | 38.9861 | 49.737 | 0 | 0 | 0 | 0 | 0.84717 | 5.8472 | 4.1528 | 0 | 0 | 0 | 0 | 0 | 1999 | 10 | 70.2984 | 90 | 46 | 58.8454 | 1.4583 | 31.375 | 100.7917 | 202.875 | 324.5833 | 474.25 | 38.625 | 5.3333 | 0 | 0 | 0 | 0 | 1999 | 10 | 68.0484 | 90 | 41 | 57.9368 | 0 | 13.3333 | 71 | 155.8333 | 270.2917 | 406.0417 | 61.3333 | 20.7917 | 1.5417 | 0 | 0 | 0 | 1999 | 10 | 71.0417 | 91 | 49 | 58.703 | 2.75 | 38.875 | 111.1667 | 217.7083 | 346.875 | 497.2917 | 30.4167 | 4.5833 | 0 | 0 | 0 | 0
2018 | 1 | 23 | 55.6054 | 0 | 0 | 0 | 0.070826 | 0.80831 | 2.1319 | 9.4654 | 5.2029 | 1.5265 | 0 | 0 | 0 | 2018 | 1 | 23 | 51.1389 | 28.3194 | 46.7194 | 0 | 0 | 0 | 0 | 0 | 0 | 13.8611 | 8.8611 | 3.8611 | 0 | 0 | 0 | 1999 | 11 | 64.0917 | 83 | 37 | 52.6306 | 0 | 0 | 7.2917 | 54.7083 | 153.5 | 282.8333 | 81.9583 | 30.75 | 10.0833 | 0 | 0 | 0 | 1999 | 11 | 61.6625 | 84 | 31 | 50.5875 | 0 | 0 | 3.875 | 27 | 99.7083 | 219.375 | 127.125 | 49.8333 | 19.5 | 3.625 | 0 | 0 | 1999 | 11 | 64.9306 | 84 | 36 | 52.6778 | 0 | 0 | 14.2917 | 69.7917 | 177.5417 | 307.25 | 71.875 | 29.625 | 9.3333 | 0.33333 | 0 | 0
2018 | 1 | 24 | 54.7166 | 0 | 0 | 0 | 0.10138 | 0.66109 | 1.7375 | 10.3848 | 5.9445 | 2.0209 | 0.075003 | 0 | 0 | 2018 | 1 | 24 | 50.2083 | 28.1249 | 46.7677 | 0 | 0 | 0 | 0 | 0 | 0 | 14.7917 | 9.7917 | 4.7917 | 0.097242 | 0 | 0 | 1999 | 12 | 56.2594 | 77 | 36 | 45.1586 | 0 | 0 | 1.0833 | 12.8333 | 47.8333 | 104.25 | 283.7917 | 163.7917 | 65.2083 | 12.1667 | 0 | 0 | 1999 | 12 | 53.5403 | 79 | 29 | 43.4946 | 0 | 0 | 1.8333 | 8.5417 | 31.7917 | 79.0417 | 363.7917 | 232.0417 | 124.2917 | 42.0417 | 5.7917 | 0 | 1999 | 12 | 56.7258 | 81 | 32 | 45.2769 | 0 | 0 | 4.0417 | 17 | 54.7917 | 115.25 | 273.5 | 156.2917 | 61.75 | 12.6667 | 0 | 0
2018 | 1 | 25 | 51.1458 | 0 | 0 | 0 | 0 | 0.026386 | 0.62501 | 13.8542 | 8.8806 | 4.4792 | 0.97225 | 0.025003 | 0 | 2018 | 1 | 25 | 47.9999 | 35.4582 | 66.1689 | 0 | 0 | 0 | 0 | 0 | 0 | 17.0001 | 12.0001 | 7.0001 | 2.0001 | 0 | 0 | 2000 | 1 | 58.168 | 80 | 33 | 47.4301 | 0 | 0 | 5.7083 | 37.125 | 97.5417 | 190.5833 | 248.9167 | 154.3333 | 92.375 | 44.25 | 15.7083 | 4.0417 | 2000 | 1 | 56.3737 | 81 | 26 | 44.8172 | 0 | 0 | 6.1667 | 36.8333 | 89.4167 | 167.9167 | 304.25 | 201.8333 | 125.3333 | 70.3333 | 28.0833 | 7 | 2000 | 1 | 58.7823 | 82 | 32 | 47.3051 | 0 | 0 | 9.5 | 53.25 | 120.1667 | 216.5417 | 246 | 157.9167 | 99.2917 | 51.2917 | 21.875 | 6.875
2018 | 1 | 26 | 61.5541 | 0 | 0 | 0 | 0.63889 | 2.6402 | 6.5583 | 4.0847 | 1.0861 | 0.0041662 | 0 | 0 | 0 | 2018 | 1 | 26 | 59.2916 | 54.8193 | 85.6252 | 0 | 0 | 0 | 0 | 0.24997 | 4.2916 | 5.7084 | 0.95838 | 0 | 0 | 0 | 0 | 2000 | 2 | 62.7141 | 80 | 39 | 53.8851 | 0 | 0 | 5.625 | 54.7083 | 132.2083 | 242.1667 | 121 | 53.5 | 18.4583 | 3.9167 | 0 | 0 | 2000 | 2 | 61.3664 | 83 | 31 | 52.3621 | 0 | 0 | 8.3333 | 54.75 | 123.5833 | 218.6667 | 160.125 | 83.9583 | 34.0417 | 8.8333 | 1.1667 | 0 | 2000 | 2 | 63.602 | 82 | 36 | 53.9239 | 0 | 0 | 12.9167 | 73.25 | 155.0833 | 266.75 | 113.7917 | 50.625 | 17.2917 | 2.9167 | 0 | 0
2018 | 1 | 27 | 67.5083 | 0 | 0 | 0.51945 | 3.1958 | 7.5083 | 12.5083 | 0.68751 | 0 | 0 | 0 | 0 | 0 | 2018 | 1 | 27 | 62.5416 | 61.9167 | 97.8697 | 0 | 0 | 0 | 0 | 2.5416 | 7.5416 | 2.4584 | 0 | 0 | 0 | 0 | 0 | 2000 | 3 | 67.3011 | 85 | 44 | 59.8763 | 0 | 0.83333 | 34.4583 | 125.5417 | 242.5 | 382.25 | 54.2083 | 16.1667 | 0.91667 | 0 | 0 | 0 | 2000 | 3 | 65.9019 | 87 | 35 | 58.1277 | 0 | 1.3333 | 33.5 | 107.125 | 216.2917 | 343.875 | 79.1667 | 33.3333 | 5.9167 | 0 | 0 | 0 | 2000 | 3 | 68.496 | 88 | 43 | 59.8253 | 0 | 4.9583 | 62.4167 | 161.9583 | 279.6667 | 418.375 | 53.5833 | 16.2917 | 0 | 0 | 0 | 0
2018 | 1 | 28 | 65.0653 | 0 | 0 | 0.068055 | 1.5736 | 5.0903 | 10.0653 | 1.5083 | 0.025004 | 0 | 0 | 0 | 0 | 2018 | 1 | 28 | 61.2778 | 55.8749 | 83.6118 | 0 | 0 | 0 | 0 | 1.2778 | 6.2778 | 3.7222 | 0 | 0 | 0 | 0 | 0 | 2000 | 4 | 69.7444 | 86 | 47 | 60.3861 | 0 | 5.5 | 64.25 | 169.7917 | 296.4583 | 442.3333 | 27.4583 | 4.125 | 0 | 0 | 0 | 0 | 2000 | 4 | 68.1153 | 86 | 39 | 59.15 | 0 | 2.375 | 47.25 | 138.1667 | 256.2083 | 393.8333 | 44.7083 | 12.75 | 0.375 | 0 | 0 | 0 | 2000 | 4 | 70.775 | 90 | 43 | 60.4208 | 0 | 12.375 | 88.375 | 199.5417 | 327.7917 | 473.25 | 26.2917 | 4.5417 | 0 | 0 | 0 | 0
2018 | 1 | 29 | 57.1763 | 0 | 0 | 0 | 0.15278 | 1.0208 | 2.7972 | 7.9765 | 3.8445 | 0.62087 | 0 | 0 | 0 | 2018 | 1 | 29 | 54.25 | 33.6388 | 49.6733 | 0 | 0 | 0 | 0 | 0 | 0 | 10.75 | 5.75 | 0.74999 | 0 | 0 | 0 | 2000 | 5 | 78.0901 | 91 | 62 | 71.3293 | 17.75 | 110.125 | 253.0833 | 405.7917 | 560.7917 | 715.7917 | 0 | 0 | 0 | 0 | 0 | 0 | 2000 | 5 | 77.504 | 93 | 60 | 70.4113 | 19.0833 | 109.125 | 236.9167 | 387.625 | 542.625 | 697.625 | 0 | 0 | 0 | 0 | 0 | 0 | 2000 | 5 | 79.125 | 97 | 64 | 71.2863 | 29.1667 | 136.9583 | 283.0417 | 437.875 | 592.875 | 747.875 | 0 | 0 | 0 | 0 | 0 | 0
2018 | 1 | 30 | 51.9958 | 0 | 0 | 0 | 0 | 0.16529 | 0.85278 | 13.0042 | 8.1695 | 3.857 | 0.63473 | 0 | 0 | 2018 | 1 | 30 | 48.9444 | 31.8888 | 54.0278 | 0 | 0 | 0 | 0 | 0 | 0 | 16.0556 | 11.0556 | 6.0556 | 1.0556 | 0 | 0 | 2000 | 6 | 81.3292 | 94 | 66 | 73.0111 | 50.7083 | 189.875 | 339.875 | 489.875 | 639.875 | 789.875 | 0 | 0 | 0 | 0 | 0 | 0 | 2000 | 6 | 80.6458 | 94 | 61 | 71.8583 | 43.75 | 170.625 | 319.375 | 469.375 | 619.375 | 769.375 | 0 | 0 | 0 | 0 | 0 | 0 | 2000 | 6 | 82.1125 | 97 | 66 | 73.0042 | 71.2917 | 213.375 | 363.375 | 513.375 | 663.375 | 813.375 | 0 | 0 | 0 | 0 | 0 | 0
2018 | 1 | 31 | 58.2458 | 0 | 0 | 0 | 0.19306 | 1.1278 | 3.4666 | 6.9473 | 2.882 | 0.22084 | 0 | 0 | 0 | 2018 | 1 | 31 | 56.4444 | 47.4999 | 74.6651 | 0 | 0 | 0 | 0 | 0 | 1.4444 | 8.5556 | 3.5556 | 0 | 0 | 0 | 0 | 2000 | 7 | 83.7608 | 101 | 72 | 71.9059 | 119.5833 | 271.5833 | 426.5833 | 581.5833 | 736.5833 | 891.5833 | 0 | 0 | 0 | 0 | 0 | 0 | 2000 | 7 | 84.4677 | 102 | 67 | 69.5618 | 140.8333 | 293.5 | 448.5 | 603.5 | 758.5 | 913.5 | 0 | 0 | 0 | 0 | 0 | 0 | 2000 | 7 | 84.961 | 102 | 72 | 71.8938 | 154.4583 | 308.7917 | 463.7917 | 618.7917 | 773.7917 | 928.7917 | 0 | 0 | 0 | 0 | 0 | 0
2018 | 2 | 1 | 59.4499 | 0 | 0 | 0 | 0.25696 | 1.7097 | 5.2055 | 5.807 | 2.2598 | 0.75558 | 0.018056 | 0 | 0 | 2018 | 2 | 1 | 66.1389 | 56.4861 | 73.9525 | 0 | 0 | 0 | 1.1389 | 6.1389 | 11.1389 | 0 | 0 | 0 | 0 | 0 | 0 | 2000 | 8 | 83.6532 | 104 | 72 | 72.3091 | 113.5417 | 268.25 | 423.25 | 578.25 | 733.25 | 888.25 | 0 | 0 | 0 | 0 | 0 | 0 | 2000 | 8 | 83.7392 | 107 | 69 | 70.5403 | 117.0833 | 270.9167 | 425.9167 | 580.9167 | 735.9167 | 890.9167 | 0 | 0 | 0 | 0 | 0 | 0 | 2000 | 8 | 85.121 | 108 | 70 | 72.2487 | 158.75 | 313.75 | 468.75 | 623.75 | 778.75 | 933.75 | 0 | 0 | 0 | 0 | 0 | 0
2018 | 2 | 2 | 50.4736 | 0 | 0 | 0 | 0 | 0.0083325 | 0.67081 | 14.5264 | 9.5348 | 5.1973 | 2.6778 | 0.67779 | 0 | 2018 | 2 | 2 | 55.9442 | 33.2777 | 43.4833 | 0 | 0 | 0 | 0 | 0 | 1.4582 | 9.0558 | 4.0558 | 0.51395 | 0 | 0 | 0 | 2000 | 9 | 79.5 | 107 | 53 | 66.6111 | 77.7083 | 177.25 | 298.2917 | 437.2083 | 585 | 735 | 2.2083 | 0 | 0 | 0 | 0 | 0 | 2000 | 9 | 78.0083 | 109 | 49 | 64.4431 | 65.0833 | 155.875 | 267.7917 | 397.1667 | 540.5833 | 690.25 | 6.9167 | 0.33333 | 0 | 0 | 0 | 0 | 2000 | 9 | 80.1069 | 108 | 50 | 66.5833 | 94.125 | 196.375 | 318.875 | 455.875 | 603.2083 | 753.2083 | 2.6667 | 0 | 0 | 0 | 0 | 0
2018 | 2 | 3 | 49.4166 | 0 | 0 | 0 | 0 | 0 | 0.47081 | 15.5834 | 10.5834 | 6.0542 | 3.25 | 1.25 | 0.13056 | 2018 | 2 | 3 | 52.7775 | 45.7637 | 79.1544 | 0 | 0 | 0 | 0 | 0 | 0.40274 | 12.2225 | 7.2225 | 2.6252 | 0 | 0 | 0 | 2000 | 10 | 71.3441 | 91 | 46 | 63.5551 | 2.2083 | 24.8333 | 117.8333 | 244.1667 | 378.7917 | 518.25 | 47.5 | 27.125 | 11.5833 | 1.5833 | 0 | 0 | 2000 | 10 | 69.9919 | 90 | 44 | 62.1344 | 0 | 12.4583 | 89.125 | 207.2083 | 340.625 | 477.5833 | 52.4583 | 30.875 | 12.8333 | 2.8333 | 0 | 0 | 2000 | 10 | 72.379 | 93 | 44 | 63.6169 | 6.75 | 46.9583 | 156.0833 | 285.625 | 420.3333 | 558.2083 | 56.875 | 36.5833 | 19.4583 | 4.4583 | 0 | 0
2018 | 2 | 4 | 56.3805 | 0 | 0 | 0 | 0.065271 | 0.63054 | 3.1583 | 8.6848 | 4.2501 | 1.7778 | 0.35002 | 0 | 0 | 2018 | 2 | 4 | 63.6942 | 60.4027 | 89.5737 | 0 | 0 | 0 | 0.41662 | 3.6942 | 8.6942 | 1.7224 | 0 | 0 | 0 | 0 | 0 | 2000 | 11 | 59.4944 | 85 | 38 | 52.2083 | 0 | 2.625 | 24.7917 | 55.4583 | 113.9167 | 189.125 | 220.625 | 129.0833 | 54.2917 | 13.5 | 0.54167 | 0 | 2000 | 11 | 57.2583 | 84 | 34 | 50.5306 | 0 | 0.083333 | 17 | 43.9167 | 90.125 | 153.5833 | 276.1667 | 172.375 | 85.8333 | 28.125 | 1.7917 | 0 | 2000 | 11 | 58.8313 | 87 | 37 | 51.8995 | 0 | 2.75 | 26.3333 | 57.5833 | 114.375 | 188.0353 | 242.6449 | 149.4366 | 73.0969 | 26.5573 | 5.1686 | 0
2018 | 2 | 5 | 51.4443 | 0 | 0 | 0 | 0 | 0.054164 | 0.95691 | 13.5557 | 8.6098 | 4.5126 | 2.1389 | 0.39168 | 0 | 2018 | 2 | 5 | 57.0416 | 52.8749 | 86.4745 | 0 | 0 | 0 | 0 | 0 | 2.0416 | 7.9584 | 2.9584 | 0 | 0 | 0 | 0 | 2000 | 12 | 49.4919 | 79 | 31 | 38.9489 | 0 | 0 | 0 | 0 | 13.2917 | 36.125 | 480.75 | 339.0417 | 206.875 | 96.4167 | 30.7083 | 2.75 | 2000 | 12 | 47.1653 | 78 | 26 | 38.9704 | 0 | 0 | 0 | 0 | 3.3333 | 23.5417 | 552.875 | 401.2083 | 266.4167 | 140.9583 | 56.6667 | 12.0833 | 2000 | 12 | 48.3212 | 77 | 28 | 39.0148 | 0 | 0 | 0 | 0 | 8.75 | 28.5417 | 517.0417 | 370.7917 | 235.5833 | 118.1667 | 46.0417 | 6.2083
2018 | 2 | 6 | 60.7833 | 0 | 0 | 0 | 0.47222 | 2.5097 | 6.4041 | 4.689 | 1.7264 | 0.62085 | 0 | 0 | 0 | 2018 | 2 | 6 | 67.236 | 64.7916 | 92.415 | 0 | 0 | 0 | 2.236 | 7.236 | 12.236 | 0 | 0 | 0 | 0 | 0 | 0 | 2001 | 1 | 50.2285 | 75 | 29 | 42.4301 | 0 | 0 | 0 | 1.125 | 14.3333 | 47.5417 | 459.0417 | 317.25 | 195.4583 | 99.8333 | 41.2083 | 16.375 | 2001 | 1 | 48.6734 | 74 | 27 | 42.0847 | 0 | 0 | 0 | 0 | 11.25 | 38.7917 | 506.125 | 362.375 | 234.9167 | 127.6667 | 55.375 | 22.4167 | 2001 | 1 | 49.3737 | 73 | 27 | 42.2702 | 0 | 0 | 0 | 1.8333 | 13.1667 | 40.9167 | 486.25 | 342.5833 | 215.3333 | 114.4167 | 50.2083 | 20.125
2018 | 2 | 7 | 45.7763 | 0 | 0 | 0 | 0 | 0 | 0.02222 | 19.2237 | 14.2237 | 9.2459 | 5.0195 | 2.8459 | 1.0583 | 2018 | 2 | 7 | 45.9304 | 43.5555 | 91.513 | 0 | 0 | 0 | 0 | 0 | 0 | 19.0696 | 14.0696 | 9.0696 | 4.0696 | 0.08335 | 0 | 2001 | 2 | 60.5476 | 81 | 35 | 52.2991 | 0 | 0 | 7.4167 | 44.7917 | 111.25 | 201.625 | 169.4583 | 95.9167 | 46.2917 | 12.5833 | 0.5 | 0 | 2001 | 2 | 58.8929 | 82 | 32 | 51.9256 | 0 | 0 | 4.4583 | 37.9583 | 96.2917 | 180.5 | 208.9583 | 127.2917 | 71.5 | 28.5417 | 3.5 | 0 | 2001 | 2 | 59.6146 | 80 | 34 | 52.3318 | 0 | 0 | 5.125 | 41.2083 | 104 | 191.4167 | 192 | 114.7917 | 62.2083 | 20.5 | 3.125 | 0
2018 | 2 | 8 | 48.6305 | 0 | 0 | 0 | 0 | 0 | 0.28749 | 16.3695 | 11.3695 | 6.657 | 3.5375 | 1.5375 | 0.19028 | 2018 | 2 | 8 | 49.486 | 41.75 | 75.3374 | 0 | 0 | 0 | 0 | 0 | 0 | 15.514 | 10.514 | 5.514 | 0.94448 | 0 | 0 | 2001 | 3 | 58.6788 | 81 | 44 | 48.3253 | 0 | 0 | 1.5833 | 9.1667 | 38.5833 | 123.5417 | 205.125 | 79.5417 | 9.5 | 0 | 0 | 0 | 2001 | 3 | 56.3911 | 81 | 38 | 48.2823 | 0 | 0 | 0 | 4.125 | 22.6667 | 76.4167 | 271 | 134.5417 | 33.2917 | 1.9167 | 0 | 0 | 2001 | 3 | 56.8696 | 78 | 39 | 48.3253 | 0 | 0 | 0 | 5.2083 | 29.125 | 88.3333 | 257.25 | 126.1667 | 30.375 | 1.5833 | 0 | 0
2018 | 2 | 9 | 55.3513 | 0 | 0 | 0 | 0.077775 | 0.51806 | 2.3597 | 9.7264 | 5.1667 | 2.0084 | 0.35557 | 0 | 0 | 2018 | 2 | 9 | 63.0138 | 58.1804 | 84.5725 | 0 | 0 | 0 | 0 | 3.0138 | 8.0138 | 1.9862 | 0 | 0 | 0 | 0 | 0 | 2001 | 4 | 72.1736 | 86 | 52 | 63.4111 | 0 | 18.9583 | 105.5833 | 221.9167 | 365.2083 | 515.2083 | 6.7083 | 0 | 0 | 0 | 0 | 0 | 2001 | 4 | 71.2583 | 87 | 48 | 64.1167 | 0 | 18.9167 | 98.2083 | 204.2917 | 338.9167 | 487.75 | 16.5417 | 1.1667 | 0 | 0 | 0 | 0 | 2001 | 4 | 71.1194 | 87 | 50 | 63.5653 | 0 | 12.4583 | 89.625 | 196.8333 | 334.3333 | 483.5833 | 13.25 | 0.75 | 0 | 0 | 0 | 0
2018 | 2 | 10 | 57.9138 | 0 | 0 | 0 | 0.12084 | 0.86249 | 3.9847 | 7.207 | 2.9487 | 1.0708 | 0.2389 | 0 | 0 | 2018 | 2 | 10 | 64.4166 | 62.8333 | 94.7544 | 0 | 0 | 0 | 0.027775 | 4.4166 | 9.4166 | 0.61118 | 0 | 0 | 0 | 0 | 0 | 2001 | 5 | 76.4449 | 90 | 60 | 67.0995 | 4 | 56 | 199.7917 | 354.7917 | 509.7917 | 664.7917 | 0 | 0 | 0 | 0 | 0 | 0 | 2001 | 5 | 75.5067 | 91 | 54 | 67.4476 | 3 | 47.125 | 171.0833 | 325.7083 | 480.7083 | 635.7083 | 0 | 0 | 0 | 0 | 0 | 0 | 2001 | 5 | 75.7164 | 91 | 56 | 66.8831 | 3.3333 | 45.7917 | 177.2083 | 332.2083 | 487.2083 | 642.2083 | 0 | 0 | 0 | 0 | 0 | 0
2018 | 2 | 11 | 42.8444 | 0 | 0 | 0 | 0 | 0 | 0 | 22.1556 | 17.1556 | 12.1556 | 7.5417 | 4.1959 | 1.8653 | 2018 | 2 | 11 | 41.9165 | 36.9582 | 82.8893 | 0 | 0 | 0 | 0 | 0 | 0 | 23.0835 | 18.0835 | 13.0835 | 8.0835 | 3.0835 | 0 | 2001 | 6 | 80.4625 | 92 | 69 | 72.0611 | 32.875 | 163.9167 | 313.875 | 463.875 | 613.875 | 763.875 | 0 | 0 | 0 | 0 | 0 | 0 | 2001 | 6 | 79.5347 | 93 | 67 | 71.0597 | 21.625 | 136.7083 | 286.0417 | 436.0417 | 586.0417 | 736.0417 | 0 | 0 | 0 | 0 | 0 | 0 | 2001 | 6 | 80.1569 | 93 | 67 | 71.7236 | 29.4167 | 155.125 | 304.7083 | 454.7083 | 604.7083 | 754.7083 | 0 | 0 | 0 | 0 | 0 | 0
2018 | 2 | 12 | 44.4111 | 0 | 0 | 0 | 0 | 0 | 0 | 20.5889 | 15.5889 | 10.5889 | 6.0181 | 3.2597 | 1.3556 | 2018 | 2 | 12 | 41.9443 | 36.9027 | 82.4755 | 0 | 0 | 0 | 0 | 0 | 0 | 23.0557 | 18.0557 | 13.0557 | 8.0557 | 3.0557 | 0 | 2001 | 7 | 82.879 | 95 | 73 | 73.8871 | 93.5833 | 244.25 | 399.25 | 554.25 | 709.25 | 864.25 | 0 | 0 | 0 | 0 | 0 | 0 | 2001 | 7 | 82.6384 | 96 | 69 | 73.8938 | 95 | 236.7917 | 391.7917 | 546.7917 | 701.7917 | 856.7917 | 0 | 0 | 0 | 0 | 0 | 0 | 2001 | 7 | 82.5591 | 97 | 70 | 73.3884 | 87.2917 | 234.3333 | 389.3333 | 544.3333 | 699.3333 | 854.3333 | 0 | 0 | 0 | 0 | 0 | 0
2018 | 2 | 13 | 46.6111 | 0 | 0 | 0 | 0 | 0 | 0.01111 | 18.3889 | 13.3889 | 8.4 | 4.4889 | 2.4458 | 0.82222 | 2018 | 2 | 13 | 49.4859 | 46.611 | 89.9342 | 0 | 0 | 0 | 0 | 0 | 0 | 15.5141 | 10.5141 | 5.5141 | 0.84738 | 0 | 0 | 2001 | 8 | 82.1425 | 96 | 72 | 74.164 | 87.2917 | 221.4167 | 376.4167 | 531.4167 | 686.4167 | 841.4167 | 0 | 0 | 0 | 0 | 0 | 0 | 2001 | 8 | 82.3898 | 100 | 71 | 73.2796 | 99.5833 | 230.4583 | 384.0833 | 539.0833 | 694.0833 | 849.0833 | 0 | 0 | 0 | 0 | 0 | 0 | 2001 | 8 | 82.1425 | 99 | 71 | 72.9288 | 90.2917 | 222.9583 | 376.4167 | 531.4167 | 686.4167 | 841.4167 | 0 | 0 | 0 | 0 | 0 | 0
2018 | 2 | 14 | 61.5944 | 0 | 0 | 0 | 0.64305 | 3.0875 | 7.0541 | 4.0486 | 1.4931 | 0.45972 | 0.024997 | 0 | 0 | 2018 | 2 | 14 | 67.8194 | 63.9722 | 88.72 | 0 | 0 | 0 | 2.8194 | 7.8194 | 12.8194 | 0 | 0 | 0 | 0 | 0 | 0 | 2001 | 9 | 77.5819 | 94 | 57 | 69.2486 | 22.625 | 118.9583 | 236.375 | 377.4583 | 527.4583 | 677.4583 | 0 | 0 | 0 | 0 | 0 | 0 | 2001 | 9 | 75.7792 | 94 | 52 | 68.3208 | 13.9167 | 90.9167 | 203.75 | 326.2917 | 473.375 | 623.375 | 2.9167 | 0 | 0 | 0 | 0 | 0 | 2001 | 9 | 76.325 | 94 | 52 | 67.9875 | 14.375 | 99.2083 | 212.9167 | 340.5 | 489.75 | 639.75 | 0.75 | 0 | 0 | 0 | 0 | 0
2018 | 2 | 15 | 66.2139 | 0 | 0 | 0.4625 | 2.6222 | 6.9125 | 11.4125 | 1.4083 | 0.69861 | 0.19861 | 0 | 0 | 0 | 2018 | 2 | 15 | 72.8611 | 66.486 | 81.938 | 0 | 0 | 2.8611 | 7.8611 | 12.8611 | 17.8611 | 0 | 0 | 0 | 0 | 0 | 0 | 2001 | 10 | 68.6129 | 88 | 49 | 59.1976 | 0 | 12.3333 | 58.375 | 147.7917 | 272.1667 | 422 | 35.7917 | 5.1667 | 0 | 0 | 0 | 0 | 2001 | 10 | 66.289 | 88 | 44 | 58.2675 | 0 | 10.5833 | 41 | 107.9167 | 211.7083 | 350.2083 | 67.9583 | 16.75 | 0.25 | 0 | 0 | 0 | 2001 | 10 | 67.6116 | 89 | 43 | 58.3831 | 0 | 12.8333 | 55.1667 | 131.4583 | 243.1667 | 390.9583 | 50.5 | 7.2083 | 0 | 0 | 0 | 0
2018 | 2 | 16 | 65.7624 | 0 | 0 | 0.3389 | 2.2944 | 6.4611 | 10.9611 | 1.532 | 0.69861 | 0.19861 | 0 | 0 | 0 | 2018 | 2 | 16 | 72.7221 | 66.5554 | 82.092 | 0 | 0 | 2.7221 | 7.7221 | 12.7221 | 17.7221 | 0 | 0 | 0 | 0 | 0 | 0 | 2001 | 11 | 64.9944 | 83 | 34 | 58.1264 | 0 | 0 | 20.4583 | 88.2917 | 204.625 | 331.0417 | 88.4583 | 54.7917 | 31.2083 | 15.75 | 5.75 | 0.25 | 2001 | 11 | 62.6014 | 84 | 33 | 55.4444 | 0 | 0 | 9.7083 | 54.375 | 149.5417 | 271 | 126.3333 | 71.5 | 42.9583 | 21.6667 | 10.375 | 2.7083 | 2001 | 11 | 63.6278 | 84 | 33 | 55.9986 | 0 | 0 | 14.0417 | 67.2917 | 174.1667 | 297.4583 | 108.4583 | 65.3333 | 38.625 | 20.7917 | 9.7917 | 1.5833
2018 | 2 | 17 | 62.1347 | 0 | 0 | 0.045831 | 0.74583 | 3.425 | 7.5597 | 3.6111 | 1.2903 | 0.425 | 0.0013887 | 0 | 0 | 2018 | 2 | 17 | 68.5692 | 62.8331 | 82.5847 | 0 | 0 | 0.013887 | 3.5692 | 8.5692 | 13.5692 | 0 | 0 | 0 | 0 | 0 | 0 | 2001 | 12 | 57.879 | 79 | 34 | 48.9556 | 0 | 0 | 8.2917 | 37.9167 | 81.7917 | 155.2083 | 258.6667 | 147.5417 | 65.9583 | 20.4167 | 2.5833 | 0 | 2001 | 12 | 55.6949 | 79 | 31 | 47.9772 | 0 | 0 | 7.9167 | 35.9167 | 74.5 | 128.875 | 324.375 | 207.9583 | 107.3333 | 41.2083 | 9.6667 | 0 | 2001 | 12 | 56.6815 | 81 | 33 | 47.4731 | 0 | 0 | 7.0833 | 37.0833 | 81.7083 | 141.4583 | 294.9583 | 184.5833 | 89.3333 | 28.875 | 3.7917 | 0
2018 | 2 | 18 | 62.9264 | 0 | 0 | 0.025003 | 0.92361 | 3.8736 | 8.325 | 2.9973 | 0.94723 | 0.39861 | 0.0041662 | 0 | 0 | 2018 | 2 | 18 | 68.5971 | 63.3888 | 84.3534 | 0 | 0 | 0.19442 | 3.5971 | 8.5971 | 13.5971 | 0 | 0 | 0 | 0 | 0 | 0 | 2002 | 1 | 56.4395 | 79 | 27 | 46.9839 | 0 | 0 | 6.5833 | 27.125 | 69.625 | 146.0417 | 292.5 | 180 | 101.4167 | 45.5833 | 21 | 5.0833 | 2002 | 1 | 54.3522 | 79 | 24 | 45.4798 | 0 | 0 | 6.375 | 23.75 | 60.7083 | 117.7083 | 353.8333 | 235.7917 | 137.7917 | 70.9583 | 30.5417 | 9.9167 | 2002 | 1 | 55.8602 | 82 | 25 | 46.129 | 0 | 0 | 9.3333 | 33.5 | 72.7083 | 143.4167 | 316.8333 | 201.0417 | 116.75 | 56.1667 | 25.3333 | 9.5833
2018 | 2 | 19 | 66.7764 | 0 | 0.0027783 | 0.55973 | 3.0833 | 7.4736 | 11.9736 | 1.307 | 0.69723 | 0.19723 | 0 | 0 | 0 | 2018 | 2 | 19 | 73.5694 | 67.0694 | 81.0276 | 0 | 0.069437 | 3.5694 | 8.5694 | 13.5694 | 18.5694 | 0 | 0 | 0 | 0 | 0 | 0 | 2002 | 2 | 53.2366 | 79 | 26 | 39.9807 | 0 | 0 | 0 | 6.875 | 26.625 | 71.2917 | 336.25 | 216 | 120.6667 | 54.7083 | 12.9583 | 1.4583 | 2002 | 2 | 50.9152 | 79 | 22 | 38.5149 | 0 | 0 | 0 | 3.4583 | 14.3333 | 48.9167 | 397.8333 | 268.7083 | 163.2917 | 82.5417 | 29.0833 | 3.9167 | 2002 | 2 | 52.6116 | 82 | 24 | 39.5223 | 0 | 0 | 0 | 6.75 | 23.0417 | 63.625 | 353.625 | 229.9167 | 130.5 | 62.0833 | 17.5833 | 1.4583
2018 | 2 | 20 | 68.1611 | 0 | 0.013892 | 0.74862 | 4.2903 | 8.7264 | 13.2556 | 1.1292 | 0.56529 | 0.094453 | 0 | 0 | 0 | 2018 | 2 | 20 | 74.625 | 69.3888 | 84.1845 | 0 | 0.3333 | 4.625 | 9.625 | 14.625 | 19.625 | 0 | 0 | 0 | 0 | 0 | 0 | 2002 | 3 | 62.6949 | 86 | 27 | 53.6613 | 0 | 0.29167 | 27.1667 | 79.9167 | 175.3333 | 288.6667 | 151.375 | 91.7917 | 50.125 | 26.9167 | 12.5 | 3.625 | 2002 | 3 | 61.3737 | 84 | 23 | 51.8239 | 0 | 0.375 | 27.625 | 70 | 154.7917 | 261.625 | 182.4167 | 112.2083 | 64.0417 | 35.75 | 17.0833 | 6.4167 | 2002 | 3 | 63.2675 | 87 | 25 | 52.6398 | 0 | 5.9583 | 38.25 | 93.6667 | 194.625 | 307.75 | 147.375 | 93.3333 | 51.4583 | 27.5417 | 13 | 3.625
2018 | 2 | 21 | 58.7638 | 0 | 0 | 0 | 0.23889 | 1.3278 | 4.5472 | 6.4751 | 2.5639 | 0.78334 | 0.031945 | 0 | 0 | 2018 | 2 | 21 | 64.7776 | 63.236 | 94.8346 | 0 | 0 | 0 | 0.76381 | 4.7776 | 9.7776 | 0.98619 | 0 | 0 | 0 | 0 | 0 | 2002 | 4 | 72.3417 | 89 | 54 | 65.4014 | 0 | 30.9167 | 113.0417 | 231.75 | 370.5 | 520.25 | 11.5 | 0.25 | 0 | 0 | 0 | 0 | 2002 | 4 | 72.5736 | 91 | 52 | 64.0569 | 2.125 | 44.875 | 127.7083 | 244.1667 | 378.375 | 527.2083 | 16.9583 | 1.1667 | 0 | 0 | 0 | 0 | 2002 | 4 | 73.7861 | 93 | 51 | 65.2528 | 3 | 53.8333 | 146.2083 | 268.7917 | 413.5833 | 563.5833 | 5.2083 | 0 | 0 | 0 | 0 | 0
2018 | 2 | 22 | 52.5555 | 0 | 0 | 0 | 0 | 0.32638 | 1.4763 | 12.4445 | 7.7709 | 3.9209 | 1.6611 | 0.10833 | 0 | 2018 | 2 | 22 | 61.0971 | 59.7916 | 95.5492 | 0 | 0 | 0 | 0 | 1.4443 | 6.0971 | 3.9029 | 0.34719 | 0 | 0 | 0 | 0 | 2002 | 5 | 76.0376 | 90 | 54 | 67.3898 | 13.0833 | 86 | 201.4583 | 342.25 | 497.1667 | 652.1667 | 0.083333 | 0 | 0 | 0 | 0 | 0 | 2002 | 5 | 76.4556 | 91 | 52 | 66.961 | 23.7917 | 100.4167 | 215.75 | 356.0417 | 510.125 | 665.125 | 0.91667 | 0 | 0 | 0 | 0 | 0 | 2002 | 5 | 77.4462 | 93 | 55 | 66.7272 | 31 | 117.375 | 239.1667 | 385.8333 | 540.8333 | 695.8333 | 0 | 0 | 0 | 0 | 0 | 0
2018 | 2 | 23 | 63.9749 | 0 | 0 | 0.18889 | 1.2403 | 4.9069 | 9.3485 | 2.2653 | 0.93196 | 0.37361 | 0 | 0 | 0 | 2018 | 2 | 23 | 69.7499 | 65.6527 | 88.0251 | 0 | 0 | 0.34719 | 4.7499 | 9.7499 | 14.7499 | 0 | 0 | 0 | 0 | 0 | 0 | 2002 | 6 | 80.4528 | 95 | 69 | 72.0361 | 34.5417 | 163.5833 | 313.5833 | 463.5833 | 613.5833 | 763.5833 | 0 | 0 | 0 | 0 | 0 | 0 | 2002 | 6 | 80.8542 | 96 | 69 | 72.0361 | 46.375 | 175.625 | 325.625 | 475.625 | 625.625 | 775.625 | 0 | 0 | 0 | 0 | 0 | 0 | 2002 | 6 | 81.8861 | 98 | 69 | 71.8764 | 66.125 | 206.5833 | 356.5833 | 506.5833 | 656.5833 | 806.5833 | 0 | 0 | 0 | 0 | 0 | 0
2018 | 2 | 24 | 68.8056 | 0 | 0.011113 | 0.94724 | 4.5653 | 9.0625 | 13.8056 | 0.75973 | 0.25695 | 0 | 0 | 0 | 0 | 2018 | 2 | 24 | 75.2917 | 69.2916 | 82.4327 | 0 | 0.4861 | 5.2917 | 10.2917 | 15.2917 | 20.2917 | 0 | 0 | 0 | 0 | 0 | 0 | 2002 | 7 | 82.0981 | 94 | 72 | 74.0954 | 77.375 | 220.0417 | 375.0417 | 530.0417 | 685.0417 | 840.0417 | 0 | 0 | 0 | 0 | 0 | 0 | 2002 | 7 | 83.3737 | 97 | 71 | 75.3535 | 115 | 259.5833 | 414.5833 | 569.5833 | 724.5833 | 879.5833 | 0 | 0 | 0 | 0 | 0 | 0 | 2002 | 7 | 83.1102 | 99 | 71 | 74.5175 | 107.125 | 251.4167 | 406.4167 | 561.4167 | 716.4167 | 871.4167 | 0 | 0 | 0 | 0 | 0 | 0
2018 | 2 | 25 | 53.1083 | 0 | 0 | 0 | 0 | 0.33333 | 1.6319 | 11.8917 | 7.225 | 3.5236 | 1.4736 | 0.048616 | 0 | 2018 | 2 | 25 | 62.0136 | 60.1248 | 93.6456 | 0 | 0 | 0 | 0 | 2.1387 | 7.0136 | 2.9864 | 0.12503 | 0 | 0 | 0 | 0 | 2002 | 8 | 82.0753 | 96 | 70 | 74.047 | 77.25 | 221.0417 | 374.3333 | 529.3333 | 684.3333 | 839.3333 | 0 | 0 | 0 | 0 | 0 | 0 | 2002 | 8 | 82.6237 | 99 | 70 | 73.8763 | 89.4583 | 238.2083 | 391.3333 | 546.3333 | 701.3333 | 856.3333 | 0 | 0 | 0 | 0 | 0 | 0 | 2002 | 8 | 81.2352 | 97 | 70 | 73.9301 | 50.2083 | 194.7917 | 348.2917 | 503.2917 | 658.2917 | 813.2917 | 0 | 0 | 0 | 0 | 0 | 0
2018 | 2 | 26 | 53.825 | 0 | 0 | 0 | 0.0013888 | 0.37778 | 1.9472 | 11.1764 | 6.5528 | 3.1222 | 1.1264 | 0.068049 | 0 | 2018 | 2 | 26 | 62.5415 | 56.861 | 83.0422 | 0 | 0 | 0 | 0 | 2.5415 | 7.5415 | 2.4585 | 0 | 0 | 0 | 0 | 0 | 2002 | 9 | 79.0569 | 94 | 65 | 70.4847 | 22.5 | 121.7083 | 271.7083 | 421.7083 | 571.7083 | 721.7083 | 0 | 0 | 0 | 0 | 0 | 0 | 2002 | 9 | 78.8736 | 95 | 64 | 70.2403 | 24.9583 | 116.7083 | 266.2083 | 416.2083 | 566.2083 | 716.2083 | 0 | 0 | 0 | 0 | 0 | 0 | 2002 | 9 | 77.8417 | 94 | 59 | 70.2944 | 10 | 91.375 | 235.25 | 385.25 | 535.25 | 685.25 | 0 | 0 | 0 | 0 | 0 | 0
2018 | 2 | 27 | 64.7444 | 0 | 0 | 0.20417 | 1.6208 | 5.5333 | 10.0333 | 1.8764 | 0.78889 | 0.28889 | 0 | 0 | 0 | 2018 | 2 | 27 | 71.2082 | 66.4998 | 85.96 | 0 | 0 | 1.3749 | 6.2082 | 11.2082 | 16.2082 | 0 | 0 | 0 | 0 | 0 | 0 | 2002 | 10 | 71.3508 | 92 | 50 | 65.6008 | 7 | 38.2083 | 93.0417 | 210.625 | 351.875 | 506.875 | 13.75 | 0 | 0 | 0 | 0 | 0 | 2002 | 10 | 70.6116 | 94 | 50 | 65.0457 | 10.1667 | 42.2917 | 90.0833 | 193.2917 | 330.7917 | 483.9583 | 19.3333 | 1.8333 | 0 | 0 | 0 | 0 | 2002 | 10 | 70.3427 | 93 | 45 | 65.5538 | 3.625 | 33.5833 | 79.625 | 185.9583 | 323.75 | 475.625 | 20.3333 | 3.125 | 0 | 0 | 0 | 0
2018 | 2 | 28 | 71.1681 | 0 | 0.063899 | 2.2125 | 6.4167 | 11.1681 | 16.1681 | 0.24861 | 0 | 0 | 0 | 0 | 0 | 2018 | 2 | 28 | 75.8611 | 68.7777 | 79.9558 | 0 | 0.91668 | 5.8611 | 10.8611 | 15.8611 | 20.8611 | 0 | 0 | 0 | 0 | 0 | 0 | 2002 | 11 | 59.6722 | 83 | 39 | 49.4375 | 0 | 1.5833 | 9.625 | 24.7917 | 69.375 | 163.75 | 184.625 | 79.2083 | 23.5833 | 3.875 | 0 | 0 | 2002 | 11 | 58.2833 | 84 | 37 | 48.3444 | 0 | 1.5 | 9.625 | 22.4167 | 49.9583 | 130.0833 | 223.9167 | 101.4583 | 31.5833 | 7.625 | 0 | 0 | 2002 | 11 | 57.9625 | 84 | 36 | 48.7694 | 0 | 1.1667 | 7.5 | 21.5833 | 48.2083 | 123.0833 | 232.7083 | 109.3333 | 34.2083 | 7.2083 | 0 | 0
2018 | 3 | 1 | 67.3874 | 0 | 0 | 0.56944 | 3.1138 | 7.3874 | 12.3874 | 0.72641 | 0 | 0 | 0 | 0 | 0 | 2018 | 3 | 1 | 71.3749 | 58.9722 | 67.302 | 0 | 0 | 1.3749 | 6.3749 | 11.3749 | 16.3749 | 0 | 0 | 0 | 0 | 0 | 0 | 2002 | 12 | 55.703 | 76 | 35 | 48.3508 | 0 | 0 | 0.79167 | 19.7083 | 59.4583 | 118.4167 | 307.9167 | 192.6667 | 96.625 | 36.3333 | 8.2917 | 0 | 2002 | 12 | 54.5242 | 77 | 33 | 47.2406 | 0 | 0 | 1.75 | 17.0417 | 53.125 | 105.875 | 341.7917 | 222.875 | 120.625 | 47.9167 | 12.7083 | 0 | 2002 | 12 | 54.5282 | 77 | 31 | 47.875 | 0 | 0 | 1.5 | 18.2917 | 54.875 | 110.7083 | 342.9167 | 224.5 | 125.3333 | 51.5 | 15.4583 | 0.54167
2018 | 3 | 2 | 62.2333 | 0 | 0 | 0 | 0.54583 | 2.7805 | 7.2333 | 3.3125 | 0.54724 | 0 | 0 | 0 | 0 | 2018 | 3 | 2 | 64.5415 | 54.8194 | 72.4891 | 0 | 0 | 0 | 0.47217 | 4.5415 | 9.5415 | 0.93066 | 0 | 0 | 0 | 0 | 0 | 2003 | 1 | 51.0645 | 77 | 29 | 42.2957 | 0 | 0 | 0 | 3.375 | 21.2917 | 52.625 | 435.375 | 298.2917 | 174.625 | 86.5 | 30.875 | 5.5833 | 2003 | 1 | 49.9919 | 77 | 28 | 39.8132 | 0 | 0 | 0 | 4.4167 | 22.4167 | 48.9167 | 469.6667 | 332.6667 | 204.1667 | 104.7917 | 41.625 | 8.0833 | 2003 | 1 | 49.5914 | 76 | 26 | 41.1304 | 0 | 0 | 0 | 3.125 | 16.0417 | 43.7917 | 480.7917 | 338.7083 | 211.4583 | 107.5833 | 41.4583 | 8.6667
2018 | 3 | 3 | 63.5389 | 0 | 0 | 0.047232 | 1.2333 | 3.8014 | 8.5389 | 2.6945 | 0.2625 | 0 | 0 | 0 | 0 | 2018 | 3 | 3 | 64.9166 | 55.9303 | 73.9084 | 0 | 0 | 0 | 0.5555 | 4.9166 | 9.9166 | 0.63894 | 0 | 0 | 0 | 0 | 0 | 2003 | 2 | 54.6086 | 78 | 34 | 48.9747 | 0 | 0 | 0 | 7.5 | 42.75 | 98.1667 | 298.4583 | 193.7083 | 109.125 | 48.7917 | 9.4583 | 0 | 2003 | 2 | 53.5625 | 76 | 33 | 46.9256 | 0 | 0 | 0 | 6.0833 | 37.4583 | 91.375 | 326.3333 | 217.7083 | 131.625 | 63.25 | 18.9583 | 0 | 2003 | 2 | 53.4613 | 77 | 31 | 47.9107 | 0 | 0 | 0 | 5.625 | 35.7917 | 89.375 | 328.7083 | 218.875 | 132.4583 | 64.8333 | 22.7917 | 2.0417
2018 | 3 | 4 | 66.8333 | 0 | 0 | 0.38752 | 2.6611 | 6.8736 | 11.8333 | 0.82777 | 0.040274 | 0 | 0 | 0 | 0 | 2018 | 3 | 4 | 71.0277 | 66.1527 | 85.0749 | 0 | 0 | 1.0277 | 6.0277 | 11.0277 | 16.0277 | 0 | 0 | 0 | 0 | 0 | 0 | 2003 | 3 | 61.3253 | 79 | 37 | 53.8589 | 0 | 0 | 0 | 19.7917 | 96.3333 | 210.875 | 133.7083 | 55.25 | 14.7917 | 0 | 0 | 0 | 2003 | 3 | 60.6411 | 79 | 36 | 52.3454 | 0 | 0 | 0 | 16.75 | 87.375 | 196.4583 | 151.875 | 67.5 | 21.5833 | 0.625 | 0 | 0 | 2003 | 3 | 60.0134 | 78 | 34 | 53.5954 | 0 | 0 | 0 | 15.2917 | 75.1667 | 176.9167 | 169.875 | 74.75 | 21.5 | 1.25 | 0 | 0
2018 | 3 | 5 | 68.6291 | 0 | 0 | 0.6986 | 4.018 | 8.6291 | 13.6291 | 0.38889 | 0 | 0 | 0 | 0 | 0 | 2018 | 3 | 5 | 73.2084 | 65.9582 | 79.2698 | 0 | 0 | 3.2084 | 8.2084 | 13.2084 | 18.2084 | 0 | 0 | 0 | 0 | 0 | 0 | 2003 | 4 | 69.9375 | 87 | 42 | 61.6764 | 0 | 2.6667 | 58.4167 | 169.7083 | 305.4583 | 449.5 | 21.5833 | 7.3333 | 1.375 | 0 | 0 | 0 | 2003 | 4 | 70.0014 | 85 | 40 | 60.2389 | 0 | 1.1667 | 56.7083 | 172.5833 | 309 | 452.0833 | 22.5417 | 8.9583 | 2.0417 | 0 | 0 | 0 | 2003 | 4 | 69.0472 | 85 | 39 | 61.7097 | 0 | 0 | 45.7083 | 153.5417 | 283.625 | 424.2917 | 32.125 | 12.2083 | 2.875 | 0 | 0 | 0
2018 | 3 | 6 | 59.4847 | 0 | 0 | 0 | 0.030553 | 1.4027 | 4.5097 | 5.5459 | 1.9181 | 0.025005 | 0 | 0 | 0 | 2018 | 3 | 6 | 63.3611 | 34.0831 | 36.8596 | 0 | 0 | 0 | 0 | 3.3611 | 8.3611 | 1.6389 | 0 | 0 | 0 | 0 | 0 | 2003 | 5 | 79.7419 | 95 | 65 | 70.4745 | 19.3333 | 147 | 302 | 457 | 612 | 767 | 0 | 0 | 0 | 0 | 0 | 0 | 2003 | 5 | 79.9247 | 96 | 63 | 68.4032 | 31.7917 | 153.1667 | 307.6667 | 462.6667 | 617.6667 | 772.6667 | 0 | 0 | 0 | 0 | 0 | 0 | 2003 | 5 | 79.1465 | 96 | 61 | 70.2003 | 12.5417 | 128.5417 | 283.5417 | 438.5417 | 593.5417 | 748.5417 | 0 | 0 | 0 | 0 | 0 | 0
2018 | 3 | 7 | 49.4222 | 0 | 0 | 0 | 0 | 0 | 0.38887 | 15.5778 | 10.5778 | 5.9667 | 2.8278 | 1.1875 | 0.44723 | 2018 | 3 | 7 | 56.75 | 28.8888 | 35.3833 | 0 | 0 | 0 | 0 | 0 | 1.75 | 8.25 | 3.25 | 0 | 0 | 0 | 0 | 2003 | 6 | 81.5153 | 96 | 69 | 73.7333 | 60.25 | 195.5417 | 345.4583 | 495.4583 | 645.4583 | 795.4583 | 0 | 0 | 0 | 0 | 0 | 0 | 2003 | 6 | 81.7069 | 96 | 67 | 72.7028 | 69.7917 | 201.2083 | 351.2083 | 501.2083 | 651.2083 | 801.2083 | 0 | 0 | 0 | 0 | 0 | 0 | 2003 | 6 | 81.0667 | 97 | 64 | 73.05 | 50.9167 | 182 | 332 | 482 | 632 | 782 | 0 | 0 | 0 | 0 | 0 | 0
2018 | 3 | 8 | 47.3861 | 0 | 0 | 0 | 0 | 0 | 0.013887 | 17.6139 | 12.6139 | 7.6278 | 3.8486 | 1.4514 | 0.56945 | 2018 | 3 | 8 | 56.4444 | 36.6388 | 48.9564 | 0 | 0 | 0 | 0 | 0 | 1.4444 | 8.5556 | 3.5556 | 0 | 0 | 0 | 0 | 2003 | 7 | 81.672 | 94 | 73 | 74.9422 | 55.8333 | 206.8333 | 361.8333 | 516.8333 | 671.8333 | 826.8333 | 0 | 0 | 0 | 0 | 0 | 0 | 2003 | 7 | 82.1156 | 95 | 73 | 74.0981 | 72.9583 | 220.5833 | 375.5833 | 530.5833 | 685.5833 | 840.5833 | 0 | 0 | 0 | 0 | 0 | 0 | 2003 | 7 | 80.3831 | 93 | 71 | 74.7379 | 28.1667 | 166.875 | 321.875 | 476.875 | 631.875 | 786.875 | 0 | 0 | 0 | 0 | 0 | 0
2018 | 3 | 9 | 58.3958 | 0 | 0 | 0 | 0.045829 | 1.2375 | 3.725 | 6.65 | 2.8417 | 0.3292 | 0 | 0 | 0 | 2018 | 3 | 9 | 62.6526 | 52.2082 | 70.1434 | 0 | 0 | 0 | 0 | 2.6526 | 7.6526 | 2.3474 | 0 | 0 | 0 | 0 | 0 | 2003 | 8 | 82.5054 | 102 | 70 | 74.9543 | 90.8333 | 232.6667 | 387.6667 | 542.6667 | 697.6667 | 852.6667 | 0 | 0 | 0 | 0 | 0 | 0 | 2003 | 8 | 83.1573 | 104 | 69 | 73.8454 | 112.0833 | 252.875 | 407.875 | 562.875 | 717.875 | 872.875 | 0 | 0 | 0 | 0 | 0 | 0 | 2003 | 8 | 81.7258 | 101 | 68 | 74.871 | 70.8333 | 208.5 | 363.5 | 518.5 | 673.5 | 828.5 | 0 | 0 | 0 | 0 | 0 | 0
2018 | 3 | 10 | 69.9889 | 0 | 0 | 1.2389 | 5.2125 | 9.9889 | 14.9889 | 0.22361 | 0 | 0 | 0 | 0 | 0 | 2018 | 3 | 10 | 73.6527 | 67.375 | 82.1801 | 0 | 0.083325 | 3.6527 | 8.6527 | 13.6527 | 18.6527 | 0 | 0 | 0 | 0 | 0 | 0 | 2003 | 9 | 76.9069 | 91 | 57 | 69.8944 | 0.29167 | 73.75 | 209.375 | 357.2083 | 507.2083 | 657.2083 | 0 | 0 | 0 | 0 | 0 | 0 | 2003 | 9 | 76.5 | 91 | 56 | 68.3403 | 0.45833 | 64.3333 | 199.5833 | 345 | 495 | 645 | 0 | 0 | 0 | 0 | 0 | 0 | 2003 | 9 | 75.6347 | 91 | 56 | 68.8847 | 0 | 45.25 | 174.625 | 319.0417 | 469.0417 | 619.0417 | 0 | 0 | 0 | 0 | 0 | 0
2018 | 3 | 11 | 66.275 | 0 | 0 | 0.20278 | 2.1875 | 6.3361 | 11.275 | 0.91251 | 0.061107 | 0 | 0 | 0 | 0 | 2018 | 3 | 11 | 70.9583 | 60.3471 | 71.0721 | 0 | 0 | 0.9583 | 5.9583 | 10.9583 | 15.9583 | 0 | 0 | 0 | 0 | 0 | 0 | 2003 | 10 | 71.3333 | 89 | 49 | 63.9247 | 0 | 14.5833 | 93.25 | 214.2917 | 356.125 | 506.3333 | 17.9583 | 4.7917 | 0 | 0 | 0 | 0 | 2003 | 10 | 70.9933 | 89 | 50 | 61.457 | 0 | 10.5 | 86.1667 | 202.75 | 345.9583 | 495.7917 | 16.9583 | 5.1667 | 0 | 0 | 0 | 0 | 2003 | 10 | 70.4019 | 90 | 47 | 62.2056 | 0 | 7.9583 | 78.0833 | 187.9167 | 328.9583 | 477.4583 | 20.4583 | 6.5 | 0 | 0 | 0 | 0
2018 | 3 | 12 | 52.4305 | 0 | 0 | 0 | 0 | 0 | 1.0028 | 12.5695 | 7.5695 | 3.5723 | 0.80975 | 0.0013892 | 0 | 2018 | 3 | 12 | 57.2221 | 38.1806 | 50.0499 | 0 | 0 | 0 | 0 | 0 | 2.2221 | 7.7779 | 2.7779 | 0 | 0 | 0 | 0 | 2003 | 11 | 65.7639 | 86 | 34 | 56.8944 | 0 | 1.0833 | 39.2917 | 116.5 | 216.7083 | 344.9583 | 93.5833 | 43.7917 | 22.0417 | 7.9583 | 0.5 | 0 | 2003 | 11 | 64.8903 | 84 | 34 | 55.1667 | 0 | 0.5 | 35.0833 | 105.0417 | 199.125 | 323.2917 | 108.3333 | 52.4167 | 26.5833 | 9 | 1.4583 | 0 | 2003 | 11 | 65.0194 | 85 | 33 | 56.0264 | 0 | 0.45833 | 34.5 | 105.9583 | 204 | 328.6667 | 105.375 | 53.4167 | 28.0833 | 10.7917 | 1.625 | 0
2018 | 3 | 13 | 54.7499 | 0 | 0 | 0 | 0 | 0.16251 | 1.8847 | 10.2501 | 5.4126 | 2.1348 | 0.18474 | 0 | 0 | 2018 | 3 | 13 | 57.9027 | 39.986 | 55.5563 | 0 | 0 | 0 | 0 | 0 | 2.9027 | 7.0973 | 2.0973 | 0 | 0 | 0 | 0 | 2003 | 12 | 54.8468 | 77 | 34 | 44.547 | 0 | 0 | 0 | 3.2917 | 33.4583 | 90.1667 | 318.0417 | 193.2083 | 94.9167 | 25.875 | 1.2917 | 0 | 2003 | 12 | 53.5927 | 76 | 32 | 42.6774 | 0 | 0 | 0 | 1.9583 | 27.4583 | 75.4583 | 355.5833 | 226.0833 | 119.0833 | 40.375 | 2.7917 | 0 | 2003 | 12 | 53.7836 | 77 | 30 | 43.4973 | 0 | 0 | 0 | 2.1667 | 27.25 | 83.4583 | 349.875 | 219.9583 | 121.1667 | 43.0833 | 4.4583 | 0
2018 | 3 | 14 | 55.9305 | 0 | 0 | 0 | 0 | 0.23054 | 2.2041 | 9.0695 | 4.3 | 1.2736 | 0 | 0 | 0 | 2018 | 3 | 14 | 58.8888 | 41.0833 | 55.535 | 0 | 0 | 0 | 0 | 0 | 3.8888 | 6.1112 | 1.1112 | 0 | 0 | 0 | 0 | 2004 | 1 | 55.6788 | 77 | 32 | 48.1048 | 0 | 0 | 1.0417 | 20.2917 | 64.25 | 130.3333 | 309.25 | 198.2083 | 109.2917 | 45.5417 | 8.875 | 0 | 2004 | 1 | 54.7231 | 77 | 31 | 45.9556 | 0 | 0 | 1.5833 | 17.9583 | 59.75 | 121.625 | 336.5417 | 223.3333 | 130.2083 | 58.625 | 15.375 | 0 | 2004 | 1 | 55.3132 | 77 | 31 | 47.414 | 0 | 0 | 0.70833 | 19.2083 | 60.5833 | 124.875 | 319.5 | 205.875 | 115.1667 | 50.7083 | 10 | 0
2018 | 3 | 15 | 60.968 | 0 | 0 | 0 | 0.40417 | 2.0152 | 5.9735 | 4.4362 | 1.0473 | 0.0055567 | 0 | 0 | 0 | 2018 | 3 | 15 | 63.5416 | 54.8332 | 75.7199 | 0 | 0 | 0 | 0 | 3.5416 | 8.5416 | 1.4584 | 0 | 0 | 0 | 0 | 0 | 2004 | 2 | 53.8822 | 75 | 35 | 47.6135 | 0 | 0 | 0 | 1.625 | 16.1667 | 60.625 | 324.0417 | 193.5833 | 93.0417 | 31.2917 | 6.6667 | 0 | 2004 | 2 | 53.0819 | 75 | 33 | 44.7083 | 0 | 0 | 0 | 1.2083 | 11.6667 | 52.4583 | 346.8333 | 212.2917 | 108.0833 | 39.0833 | 9.5417 | 0 | 2004 | 2 | 53.1695 | 75 | 33 | 46.4684 | 0 | 0 | 0 | 1.3333 | 17.9583 | 60.375 | 344.4167 | 216.0417 | 113.4583 | 43.0417 | 11.25 | 0
2018 | 3 | 16 | 70.7653 | 0 | 0 | 1.7431 | 5.8111 | 10.7653 | 15.7653 | 0.045832 | 0 | 0 | 0 | 0 | 0 | 2018 | 3 | 16 | 73.889 | 67.4444 | 81.5721 | 0 | 0 | 3.889 | 8.889 | 13.889 | 18.889 | 0 | 0 | 0 | 0 | 0 | 0 | 2004 | 3 | 66.7392 | 83 | 50 | 57.9409 | 0 | 0 | 9.6667 | 82.25 | 210.0833 | 363.9167 | 28.3333 | 1.1667 | 0 | 0 | 0 | 0 | 2004 | 3 | 66.8145 | 84 | 47 | 56.0887 | 0 | 0 | 14.75 | 86.2917 | 213.25 | 366.25 | 30.0417 | 2 | 0 | 0 | 0 | 0 | 2004 | 3 | 66.3589 | 82 | 45 | 57.3454 | 0 | 0 | 11 | 74.4583 | 199.5 | 352.125 | 32.3333 | 2.375 | 0 | 0 | 0 | 0
2018 | 3 | 17 | 71.0431 | 0 | 0 | 1.8917 | 6.0653 | 11.0431 | 16.0431 | 0.02222 | 0 | 0 | 0 | 0 | 0 | 2018 | 3 | 17 | 74.1112 | 68.3194 | 83.3125 | 0 | 0 | 4.1112 | 9.1112 | 14.1112 | 19.1112 | 0 | 0 | 0 | 0 | 0 | 0 | 2004 | 4 | 68.9222 | 84 | 46 | 60.9542 | 0 | 3.375 | 41.4167 | 150.3333 | 278.7917 | 418.7083 | 32.6667 | 11.125 | 1.0417 | 0 | 0 | 0 | 2004 | 4 | 69.1083 | 85 | 46 | 59.3931 | 0 | 6.7917 | 47.5417 | 159.25 | 286.9583 | 425.0417 | 36 | 13.7083 | 1.7917 | 0 | 0 | 0 | 2004 | 4 | 67.9861 | 84 | 44 | 60.5431 | 0 | 4.2083 | 33.5417 | 131.3333 | 258.0417 | 392.6667 | 41.75 | 18.4583 | 3.0833 | 0 | 0 | 0
2018 | 3 | 18 | 73.4306 | 0 | 0.16529 | 3.6181 | 8.4306 | 13.4306 | 18.4306 | 0 | 0 | 0 | 0 | 0 | 0 | 2018 | 3 | 18 | 75.0556 | 68.5972 | 81.4529 | 0 | 0.33331 | 5.0556 | 10.0556 | 15.0556 | 20.0556 | 0 | 0 | 0 | 0 | 0 | 0 | 2004 | 5 | 75.4973 | 93 | 53 | 68.6277 | 9.6667 | 68.8333 | 182.5417 | 327.0417 | 480.4167 | 635.4167 | 1.625 | 0 | 0 | 0 | 0 | 0 | 2004 | 5 | 75.9449 | 95 | 53 | 66.8239 | 14.5 | 84.125 | 197.9583 | 341.125 | 494.2917 | 649.2917 | 1.8333 | 0 | 0 | 0 | 0 | 0 | 2004 | 5 | 74.5323 | 92 | 51 | 67.6263 | 7 | 55.9167 | 158.8333 | 298.2917 | 450.5 | 605.5 | 2.7917 | 0 | 0 | 0 | 0 | 0
2018 | 3 | 19 | 74.4611 | 0 | 0.57776 | 4.5889 | 9.4611 | 14.4611 | 19.4611 | 0 | 0 | 0 | 0 | 0 | 0 | 2018 | 3 | 19 | 75.1389 | 47.8889 | 48.8326 | 0 | 0.13887 | 5.1389 | 10.1389 | 15.1389 | 20.1389 | 0 | 0 | 0 | 0 | 0 | 0 | 2004 | 6 | 80.3222 | 94 | 68 | 73.5111 | 39.375 | 160.0833 | 309.6667 | 459.6667 | 609.6667 | 759.6667 | 0 | 0 | 0 | 0 | 0 | 0 | 2004 | 6 | 79.9653 | 95 | 68 | 72.5917 | 42.25 | 149 | 298.9583 | 448.9583 | 598.9583 | 748.9583 | 0 | 0 | 0 | 0 | 0 | 0 | 2004 | 6 | 79.2681 | 93 | 67 | 74.3292 | 23.875 | 130.6667 | 278.0417 | 428.0417 | 578.0417 | 728.0417 | 0 | 0 | 0 | 0 | 0 | 0
2018 | 3 | 20 | 56.5847 | 0 | 0 | 0 | 0 | 0.37777 | 2.5722 | 8.4153 | 3.7931 | 0.98753 | 0 | 0 | 0 | 2018 | 3 | 20 | 61.8472 | 39.9584 | 45.786 | 0 | 0 | 0 | 0 | 1.8472 | 6.8472 | 3.1528 | 0 | 0 | 0 | 0 | 0 | 2004 | 7 | 82.6156 | 95 | 72 | 74.2903 | 83.6667 | 236.0833 | 391.0833 | 546.0833 | 701.0833 | 856.0833 | 0 | 0 | 0 | 0 | 0 | 0 | 2004 | 7 | 83.5269 | 98 | 72 | 72.8024 | 110.4583 | 264.3333 | 419.3333 | 574.3333 | 729.3333 | 884.3333 | 0 | 0 | 0 | 0 | 0 | 0 | 2004 | 7 | 82.0632 | 96 | 70 | 74.2621 | 69.2917 | 218.9583 | 373.9583 | 528.9583 | 683.9583 | 838.9583 | 0 | 0 | 0 | 0 | 0 | 0
2018 | 3 | 21 | 57.4888 | 0 | 0 | 0 | 0.020831 | 0.82497 | 3.186 | 7.532 | 3.3362 | 0.69725 | 0 | 0 | 0 | 2018 | 3 | 21 | 61.875 | 40.2778 | 50.4679 | 0 | 0 | 0 | 0 | 1.875 | 6.875 | 3.125 | 0 | 0 | 0 | 0 | 0 | 2004 | 8 | 82.2164 | 97 | 68 | 71.7554 | 83.625 | 223.7083 | 378.7083 | 533.7083 | 688.7083 | 843.7083 | 0 | 0 | 0 | 0 | 0 | 0 | 2004 | 8 | 82.0981 | 99 | 62 | 69.3992 | 88.6667 | 220.0417 | 375.0417 | 530.0417 | 685.0417 | 840.0417 | 0 | 0 | 0 | 0 | 0 | 0 | 2004 | 8 | 81.3212 | 97 | 63 | 72.7379 | 69.75 | 195.9583 | 350.9583 | 505.9583 | 660.9583 | 815.9583 | 0 | 0 | 0 | 0 | 0 | 0
2018 | 3 | 22 | 61.4319 | 0 | 0 | 0 | 0.4375 | 2.2014 | 6.4319 | 4.0056 | 0.76945 | 0 | 0 | 0 | 0 | 2018 | 3 | 22 | 63.8194 | 50.9722 | 66.3123 | 0 | 0 | 0 | 0 | 3.8194 | 8.8194 | 1.1806 | 0 | 0 | 0 | 0 | 0 | 2004 | 9 | 80.5736 | 96 | 70 | 68.9931 | 38.4167 | 167.2083 | 317.2083 | 467.2083 | 617.2083 | 767.2083 | 0 | 0 | 0 | 0 | 0 | 0 | 2004 | 9 | 79.8514 | 98 | 65 | 66.9597 | 29.2917 | 145.5417 | 295.5417 | 445.5417 | 595.5417 | 745.5417 | 0 | 0 | 0 | 0 | 0 | 0 | 2004 | 9 | 79.4958 | 96 | 66 | 70.7056 | 24.875 | 134.875 | 284.875 | 434.875 | 584.875 | 734.875 | 0 | 0 | 0 | 0 | 0 | 0
2018 | 3 | 23 | 65.9541 | 0 | 0 | 0.17361 | 2.0194 | 6.0291 | 10.9541 | 1.0653 | 0.074993 | 0 | 0 | 0 | 0 | 2018 | 3 | 23 | 69.7083 | 60.0138 | 73.7229 | 0 | 0 | 0.19442 | 4.7083 | 9.7083 | 14.7083 | 0 | 0 | 0 | 0 | 0 | 0 | 2004 | 10 | 76.3602 | 92 | 52 | 69.2903 | 8.375 | 86.875 | 207.6667 | 352.1667 | 507.1667 | 662.1667 | 0 | 0 | 0 | 0 | 0 | 0 | 2004 | 10 | 76.418 | 93 | 53 | 67.6613 | 15.8333 | 93.0417 | 207.5833 | 353.9583 | 508.9583 | 663.9583 | 0 | 0 | 0 | 0 | 0 | 0 | 2004 | 10 | 75.6949 | 92 | 49 | 69.5833 | 7.0833 | 79.4583 | 191.4167 | 332.0417 | 486.5417 | 641.5417 | 0.5 | 0 | 0 | 0 | 0 | 0
2018 | 3 | 24 | 69.6111 | 0 | 0 | 1.0167 | 4.875 | 9.6111 | 14.6111 | 0.26388 | 0 | 0 | 0 | 0 | 0 | 2018 | 3 | 24 | 73.5973 | 66.3888 | 79.0433 | 0 | 0 | 3.5973 | 8.5973 | 13.5973 | 18.5973 | 0 | 0 | 0 | 0 | 0 | 0 | 2004 | 11 | 63.9681 | 82 | 41 | 57.3944 | 0 | 0 | 13.75 | 66.375 | 159.4583 | 278 | 97.3333 | 40.4167 | 8.9583 | 0 | 0 | 0 | 2004 | 11 | 62.0139 | 82 | 40 | 54.9958 | 0 | 0 | 4.2083 | 33.0417 | 117.5833 | 226.8333 | 122.625 | 57.1667 | 16.4167 | 2.0833 | 0 | 0 | 2004 | 11 | 62.8208 | 83 | 40 | 57.4125 | 0 | 0 | 7.5833 | 50.0417 | 138 | 249.625 | 115.4167 | 53.375 | 15 | 2.7917 | 0 | 0
2018 | 3 | 25 | 69.1305 | 0 | 0 | 0.97916 | 4.5291 | 9.1305 | 14.1305 | 0.39862 | 0 | 0 | 0 | 0 | 0 | 2018 | 3 | 25 | 73.4583 | 66.6805 | 81.2822 | 0 | 0 | 3.4583 | 8.4583 | 13.4583 | 18.4583 | 0 | 0 | 0 | 0 | 0 | 0 | 2004 | 12 | 56.4462 | 82 | 28 | 45.4906 | 0 | 0 | 4.125 | 24.75 | 75.5833 | 152.75 | 289.9167 | 185.75 | 107.9167 | 60.625 | 30.25 | 11.7917 | 2004 | 12 | 53.7661 | 79 | 28 | 42.828 | 0 | 0 | 1.2083 | 11.9583 | 42.7917 | 103.5833 | 360.2083 | 236.0417 | 141.8333 | 76.8333 | 34.7917 | 13.2917 | 2004 | 12 | 54.5376 | 79 | 28 | 44.957 | 0 | 0 | 2.5833 | 17.2917 | 53.3333 | 116.125 | 341.625 | 222.6667 | 130.4583 | 68.7917 | 32.0833 | 12.5
2018 | 3 | 26 | 72.3069 | 0 | 0.07361 | 2.6805 | 7.3305 | 12.3069 | 17.3069 | 0.023609 | 0 | 0 | 0 | 0 | 0 | 2018 | 3 | 26 | 74.8056 | 67.8055 | 80.3719 | 0 | 0.29164 | 4.8056 | 9.8056 | 14.8056 | 19.8056 | 0 | 0 | 0 | 0 | 0 | 0 | 2005 | 1 | 57.2419 | 79 | 34 | 49.2245 | 0 | 0 | 0.875 | 38.2917 | 96.625 | 168.75 | 278.7917 | 182.125 | 99.25 | 33.0417 | 5.0833 | 0 | 2005 | 1 | 56.0013 | 78 | 33 | 47.2487 | 0 | 0 | 1.2917 | 33.9167 | 90.5833 | 161.1667 | 312.875 | 214.5417 | 130.125 | 57.7083 | 12.25 | 0 | 2005 | 1 | 56.9852 | 81 | 34 | 48.7944 | 0 | 0 | 5.4583 | 41.0833 | 96.625 | 169.5 | 289.5417 | 190.0833 | 107.9583 | 40.4167 | 5.9583 | 0
2018 | 3 | 27 | 71.6042 | 0 | 0 | 2.1903 | 6.6111 | 11.6042 | 16.6042 | 0.0069437 | 0 | 0 | 0 | 0 | 0 | 2018 | 3 | 27 | 74.5556 | 68.875 | 83.0637 | 0 | 0.069437 | 4.5556 | 9.5556 | 14.5556 | 19.5556 | 0 | 0 | 0 | 0 | 0 | 0 | 2005 | 2 | 59.0521 | 80 | 42 | 51.0134 | 0 | 0 | 3.7917 | 32.2083 | 83.4167 | 161.5417 | 198.75 | 109.9583 | 48.0833 | 13.75 | 0 | 0 | 2005 | 2 | 58.3318 | 80 | 39 | 49.9732 | 0 | 0 | 4.1667 | 32.4583 | 78.5417 | 149.875 | 219.1667 | 125.25 | 56.5833 | 19.125 | 0.29167 | 0 | 2005 | 2 | 59.6176 | 81 | 40 | 51.2098 | 0 | 0 | 6.375 | 35.875 | 91.375 | 173.7083 | 186.5833 | 102.0833 | 44.4167 | 12.9583 | 0 | 0
2018 | 3 | 28 | 68.1652 | 0 | 0 | 0.64028 | 3.6555 | 8.2027 | 13.1652 | 0.49027 | 0.037496 | 0 | 0 | 0 | 0 | 2018 | 3 | 28 | 72.3887 | 69.0832 | 89.7748 | 0 | 0 | 2.3887 | 7.3887 | 12.3887 | 17.3887 | 0 | 0 | 0 | 0 | 0 | 0 | 2005 | 3 | 62.5349 | 83 | 42 | 51.5148 | 0 | 0 | 9.9583 | 49.375 | 128.7917 | 248.0417 | 125.7917 | 50.2083 | 14.4583 | 0.95833 | 0 | 0 | 2005 | 3 | 61.6183 | 85 | 40 | 50.1815 | 0 | 0 | 9.2083 | 42 | 115.9583 | 229.9583 | 146.8333 | 65.7917 | 24.7917 | 4.125 | 0 | 0 | 2005 | 3 | 62.5524 | 85 | 40 | 51.8427 | 0 | 0 | 11.9167 | 53.1667 | 128.7083 | 247.875 | 129.0417 | 49.5833 | 13.75 | 0.45833 | 0 | 0
2018 | 3 | 29 | 65.3819 | 0 | 0 | 0.23335 | 1.6945 | 5.4694 | 10.3819 | 1.3125 | 0.087502 | 0 | 0 | 0 | 0 | 2018 | 3 | 29 | 69.2777 | 62.2222 | 80.3996 | 0 | 0 | 0.083325 | 4.2777 | 9.2777 | 14.2777 | 0 | 0 | 0 | 0 | 0 | 0 | 2005 | 4 | 68.9639 | 85 | 46 | 55.0028 | 0 | 2.3333 | 34.9583 | 131.3333 | 268.9167 | 418.9167 | 12.4167 | 0 | 0 | 0 | 0 | 0 | 2005 | 4 | 68.0042 | 85 | 47 | 54.3986 | 0 | 2.7917 | 28.4167 | 109.8333 | 240.125 | 390.125 | 19.7083 | 0 | 0 | 0 | 0 | 0 | 2005 | 4 | 68.7986 | 87 | 46 | 55.6306 | 0 | 4.0417 | 37.375 | 130.375 | 264.75 | 413.9583 | 16.4167 | 0.79167 | 0 | 0 | 0 | 0
2018 | 3 | 30 | 64.9763 | 0 | 0 | 0.12778 | 1.5444 | 5.093 | 9.9763 | 1.5681 | 0.11666 | 0 | 0 | 0 | 0 | 2018 | 3 | 30 | 67.8471 | 52.1249 | 60.1079 | 0 | 0 | 0 | 2.8471 | 7.8471 | 12.8471 | 0 | 0 | 0 | 0 | 0 | 0 | 2005 | 5 | 75.3239 | 94 | 53 | 63.9637 | 7.5833 | 65.9583 | 181 | 321.75 | 475.0417 | 630.0417 | 1.7083 | 0 | 0 | 0 | 0 | 0 | 2005 | 5 | 74.8387 | 95 | 48 | 62.6492 | 13.625 | 66.625 | 173.7917 | 307.875 | 460 | 615 | 2.875 | 0 | 0 | 0 | 0 | 0 | 2005 | 5 | 75.4019 | 95 | 49 | 64.0941 | 7.1667 | 67.5417 | 182.5 | 324.625 | 477.4583 | 632.4583 | 2.1667 | 0 | 0 | 0 | 0 | 0
2018 | 3 | 31 | 64.2971 | 0 | 0 | 0.068052 | 1.3597 | 4.4388 | 9.2971 | 2.0626 | 0.14168 | 0 | 0 | 0 | 0 | 2018 | 3 | 31 | 67.375 | 58.4166 | 75.5872 | 0 | 0 | 0 | 2.375 | 7.375 | 12.375 | 0 | 0 | 0 | 0 | 0 | 0 | 2005 | 6 | 83.0597 | 95 | 69 | 70.5833 | 94.375 | 241.7917 | 391.7917 | 541.7917 | 691.7917 | 841.7917 | 0 | 0 | 0 | 0 | 0 | 0 | 2005 | 6 | 82.9194 | 97 | 68 | 69.6611 | 91.2917 | 237.5833 | 387.5833 | 537.5833 | 687.5833 | 837.5833 | 0 | 0 | 0 | 0 | 0 | 0 | 2005 | 6 | 82.925 | 97 | 67 | 70.9264 | 92.25 | 237.75 | 387.75 | 537.75 | 687.75 | 837.75 | 0 | 0 | 0 | 0 | 0 | 0
2018 | 4 | 1 | 73.9222 | 0 | 0.43334 | 3.9222 | 8.9222 | 13.9222 | 18.9222 | 0 | 0 | 0 | 0 | 0 | 0 | 2018 | 4 | 1 | 71.3611 | 63.8332 | 79.0088 | 0 | 0 | 1.3611 | 6.3611 | 11.3611 | 16.3611 | 0 | 0 | 0 | 0 | 0 | 0 | 2005 | 7 | 82.9745 | 99 | 72 | 73.375 | 99.8333 | 247.2083 | 402.2083 | 557.2083 | 712.2083 | 867.2083 | 0 | 0 | 0 | 0 | 0 | 0 | 2005 | 7 | 82.7151 | 100 | 72 | 72.586 | 90.9167 | 239.1667 | 394.1667 | 549.1667 | 704.1667 | 859.1667 | 0 | 0 | 0 | 0 | 0 | 0 | 2005 | 7 | 83.0914 | 100 | 70 | 72.9382 | 99.5 | 250.8333 | 405.8333 | 560.8333 | 715.8333 | 870.8333 | 0 | 0 | 0 | 0 | 0 | 0
2018 | 4 | 2 | 76.8278 | 0.022226 | 1.9806 | 6.8278 | 11.8278 | 16.8278 | 21.8278 | 0 | 0 | 0 | 0 | 0 | 0 | 2018 | 4 | 2 | 75.1528 | 68.3471 | 80.8113 | 0 | 0.52778 | 5.1528 | 10.1528 | 15.1528 | 20.1528 | 0 | 0 | 0 | 0 | 0 | 0 | 2005 | 8 | 83.996 | 97 | 75 | 73.9368 | 124.1667 | 278.875 | 433.875 | 588.875 | 743.875 | 898.875 | 0 | 0 | 0 | 0 | 0 | 0 | 2005 | 8 | 83.0403 | 98 | 73 | 73.0134 | 98.75 | 249.25 | 404.25 | 559.25 | 714.25 | 869.25 | 0 | 0 | 0 | 0 | 0 | 0 | 2005 | 8 | 82.4516 | 97 | 72 | 73.7003 | 77.9583 | 231 | 386 | 541 | 696 | 851 | 0 | 0 | 0 | 0 | 0 | 0
2018 | 4 | 3 | 77.768 | 0.097229 | 2.7903 | 7.768 | 12.768 | 17.768 | 22.768 | 0 | 0 | 0 | 0 | 0 | 0 | 2018 | 4 | 3 | 76.2084 | 68.486 | 78.0928 | 0 | 1.2084 | 6.2084 | 11.2084 | 16.2084 | 21.2084 | 0 | 0 | 0 | 0 | 0 | 0 | 2005 | 9 | 83.0458 | 100 | 71 | 71.9833 | 94.0417 | 241.375 | 391.375 | 541.375 | 691.375 | 841.375 | 0 | 0 | 0 | 0 | 0 | 0 | 2005 | 9 | 82.0528 | 99 | 68 | 70.5194 | 71.75 | 211.5833 | 361.5833 | 511.5833 | 661.5833 | 811.5833 | 0 | 0 | 0 | 0 | 0 | 0 | 2005 | 9 | 82.0653 | 100 | 68 | 71.5819 | 68.0417 | 211.9583 | 361.9583 | 511.9583 | 661.9583 | 811.9583 | 0 | 0 | 0 | 0 | 0 | 0
2018 | 4 | 4 | 67.2819 | 0 | 0 | 0.17916 | 2.6097 | 7.2819 | 12.2819 | 0.32779 | 0 | 0 | 0 | 0 | 0 | 2018 | 4 | 4 | 64.2638 | 41.1249 | 45.9181 | 0 | 0 | 0 | 0.20831 | 4.2638 | 9.2638 | 0.9445 | 0 | 0 | 0 | 0 | 0 | 2005 | 10 | 71.8038 | 91 | 44 | 57.2298 | 12.2083 | 48.7083 | 126.5 | 238.6667 | 371.7083 | 520.9167 | 27.75 | 5.7917 | 0 | 0 | 0 | 0 | 2005 | 10 | 70.211 | 92 | 42 | 55.6116 | 3.7917 | 35.4167 | 108.1667 | 201.9167 | 328.0417 | 471.5417 | 40.375 | 11.5 | 0 | 0 | 0 | 0 | 2005 | 10 | 70.2863 | 92 | 39 | 56.8777 | 5.5 | 35.1667 | 99.375 | 202.5 | 332.5 | 475.0833 | 38.625 | 13.625 | 1.2083 | 0 | 0 | 0
2018 | 4 | 5 | 69.8333 | 0 | 0.0069437 | 1.0014 | 4.8333 | 9.8333 | 14.8333 | 0 | 0 | 0 | 0 | 0 | 0 | 2018 | 4 | 5 | 66.4304 | 58.2082 | 75.5092 | 0 | 0 | 0 | 1.4582 | 6.4304 | 11.4304 | 0.027783 | 0 | 0 | 0 | 0 | 0 | 2005 | 11 | 65.2139 | 87 | 40 | 51.8694 | 0 | 4.5833 | 57.5833 | 123.25 | 211.4167 | 323.1667 | 116.8333 | 55 | 16.75 | 0.83333 | 0 | 0 | 2005 | 11 | 64.0278 | 86 | 36 | 50.8403 | 0 | 4.4167 | 50.625 | 115.5833 | 197.2083 | 301.5833 | 144.75 | 76.375 | 30.75 | 4.7917 | 0 | 0 | 2005 | 11 | 63.5361 | 87 | 32 | 51.625 | 0 | 2.625 | 51.5417 | 115.2083 | 195 | 292.0417 | 159.125 | 88.9167 | 35.9583 | 8.4583 | 0.33333 | 0
2018 | 4 | 6 | 76.2361 | 0.023616 | 1.5625 | 6.2361 | 11.2361 | 16.2361 | 21.2361 | 0 | 0 | 0 | 0 | 0 | 0 | 2018 | 4 | 6 | 74.6945 | 70.1805 | 86.3079 | 0 | 0.083346 | 4.6945 | 9.6945 | 14.6945 | 19.6945 | 0 | 0 | 0 | 0 | 0 | 0 | 2005 | 12 | 55.0296 | 83 | 34 | 42.0699 | 0 | 0 | 3.3333 | 13.7917 | 50.9583 | 115.4583 | 322.875 | 205.0417 | 114.5417 | 42.4167 | 11.5417 | 3.4583 | 2005 | 12 | 53.1102 | 83 | 32 | 40.9852 | 0 | 0 | 3.8333 | 11.875 | 38.2083 | 91.1667 | 380.4583 | 251.7917 | 149.75 | 72.5 | 19.1667 | 6.375 | 2005 | 12 | 53.0081 | 82 | 29 | 41.5968 | 0 | 0 | 2.7917 | 9.5417 | 28.625 | 85.7917 | 381.2917 | 245.375 | 147.5417 | 70.4167 | 16.9583 | 6.7083
2018 | 4 | 7 | 62.8319 | 0 | 0 | 0 | 0.73333 | 3.3416 | 7.836 | 2.9015 | 0.50974 | 0.0041662 | 0 | 0 | 0 | 2018 | 4 | 7 | 57.875 | 55.25 | 90.9276 | 0 | 0 | 0 | 0 | 0 | 2.875 | 7.125 | 2.125 | 0 | 0 | 0 | 0 | 2006 | 1 | 60.3078 | 81 | 36 | 45.2554 | 0 | 0 | 1.75 | 21.7083 | 85.5833 | 179.3333 | 167.1667 | 76.0417 | 14.7917 | 0 | 0 | 0 | 2006 | 1 | 59.1801 | 80 | 33 | 44.121 | 0 | 0 | 1.4167 | 17.125 | 76 | 158.6667 | 197.5417 | 101.4167 | 29.0833 | 0.54167 | 0 | 0 | 2006 | 1 | 58.3266 | 81 | 32 | 45.414 | 0 | 0 | 0.375 | 10.4167 | 62.0417 | 139.875 | 217.2917 | 113.9167 | 36.75 | 2.8333 | 0 | 0
2018 | 4 | 8 | 58.6986 | 0 | 0 | 0 | 0.0083325 | 1.3805 | 4.3069 | 6.3098 | 2.682 | 0.60834 | 0 | 0 | 0 | 2018 | 4 | 8 | 52.7499 | 47.6943 | 83.1073 | 0 | 0 | 0 | 0 | 0 | 0 | 12.2501 | 7.2501 | 2.2501 | 0 | 0 | 0 | 2006 | 2 | 56.9509 | 79 | 30 | 44.4688 | 0 | 0 | 0.83333 | 14.0833 | 50.5417 | 119.9167 | 239.4583 | 135.9167 | 65.2917 | 30.7917 | 7.5833 | 1.8333 | 2006 | 2 | 55.3988 | 80 | 30 | 43.317 | 0 | 0 | 2.0417 | 13.25 | 43.8333 | 93.3333 | 282.0833 | 172.6667 | 82.1667 | 40.9167 | 12.7083 | 3.8333 | 2006 | 2 | 55.4658 | 78 | 28 | 44.75 | 0 | 0 | 0.91667 | 9.5 | 39.9167 | 98.2917 | 276.4583 | 166.875 | 85.25 | 42.0833 | 11.4583 | 2.625
2018 | 4 | 9 | 65.0125 | 0 | 0 | 0 | 1.3264 | 5.2013 | 10.0125 | 1.3139 | 0.18889 | 0 | 0 | 0 | 0 | 2018 | 4 | 9 | 59.6527 | 56.3888 | 89.3356 | 0 | 0 | 0 | 0 | 0.23609 | 4.6527 | 5.3473 | 0.58336 | 0 | 0 | 0 | 0 | 2006 | 3 | 66.1855 | 83 | 38 | 54.3226 | 0 | 0.29167 | 28.3333 | 112.125 | 227.2917 | 360.7917 | 75.375 | 35.5417 | 14.0417 | 1 | 0 | 0 | 2006 | 3 | 65.7688 | 84 | 36 | 53.3548 | 0 | 2.7917 | 31.5833 | 113.125 | 222.2083 | 351.75 | 89.2917 | 43.375 | 17.9167 | 2.9583 | 0 | 0 | 2006 | 3 | 65.6774 | 85 | 33 | 54.5175 | 0 | 2.1667 | 26.8333 | 106.8333 | 220.4167 | 350.3333 | 85.8333 | 44.4167 | 19.3333 | 3.9583 | 0 | 0
2018 | 4 | 10 | 68.8611 | 0 | 0 | 0.64445 | 3.8902 | 8.8611 | 13.8611 | 0.029171 | 0 | 0 | 0 | 0 | 0 | 2018 | 4 | 10 | 65.6388 | 48.5556 | 57.8777 | 0 | 0 | 0 | 0.63884 | 5.6388 | 10.6388 | 0 | 0 | 0 | 0 | 0 | 0 | 2006 | 4 | 73.0833 | 89 | 54 | 63.2 | 0 | 16.4583 | 112.125 | 242.5417 | 392.5 | 542.5 | 0.041667 | 0 | 0 | 0 | 0 | 0 | 2006 | 4 | 73.3111 | 92 | 51 | 62.3153 | 0.083333 | 27.25 | 126.8333 | 251.8333 | 399.3333 | 549.3333 | 2.5 | 0 | 0 | 0 | 0 | 0 | 2006 | 4 | 72.8167 | 91 | 50 | 63.0111 | 0 | 20.125 | 111.0833 | 237.0833 | 384.5 | 534.5 | 2.5833 | 0 | 0 | 0 | 0 | 0
2018 | 4 | 11 | 67.593 | 0 | 0 | 0.18194 | 2.8333 | 7.593 | 12.593 | 0.2403 | 0 | 0 | 0 | 0 | 0 | 2018 | 4 | 11 | 65.6111 | 51.4721 | 64.6397 | 0 | 0 | 0 | 0.62495 | 5.6111 | 10.6111 | 0.013887 | 0 | 0 | 0 | 0 | 0 | 2006 | 5 | 76.6935 | 90 | 56 | 65.1142 | 2.8333 | 70.4167 | 207.5 | 362.5 | 517.5 | 672.5 | 0 | 0 | 0 | 0 | 0 | 0 | 2006 | 5 | 76.8091 | 93 | 55 | 64.5659 | 9.2083 | 79.7083 | 211.125 | 366.0833 | 521.0833 | 676.0833 | 0 | 0 | 0 | 0 | 0 | 0 | 2006 | 5 | 76.0484 | 93 | 51 | 65.1142 | 2.3333 | 66.0833 | 191.5833 | 342.5 | 497.5 | 652.5 | 0 | 0 | 0 | 0 | 0 | 0
2018 | 4 | 12 | 74.6458 | 0 | 0.66806 | 4.6458 | 9.6458 | 14.6458 | 19.6458 | 0 | 0 | 0 | 0 | 0 | 0 | 2018 | 4 | 12 | 71.75 | 63.6944 | 77.8458 | 0 | 0 | 1.75 | 6.75 | 11.75 | 16.75 | 0 | 0 | 0 | 0 | 0 | 0 | 2006 | 6 | 81.0583 | 98 | 69 | 68.4361 | 43.2917 | 181.75 | 331.75 | 481.75 | 631.75 | 781.75 | 0 | 0 | 0 | 0 | 0 | 0 | 2006 | 6 | 81.1236 | 98 | 68 | 67.7958 | 47.625 | 183.7083 | 333.7083 | 483.7083 | 633.7083 | 783.7083 | 0 | 0 | 0 | 0 | 0 | 0 | 2006 | 6 | 80.1931 | 100 | 64 | 68.5028 | 23.875 | 155.7917 | 305.7917 | 455.7917 | 605.7917 | 755.7917 | 0 | 0 | 0 | 0 | 0 | 0
2018 | 4 | 13 | 78.4194 | 0.36667 | 3.4264 | 8.4194 | 13.4194 | 18.4194 | 23.4194 | 0 | 0 | 0 | 0 | 0 | 0 | 2018 | 4 | 13 | 77.1667 | 71.0833 | 82.1373 | 0 | 2.1667 | 7.1667 | 12.1667 | 17.1667 | 22.1667 | 0 | 0 | 0 | 0 | 0 | 0 | 2006 | 7 | 81.3441 | 95 | 73 | 73.2849 | 61.3333 | 196.6667 | 351.6667 | 506.6667 | 661.6667 | 816.6667 | 0 | 0 | 0 | 0 | 0 | 0 | 2006 | 7 | 82.3898 | 97 | 73 | 72.7742 | 89.2917 | 229.0833 | 384.0833 | 539.0833 | 694.0833 | 849.0833 | 0 | 0 | 0 | 0 | 0 | 0 | 2006 | 7 | 80.9073 | 96 | 72 | 73.172 | 52.0833 | 183.125 | 338.125 | 493.125 | 648.125 | 803.125 | 0 | 0 | 0 | 0 | 0 | 0
2018 | 4 | 14 | 63.9444 | 0 | 0 | 0 | 0.90972 | 4.293 | 8.9444 | 1.9653 | 0.34862 | 0 | 0 | 0 | 0 | 2018 | 4 | 14 | 59.2222 | 44.9306 | 62.3668 | 0 | 0 | 0 | 0 | 0 | 4.2222 | 5.7778 | 0.77777 | 0 | 0 | 0 | 0 | 2006 | 8 | 83.4718 | 97 | 72 | 73.3723 | 107.625 | 262.625 | 417.625 | 572.625 | 727.625 | 882.625 | 0 | 0 | 0 | 0 | 0 | 0 | 2006 | 8 | 83.9597 | 97 | 69 | 72.9261 | 123.3333 | 277.75 | 432.75 | 587.75 | 742.75 | 897.75 | 0 | 0 | 0 | 0 | 0 | 0 | 2006 | 8 | 82.6734 | 96 | 71 | 73.5161 | 83.9583 | 237.875 | 392.875 | 547.875 | 702.875 | 857.875 | 0 | 0 | 0 | 0 | 0 | 0
2018 | 4 | 15 | 60.8777 | 0 | 0 | 0 | 0.26526 | 2.2611 | 5.9083 | 4.3875 | 1.3834 | 0.030555 | 0 | 0 | 0 | 2018 | 4 | 15 | 56.9861 | 35.6805 | 48.8369 | 0 | 0 | 0 | 0 | 0 | 1.9861 | 8.0139 | 3.0139 | 0 | 0 | 0 | 0 | 2006 | 9 | 78.8153 | 92 | 60 | 67.1264 | 26.6667 | 124.9583 | 264.4583 | 414.4583 | 564.4583 | 714.4583 | 0 | 0 | 0 | 0 | 0 | 0 | 2006 | 9 | 78.5972 | 95 | 58 | 66.0181 | 31.3333 | 123.6667 | 257.9167 | 407.9167 | 557.9167 | 707.9167 | 0 | 0 | 0 | 0 | 0 | 0 | 2006 | 9 | 77.6667 | 95 | 56 | 67.1569 | 23.4583 | 104.5 | 231 | 380 | 530 | 680 | 0 | 0 | 0 | 0 | 0 | 0
2018 | 4 | 16 | 66.3278 | 0 | 0 | 0 | 2.0139 | 6.3583 | 11.3278 | 0.68612 | 0.030562 | 0 | 0 | 0 | 0 | 2018 | 4 | 16 | 63.7362 | 44.361 | 54.6837 | 0 | 0 | 0 | 0 | 3.7362 | 8.7362 | 1.2638 | 0 | 0 | 0 | 0 | 0 | 2006 | 10 | 73.0242 | 93 | 51 | 62.1909 | 3.6667 | 47.2083 | 140.2917 | 259.7917 | 404.625 | 558.75 | 11.0417 | 0.875 | 0 | 0 | 0 | 0 | 2006 | 10 | 71.6707 | 93 | 48 | 61.0766 | 0.45833 | 35.0417 | 113.875 | 226.875 | 364.2917 | 516.7917 | 20.0833 | 2.5 | 0 | 0 | 0 | 0 | 2006 | 10 | 71.4919 | 91 | 48 | 62.1761 | 1 | 31.5417 | 113.4167 | 224.7083 | 359.4583 | 511.25 | 23.4583 | 3.2083 | 0 | 0 | 0 | 0
2018 | 4 | 17 | 73.3569 | 0 | 0.34723 | 3.4514 | 8.3569 | 13.3569 | 18.3569 | 0 | 0 | 0 | 0 | 0 | 0 | 2018 | 4 | 17 | 71.3334 | 59.1666 | 68.8902 | 0 | 0 | 1.4028 | 6.3334 | 11.3334 | 16.3334 | 0 | 0 | 0 | 0 | 0 | 0 | 2006 | 11 | 63.1931 | 86 | 37 | 51.7194 | 0 | 3 | 23.2917 | 69.2917 | 149.5833 | 259.7083 | 123.5 | 53.7917 | 13.9167 | 0 | 0 | 0 | 2006 | 11 | 61.9125 | 87 | 34 | 50.8236 | 0 | 3.3333 | 24.75 | 62.0417 | 132.2083 | 231.875 | 154.6667 | 74.8333 | 24.5 | 1.0417 | 0 | 0 | 2006 | 11 | 61.7708 | 86 | 33 | 51.8222 | 0 | 1.9583 | 18.0833 | 57.3333 | 129.9167 | 230.875 | 154.2083 | 76.7917 | 27.75 | 2.9583 | 0 | 0
2018 | 4 | 18 | 75.8125 | 0.012502 | 1.2431 | 5.8125 | 10.8125 | 15.8125 | 20.8125 | 0 | 0 | 0 | 0 | 0 | 0 | 2018 | 4 | 18 | 74.0416 | 64.7638 | 73.914 | 0 | 0 | 4.0416 | 9.0416 | 14.0416 | 19.0416 | 0 | 0 | 0 | 0 | 0 | 0 | 2006 | 12 | 56.4556 | 80 | 32 | 44.4301 | 0 | 0 | 0 | 20.0833 | 68.6667 | 143.375 | 284.9583 | 178.5417 | 98.25 | 40.875 | 6.0417 | 0 | 2006 | 12 | 55.504 | 80 | 31 | 44.7003 | 0 | 0 | 0.875 | 23.5833 | 69.2083 | 134.9167 | 317.9583 | 208.5833 | 119.2917 | 58.375 | 16 | 0 | 2006 | 12 | 55.2406 | 80 | 28 | 44.9234 | 0 | 0 | 0.083333 | 20.75 | 65.375 | 129.9167 | 323.2917 | 212.9167 | 122.4583 | 56.3333 | 15.2083 | 0
2018 | 4 | 19 | 71.8056 | 0 | 0.1514 | 2.0111 | 6.8056 | 11.8056 | 16.8056 | 0 | 0 | 0 | 0 | 0 | 0 | 2018 | 4 | 19 | 70.1109 | 41.5001 | 37.191 | 0 | 0 | 0.76381 | 5.1109 | 10.1109 | 15.1109 | 0 | 0 | 0 | 0 | 0 | 0 | 2007 | 1 | 51.6505 | 79 | 33 | 42.8629 | 0 | 0 | 3.0833 | 13.0833 | 32.4583 | 68.7083 | 426.9167 | 291.2917 | 172.5417 | 77.4167 | 29.5833 | 9.8333 | 2007 | 1 | 50.2406 | 79 | 32 | 42.3306 | 0 | 0 | 1.375 | 11.375 | 24.625 | 55.375 | 468.9167 | 327.1667 | 202.9167 | 98.4583 | 37.3333 | 13.5 | 2007 | 1 | 49.3925 | 78 | 31 | 42.578 | 0 | 0 | 0 | 8.5417 | 21.3333 | 47.3333 | 492.375 | 350.1667 | 221.1667 | 110 | 40.2917 | 15.0417
2018 | 4 | 20 | 65.6736 | 0 | 0 | 0.0027775 | 1.5708 | 5.6861 | 10.6736 | 0.89724 | 0.012502 | 0 | 0 | 0 | 0 | 2018 | 4 | 20 | 61.1804 | 47.6388 | 61.9125 | 0 | 0 | 0 | 0 | 1.3054 | 6.1804 | 3.8196 | 0.12503 | 0 | 0 | 0 | 0 | 2007 | 2 | 55.9673 | 80 | 29 | 45.8333 | 0 | 0 | 1.7083 | 19.0417 | 66.7917 | 130.875 | 271.9583 | 179.7083 | 103.7917 | 46.4583 | 18.8333 | 3 | 2007 | 2 | 55.256 | 81 | 27 | 44.3884 | 0 | 0 | 1 | 19.4167 | 63.9167 | 125.25 | 292.25 | 196.75 | 118.0833 | 53.7083 | 21.875 | 4.5833 | 2007 | 2 | 54.8304 | 81 | 23 | 45.1979 | 0 | 0 | 1.5417 | 20.4167 | 64.1667 | 123.875 | 305.1667 | 208.9167 | 128.625 | 59.9583 | 25.4583 | 6.9583
2018 | 4 | 21 | 71.3694 | 0 | 0.14306 | 1.8333 | 6.3694 | 11.3694 | 16.3694 | 0 | 0 | 0 | 0 | 0 | 0 | 2018 | 4 | 21 | 69.6526 | 64.9026 | 85.1989 | 0 | 0 | 0.61105 | 4.6526 | 9.6526 | 14.6526 | 0 | 0 | 0 | 0 | 0 | 0 | 2007 | 3 | 66.4462 | 81 | 36 | 55.2621 | 0 | 0 | 28.1667 | 108.7917 | 223.9167 | 362.0417 | 63.9583 | 24.0833 | 7.2083 | 0 | 0 | 0 | 2007 | 3 | 65.8481 | 82 | 34 | 54.5067 | 0 | 0 | 25.5833 | 101.6667 | 213.375 | 345.7083 | 75.375 | 32.0833 | 9.4167 | 0 | 0 | 0 | 2007 | 3 | 66.1519 | 81 | 35 | 54.8575 | 0 | 0.083333 | 29.6667 | 106.2917 | 220.0833 | 352.625 | 70.5833 | 29.375 | 6.9167 | 0 | 0 | 0
2018 | 4 | 22 | 68.0125 | 0 | 0 | 0.34998 | 3.1583 | 8.0125 | 13.0125 | 0.14583 | 0 | 0 | 0 | 0 | 0 | 2018 | 4 | 22 | 65.6111 | 56.5 | 74.364 | 0 | 0 | 0 | 0.6111 | 5.6111 | 10.6111 | 0 | 0 | 0 | 0 | 0 | 0 | 2007 | 4 | 67.4 | 86 | 38 | 56.5083 | 0 | 0.875 | 40.7917 | 134.2083 | 252.5 | 388.8333 | 62.2083 | 30.5 | 16.8333 | 6.8333 | 0 | 0 | 2007 | 4 | 66.4625 | 87 | 37 | 55.3153 | 0 | 1.4583 | 32.25 | 116.5417 | 228.7083 | 362.4583 | 72.6667 | 34.8333 | 18.5833 | 8.5833 | 0.41667 | 0 | 2007 | 4 | 66.5264 | 86 | 38 | 56.3917 | 0 | 0.45833 | 33.7917 | 119 | 232.6667 | 363.2917 | 73.2083 | 36.875 | 17.5 | 7.5 | 0 | 0
2018 | 4 | 23 | 70.2694 | 0 | 0.051394 | 1.2736 | 5.2694 | 10.2694 | 15.2694 | 0 | 0 | 0 | 0 | 0 | 0 | 2018 | 4 | 23 | 66.7916 | 51.8473 | 62.7794 | 0 | 0 | 0 | 1.7916 | 6.7916 | 11.7916 | 0 | 0 | 0 | 0 | 0 | 0 | 2007 | 5 | 76.1277 | 90 | 62 | 65.9745 | 0 | 54.5833 | 189.9583 | 344.9583 | 499.9583 | 654.9583 | 0 | 0 | 0 | 0 | 0 | 0 | 2007 | 5 | 75.4503 | 92 | 58 | 65.6022 | 0 | 48.6667 | 168.9583 | 323.9583 | 478.9583 | 633.9583 | 0 | 0 | 0 | 0 | 0 | 0 | 2007 | 5 | 75.6546 | 90 | 59 | 65.6478 | 0 | 47.625 | 175.2917 | 330.2917 | 485.2917 | 640.2917 | 0 | 0 | 0 | 0 | 0 | 0
2018 | 4 | 24 | 75 | 0.008335 | 0.84585 | 5 | 10 | 15 | 20 | 0 | 0 | 0 | 0 | 0 | 0 | 2018 | 4 | 24 | 71.8889 | 57.8056 | 65.405 | 0 | 0 | 1.8889 | 6.8889 | 11.8889 | 16.8889 | 0 | 0 | 0 | 0 | 0 | 0 | 2007 | 6 | 81.6806 | 93 | 70 | 72.6708 | 59.7917 | 200.4167 | 350.4167 | 500.4167 | 650.4167 | 800.4167 | 0 | 0 | 0 | 0 | 0 | 0 | 2007 | 6 | 81.3667 | 94 | 69 | 72.0736 | 56.8333 | 191 | 341 | 491 | 641 | 791 | 0 | 0 | 0 | 0 | 0 | 0 | 2007 | 6 | 81.3014 | 93 | 69 | 72.6625 | 51.8333 | 189.0417 | 339.0417 | 489.0417 | 639.0417 | 789.0417 | 0 | 0 | 0 | 0 | 0 | 0
2018 | 4 | 25 | 75.4056 | 0.012502 | 0.98612 | 5.4056 | 10.4056 | 15.4056 | 20.4056 | 0 | 0 | 0 | 0 | 0 | 0 | 2018 | 4 | 25 | 72.9444 | 61.2083 | 69.1859 | 0 | 0 | 2.9444 | 7.9444 | 12.9444 | 17.9444 | 0 | 0 | 0 | 0 | 0 | 0 | 2007 | 7 | 81.1653 | 95 | 71 | 73.496 | 53.625 | 191.125 | 346.125 | 501.125 | 656.125 | 811.125 | 0 | 0 | 0 | 0 | 0 | 0 | 2007 | 7 | 80.9059 | 96 | 70 | 72.8575 | 52.4583 | 183.0833 | 338.0833 | 493.0833 | 648.0833 | 803.0833 | 0 | 0 | 0 | 0 | 0 | 0 | 2007 | 7 | 80.5618 | 95 | 70 | 73.5659 | 40.8333 | 172.4167 | 327.4167 | 482.4167 | 637.4167 | 792.4167 | 0 | 0 | 0 | 0 | 0 | 0
2018 | 4 | 26 | 69.3319 | 0 | 0 | 0.83889 | 4.3694 | 9.3319 | 14.3319 | 0.037502 | 0 | 0 | 0 | 0 | 0 | 2018 | 4 | 26 | 65.6944 | 49.3055 | 58.3563 | 0 | 0 | 0 | 0.69442 | 5.6944 | 10.6944 | 0 | 0 | 0 | 0 | 0 | 0 | 2007 | 8 | 84.5282 | 102 | 73 | 74.3199 | 141.875 | 295.375 | 450.375 | 605.375 | 760.375 | 915.375 | 0 | 0 | 0 | 0 | 0 | 0 | 2007 | 8 | 83.8226 | 101 | 73 | 73.918 | 120.125 | 273.5 | 428.5 | 583.5 | 738.5 | 893.5 | 0 | 0 | 0 | 0 | 0 | 0 | 2007 | 8 | 83.6237 | 102 | 73 | 74.3441 | 115.4583 | 267.3333 | 422.3333 | 577.3333 | 732.3333 | 887.3333 | 0 | 0 | 0 | 0 | 0 | 0
2018 | 4 | 27 | 70.7694 | 0 | 0.12361 | 1.4569 | 5.7694 | 10.7694 | 15.7694 | 0 | 0 | 0 | 0 | 0 | 0 | 2018 | 4 | 27 | 67.5138 | 52.611 | 62.766 | 0 | 0 | 0 | 2.5138 | 7.5138 | 12.5138 | 0 | 0 | 0 | 0 | 0 | 0 | 2007 | 9 | 81.1014 | 93 | 70 | 71.4042 | 41.625 | 183.0417 | 333.0417 | 483.0417 | 633.0417 | 783.0417 | 0 | 0 | 0 | 0 | 0 | 0 | 2007 | 9 | 80.1792 | 94 | 66 | 70.6611 | 25.2083 | 155.375 | 305.375 | 455.375 | 605.375 | 755.375 | 0 | 0 | 0 | 0 | 0 | 0 | 2007 | 9 | 80.3486 | 93 | 66 | 71.0333 | 28.2917 | 160.4583 | 310.4583 | 460.4583 | 610.4583 | 760.4583 | 0 | 0 | 0 | 0 | 0 | 0
2018 | 4 | 28 | 72.7333 | 0 | 0.24307 | 2.7875 | 7.7333 | 12.7333 | 17.7333 | 0 | 0 | 0 | 0 | 0 | 0 | 2018 | 4 | 28 | 70.7084 | 56.0971 | 64.5663 | 0 | 0 | 0.75003 | 5.7084 | 10.7084 | 15.7084 | 0 | 0 | 0 | 0 | 0 | 0 | 2007 | 10 | 73.2554 | 91 | 47 | 60.1438 | 10.2917 | 69 | 168.1667 | 277 | 412.6667 | 565.9167 | 21.0833 | 1.75 | 0 | 0 | 0 | 0 | 2007 | 10 | 71.6089 | 93 | 44 | 59.6438 | 5.0833 | 52.4583 | 138.0417 | 243.5833 | 366.0833 | 514.875 | 38.7083 | 6.2083 | 0 | 0 | 0 | 0 | 2007 | 10 | 71.5659 | 92 | 42 | 60.1505 | 4.4167 | 55.3333 | 144.8333 | 250.75 | 370.0833 | 513.5417 | 47.2083 | 11.5417 | 0 | 0 | 0 | 0
2018 | 4 | 29 | 72.393 | 0 | 0.2389 | 2.4916 | 7.393 | 12.393 | 17.393 | 0 | 0 | 0 | 0 | 0 | 0 | 2018 | 4 | 29 | 70.4444 | 58.0833 | 68.7587 | 0 | 0 | 0.52776 | 5.4444 | 10.4444 | 15.4444 | 0 | 0 | 0 | 0 | 0 | 0 | 2007 | 11 | 64.4319 | 86 | 40 | 54.1833 | 0 | 0.5 | 25.2917 | 103.2083 | 200.7917 | 316.8333 | 120.25 | 67.8333 | 33.875 | 4.4167 | 0 | 0 | 2007 | 11 | 63.0722 | 86 | 40 | 53.0806 | 0 | 1.4167 | 19.375 | 84.0833 | 175.5 | 286.2083 | 141.9167 | 83.3333 | 44.0417 | 14.0417 | 0 | 0 | 2007 | 11 | 63.6278 | 87 | 38 | 53.9236 | 0 | 0.58333 | 22.875 | 92.6667 | 186.375 | 299.3333 | 133.8333 | 77.5417 | 40.5 | 10.5 | 0 | 0
2018 | 4 | 30 | 74.3167 | 0 | 0.57085 | 4.3264 | 9.3167 | 14.3167 | 19.3167 | 0 | 0 | 0 | 0 | 0 | 0 | 2018 | 4 | 30 | 71.486 | 63.4444 | 77.328 | 0 | 0 | 1.486 | 6.486 | 11.486 | 16.486 | 0 | 0 | 0 | 0 | 0 | 0 | 2007 | 12 | 60.1949 | 82 | 34 | 48.7433 | 0 | 0.95833 | 23.6667 | 66.4583 | 129.7917 | 218.5833 | 215.4167 | 123.75 | 57.5417 | 17.25 | 3.2083 | 0 | 2007 | 12 | 57.5605 | 81 | 31 | 47.4315 | 0 | 0.125 | 15.1667 | 48.9167 | 98.9167 | 172.6667 | 279.5417 | 174.5417 | 93.2917 | 39.2917 | 7.875 | 0 | 2007 | 12 | 58.5995 | 82 | 30 | 48.6465 | 0 | 0.54167 | 18.9583 | 54.25 | 108.125 | 187.125 | 252.6667 | 151.5417 | 75.5417 | 26.4583 | 7.9167 | 0
2018 | 5 | 1 | 68.2486 | 0 | 0 | 0.69028 | 3.6541 | 8.2486 | 13.2486 | 0.40556 | 0 | 0 | 0 | 0 | 0 | 2018 | 5 | 1 | 74.8055 | 69.1111 | 82.8211 | 0 | 0.30552 | 4.8055 | 9.8055 | 14.8055 | 19.8055 | 0 | 0 | 0 | 0 | 0 | 0 | 2008 | 1 | 54.1384 | 79 | 32 | 42.3642 | 0 | 0 | 2.375 | 18.9583 | 52.25 | 102.4583 | 355.6667 | 233.9583 | 129.1667 | 52.5833 | 13.9583 | 0.66667 | 2008 | 1 | 52.1962 | 79 | 27 | 40.8925 | 0 | 0 | 2.9583 | 17.75 | 45.125 | 86.2083 | 414.6667 | 287.0417 | 173.125 | 78.7083 | 29.8333 | 4.875 | 2008 | 1 | 53.246 | 79 | 28 | 42.2325 | 0 | 0 | 2.8333 | 16.75 | 45.9167 | 93.5833 | 381.125 | 255.2917 | 147.9583 | 64.4167 | 20 | 2.125
2018 | 5 | 2 | 77.2486 | 0 | 2.3722 | 7.2486 | 12.2486 | 17.2486 | 22.2486 | 0 | 0 | 0 | 0 | 0 | 0 | 2018 | 5 | 2 | 79.1805 | 71.5555 | 78.4037 | 0.20831 | 4.1805 | 9.1805 | 14.1805 | 19.1805 | 24.1805 | 0 | 0 | 0 | 0 | 0 | 0 | 2008 | 2 | 61.8721 | 83 | 36 | 49.6609 | 0 | 0 | 6.75 | 42.9583 | 111.875 | 219.3333 | 133.6667 | 57.5833 | 20.0417 | 2.8333 | 0 | 0 | 2008 | 2 | 60.1279 | 81 | 34 | 48.2399 | 0 | 0 | 6.5 | 30.4167 | 90.875 | 180.7917 | 171.7083 | 87.1667 | 32.0833 | 5.9167 | 0 | 0 | 2008 | 2 | 60.8807 | 80 | 34 | 50.2011 | 0 | 0 | 6.5417 | 38.3333 | 102.9583 | 199.6667 | 157.7917 | 77.4167 | 29.125 | 8.1667 | 0 | 0
2018 | 5 | 3 | 76.4 | 0 | 1.7097 | 6.4 | 11.4 | 16.4 | 21.4 | 0 | 0 | 0 | 0 | 0 | 0 | 2018 | 5 | 3 | 78.9305 | 70.9583 | 77.6217 | 0.13887 | 3.9305 | 8.9305 | 13.9305 | 18.9305 | 23.9305 | 0 | 0 | 0 | 0 | 0 | 0 | 2008 | 3 | 64.4987 | 90 | 39 | 52.3239 | 0 | 0 | 31.4167 | 91.8333 | 179.625 | 313.6667 | 107.375 | 40.1667 | 19.2083 | 4.7083 | 0 | 0 | 2008 | 3 | 63.328 | 88 | 36 | 51.2836 | 0 | 0 | 26.25 | 80.7083 | 161 | 281.875 | 132.5417 | 57.8333 | 23.7083 | 8.7083 | 1.5417 | 0 | 2008 | 3 | 63.8589 | 87 | 36 | 52.457 | 0 | 0.75 | 27.9583 | 88.0833 | 171.5 | 296.9167 | 123.4583 | 51.875 | 22.2917 | 7.2917 | 0.33333 | 0
2018 | 5 | 4 | 69.4041 | 0 | 0 | 1.0416 | 4.4944 | 9.4041 | 14.4041 | 0.090275 | 0 | 0 | 0 | 0 | 0 | 2018 | 5 | 4 | 75.361 | 70.111 | 84.2712 | 0 | 0.51384 | 5.361 | 10.361 | 15.361 | 20.361 | 0 | 0 | 0 | 0 | 0 | 0 | 2008 | 4 | 70.7653 | 86 | 47 | 57.6681 | 0 | 13.2083 | 82.3333 | 187.2917 | 323.6667 | 472.9583 | 14.3333 | 0.70833 | 0 | 0 | 0 | 0 | 2008 | 4 | 69.2194 | 86 | 43 | 56.8986 | 0 | 6.4167 | 64.0417 | 154.625 | 281.8333 | 426.5833 | 28.0417 | 5.25 | 0 | 0 | 0 | 0 | 2008 | 4 | 69.9528 | 87 | 42 | 58.0181 | 0 | 11.7917 | 78.25 | 175.5 | 302.4167 | 448.5833 | 26.9167 | 3.8333 | 0 | 0 | 0 | 0
2018 | 5 | 5 | 66.0666 | 0 | 0 | 0.19444 | 2.2986 | 6.443 | 11.0666 | 1.2319 | 0.37639 | 0 | 0 | 0 | 0 | 2018 | 5 | 5 | 73.5138 | 63.3195 | 72.885 | 0 | 0 | 3.5138 | 8.5138 | 13.5138 | 18.5138 | 0 | 0 | 0 | 0 | 0 | 0 | 2008 | 5 | 78.8858 | 94 | 59 | 66.3427 | 40.0417 | 143.625 | 278.0833 | 430.4583 | 585.4583 | 740.4583 | 0 | 0 | 0 | 0 | 0 | 0 | 2008 | 5 | 77.3293 | 95 | 55 | 65.6062 | 27.2917 | 117.25 | 237.7083 | 382.3333 | 537.2083 | 692.2083 | 0.125 | 0 | 0 | 0 | 0 | 0 | 2008 | 5 | 78.2016 | 95 | 56 | 66.254 | 32.5 | 129.5 | 259 | 409.25 | 564.25 | 719.25 | 0 | 0 | 0 | 0 | 0 | 0
2018 | 5 | 6 | 70.3708 | 0 | 0.036118 | 1.575 | 5.425 | 10.3708 | 15.3708 | 0.054161 | 0 | 0 | 0 | 0 | 0 | 2018 | 5 | 6 | 75.4861 | 58.8195 | 60.2748 | 0 | 0.4861 | 5.4861 | 10.4861 | 15.4861 | 20.4861 | 0 | 0 | 0 | 0 | 0 | 0 | 2008 | 6 | 83.4681 | 96 | 72 | 71.4986 | 104.0417 | 254.0417 | 404.0417 | 554.0417 | 704.0417 | 854.0417 | 0 | 0 | 0 | 0 | 0 | 0 | 2008 | 6 | 83.1944 | 98 | 71 | 70.4181 | 98 | 245.8333 | 395.8333 | 545.8333 | 695.8333 | 845.8333 | 0 | 0 | 0 | 0 | 0 | 0 | 2008 | 6 | 83.3639 | 98 | 72 | 71.2056 | 100.9167 | 250.9167 | 400.9167 | 550.9167 | 700.9167 | 850.9167 | 0 | 0 | 0 | 0 | 0 | 0
2018 | 5 | 7 | 75.1833 | 0 | 0.99026 | 5.2041 | 10.1833 | 15.1833 | 20.1833 | 0 | 0 | 0 | 0 | 0 | 0 | 2018 | 5 | 7 | 77.9028 | 60.4028 | 58.763 | 0 | 2.9028 | 7.9028 | 12.9028 | 17.9028 | 22.9028 | 0 | 0 | 0 | 0 | 0 | 0 | 2008 | 7 | 83.7352 | 97 | 74 | 71.7876 | 117.5417 | 270.7917 | 425.7917 | 580.7917 | 735.7917 | 890.7917 | 0 | 0 | 0 | 0 | 0 | 0 | 2008 | 7 | 83.8011 | 99 | 70 | 70.2325 | 121.7917 | 272.8333 | 427.8333 | 582.8333 | 737.8333 | 892.8333 | 0 | 0 | 0 | 0 | 0 | 0 | 2008 | 7 | 83.2567 | 98 | 72 | 71.2796 | 104.2083 | 255.9583 | 410.9583 | 565.9583 | 720.9583 | 875.9583 | 0 | 0 | 0 | 0 | 0 | 0
2018 | 5 | 8 | 74.5708 | 0 | 0.71803 | 4.5708 | 9.5708 | 14.5708 | 19.5708 | 0 | 0 | 0 | 0 | 0 | 0 | 2018 | 5 | 8 | 77.6945 | 60.2916 | 60.4191 | 0 | 2.6945 | 7.6945 | 12.6945 | 17.6945 | 22.6945 | 0 | 0 | 0 | 0 | 0 | 0 | 2008 | 8 | 82.4812 | 99 | 72 | 72.7809 | 89.9167 | 231.9167 | 386.9167 | 541.9167 | 696.9167 | 851.9167 | 0 | 0 | 0 | 0 | 0 | 0 | 2008 | 8 | 82.6841 | 99 | 72 | 72.414 | 98.9167 | 238.2083 | 393.2083 | 548.2083 | 703.2083 | 858.2083 | 0 | 0 | 0 | 0 | 0 | 0 | 2008 | 8 | 82.9718 | 100 | 73 | 72.7997 | 101.5 | 247.125 | 402.125 | 557.125 | 712.125 | 867.125 | 0 | 0 | 0 | 0 | 0 | 0
2018 | 5 | 9 | 72.5333 | 0 | 0.068069 | 2.6014 | 7.5333 | 12.5333 | 17.5333 | 0 | 0 | 0 | 0 | 0 | 0 | 2018 | 5 | 9 | 76.889 | 61.5833 | 64.9088 | 0 | 1.889 | 6.889 | 11.889 | 16.889 | 21.889 | 0 | 0 | 0 | 0 | 0 | 0 | 2008 | 9 | 78.7181 | 95 | 62 | 65.0306 | 33.9167 | 123.625 | 262.1667 | 411.5417 | 561.5417 | 711.5417 | 0 | 0 | 0 | 0 | 0 | 0 | 2008 | 9 | 77.4097 | 95 | 61 | 64.9083 | 22.7083 | 94.8333 | 224.25 | 372.2917 | 522.2917 | 672.2917 | 0 | 0 | 0 | 0 | 0 | 0 | 2008 | 9 | 78.0347 | 98 | 58 | 65.0167 | 35.3333 | 116.5417 | 242.0833 | 391.0417 | 541.0417 | 691.0417 | 0 | 0 | 0 | 0 | 0 | 0
2018 | 5 | 10 | 73.3805 | 0 | 0.30553 | 3.3861 | 8.3805 | 13.3805 | 18.3805 | 0 | 0 | 0 | 0 | 0 | 0 | 2018 | 5 | 10 | 77.1667 | 64.3332 | 68.5159 | 0 | 2.1667 | 7.1667 | 12.1667 | 17.1667 | 22.1667 | 0 | 0 | 0 | 0 | 0 | 0 | 2008 | 10 | 70.0712 | 87 | 44 | 57.1263 | 0 | 17.3333 | 77.3333 | 186.375 | 320.2083 | 468.2083 | 29.1667 | 8 | 1 | 0 | 0 | 0 | 2008 | 10 | 68.6855 | 89 | 42 | 57.4624 | 0.041667 | 10.8333 | 59.9583 | 153.7917 | 280.9583 | 427.125 | 39.5417 | 11.7083 | 2.875 | 0 | 0 | 0 | 2008 | 10 | 69.211 | 90 | 38 | 56.7809 | 0 | 17.7083 | 70.1667 | 168.5417 | 297.625 | 443.7917 | 38 | 12.0833 | 3.25 | 0 | 0 | 0
2018 | 5 | 11 | 77.6639 | 0.094452 | 2.725 | 7.6639 | 12.6639 | 17.6639 | 22.6639 | 0 | 0 | 0 | 0 | 0 | 0 | 2018 | 5 | 11 | 79.5139 | 69.0555 | 73.0588 | 0.16665 | 4.5139 | 9.5139 | 14.5139 | 19.5139 | 24.5139 | 0 | 0 | 0 | 0 | 0 | 0 | 2008 | 11 | 63.2486 | 82 | 38 | 51.85 | 0 | 0 | 8.9167 | 57.4583 | 145.4583 | 258.3333 | 110 | 48 | 10.875 | 1.375 | 0 | 0 | 2008 | 11 | 61.9556 | 84 | 36 | 51.6153 | 0 | 0 | 4.8333 | 42.375 | 120.8333 | 227.1667 | 133.7083 | 62.1667 | 18.5 | 2.625 | 0 | 0 | 2008 | 11 | 62.7111 | 84 | 34 | 51.1542 | 0 | 0 | 7.9167 | 56.5 | 138.875 | 249.2917 | 125.1667 | 57.5417 | 17.9583 | 3.0833 | 0 | 0
2018 | 5 | 12 | 78.843 | 0.19584 | 3.843 | 8.843 | 13.843 | 18.843 | 23.843 | 0 | 0 | 0 | 0 | 0 | 0 | 2018 | 5 | 12 | 80.4722 | 71.9167 | 76.8761 | 0.61105 | 5.4722 | 10.4722 | 15.4722 | 20.4722 | 25.4722 | 0 | 0 | 0 | 0 | 0 | 0 | 2008 | 12 | 57.1478 | 80 | 32 | 46.2366 | 0 | 0 | 5.2917 | 43 | 99.625 | 169.875 | 286.4167 | 188.0417 | 103.2917 | 46.4167 | 18.8333 | 5.4167 | 2008 | 12 | 55.9234 | 79 | 32 | 45.746 | 0 | 0 | 6.0833 | 39.9583 | 93.0417 | 155.625 | 321.3333 | 219.4167 | 127 | 57.2083 | 25.2917 | 8.125 | 2008 | 12 | 56.5995 | 80 | 32 | 45.043 | 0 | 0 | 6.625 | 45.8333 | 101.7083 | 169.75 | 306.25 | 207.125 | 120.1667 | 55.7083 | 24.4167 | 6.125
2018 | 5 | 13 | 79.5931 | 0.41668 | 4.5931 | 9.5931 | 14.5931 | 19.5931 | 24.5931 | 0 | 0 | 0 | 0 | 0 | 0 | 2018 | 5 | 13 | 80.9722 | 72.0278 | 76.5538 | 1.0972 | 5.9722 | 10.9722 | 15.9722 | 20.9722 | 25.9722 | 0 | 0 | 0 | 0 | 0 | 0 | 2009 | 1 | 55.2621 | 82 | 33 | 41.7124 | 0 | 0 | 2.7083 | 18.75 | 57.25 | 119.1667 | 320.625 | 204.125 | 111.0417 | 40.125 | 4.8333 | 0 | 2009 | 1 | 54.3185 | 81 | 30 | 40.8212 | 0 | 0 | 3.875 | 17.75 | 49.2917 | 106.25 | 348.875 | 225.4167 | 127.375 | 53.1667 | 10.125 | 0 | 2009 | 1 | 54.4583 | 82 | 27 | 40.7876 | 0 | 0 | 3.625 | 18.125 | 51.9583 | 111.2083 | 344.9167 | 223.75 | 128 | 52.7917 | 8.375 | 0
2018 | 5 | 14 | 78.5 | 0.1514 | 3.5042 | 8.5 | 13.5 | 18.5 | 23.5 | 0 | 0 | 0 | 0 | 0 | 0 | 2018 | 5 | 14 | 80.0417 | 69.361 | 73.214 | 0.43054 | 5.0417 | 10.0417 | 15.0417 | 20.0417 | 25.0417 | 0 | 0 | 0 | 0 | 0 | 0 | 2009 | 2 | 62.0164 | 83 | 36 | 49.4315 | 0 | 0 | 4.5833 | 38.625 | 108.2083 | 212.0417 | 122.1667 | 51.75 | 15.5833 | 0.79167 | 0 | 0 | 2009 | 2 | 61.1116 | 83 | 33 | 48.3661 | 0 | 0 | 8.5833 | 38.75 | 100.1667 | 194.8333 | 147.625 | 69.0417 | 23.7083 | 2.2917 | 0 | 0 | 2009 | 2 | 61.8259 | 85 | 32 | 48.3958 | 0 | 0 | 7.5833 | 40.125 | 108.4583 | 209.125 | 129 | 57.3333 | 18 | 1.125 | 0 | 0
2018 | 5 | 15 | 78.3236 | 0.16528 | 3.3333 | 8.3236 | 13.3236 | 18.3236 | 23.3236 | 0 | 0 | 0 | 0 | 0 | 0 | 2018 | 5 | 15 | 79.9584 | 66.5694 | 67.974 | 0.36116 | 4.9584 | 9.9584 | 14.9584 | 19.9584 | 24.9584 | 0 | 0 | 0 | 0 | 0 | 0 | 2009 | 3 | 63.0753 | 82 | 36 | 52.2204 | 0 | 0 | 16.4583 | 81.7917 | 178 | 290.0417 | 141.4583 | 82.6667 | 39.7083 | 12.3333 | 0 | 0 | 2009 | 3 | 62.2352 | 83 | 35 | 52.2984 | 0 | 0 | 23.375 | 73.375 | 162.75 | 273.5417 | 159.0833 | 93.4583 | 49.25 | 15.9583 | 0.70833 | 0 | 2009 | 3 | 62.9946 | 84 | 33 | 52.1976 | 0 | 0.41667 | 22.5 | 83.7083 | 180.375 | 292.125 | 145.875 | 87.5417 | 44.2917 | 14.4583 | 0.125 | 0
2018 | 5 | 16 | 80.1542 | 0.82502 | 5.1542 | 10.1542 | 15.1542 | 20.1542 | 25.1542 | 0 | 0 | 0 | 0 | 0 | 0 | 2018 | 5 | 16 | 81.4445 | 65.0972 | 62.2638 | 1.4445 | 6.4445 | 11.4445 | 16.4445 | 21.4445 | 26.4445 | 0 | 0 | 0 | 0 | 0 | 0 | 2009 | 4 | 69.4653 | 89 | 40 | 55.8542 | 0 | 4.8333 | 55.125 | 157.6667 | 292.375 | 433.9583 | 23.7083 | 8.4167 | 0 | 0 | 0 | 0 | 2009 | 4 | 68.7375 | 90 | 41 | 55.8639 | 0 | 3.75 | 53.1667 | 143 | 272.9583 | 413 | 30.875 | 10.8333 | 0.875 | 0 | 0 | 0 | 2009 | 4 | 69 | 88 | 37 | 56.2069 | 0 | 6.1667 | 55.25 | 148.875 | 282.375 | 422.375 | 28.875 | 12.375 | 2.375 | 0 | 0 | 0
2018 | 5 | 17 | 80.8319 | 1.2958 | 5.8319 | 10.8319 | 15.8319 | 20.8319 | 25.8319 | 0 | 0 | 0 | 0 | 0 | 0 | 2018 | 5 | 17 | 82.9446 | 68.0416 | 65.0751 | 2.9446 | 7.9446 | 12.9446 | 17.9446 | 22.9446 | 27.9446 | 0 | 0 | 0 | 0 | 0 | 0 | 2009 | 5 | 77.8804 | 91 | 59 | 65.9691 | 4.9167 | 105.625 | 245.25 | 399.2917 | 554.2917 | 709.2917 | 0 | 0 | 0 | 0 | 0 | 0 | 2009 | 5 | 77.4691 | 93 | 56 | 66.0188 | 9.3333 | 102.9583 | 235.9167 | 386.5417 | 541.5417 | 696.5417 | 0 | 0 | 0 | 0 | 0 | 0 | 2009 | 5 | 77.6734 | 92 | 52 | 65.9099 | 6.9167 | 104.6667 | 239.8333 | 392.875 | 547.875 | 702.875 | 0 | 0 | 0 | 0 | 0 | 0
2018 | 5 | 18 | 80.4236 | 0.9167 | 5.4236 | 10.4236 | 15.4236 | 20.4236 | 25.4236 | 0 | 0 | 0 | 0 | 0 | 0 | 2018 | 5 | 18 | 81.8195 | 70.9166 | 72.6451 | 1.8195 | 6.8195 | 11.8195 | 16.8195 | 21.8195 | 26.8195 | 0 | 0 | 0 | 0 | 0 | 0 | 2009 | 6 | 83.4306 | 101 | 67 | 70.3014 | 114.9583 | 252.9167 | 402.9167 | 552.9167 | 702.9167 | 852.9167 | 0 | 0 | 0 | 0 | 0 | 0 | 2009 | 6 | 84.6458 | 103 | 64 | 69.9097 | 151.25 | 289.375 | 439.375 | 589.375 | 739.375 | 889.375 | 0 | 0 | 0 | 0 | 0 | 0 | 2009 | 6 | 83.8472 | 104 | 64 | 69.6653 | 126.0833 | 265.4167 | 415.4167 | 565.4167 | 715.4167 | 865.4167 | 0 | 0 | 0 | 0 | 0 | 0
2018 | 5 | 19 | 80.6639 | 1.0695 | 5.6639 | 10.6639 | 15.6639 | 20.6639 | 25.6639 | 0 | 0 | 0 | 0 | 0 | 0 | 2018 | 5 | 19 | 82.0139 | 71.5833 | 73.0907 | 2.0139 | 7.0139 | 12.0139 | 17.0139 | 22.0139 | 27.0139 | 0 | 0 | 0 | 0 | 0 | 0 | 2009 | 7 | 85.2003 | 101 | 71 | 73.0457 | 161.2083 | 316.2083 | 471.2083 | 626.2083 | 781.2083 | 936.2083 | 0 | 0 | 0 | 0 | 0 | 0 | 2009 | 7 | 86.125 | 101 | 71 | 73.2003 | 189.875 | 344.875 | 499.875 | 654.875 | 809.875 | 964.875 | 0 | 0 | 0 | 0 | 0 | 0 | 2009 | 7 | 86.2849 | 101 | 72 | 72.1478 | 194.8333 | 349.8333 | 504.8333 | 659.8333 | 814.8333 | 969.8333 | 0 | 0 | 0 | 0 | 0 | 0
2018 | 5 | 20 | 75.7958 | 0 | 1.2653 | 5.7958 | 10.7958 | 15.7958 | 20.7958 | 0 | 0 | 0 | 0 | 0 | 0 | 2018 | 5 | 20 | 78.6247 | 72.0972 | 82.2623 | 0.36107 | 3.6247 | 8.6247 | 13.6247 | 18.6247 | 23.6247 | 0 | 0 | 0 | 0 | 0 | 0 | 2009 | 8 | 84.6667 | 100 | 73 | 72.379 | 144.6667 | 299.6667 | 454.6667 | 609.6667 | 764.6667 | 919.6667 | 0 | 0 | 0 | 0 | 0 | 0 | 2009 | 8 | 84.7621 | 100 | 73 | 73.0309 | 148.25 | 302.625 | 457.625 | 612.625 | 767.625 | 922.625 | 0 | 0 | 0 | 0 | 0 | 0 | 2009 | 8 | 83.8723 | 102 | 69 | 71.6304 | 120.9167 | 275.0417 | 430.0417 | 585.0417 | 740.0417 | 895.0417 | 0 | 0 | 0 | 0 | 0 | 0
2018 | 5 | 21 | 71.311 | 0 | 0.10277 | 2.0402 | 6.3124 | 11.311 | 16.311 | 0.0013888 | 0 | 0 | 0 | 0 | 0 | 2018 | 5 | 21 | 75.6526 | 71.2638 | 87.5328 | 0 | 0.91657 | 5.6526 | 10.6526 | 15.6526 | 20.6526 | 0 | 0 | 0 | 0 | 0 | 0 | 2009 | 9 | 79.0069 | 93 | 66 | 68.7958 | 19.9583 | 128.5 | 270.2083 | 420.2083 | 570.2083 | 720.2083 | 0 | 0 | 0 | 0 | 0 | 0 | 2009 | 9 | 77.6306 | 93 | 63 | 69.8653 | 9.4583 | 95.375 | 230.5 | 378.9167 | 528.9167 | 678.9167 | 0 | 0 | 0 | 0 | 0 | 0 | 2009 | 9 | 76.8569 | 94 | 64 | 68.8319 | 3 | 72 | 207.8333 | 355.7083 | 505.7083 | 655.7083 | 0 | 0 | 0 | 0 | 0 | 0
2018 | 5 | 22 | 74.9222 | 0 | 0.82915 | 4.9222 | 9.9222 | 14.9222 | 19.9222 | 0 | 0 | 0 | 0 | 0 | 0 | 2018 | 5 | 22 | 77.736 | 71.5417 | 82.9678 | 0 | 2.736 | 7.736 | 12.736 | 17.736 | 22.736 | 0 | 0 | 0 | 0 | 0 | 0 | 2009 | 10 | 71.9839 | 91 | 49 | 62.8038 | 18.7083 | 64.5417 | 146.0833 | 250.5 | 375.1667 | 526.5 | 34 | 3.6667 | 0 | 0 | 0 | 0 | 2009 | 10 | 70.6747 | 92 | 47 | 63.4274 | 20.0833 | 58.3333 | 124.9583 | 222.1667 | 339.1667 | 485.9167 | 46.25 | 8.25 | 0 | 0 | 0 | 0 | 2009 | 10 | 70.5054 | 92 | 44 | 62.6707 | 15.375 | 56 | 126.0833 | 222.4583 | 339.25 | 480.6667 | 51.7917 | 13.5833 | 0 | 0 | 0 | 0
2018 | 5 | 23 | 73.7985 | 0 | 0.40275 | 3.7985 | 8.7985 | 13.7985 | 18.7985 | 0 | 0 | 0 | 0 | 0 | 0 | 2018 | 5 | 23 | 77.236 | 71.8472 | 84.5018 | 0 | 2.236 | 7.236 | 12.236 | 17.236 | 22.236 | 0 | 0 | 0 | 0 | 0 | 0 | 2009 | 11 | 62.6806 | 79 | 41 | 52.1181 | 0 | 0 | 3.9167 | 38.5833 | 126.5417 | 237.7917 | 108.1667 | 46.125 | 7.375 | 0 | 0 | 0 | 2009 | 11 | 61.5306 | 80 | 40 | 52.8931 | 0 | 0 | 1.5833 | 28.0833 | 98.5833 | 208.7083 | 132.1667 | 52.6667 | 12.7917 | 0 | 0 | 0 | 2009 | 11 | 60.5444 | 79 | 37 | 51.9931 | 0 | 0 | 0.625 | 24.0417 | 85.5 | 192.8333 | 157.7083 | 69.1667 | 26.5 | 0.83333 | 0 | 0
2018 | 5 | 24 | 76.8791 | 0.029164 | 2.1236 | 6.8791 | 11.8791 | 16.8791 | 21.8791 | 0 | 0 | 0 | 0 | 0 | 0 | 2018 | 5 | 24 | 79.0695 | 71.9721 | 80.2262 | 0 | 4.0695 | 9.0695 | 14.0695 | 19.0695 | 24.0695 | 0 | 0 | 0 | 0 | 0 | 0 | 2009 | 12 | 50.9301 | 76 | 28 | 41.8696 | 0 | 0 | 0 | 6.2917 | 21.7917 | 45.875 | 442.4583 | 302.9583 | 172.0417 | 69.9583 | 23.625 | 4.3333 | 2009 | 12 | 49.836 | 77 | 26 | 41.8065 | 0 | 0 | 0.29167 | 5.2917 | 17.5417 | 37.8333 | 475.375 | 332.625 | 197.9167 | 84.2917 | 29.4583 | 6.2917 | 2009 | 12 | 49.4301 | 75 | 25 | 41.4798 | 0 | 0 | 0 | 4.3333 | 16.8333 | 38.8333 | 487 | 344.5 | 211.5 | 95 | 33.8333 | 9.75
2018 | 5 | 25 | 79.3625 | 0.38059 | 4.3625 | 9.3625 | 14.3625 | 19.3625 | 24.3625 | 0 | 0 | 0 | 0 | 0 | 0 | 2018 | 5 | 25 | 80.7083 | 73.1388 | 79.4846 | 0.86111 | 5.7083 | 10.7083 | 15.7083 | 20.7083 | 25.7083 | 0 | 0 | 0 | 0 | 0 | 0 | 2010 | 1 | 50 | 77 | 22 | 39.4946 | 0 | 0 | 0 | 7.4583 | 30.875 | 70.25 | 472.4583 | 340.875 | 225.25 | 134.7917 | 70.6667 | 33 | 2010 | 1 | 49.1263 | 77 | 21 | 39.375 | 0 | 0 | 0 | 8.7083 | 30.625 | 67.3333 | 500.7917 | 367.7083 | 249.4167 | 153 | 82.0417 | 37.7083 | 2010 | 1 | 48.7742 | 76 | 18 | 39.4315 | 0 | 0 | 0 | 5.125 | 27.125 | 64.25 | 508.125 | 375.125 | 257.25 | 159.2083 | 87.4583 | 43.5833
2018 | 5 | 26 | 80.0167 | 0.69585 | 5.0167 | 10.0167 | 15.0167 | 20.0167 | 25.0167 | 0 | 0 | 0 | 0 | 0 | 0 | 2018 | 5 | 26 | 81.0556 | 72.2362 | 77.2529 | 1.3055 | 6.0556 | 11.0556 | 16.0556 | 21.0556 | 26.0556 | 0 | 0 | 0 | 0 | 0 | 0 | 2010 | 2 | 49 | 70 | 31 | 38.4836 | 0 | 0 | 0 | 0 | 2.625 | 12.9583 | 448 | 310.625 | 180.9583 | 81.1667 | 23.8333 | 1.375 | 2010 | 2 | 48.0179 | 71 | 30 | 38.7634 | 0 | 0 | 0 | 0 | 2.4583 | 11.8333 | 475.5 | 337.9583 | 207.3333 | 96.9167 | 32.3333 | 2.1667 | 2010 | 2 | 47.7574 | 71 | 28 | 38.6042 | 0 | 0 | 0 | 0 | 2.4583 | 13.2083 | 482.7917 | 345.25 | 216 | 104.9167 | 40.3333 | 2.625
2018 | 5 | 27 | 79.0305 | 0.33335 | 4.0305 | 9.0305 | 14.0305 | 19.0305 | 24.0305 | 0 | 0 | 0 | 0 | 0 | 0 | 2018 | 5 | 27 | 80.5277 | 72.2639 | 77.9324 | 0.74992 | 5.5277 | 10.5277 | 15.5277 | 20.5277 | 25.5277 | 0 | 0 | 0 | 0 | 0 | 0 | 2010 | 3 | 59.3414 | 78 | 38 | 46.5726 | 0 | 0 | 0 | 8.7083 | 52.4583 | 156.4583 | 184.125 | 72.875 | 21.875 | 1.2083 | 0 | 0 | 2010 | 3 | 58.9368 | 80 | 36 | 46.7083 | 0 | 0 | 0 | 14.5 | 54.2917 | 151.5833 | 202.4583 | 87.25 | 29.5417 | 2.625 | 0 | 0 | 2010 | 3 | 58.1546 | 79 | 36 | 47.0605 | 0 | 0 | 0 | 6.125 | 42.9167 | 129.8333 | 218.3333 | 100.125 | 32.0417 | 6.0417 | 0 | 0
2018 | 5 | 28 | 81.5014 | 1.7153 | 6.5014 | 11.5014 | 16.5014 | 21.5014 | 26.5014 | 0 | 0 | 0 | 0 | 0 | 0 | 2018 | 5 | 28 | 83.2917 | 72.6528 | 73.014 | 3.2917 | 8.2917 | 13.2917 | 18.2917 | 23.2917 | 28.2917 | 0 | 0 | 0 | 0 | 0 | 0 | 2010 | 4 | 69.3056 | 84 | 47 | 58.0306 | 0 | 1.125 | 32.0417 | 141.0417 | 279.1667 | 429.1667 | 11.875 | 0 | 0 | 0 | 0 | 0 | 2010 | 4 | 69.1361 | 87 | 43 | 58.3764 | 0 | 2.7917 | 39.3333 | 142.125 | 274.7917 | 424.0833 | 18.0417 | 0.70833 | 0 | 0 | 0 | 0 | 2010 | 4 | 68.4806 | 85 | 41 | 58.225 | 0 | 1.9167 | 25.0417 | 122.6667 | 257.9583 | 404.4167 | 18.25 | 3.5417 | 0 | 0 | 0 | 0
2018 | 5 | 29 | 82.6917 | 2.7361 | 7.6917 | 12.6917 | 17.6917 | 22.6917 | 27.6917 | 0 | 0 | 0 | 0 | 0 | 0 | 2018 | 5 | 29 | 84.2084 | 73 | 71.4818 | 4.2084 | 9.2084 | 14.2084 | 19.2084 | 24.2084 | 29.2084 | 0 | 0 | 0 | 0 | 0 | 0 | 2010 | 5 | 78.7984 | 96 | 58 | 66.4395 | 18.375 | 122.5 | 272.75 | 427.75 | 582.75 | 737.75 | 0 | 0 | 0 | 0 | 0 | 0 | 2010 | 5 | 79.2379 | 97 | 54 | 66.7285 | 30.75 | 139.3333 | 286.375 | 441.375 | 596.375 | 751.375 | 0 | 0 | 0 | 0 | 0 | 0 | 2010 | 5 | 77.9046 | 94 | 53 | 66.6102 | 9.125 | 102.4167 | 245.0417 | 400.0417 | 555.0417 | 710.0417 | 0 | 0 | 0 | 0 | 0 | 0
2018 | 5 | 30 | 81.1972 | 1.5098 | 6.1972 | 11.1972 | 16.1972 | 21.1972 | 26.1972 | 0 | 0 | 0 | 0 | 0 | 0 | 2018 | 5 | 30 | 83.1528 | 73.2083 | 74.031 | 3.1528 | 8.1528 | 13.1528 | 18.1528 | 23.1528 | 28.1528 | 0 | 0 | 0 | 0 | 0 | 0 | 2010 | 6 | 83.2306 | 96 | 70 | 73.4069 | 105.1667 | 248.1667 | 396.9167 | 546.9167 | 696.9167 | 846.9167 | 0 | 0 | 0 | 0 | 0 | 0 | 2010 | 6 | 83.9056 | 98 | 70 | 73.9639 | 123.2083 | 267.5833 | 417.1667 | 567.1667 | 717.1667 | 867.1667 | 0 | 0 | 0 | 0 | 0 | 0 | 2010 | 6 | 82.2014 | 94 | 70 | 73.4722 | 75.2917 | 217.9167 | 366.0417 | 516.0417 | 666.0417 | 816.0417 | 0 | 0 | 0 | 0 | 0 | 0
2018 | 5 | 31 | 81.925 | 2.1236 | 6.925 | 11.925 | 16.925 | 21.925 | 26.925 | 0 | 0 | 0 | 0 | 0 | 0 | 2018 | 5 | 31 | 84.0834 | 74.7222 | 75.3283 | 4.0834 | 9.0834 | 14.0834 | 19.0834 | 24.0834 | 29.0834 | 0 | 0 | 0 | 0 | 0 | 0 | 2010 | 7 | 83.0981 | 96 | 75 | 74.3683 | 99.4583 | 251.0417 | 406.0417 | 561.0417 | 716.0417 | 871.0417 | 0 | 0 | 0 | 0 | 0 | 0 | 2010 | 7 | 82.8844 | 96 | 73 | 75.1774 | 95.7917 | 244.4167 | 399.4167 | 554.4167 | 709.4167 | 864.4167 | 0 | 0 | 0 | 0 | 0 | 0 | 2010 | 7 | 82.0175 | 95 | 73 | 74.1129 | 69.8333 | 217.5417 | 372.5417 | 527.5417 | 682.5417 | 837.5417 | 0 | 0 | 0 | 0 | 0 | 0
2018 | 6 | 1 | 83.4445 | 3.4445 | 8.4445 | 13.4445 | 18.4445 | 23.4445 | 28.4445 | 0 | 0 | 0 | 0 | 0 | 0 | 2018 | 6 | 1 | 84.8751 | 75.25 | 75.1967 | 4.8751 | 9.8751 | 14.8751 | 19.8751 | 24.8751 | 29.8751 | 0 | 0 | 0 | 0 | 0 | 0 | 2010 | 8 | 85.6613 | 98 | 75 | 73.328 | 175.5 | 330.5 | 485.5 | 640.5 | 795.5 | 950.5 | 0 | 0 | 0 | 0 | 0 | 0 | 2010 | 8 | 86.6815 | 100 | 72 | 73.6747 | 207.125 | 362.125 | 517.125 | 672.125 | 827.125 | 982.125 | 0 | 0 | 0 | 0 | 0 | 0 | 2010 | 8 | 84.2997 | 98 | 70 | 73.5444 | 133.2917 | 288.2917 | 443.2917 | 598.2917 | 753.2917 | 908.2917 | 0 | 0 | 0 | 0 | 0 | 0
2018 | 6 | 2 | 84.0362 | 4.0362 | 9.0362 | 14.0362 | 19.0362 | 24.0362 | 29.0362 | 0 | 0 | 0 | 0 | 0 | 0 | 2018 | 6 | 2 | 85.0418 | 75.0278 | 74.3364 | 5.0418 | 10.0418 | 15.0418 | 20.0418 | 25.0418 | 30.0418 | 0 | 0 | 0 | 0 | 0 | 0 | 2010 | 9 | 80.4458 | 95 | 61 | 71.0903 | 48.625 | 171.5833 | 313.375 | 463.375 | 613.375 | 763.375 | 0 | 0 | 0 | 0 | 0 | 0 | 2010 | 9 | 80.1514 | 95 | 57 | 70.8556 | 46.5417 | 165.375 | 304.9167 | 454.5417 | 604.5417 | 754.5417 | 0 | 0 | 0 | 0 | 0 | 0 | 2010 | 9 | 79.1111 | 93 | 55 | 70.5667 | 33.6667 | 144.5417 | 278.5 | 423.3333 | 573.3333 | 723.3333 | 0 | 0 | 0 | 0 | 0 | 0
2018 | 6 | 3 | 82.7319 | 2.7486 | 7.7319 | 12.7319 | 17.7319 | 22.7319 | 27.7319 | 0 | 0 | 0 | 0 | 0 | 0 | 2018 | 6 | 3 | 84.5972 | 73.5278 | 72.3897 | 4.5972 | 9.5972 | 14.5972 | 19.5972 | 24.5972 | 29.5972 | 0 | 0 | 0 | 0 | 0 | 0 | 2010 | 10 | 72.3293 | 91 | 48 | 55.7325 | 2.0417 | 27.9167 | 106.4167 | 233.9167 | 382.2083 | 537.2083 | 6.7083 | 0 | 0 | 0 | 0 | 0 | 2010 | 10 | 72.5954 | 93 | 46 | 55.1384 | 6.4167 | 38.625 | 120.6667 | 245.8333 | 390.4583 | 545.4583 | 10.375 | 0 | 0 | 0 | 0 | 0 | 2010 | 10 | 70.2796 | 92 | 41 | 56.5296 | 1.2917 | 21 | 82.0417 | 186.1667 | 322 | 473.6667 | 22.5 | 3.3333 | 0 | 0 | 0 | 0
2018 | 6 | 4 | 81.6431 | 1.732 | 6.6431 | 11.6431 | 16.6431 | 21.6431 | 26.6431 | 0 | 0 | 0 | 0 | 0 | 0 | 2018 | 6 | 4 | 83.7916 | 72.8889 | 71.5108 | 3.7916 | 8.7916 | 13.7916 | 18.7916 | 23.7916 | 28.7916 | 0 | 0 | 0 | 0 | 0 | 0 | 2010 | 11 | 61.9222 | 86 | 34 | 52.3819 | 0 | 1.5417 | 22.375 | 69.7917 | 136.0833 | 229.1667 | 162.125 | 78.4167 | 21.5 | 7.2083 | 0 | 0 | 2010 | 11 | 62.1903 | 89 | 32 | 51.9514 | 0 | 5.875 | 32.375 | 80.3333 | 144.5833 | 239.9583 | 164.625 | 78.875 | 24.25 | 7.5 | 0 | 0 | 2010 | 11 | 61.55 | 87 | 29 | 52.0069 | 0 | 1.625 | 26.2083 | 76 | 140.75 | 230.125 | 179.5 | 94.25 | 33.625 | 10.2917 | 0.625 | 0
2018 | 6 | 5 | 84.3709 | 4.3709 | 9.3709 | 14.3709 | 19.3709 | 24.3709 | 29.3709 | 0 | 0 | 0 | 0 | 0 | 0 | 2018 | 6 | 5 | 85.1667 | 73.5417 | 71.2473 | 5.1667 | 10.1667 | 15.1667 | 20.1667 | 25.1667 | 30.1667 | 0 | 0 | 0 | 0 | 0 | 0 | 2010 | 12 | 57.1371 | 82 | 33 | 44.9086 | 0 | 0 | 4.4167 | 30.625 | 82.4583 | 160.5 | 274.375 | 171.2083 | 94.25 | 34.0833 | 3.75 | 0 | 2010 | 12 | 55.7527 | 81 | 30 | 43.9637 | 0 | 0 | 2.5 | 24.6667 | 71.5 | 138.4583 | 311.3333 | 203.1667 | 115.125 | 50.625 | 13.5833 | 1.6667 | 2010 | 12 | 55.4328 | 81 | 28 | 44.625 | 0 | 0 | 0.83333 | 17.75 | 61.25 | 132.2083 | 314.3333 | 202.8333 | 118.7917 | 58 | 16.375 | 3.625
2018 | 6 | 6 | 82.2666 | 2.3569 | 7.2666 | 12.2666 | 17.2666 | 22.2666 | 27.2666 | 0 | 0 | 0 | 0 | 0 | 0 | 2018 | 6 | 6 | 84.0694 | 74.2361 | 74.9045 | 4.0694 | 9.0694 | 14.0694 | 19.0694 | 24.0694 | 29.0694 | 0 | 0 | 0 | 0 | 0 | 0 | 2011 | 1 | 53.3145 | 76 | 30 | 40.1573 | 0 | 0 | 0 | 2.5417 | 20.5 | 68.5833 | 364.7917 | 227.75 | 120.8333 | 55.4583 | 20.2083 | 1.6667 | 2011 | 1 | 51.125 | 74 | 27 | 39.2204 | 0 | 0 | 0 | 0.5 | 15.875 | 49.4167 | 430.625 | 291 | 169.5417 | 85.5833 | 34.9583 | 9.3333 | 2011 | 1 | 50.8159 | 74 | 25 | 40.539 | 0 | 0 | 0 | 0 | 12.1667 | 42.2083 | 439.7083 | 296.875 | 171.9167 | 84.75 | 37.4583 | 11.4583
2018 | 6 | 7 | 82.5278 | 2.5542 | 7.5278 | 12.5278 | 17.5278 | 22.5278 | 27.5278 | 0 | 0 | 0 | 0 | 0 | 0 | 2018 | 6 | 7 | 84.3889 | 73.0695 | 71.438 | 4.3889 | 9.3889 | 14.3889 | 19.3889 | 24.3889 | 29.3889 | 0 | 0 | 0 | 0 | 0 | 0 | 2011 | 2 | 56.4107 | 81 | 24 | 45.0833 | 0 | 0 | 12.875 | 58.25 | 126.9167 | 203.8333 | 298.75 | 227.4167 | 164.3333 | 107.8333 | 63.7917 | 32.1667 | 2011 | 2 | 54.9271 | 83 | 21 | 44.192 | 0 | 0 | 9.875 | 47.875 | 113.0833 | 187.9583 | 329.9167 | 255.125 | 190 | 131.0417 | 79.7083 | 44.2083 | 2011 | 2 | 54.439 | 82 | 21 | 45.0312 | 0 | 0 | 7.0833 | 45.3333 | 110.2083 | 184.5833 | 341.0417 | 265.9167 | 200.2917 | 139.5833 | 87.875 | 48.7083
2018 | 6 | 8 | 81.9153 | 1.9806 | 6.9153 | 11.9153 | 16.9153 | 21.9153 | 26.9153 | 0 | 0 | 0 | 0 | 0 | 0 | 2018 | 6 | 8 | 83.9444 | 72.4305 | 71.3359 | 3.9444 | 8.9444 | 13.9444 | 18.9444 | 23.9444 | 28.9444 | 0 | 0 | 0 | 0 | 0 | 0 | 2011 | 3 | 67.4503 | 86 | 44 | 55.3669 | 0 | 3.0417 | 40 | 122.25 | 239.0833 | 386.7083 | 46.2917 | 8.125 | 0.75 | 0 | 0 | 0 | 2011 | 3 | 66.1075 | 85 | 39 | 54.0995 | 0 | 1.8333 | 31.5833 | 105.625 | 208.5417 | 346.25 | 71.2917 | 19.2083 | 1.9167 | 0 | 0 | 0 | 2011 | 3 | 65.6559 | 85 | 36 | 55.2352 | 0 | 0.45833 | 24.1667 | 98.0833 | 200.6667 | 334.7083 | 77.75 | 25.3333 | 4.375 | 0 | 0 | 0
2018 | 6 | 9 | 80.7319 | 0.94862 | 5.7319 | 10.7319 | 15.7319 | 20.7319 | 25.7319 | 0 | 0 | 0 | 0 | 0 | 0 | 2018 | 6 | 9 | 82.3056 | 73.3472 | 76.2294 | 2.3056 | 7.3056 | 12.3056 | 17.3056 | 22.3056 | 27.3056 | 0 | 0 | 0 | 0 | 0 | 0 | 2011 | 4 | 74.6653 | 93 | 52 | 59.8792 | 2.5833 | 53.5 | 156.3333 | 292.2083 | 439.9583 | 589.9583 | 2.25 | 0 | 0 | 0 | 0 | 0 | 2011 | 4 | 75.0028 | 93 | 41 | 59.3625 | 5.875 | 72.4167 | 172.5417 | 306.4583 | 451.4583 | 600.0833 | 6.375 | 1.375 | 0 | 0 | 0 | 0 | 2011 | 4 | 73.8931 | 91 | 40 | 60.1403 | 1.9583 | 55.5417 | 150.0833 | 275.7917 | 420.3333 | 566.7917 | 9 | 3.5417 | 0 | 0 | 0 | 0
2018 | 6 | 10 | 85.3014 | 5.3014 | 10.3014 | 15.3014 | 20.3014 | 25.3014 | 30.3014 | 0 | 0 | 0 | 0 | 0 | 0 | 2018 | 6 | 10 | 85.514 | 74.1944 | 71.5102 | 5.514 | 10.514 | 15.514 | 20.514 | 25.514 | 30.514 | 0 | 0 | 0 | 0 | 0 | 0 | 2011 | 5 | 77.3427 | 97 | 53 | 63.4731 | 32.0417 | 121.5417 | 241 | 382.9583 | 537.625 | 692.625 | 0.33333 | 0 | 0 | 0 | 0 | 0 | 2011 | 5 | 77.7285 | 97 | 50 | 62.6022 | 50 | 141.25 | 256 | 395.7917 | 549.5833 | 704.5833 | 1.2083 | 0 | 0 | 0 | 0 | 0 | 2011 | 5 | 77.0941 | 97 | 48 | 63.3777 | 40.0417 | 128.25 | 242.4167 | 378.7083 | 529.9167 | 684.9167 | 3.7917 | 0 | 0 | 0 | 0 | 0
2018 | 6 | 11 | 85.9792 | 5.9792 | 10.9792 | 15.9792 | 20.9792 | 25.9792 | 30.9792 | 0 | 0 | 0 | 0 | 0 | 0 | 2018 | 6 | 11 | 85.5973 | 74.7083 | 72.1255 | 5.5973 | 10.5973 | 15.5973 | 20.5973 | 25.5973 | 30.5973 | 0 | 0 | 0 | 0 | 0 | 0 | 2011 | 6 | 84.7514 | 101 | 70 | 70.3306 | 144.6667 | 292.5417 | 442.5417 | 592.5417 | 742.5417 | 892.5417 | 0 | 0 | 0 | 0 | 0 | 0 | 2011 | 6 | 85.3319 | 103 | 70 | 69.7889 | 163.4167 | 309.9583 | 459.9583 | 609.9583 | 759.9583 | 909.9583 | 0 | 0 | 0 | 0 | 0 | 0 | 2011 | 6 | 84.1083 | 101 | 69 | 70.2361 | 126.0833 | 273.25 | 423.25 | 573.25 | 723.25 | 873.25 | 0 | 0 | 0 | 0 | 0 | 0
2018 | 6 | 12 | 86.9626 | 6.9626 | 11.9626 | 16.9626 | 21.9626 | 26.9626 | 31.9626 | 0 | 0 | 0 | 0 | 0 | 0 | 2018 | 6 | 12 | 85.8751 | 74.4166 | 70.8902 | 5.8751 | 10.8751 | 15.8751 | 20.8751 | 25.8751 | 30.8751 | 0 | 0 | 0 | 0 | 0 | 0 | 2011 | 7 | 85.1519 | 98 | 76 | 73.0121 | 159.7083 | 314.7083 | 469.7083 | 624.7083 | 779.7083 | 934.7083 | 0 | 0 | 0 | 0 | 0 | 0 | 2011 | 7 | 85.828 | 100 | 74 | 72.7218 | 180.6667 | 335.6667 | 490.6667 | 645.6667 | 800.6667 | 955.6667 | 0 | 0 | 0 | 0 | 0 | 0 | 2011 | 7 | 85.1747 | 100 | 72 | 72.5081 | 160.4167 | 315.4167 | 470.4167 | 625.4167 | 780.4167 | 935.4167 | 0 | 0 | 0 | 0 | 0 | 0
2018 | 6 | 13 | 84.9542 | 4.9542 | 9.9542 | 14.9542 | 19.9542 | 24.9542 | 29.9542 | 0 | 0 | 0 | 0 | 0 | 0 | 2018 | 6 | 13 | 85.3889 | 73.5694 | 70.6647 | 5.3889 | 10.3889 | 15.3889 | 20.3889 | 25.3889 | 30.3889 | 0 | 0 | 0 | 0 | 0 | 0 | 2011 | 8 | 87.4301 | 105 | 75 | 72.9328 | 230.3333 | 385.3333 | 540.3333 | 695.3333 | 850.3333 | 1005.3333 | 0 | 0 | 0 | 0 | 0 | 0 | 2011 | 8 | 89.1169 | 108 | 75 | 71.5941 | 282.625 | 437.625 | 592.625 | 747.625 | 902.625 | 1057.625 | 0 | 0 | 0 | 0 | 0 | 0 | 2011 | 8 | 87.6828 | 107 | 72 | 72.0497 | 238.1667 | 393.1667 | 548.1667 | 703.1667 | 858.1667 | 1013.1667 | 0 | 0 | 0 | 0 | 0 | 0
2018 | 6 | 14 | 80.3958 | 0.84165 | 5.3958 | 10.3958 | 15.3958 | 20.3958 | 25.3958 | 0 | 0 | 0 | 0 | 0 | 0 | 2018 | 6 | 14 | 82.1528 | 73.5555 | 76.9492 | 2.1528 | 7.1528 | 12.1528 | 17.1528 | 22.1528 | 27.1528 | 0 | 0 | 0 | 0 | 0 | 0 | 2011 | 9 | 81.5083 | 99 | 64 | 65.3361 | 64.375 | 195.25 | 345.25 | 495.25 | 645.25 | 795.25 | 0 | 0 | 0 | 0 | 0 | 0 | 2011 | 9 | 81.7931 | 102 | 59 | 63.4125 | 80.0833 | 203.7917 | 353.7917 | 503.7917 | 653.7917 | 803.7917 | 0 | 0 | 0 | 0 | 0 | 0 | 2011 | 9 | 81.2511 | 102 | 58 | 64.6266 | 68.6165 | 188.4498 | 337.5331 | 487.5331 | 637.5331 | 787.5331 | 0 | 0 | 0 | 0 | 0 | 0
2018 | 6 | 15 | 81.2778 | 1.4208 | 6.2778 | 11.2778 | 16.2778 | 21.2778 | 26.2778 | 0 | 0 | 0 | 0 | 0 | 0 | 2018 | 6 | 15 | 83.6111 | 74.1389 | 75.0737 | 3.6111 | 8.6111 | 13.6111 | 18.6111 | 23.6111 | 28.6111 | 0 | 0 | 0 | 0 | 0 | 0 | 2011 | 10 | 71.4516 | 87 | 47 | 57.3401 | 0 | 19.375 | 106.7083 | 230.0833 | 363.2083 | 510 | 30.0833 | 8.2083 | 0 | 0 | 0 | 0 | 2011 | 10 | 70.3898 | 89 | 44 | 56.1156 | 0 | 14.0417 | 83.875 | 203.9167 | 333.375 | 477.6667 | 36.8333 | 11.2917 | 0.58333 | 0 | 0 | 0 | 2011 | 10 | 70.3414 | 89 | 41 | 57.1223 | 0.25 | 16.625 | 92.0833 | 208.5 | 335.8333 | 477.9167 | 42.9167 | 15.25 | 2.3333 | 0 | 0 | 0
2018 | 6 | 16 | 83.1125 | 3.1125 | 8.1125 | 13.1125 | 18.1125 | 23.1125 | 28.1125 | 0 | 0 | 0 | 0 | 0 | 0 | 2018 | 6 | 16 | 84.7639 | 73.3055 | 70.6885 | 4.7639 | 9.7639 | 14.7639 | 19.7639 | 24.7639 | 29.7639 | 0 | 0 | 0 | 0 | 0 | 0 | 2011 | 11 | 63.8819 | 84 | 32 | 51.6917 | 0 | 3.2083 | 40.375 | 100.7917 | 181.8333 | 290.8333 | 134.3333 | 65.375 | 24.375 | 6.4583 | 1.4583 | 0 | 2011 | 11 | 62.9292 | 84 | 36 | 51.1319 | 0 | 2.625 | 37.2083 | 93.5833 | 167.25 | 266.9583 | 155.7083 | 79.375 | 29.0833 | 6.2083 | 0 | 0 | 2011 | 11 | 63.3792 | 87 | 32 | 50.95 | 0 | 7.375 | 49.1667 | 105.9167 | 184.2083 | 287.4583 | 154.5417 | 82.8333 | 36.0833 | 7.8333 | 0 | 0
2018 | 6 | 17 | 79.9597 | 0.56111 | 4.9597 | 9.9597 | 14.9597 | 19.9597 | 24.9597 | 0 | 0 | 0 | 0 | 0 | 0 | 2018 | 6 | 17 | 81.5138 | 76.7223 | 85.9218 | 1.5138 | 6.5138 | 11.5138 | 16.5138 | 21.5138 | 26.5138 | 0 | 0 | 0 | 0 | 0 | 0 | 2011 | 12 | 55.9073 | 79 | 32 | 47.6788 | 0 | 0 | 1.0417 | 18.25 | 54.9167 | 114.8333 | 300.125 | 181.7917 | 86.7083 | 34.5417 | 9.2083 | 0.66667 | 2011 | 12 | 54.0551 | 77 | 29 | 46.1425 | 0 | 0 | 0 | 13.9583 | 41.7917 | 91.75 | 353.25 | 226.0833 | 121.0417 | 47.9167 | 15.4583 | 3.9583 | 2011 | 12 | 55.2433 | 81 | 28 | 47.1277 | 0 | 0 | 3.5417 | 22.375 | 58.4583 | 116.6667 | 324.8333 | 205.9167 | 109.125 | 46.5417 | 15.5 | 5.0417
2018 | 6 | 18 | 77.8111 | 0.23611 | 3.0222 | 7.8111 | 12.8111 | 17.8111 | 22.8111 | 0 | 0 | 0 | 0 | 0 | 0 | 2018 | 6 | 18 | 78.7082 | 75.625 | 90.9032 | 0.24997 | 3.7082 | 8.7082 | 13.7082 | 18.7082 | 23.7082 | 0 | 0 | 0 | 0 | 0 | 0 | 2012 | 1 | 59.7446 | 78 | 32 | 48.1048 | 0 | 0 | 2.25 | 29.9167 | 103.75 | 196.8333 | 192.8333 | 111.6667 | 49.75 | 15.4583 | 1.7917 | 0 | 2012 | 1 | 58.9772 | 80 | 30 | 46.7715 | 0 | 0 | 4.125 | 31.5417 | 94.375 | 182.2083 | 218.25 | 126.0833 | 58.9167 | 20.2917 | 3.2083 | 0 | 2012 | 1 | 58.8185 | 79 | 29 | 48.0403 | 0 | 0 | 1.9167 | 25.75 | 92.7917 | 181.625 | 217.375 | 129.4167 | 63.25 | 25.7083 | 4.6667 | 0
2018 | 6 | 19 | 76.4569 | 0.031941 | 1.8236 | 6.4569 | 11.4569 | 16.4569 | 21.4569 | 0 | 0 | 0 | 0 | 0 | 0 | 2018 | 6 | 19 | 78.4721 | 75.6389 | 91.3225 | 0 | 3.4721 | 8.4721 | 13.4721 | 18.4721 | 23.4721 | 0 | 0 | 0 | 0 | 0 | 0 | 2012 | 2 | 60.0761 | 81 | 35 | 51.5201 | 0 | 0 | 8.5 | 41.3333 | 97.5417 | 182.3333 | 184.125 | 95.3333 | 35.125 | 11.2917 | 3.75 | 0 | 2012 | 2 | 59.4267 | 83 | 34 | 49.9239 | 0 | 0 | 10.6667 | 42.6667 | 96 | 173 | 204.2917 | 112.625 | 44.625 | 13.25 | 4.5 | 0 | 2012 | 2 | 59.8348 | 81 | 39 | 51.4986 | 0 | 0 | 8.1667 | 42.5 | 95.75 | 178.4583 | 192.2917 | 100.5417 | 38.25 | 9.6667 | 1.6667 | 0
2018 | 6 | 20 | 78.6916 | 0.30971 | 3.8138 | 8.6916 | 13.6916 | 18.6916 | 23.6916 | 0 | 0 | 0 | 0 | 0 | 0 | 2018 | 6 | 20 | 79.875 | 76.4306 | 89.8659 | 0.19442 | 4.875 | 9.875 | 14.875 | 19.875 | 24.875 | 0 | 0 | 0 | 0 | 0 | 0 | 2012 | 3 | 68.9126 | 84 | 44 | 60.0134 | 0 | 0 | 50.7917 | 155.7917 | 286.9167 | 432.25 | 34.5 | 10.625 | 0.95833 | 0 | 0 | 0 | 2012 | 3 | 68.8669 | 86 | 43 | 58.4798 | 0 | 1.3333 | 55.9167 | 160.1667 | 289.25 | 432.6667 | 40.2917 | 14.375 | 2.7917 | 0 | 0 | 0 | 2012 | 3 | 67.9261 | 84 | 39 | 60.164 | 0 | 0.16667 | 42.7917 | 134.5833 | 259.2917 | 402.375 | 43.875 | 13.5833 | 1.6667 | 0 | 0 | 0
2018 | 6 | 21 | 79.2486 | 0.46249 | 4.2986 | 9.2486 | 14.2486 | 19.2486 | 24.2486 | 0 | 0 | 0 | 0 | 0 | 0 | 2018 | 6 | 21 | 81.25 | 77.2083 | 88.2022 | 1.25 | 6.25 | 11.25 | 16.25 | 21.25 | 26.25 | 0 | 0 | 0 | 0 | 0 | 0 | 2012 | 4 | 73.1556 | 87 | 53 | 61.9056 | 0 | 19.7917 | 109.2917 | 244.75 | 394.6667 | 544.6667 | 0.083333 | 0 | 0 | 0 | 0 | 0 | 2012 | 4 | 73.1069 | 87 | 52 | 60.9736 | 0 | 24.2083 | 112.75 | 243.9167 | 393.2083 | 543.2083 | 0.70833 | 0 | 0 | 0 | 0 | 0 | 2012 | 4 | 72.5278 | 86 | 48 | 62.6694 | 0 | 20.875 | 100.6667 | 227.625 | 375.8333 | 525.8333 | 1.7917 | 0 | 0 | 0 | 0 | 0
2018 | 6 | 22 | 84.1542 | 4.1542 | 9.1542 | 14.1542 | 19.1542 | 24.1542 | 29.1542 | 0 | 0 | 0 | 0 | 0 | 0 | 2018 | 6 | 22 | 85.0695 | 77.1111 | 79.0223 | 5.0695 | 10.0695 | 15.0695 | 20.0695 | 25.0695 | 30.0695 | 0 | 0 | 0 | 0 | 0 | 0 | 2012 | 5 | 78.039 | 92 | 66 | 66.922 | 11.3333 | 102.5417 | 249.2083 | 404.2083 | 559.2083 | 714.2083 | 0 | 0 | 0 | 0 | 0 | 0 | 2012 | 5 | 78.4852 | 93 | 63 | 65.7245 | 24.5 | 119.5833 | 263.75 | 418.0417 | 573.0417 | 728.0417 | 0 | 0 | 0 | 0 | 0 | 0 | 2012 | 5 | 77.5242 | 93 | 64 | 67.5847 | 8.1667 | 92.625 | 234 | 388.25 | 543.25 | 698.25 | 0 | 0 | 0 | 0 | 0 | 0
2018 | 6 | 23 | 82.957 | 2.9584 | 7.957 | 12.957 | 17.957 | 22.957 | 27.957 | 0 | 0 | 0 | 0 | 0 | 0 | 2018 | 6 | 23 | 84.7084 | 76.5416 | 78.1363 | 4.7084 | 9.7084 | 14.7084 | 19.7084 | 24.7084 | 29.7084 | 0 | 0 | 0 | 0 | 0 | 0 | 2012 | 6 | 83.3569 | 102 | 71 | 70.9153 | 103.2083 | 250.7083 | 400.7083 | 550.7083 | 700.7083 | 850.7083 | 0 | 0 | 0 | 0 | 0 | 0 | 2012 | 6 | 83.0722 | 104 | 70 | 69.9806 | 101.0417 | 242.1667 | 392.1667 | 542.1667 | 692.1667 | 842.1667 | 0 | 0 | 0 | 0 | 0 | 0 | 2012 | 6 | 82.2722 | 100 | 68 | 71.9111 | 73.9583 | 218.1667 | 368.1667 | 518.1667 | 668.1667 | 818.1667 | 0 | 0 | 0 | 0 | 0 | 0
2018 | 6 | 24 | 84.507 | 4.507 | 9.507 | 14.507 | 19.507 | 24.507 | 29.507 | 0 | 0 | 0 | 0 | 0 | 0 | 2018 | 6 | 24 | 85.3333 | 76.0277 | 75.1301 | 5.3333 | 10.3333 | 15.3333 | 20.3333 | 25.3333 | 30.3333 | 0 | 0 | 0 | 0 | 0 | 0 | 2012 | 7 | 82.1263 | 95 | 72 | 73.5296 | 83.75 | 220.9167 | 375.9167 | 530.9167 | 685.9167 | 840.9167 | 0 | 0 | 0 | 0 | 0 | 0 | 2012 | 7 | 81.7876 | 95 | 72 | 72.7702 | 76.9583 | 210.4167 | 365.4167 | 520.4167 | 675.4167 | 830.4167 | 0 | 0 | 0 | 0 | 0 | 0 | 2012 | 7 | 81.6801 | 95 | 72 | 74.2433 | 69 | 207.0833 | 362.0833 | 517.0833 | 672.0833 | 827.0833 | 0 | 0 | 0 | 0 | 0 | 0
2018 | 6 | 25 | 83.3403 | 3.3403 | 8.3403 | 13.3403 | 18.3403 | 23.3403 | 28.3403 | 0 | 0 | 0 | 0 | 0 | 0 | 2018 | 6 | 25 | 84.7777 | 76.6111 | 77.5419 | 4.7777 | 9.7777 | 14.7777 | 19.7777 | 24.7777 | 29.7777 | 0 | 0 | 0 | 0 | 0 | 0 | 2012 | 8 | 84.5739 | 98 | 74 | 73.086 | 143.125 | 296.7917 | 451.7917 | 606.7917 | 761.7917 | 916.7917 | 0 | 0 | 0 | 0 | 0 | 0 | 2012 | 8 | 84.7581 | 98 | 72 | 72.703 | 149.7083 | 302.5 | 457.5 | 612.5 | 767.5 | 922.5 | 0 | 0 | 0 | 0 | 0 | 0 | 2012 | 8 | 84.1196 | 98 | 72 | 73.9328 | 129.0417 | 282.7083 | 437.7083 | 592.7083 | 747.7083 | 902.7083 | 0 | 0 | 0 | 0 | 0 | 0
2018 | 6 | 26 | 83.7098 | 3.7098 | 8.7098 | 13.7098 | 18.7098 | 23.7098 | 28.7098 | 0 | 0 | 0 | 0 | 0 | 0 | 2018 | 6 | 26 | 84.9167 | 75.5833 | 75.4325 | 4.9167 | 9.9167 | 14.9167 | 19.9167 | 24.9167 | 29.9167 | 0 | 0 | 0 | 0 | 0 | 0 | 2012 | 9 | 78.2125 | 95 | 61 | 69.0375 | 26.5833 | 109.25 | 248.875 | 396.375 | 546.375 | 696.375 | 0 | 0 | 0 | 0 | 0 | 0 | 2012 | 9 | 78.7333 | 96 | 60 | 68.9403 | 36.2083 | 120.2917 | 262 | 412 | 562 | 712 | 0 | 0 | 0 | 0 | 0 | 0 | 2012 | 9 | 78.9639 | 97 | 59 | 69.3764 | 36.875 | 126 | 268.9167 | 418.9167 | 568.9167 | 718.9167 | 0 | 0 | 0 | 0 | 0 | 0
2018 | 6 | 27 | 84.7028 | 4.7028 | 9.7028 | 14.7028 | 19.7028 | 24.7028 | 29.7028 | 0 | 0 | 0 | 0 | 0 | 0 | 2018 | 6 | 27 | 85.3473 | 75.1944 | 73.8675 | 5.3473 | 10.3473 | 15.3473 | 20.3473 | 25.3473 | 30.3473 | 0 | 0 | 0 | 0 | 0 | 0 | 2012 | 10 | 69.7621 | 87 | 45 | 58.8078 | 0 | 13.8333 | 84.125 | 195.7083 | 316.2083 | 457.625 | 48.0833 | 13.5833 | 0 | 0 | 0 | 0 | 2012 | 10 | 70.1183 | 89 | 42 | 59.0685 | 0 | 27.25 | 101 | 210.2083 | 330.375 | 468.9167 | 51.5417 | 16.7083 | 0.25 | 0 | 0 | 0 | 2012 | 10 | 70.6761 | 90 | 41 | 59.8817 | 0 | 38.25 | 114.7917 | 223.75 | 346.2917 | 487.5833 | 47.7917 | 15.3333 | 1.625 | 0 | 0 | 0
2018 | 6 | 28 | 83.8487 | 3.8487 | 8.8487 | 13.8487 | 18.8487 | 23.8487 | 28.8487 | 0 | 0 | 0 | 0 | 0 | 0 | 2018 | 6 | 28 | 85.014 | 75.9583 | 75.7439 | 5.014 | 10.014 | 15.014 | 20.014 | 25.014 | 30.014 | 0 | 0 | 0 | 0 | 0 | 0 | 2012 | 11 | 64.2806 | 87 | 44 | 51.1611 | 0 | 1.5 | 24.625 | 81.2917 | 168.75 | 280.7083 | 102.875 | 40.3333 | 2.2917 | 0 | 0 | 0 | 2012 | 11 | 62.3861 | 86 | 38 | 50.3375 | 0 | 0.41667 | 17.5833 | 63.3333 | 140.5833 | 236 | 141.75 | 69 | 14.4167 | 0 | 0 | 0 | 2012 | 11 | 63.2792 | 87 | 38 | 51.3153 | 0 | 0.33333 | 18.3333 | 73.2083 | 152.5 | 258.9167 | 124.8333 | 54.125 | 10.5417 | 0 | 0 | 0
2018 | 6 | 29 | 85.6778 | 5.6778 | 10.6778 | 15.6778 | 20.6778 | 25.6778 | 30.6778 | 0 | 0 | 0 | 0 | 0 | 0 | 2018 | 6 | 29 | 85.5417 | 75.4444 | 73.7866 | 5.5417 | 10.5417 | 15.5417 | 20.5417 | 25.5417 | 30.5417 | 0 | 0 | 0 | 0 | 0 | 0 | 2012 | 12 | 60.422 | 83 | 34 | 49.4812 | 0 | 0 | 17.0417 | 71.9583 | 148.25 | 244.1667 | 213.875 | 135.1667 | 76.0833 | 34 | 6.8333 | 0 | 2012 | 12 | 58.8159 | 83 | 30 | 48.4597 | 0 | 0 | 14.7917 | 62.5417 | 129 | 219.75 | 254.25 | 165.7083 | 101.4583 | 50.5 | 14.875 | 1.5 | 2012 | 12 | 59.4303 | 81 | 19 | 49.3222 | 0 | 0 | 14.7406 | 64.0575 | 132.9479 | 226.2817 | 236.718 | 150.6084 | 88.9422 | 42.11 | 10.4687 | 0.73746
2018 | 6 | 30 | 86.4542 | 6.4542 | 11.4542 | 16.4542 | 21.4542 | 26.4542 | 31.4542 | 0 | 0 | 0 | 0 | 0 | 0 | 2018 | 6 | 30 | 85.8056 | 75.4166 | 73.4729 | 5.8056 | 10.8056 | 15.8056 | 20.8056 | 25.8056 | 30.8056 | 0 | 0 | 0 | 0 | 0 | 0 | 2013 | 1 | 55.9382 | 80 | 31 | 46.75 | 0 | 0 | 7.5417 | 30.4583 | 71.7083 | 137.5 | 311.375 | 197.625 | 108.4167 | 43.4167 | 8.25 | 0 | 2013 | 1 | 55.1142 | 79 | 31 | 46.7581 | 0 | 0 | 7.375 | 35 | 75.625 | 134.8333 | 341.4583 | 227.0833 | 131.2917 | 61.0417 | 15.0833 | 1.9167 | 2013 | 1 | 55.582 | 81 | 31 | 47.086 | 0 | 0 | 9.5 | 37.125 | 78.0833 | 139.5 | 329.0833 | 215.0417 | 121.4583 | 54.6667 | 12.4583 | 0.70833
2018 | 7 | 1 | 84.2764 | 4.2764 | 9.2764 | 14.2764 | 19.2764 | 24.2764 | 29.2764 | 0 | 0 | 0 | 0 | 0 | 0 | 2018 | 7 | 1 | 85.3751 | 74.8889 | 73.1564 | 5.3751 | 10.3751 | 15.3751 | 20.3751 | 25.3751 | 30.3751 | 0 | 0 | 0 | 0 | 0 | 0 | 2013 | 2 | 59.9985 | 78 | 39 | 46.9851 | 0 | 0 | 0 | 12.0833 | 56.875 | 152.9167 | 152.125 | 56.9167 | 12.9583 | 0 | 0 | 0 | 2013 | 2 | 58.3259 | 78 | 36 | 46.1443 | 0 | 0 | 0 | 8.2083 | 41.8333 | 117.125 | 195.0833 | 88.7083 | 24 | 2.2917 | 0 | 0 | 2013 | 2 | 59.2589 | 78 | 35 | 47.0714 | 0 | 0 | 0 | 11.9167 | 52.9583 | 142.8333 | 172.6667 | 73.7083 | 23.5833 | 3.2083 | 0 | 0
2018 | 7 | 2 | 84.4792 | 4.4792 | 9.4792 | 14.4792 | 19.4792 | 24.4792 | 29.4792 | 0 | 0 | 0 | 0 | 0 | 0 | 2018 | 7 | 2 | 85.7223 | 74.3195 | 71.1604 | 5.7223 | 10.7223 | 15.7223 | 20.7223 | 25.7223 | 30.7223 | 0 | 0 | 0 | 0 | 0 | 0 | 2013 | 3 | 62.3495 | 88 | 37 | 46.621 | 0 | 0.45833 | 10 | 55.0833 | 138.9583 | 244.0833 | 137.25 | 66.125 | 16.25 | 0.5 | 0 | 0 | 2013 | 3 | 61.4489 | 89 | 32 | 45.6962 | 0 | 1.2917 | 13.125 | 55.5 | 130.5 | 229.9167 | 165.5833 | 85.5833 | 30 | 2.875 | 0 | 0 | 2013 | 3 | 61.7392 | 91 | 32 | 47.2554 | 0 | 2.1667 | 14.25 | 60.75 | 140.5417 | 240.2917 | 161.8333 | 86.625 | 31.375 | 3.875 | 0 | 0
2018 | 7 | 3 | 83.3222 | 3.3416 | 8.3222 | 13.3222 | 18.3222 | 23.3222 | 28.3222 | 0 | 0 | 0 | 0 | 0 | 0 | 2018 | 7 | 3 | 84.875 | 73.9583 | 72.7124 | 4.875 | 9.875 | 14.875 | 19.875 | 24.875 | 29.875 | 0 | 0 | 0 | 0 | 0 | 0 | 2013 | 4 | 66.6069 | 82 | 44 | 57.1792 | 0 | 0 | 30.4167 | 103.625 | 216.8333 | 349.7917 | 55.4167 | 18.625 | 1.5833 | 0 | 0 | 0 | 2013 | 4 | 66.2514 | 84 | 40 | 56.7208 | 0 | 1.125 | 35.0417 | 105.4583 | 212.75 | 340.7083 | 67.9167 | 25.2083 | 3.1667 | 0 | 0 | 0 | 2013 | 4 | 66.4833 | 83 | 39 | 57.5944 | 0 | 1.4167 | 35.4167 | 108.5833 | 217.9167 | 347.0417 | 64.0833 | 23.4167 | 2.5417 | 0 | 0 | 0
2018 | 7 | 4 | 78.7041 | 0.375 | 3.7041 | 8.7041 | 13.7041 | 18.7041 | 23.7041 | 0 | 0 | 0 | 0 | 0 | 0 | 2018 | 7 | 4 | 76.1388 | 73.375 | 91.4472 | 0 | 1.1388 | 6.1388 | 11.1388 | 16.1388 | 21.1388 | 0 | 0 | 0 | 0 | 0 | 0 | 2013 | 5 | 74.9167 | 90 | 47 | 63.9032 | 8.4583 | 80.5417 | 183.8333 | 316.4167 | 465.375 | 617.4167 | 9 | 2.9583 | 0 | 0 | 0 | 0 | 2013 | 5 | 74.871 | 93 | 43 | 63.3992 | 12.7917 | 84.5833 | 188.7917 | 317.9167 | 464.5 | 616 | 11.9167 | 3.5 | 0 | 0 | 0 | 0 | 2013 | 5 | 74.8105 | 91 | 43 | 64.9758 | 11.5417 | 85.625 | 191.125 | 320.625 | 463.9583 | 614.125 | 16.5 | 4.8333 | 0 | 0 | 0 | 0
2018 | 7 | 5 | 82.0972 | 2.2319 | 7.0972 | 12.0972 | 17.0972 | 22.0972 | 27.0972 | 0 | 0 | 0 | 0 | 0 | 0 | 2018 | 7 | 5 | 81.8334 | 74.0277 | 78.997 | 1.8334 | 6.8334 | 11.8334 | 16.8334 | 21.8334 | 26.8334 | 0 | 0 | 0 | 0 | 0 | 0 | 2013 | 6 | 83.7736 | 104 | 71 | 71.2306 | 119.2917 | 263.2083 | 413.2083 | 563.2083 | 713.2083 | 863.2083 | 0 | 0 | 0 | 0 | 0 | 0 | 2013 | 6 | 83.55 | 107 | 68 | 71.1417 | 119.875 | 256.5 | 406.5 | 556.5 | 706.5 | 856.5 | 0 | 0 | 0 | 0 | 0 | 0 | 2013 | 6 | 83.1069 | 105 | 68 | 71.6931 | 104.5 | 243.2083 | 393.2083 | 543.2083 | 693.2083 | 843.2083 | 0 | 0 | 0 | 0 | 0 | 0
2018 | 7 | 6 | 82.5527 | 2.6194 | 7.5527 | 12.5527 | 17.5527 | 22.5527 | 27.5527 | 0 | 0 | 0 | 0 | 0 | 0 | 2018 | 7 | 6 | 82.5972 | 74.0556 | 77.4704 | 2.5972 | 7.5972 | 12.5972 | 17.5972 | 22.5972 | 27.5972 | 0 | 0 | 0 | 0 | 0 | 0 | 2013 | 7 | 83.8091 | 98 | 72 | 71.2634 | 120.7083 | 273.0833 | 428.0833 | 583.0833 | 738.0833 | 893.0833 | 0 | 0 | 0 | 0 | 0 | 0 | 2013 | 7 | 83.1841 | 98 | 71 | 71.3065 | 109.25 | 253.7083 | 408.7083 | 563.7083 | 718.7083 | 873.7083 | 0 | 0 | 0 | 0 | 0 | 0 | 2013 | 7 | 83.2285 | 99 | 68 | 71.6519 | 103.0833 | 255.0833 | 410.0833 | 565.0833 | 720.0833 | 875.0833 | 0 | 0 | 0 | 0 | 0 | 0
2018 | 7 | 7 | 81.7361 | 2.0222 | 6.7361 | 11.7361 | 16.7361 | 21.7361 | 26.7361 | 0 | 0 | 0 | 0 | 0 | 0 | 2018 | 7 | 7 | 81.6527 | 74.9583 | 81.7741 | 1.6527 | 6.6527 | 11.6527 | 16.6527 | 21.6527 | 26.6527 | 0 | 0 | 0 | 0 | 0 | 0 | 2013 | 8 | 83.879 | 99 | 72 | 72.453 | 122.2083 | 275.25 | 430.25 | 585.25 | 740.25 | 895.25 | 0 | 0 | 0 | 0 | 0 | 0 | 2013 | 8 | 83.9234 | 99 | 70 | 72.8817 | 126.9583 | 276.625 | 431.625 | 586.625 | 741.625 | 896.625 | 0 | 0 | 0 | 0 | 0 | 0 | 2013 | 8 | 84.0067 | 101 | 68 | 72.4409 | 128 | 279.2083 | 434.2083 | 589.2083 | 744.2083 | 899.2083 | 0 | 0 | 0 | 0 | 0 | 0
2018 | 7 | 8 | 79.8027 | 0.59858 | 4.8027 | 9.8027 | 14.8027 | 19.8027 | 24.8027 | 0 | 0 | 0 | 0 | 0 | 0 | 2018 | 7 | 8 | 78.5971 | 75.3889 | 90.4053 | 0 | 3.5971 | 8.5971 | 13.5971 | 18.5971 | 23.5971 | 0 | 0 | 0 | 0 | 0 | 0 | 2013 | 9 | 81.8833 | 97 | 67 | 71.4569 | 68.375 | 207.125 | 356.5 | 506.5 | 656.5 | 806.5 | 0 | 0 | 0 | 0 | 0 | 0 | 2013 | 9 | 80.9722 | 99 | 63 | 71.7458 | 49.8333 | 179.375 | 329.1667 | 479.1667 | 629.1667 | 779.1667 | 0 | 0 | 0 | 0 | 0 | 0 | 2013 | 9 | 82.0861 | 98 | 67 | 71.5847 | 71.625 | 212.5833 | 362.5833 | 512.5833 | 662.5833 | 812.5833 | 0 | 0 | 0 | 0 | 0 | 0
2018 | 7 | 9 | 80.6402 | 1.2319 | 5.6402 | 10.6402 | 15.6402 | 20.6402 | 25.6402 | 0 | 0 | 0 | 0 | 0 | 0 | 2018 | 7 | 9 | 80.361 | 75.3472 | 85.7361 | 0.73604 | 5.361 | 10.361 | 15.361 | 20.361 | 25.361 | 0 | 0 | 0 | 0 | 0 | 0 | 2013 | 10 | 71.9906 | 90 | 50 | 62.8575 | 2.0417 | 36.5417 | 104.1667 | 219.7083 | 371.7083 | 526.7083 | 3 | 0 | 0 | 0 | 0 | 0 | 2013 | 10 | 70.6801 | 92 | 47 | 63.0699 | 0.25 | 29.625 | 91.25 | 186 | 331.0833 | 486.0833 | 9.9167 | 0 | 0 | 0 | 0 | 0 | 2013 | 10 | 71.5645 | 92 | 45 | 63.047 | 2.2083 | 41.75 | 109.9167 | 210.625 | 358.5 | 513.5 | 7.125 | 0 | 0 | 0 | 0 | 0
2018 | 7 | 10 | 82.7819 | 2.8278 | 7.7819 | 12.7819 | 17.7819 | 22.7819 | 27.7819 | 0 | 0 | 0 | 0 | 0 | 0 | 2018 | 7 | 10 | 83.6666 | 74.5694 | 76.241 | 3.6666 | 8.6666 | 13.6666 | 18.6666 | 23.6666 | 28.6666 | 0 | 0 | 0 | 0 | 0 | 0 | 2013 | 11 | 59.1653 | 85 | 34 | 49.0875 | 0 | 2.4167 | 21.375 | 56.2083 | 120.3333 | 211.4583 | 231.25 | 145.375 | 86.5 | 42.7917 | 11.0417 | 0 | 2013 | 11 | 57.7361 | 85 | 32 | 49.1486 | 0 | 3.0417 | 16.2917 | 44.7917 | 98.4583 | 180.6667 | 262.7083 | 166.375 | 98.5833 | 52.5417 | 14.2917 | 0 | 2013 | 11 | 58.9583 | 84 | 30 | 49.5972 | 0 | 2.375 | 21.9167 | 55.5 | 118.75 | 205.375 | 236.75 | 150 | 86.625 | 43.1667 | 11.4583 | 0
2018 | 7 | 11 | 83.5514 | 3.5528 | 8.5514 | 13.5514 | 18.5514 | 23.5514 | 28.5514 | 0 | 0 | 0 | 0 | 0 | 0 | 2018 | 7 | 11 | 84.8889 | 74.7501 | 74.1454 | 4.8889 | 9.8889 | 14.8889 | 19.8889 | 24.8889 | 29.8889 | 0 | 0 | 0 | 0 | 0 | 0 | 2013 | 12 | 52.543 | 80 | 33 | 43.7702 | 0 | 0 | 3.5833 | 21.7917 | 52.9583 | 92.9583 | 407.9583 | 284.125 | 169.125 | 81.75 | 23.25 | 3.0833 | 2013 | 12 | 51.3212 | 80 | 31 | 44.2043 | 0 | 0 | 5.75 | 24.8333 | 55 | 92.3333 | 448.875 | 324.0417 | 206.375 | 105.2917 | 38.5417 | 6.0417 | 2013 | 12 | 52.0349 | 80 | 29 | 43.9987 | 0 | 0 | 6.7917 | 25.7083 | 58.25 | 95.0417 | 427.625 | 305.1667 | 186.9583 | 94.0833 | 32.6667 | 5.4583
2018 | 7 | 12 | 83.0986 | 3.1347 | 8.0986 | 13.0986 | 18.0986 | 23.0986 | 28.0986 | 0 | 0 | 0 | 0 | 0 | 0 | 2018 | 7 | 12 | 84.4999 | 75.2222 | 75.5228 | 4.4999 | 9.4999 | 14.4999 | 19.4999 | 24.4999 | 29.4999 | 0 | 0 | 0 | 0 | 0 | 0 | 2014 | 1 | 51.711 | 77 | 25 | 37.1452 | 0 | 0 | 0 | 0.25 | 18 | 61.9583 | 412.2083 | 274.9583 | 163.9167 | 98.75 | 58.7917 | 29.125 | 2014 | 1 | 50.4099 | 76 | 23 | 36.7997 | 0 | 0 | 0 | 0 | 14.3333 | 51 | 452.2917 | 311.625 | 193.2917 | 113.25 | 64.375 | 34.5833 | 2014 | 1 | 51.293 | 77 | 22 | 38.4113 | 0 | 0 | 0 | 1.4583 | 17.125 | 58.9583 | 426.375 | 287.0417 | 173.875 | 99.3333 | 58.0417 | 28.2083
2018 | 7 | 13 | 83.9028 | 3.9028 | 8.9028 | 13.9028 | 18.9028 | 23.9028 | 28.9028 | 0 | 0 | 0 | 0 | 0 | 0 | 2018 | 7 | 13 | 84.9028 | 74.8611 | 73.8812 | 4.9028 | 9.9028 | 14.9028 | 19.9028 | 24.9028 | 29.9028 | 0 | 0 | 0 | 0 | 0 | 0 | 2014 | 2 | 55.2113 | 81 | 33 | 47.2381 | 0 | 0 | 1.2917 | 29 | 74.25 | 137.4167 | 303.0833 | 208.3333 | 131.5 | 71.6667 | 25.9167 | 6.7917 | 2014 | 2 | 54.2247 | 80 | 29 | 46.6027 | 0 | 0 | 0.54167 | 24.9167 | 68.5 | 126.9583 | 326.625 | 230.2083 | 148.6667 | 83.9167 | 34.3333 | 10.4583 | 2014 | 2 | 55.122 | 79 | 31 | 47.683 | 0 | 0 | 1.25 | 32 | 78.3333 | 142.9167 | 308.5833 | 214.9167 | 139.5 | 77.75 | 29.8333 | 7.5
2018 | 7 | 14 | 84.0903 | 4.0903 | 9.0903 | 14.0903 | 19.0903 | 24.0903 | 29.0903 | 0 | 0 | 0 | 0 | 0 | 0 | 2018 | 7 | 14 | 84.9166 | 75.5695 | 75.1709 | 4.9166 | 9.9166 | 14.9166 | 19.9166 | 24.9166 | 29.9166 | 0 | 0 | 0 | 0 | 0 | 0 | 2014 | 3 | 59.8629 | 83 | 29 | 50.2016 | 0 | 0 | 5.375 | 29.7917 | 97.875 | 206.4583 | 189.0417 | 102.125 | 55.7083 | 32.375 | 18.9167 | 8.9167 | 2014 | 3 | 59.1532 | 83 | 27 | 49.5013 | 0 | 0 | 6.125 | 28.375 | 91 | 196.0417 | 209.625 | 117.25 | 67.2917 | 37 | 22 | 11.9583 | 2014 | 3 | 59.7003 | 81 | 28 | 50.8266 | 0 | 0 | 8.25 | 35.4583 | 97.7917 | 206.5833 | 199.75 | 107.0833 | 60.875 | 31.7917 | 19.625 | 9.625
2018 | 7 | 15 | 84.7625 | 4.7625 | 9.7625 | 14.7625 | 19.7625 | 24.7625 | 29.7625 | 0 | 0 | 0 | 0 | 0 | 0 | 2018 | 7 | 15 | 85.764 | 75.9305 | 74.2728 | 5.764 | 10.764 | 15.764 | 20.764 | 25.764 | 30.764 | 0 | 0 | 0 | 0 | 0 | 0 | 2014 | 4 | 68.9361 | 92 | 43 | 57.3944 | 0.83333 | 11.4167 | 58.625 | 152.5417 | 277.75 | 420.25 | 34.4583 | 9.6667 | 2.1667 | 0 | 0 | 0 | 2014 | 4 | 68.925 | 91 | 41 | 56.5347 | 0.54167 | 12.125 | 70.0417 | 163.5 | 282.8333 | 421 | 45.75 | 15.0833 | 3.25 | 0 | 0 | 0 | 2014 | 4 | 69.2097 | 92 | 40 | 57.8 | 0 | 12.2083 | 71.1667 | 166.0833 | 286.1667 | 429.625 | 39.7917 | 9.875 | 3.3333 | 0 | 0 | 0
2018 | 7 | 16 | 84.8375 | 4.8375 | 9.8375 | 14.8375 | 19.8375 | 24.8375 | 29.8375 | 0 | 0 | 0 | 0 | 0 | 0 | 2018 | 7 | 16 | 85.7917 | 75.0833 | 73.1474 | 5.7917 | 10.7917 | 15.7917 | 20.7917 | 25.7917 | 30.7917 | 0 | 0 | 0 | 0 | 0 | 0 | 2014 | 5 | 73.8401 | 87 | 51 | 62.4597 | 0 | 33.2083 | 139.5 | 276.125 | 429.0417 | 584.0417 | 2.0833 | 0 | 0 | 0 | 0 | 0 | 2014 | 5 | 73.8911 | 88 | 48 | 62.0108 | 0 | 30.7083 | 144.25 | 279.4583 | 430.625 | 585.625 | 3.8333 | 0 | 0 | 0 | 0 | 0 | 2014 | 5 | 74.2137 | 91 | 49 | 63.039 | 0.375 | 45 | 156.25 | 290.3333 | 440.625 | 595.625 | 4.7083 | 0 | 0 | 0 | 0 | 0
2018 | 7 | 17 | 84.582 | 4.5819 | 9.582 | 14.582 | 19.5819 | 24.5819 | 29.5819 | 0 | 0 | 0 | 0 | 0 | 0 | 2018 | 7 | 17 | 85.7639 | 75.2777 | 73.5523 | 5.7639 | 10.7639 | 15.7639 | 20.7639 | 25.7639 | 30.7639 | 0 | 0 | 0 | 0 | 0 | 0 | 2014 | 6 | 81.35 | 92 | 69 | 72.4833 | 50.625 | 190.5 | 340.5 | 490.5 | 640.5 | 790.5 | 0 | 0 | 0 | 0 | 0 | 0 | 2014 | 6 | 81.6375 | 93 | 68 | 72.4458 | 58.4583 | 199.125 | 349.125 | 499.125 | 649.125 | 799.125 | 0 | 0 | 0 | 0 | 0 | 0 | 2014 | 6 | 82.075 | 94 | 67 | 73.1583 | 68.7083 | 212.25 | 362.25 | 512.25 | 662.25 | 812.25 | 0 | 0 | 0 | 0 | 0 | 0
2018 | 7 | 18 | 85.1125 | 5.1125 | 10.1125 | 15.1125 | 20.1125 | 25.1125 | 30.1125 | 0 | 0 | 0 | 0 | 0 | 0 | 2018 | 7 | 18 | 86.4723 | 75.5417 | 72.5368 | 6.4723 | 11.4723 | 16.4723 | 21.4723 | 26.4723 | 31.4723 | 0 | 0 | 0 | 0 | 0 | 0 | 2014 | 7 | 82.789 | 96 | 74 | 72.9906 | 87.6667 | 241.4583 | 396.4583 | 551.4583 | 706.4583 | 861.4583 | 0 | 0 | 0 | 0 | 0 | 0 | 2014 | 7 | 82.7513 | 97 | 72 | 72.754 | 90.6667 | 240.2917 | 395.2917 | 550.2917 | 705.2917 | 860.2917 | 0 | 0 | 0 | 0 | 0 | 0 | 2014 | 7 | 82.9798 | 97 | 71 | 73.7298 | 93.6667 | 247.375 | 402.375 | 557.375 | 712.375 | 867.375 | 0 | 0 | 0 | 0 | 0 | 0
2018 | 7 | 19 | 85.8098 | 5.8098 | 10.8098 | 15.8098 | 20.8098 | 25.8098 | 30.8098 | 0 | 0 | 0 | 0 | 0 | 0 | 2018 | 7 | 19 | 86.9862 | 75.6944 | 71.9554 | 6.9862 | 11.9862 | 16.9862 | 21.9862 | 26.9862 | 31.9862 | 0 | 0 | 0 | 0 | 0 | 0 | 2014 | 8 | 83.578 | 97 | 72 | 73.0524 | 115.2083 | 265.9167 | 420.9167 | 575.9167 | 730.9167 | 885.9167 | 0 | 0 | 0 | 0 | 0 | 0 | 2014 | 8 | 83.1398 | 98 | 72 | 73.1116 | 105.4167 | 252.3333 | 407.3333 | 562.3333 | 717.3333 | 872.3333 | 0 | 0 | 0 | 0 | 0 | 0 | 2014 | 8 | 83.5161 | 97 | 70 | 73.7608 | 115.625 | 264 | 419 | 574 | 729 | 884 | 0 | 0 | 0 | 0 | 0 | 0
2018 | 7 | 20 | 86.4181 | 6.4181 | 11.4181 | 16.4181 | 21.4181 | 26.4181 | 31.4181 | 0 | 0 | 0 | 0 | 0 | 0 | 2018 | 7 | 20 | 87.5418 | 75.2222 | 70.184 | 7.5418 | 12.5418 | 17.5418 | 22.5418 | 27.5418 | 32.5418 | 0 | 0 | 0 | 0 | 0 | 0 | 2014 | 9 | 79.8278 | 94 | 66 | 71.8667 | 42.2917 | 149.3333 | 294.8333 | 444.8333 | 594.8333 | 744.8333 | 0 | 0 | 0 | 0 | 0 | 0 | 2014 | 9 | 79.0681 | 95 | 64 | 71.2056 | 32.875 | 133.4583 | 272.0417 | 422.0417 | 572.0417 | 722.0417 | 0 | 0 | 0 | 0 | 0 | 0 | 2014 | 9 | 79.9903 | 95 | 65 | 71.6903 | 44.0417 | 153.375 | 299.7083 | 449.7083 | 599.7083 | 749.7083 | 0 | 0 | 0 | 0 | 0 | 0
2018 | 7 | 21 | 85.9598 | 5.9598 | 10.9598 | 15.9598 | 20.9598 | 25.9598 | 30.9598 | 0 | 0 | 0 | 0 | 0 | 0 | 2018 | 7 | 21 | 87.4445 | 76.0416 | 71.9223 | 7.4445 | 12.4445 | 17.4445 | 22.4445 | 27.4445 | 32.4445 | 0 | 0 | 0 | 0 | 0 | 0 | 2014 | 10 | 73.125 | 91 | 54 | 62.3616 | 7 | 34.9583 | 113.3333 | 251.875 | 406.875 | 561.875 | 0 | 0 | 0 | 0 | 0 | 0 | 2014 | 10 | 72.1196 | 93 | 52 | 61.5269 | 7.75 | 33.0833 | 96.875 | 220.8333 | 375.7083 | 530.7083 | 0.125 | 0 | 0 | 0 | 0 | 0 | 2014 | 10 | 72.7567 | 91 | 51 | 62.2245 | 7.0417 | 35.6667 | 110.3333 | 241.7083 | 395.4583 | 550.4583 | 1.25 | 0 | 0 | 0 | 0 | 0
2018 | 7 | 22 | 86.6973 | 6.6973 | 11.6973 | 16.6973 | 21.6973 | 26.6973 | 31.6973 | 0 | 0 | 0 | 0 | 0 | 0 | 2018 | 7 | 22 | 87.8056 | 74.8332 | 69.107 | 7.8056 | 12.8056 | 17.8056 | 22.8056 | 27.8056 | 32.8056 | 0 | 0 | 0 | 0 | 0 | 0 | 2014 | 11 | 58.5625 | 82 | 34 | 47.3111 | 0 | 0 | 6.3333 | 31.0833 | 84.875 | 171.0833 | 224.2083 | 128 | 64.2083 | 31.4167 | 11.0417 | 0 | 2014 | 11 | 57.0861 | 81 | 31 | 46.3514 | 0 | 0 | 2.0417 | 24.25 | 70.5833 | 145.4583 | 261.6667 | 158 | 82.875 | 39.0833 | 15.5 | 0 | 2014 | 11 | 58.0194 | 82 | 32 | 46.6931 | 0 | 0 | 4.0417 | 29.7917 | 82.9583 | 161.8333 | 239.2083 | 142.375 | 71.25 | 34.625 | 14.375 | 0
2018 | 7 | 23 | 87.0987 | 7.0987 | 12.0987 | 17.0987 | 22.0987 | 27.0987 | 32.0987 | 0 | 0 | 0 | 0 | 0 | 0 | 2018 | 7 | 23 | 88.5556 | 73.9305 | 66.5072 | 8.5556 | 13.5556 | 18.5556 | 23.5556 | 28.5556 | 33.5556 | 0 | 0 | 0 | 0 | 0 | 0 | 2014 | 12 | 58.1223 | 77 | 37 | 52.0188 | 0 | 0 | 1.4583 | 17.25 | 70.0833 | 153.9167 | 230.4583 | 128.2917 | 57.125 | 21.7917 | 3.1667 | 0 | 2014 | 12 | 56.7944 | 79 | 34 | 50.6062 | 0 | 0 | 1.2083 | 14.4167 | 56.9167 | 124.25 | 268.7917 | 156.2917 | 68.625 | 28.5833 | 6.2917 | 0 | 2014 | 12 | 57.8925 | 80 | 36 | 50.957 | 0 | 0 | 1.9167 | 16.9167 | 70 | 148.7917 | 237.25 | 135.3333 | 59.125 | 24.75 | 4.625 | 0
2018 | 7 | 24 | 85.6278 | 5.6278 | 10.6278 | 15.6278 | 20.6278 | 25.6278 | 30.6278 | 0 | 0 | 0 | 0 | 0 | 0 | 2018 | 7 | 24 | 86.6666 | 74.4304 | 68.8351 | 6.6666 | 11.6666 | 16.6666 | 21.6666 | 26.6666 | 31.6666 | 0 | 0 | 0 | 0 | 0 | 0 | 2015 | 1 | 50.3199 | 78 | 30 | 41.125 | 0 | 0 | 0 | 0 | 6.4583 | 36.4167 | 455.0833 | 306.5417 | 181.5 | 91.6667 | 28.875 | 4.8333 | 2015 | 1 | 49.5578 | 80 | 29 | 39.8589 | 0 | 0 | 0 | 0 | 5.125 | 32.6667 | 478.7083 | 328.8333 | 201.375 | 104.7083 | 35.4167 | 7.4583 | 2015 | 1 | 49.7151 | 78 | 28 | 40.289 | 0 | 0 | 0 | 0 | 4.8333 | 34.4167 | 473.8333 | 323.6667 | 198.25 | 103.8333 | 31.4583 | 4.4583
2018 | 7 | 25 | 85.05 | 5.05 | 10.05 | 15.05 | 20.05 | 25.05 | 30.05 | 0 | 0 | 0 | 0 | 0 | 0 | 2018 | 7 | 25 | 86.361 | 69.4306 | 60.8461 | 6.361 | 11.361 | 16.361 | 21.361 | 26.361 | 31.361 | 0 | 0 | 0 | 0 | 0 | 0 | 2015 | 2 | 53.6637 | 82 | 34 | 45.3646 | 0 | 0 | 0 | 9 | 43.7917 | 97.25 | 326.4167 | 221.2083 | 134.6667 | 66.125 | 20.75 | 1.625 | 2015 | 2 | 52.4851 | 82 | 31 | 43.8854 | 0 | 0 | 0 | 7.2917 | 39.2083 | 87.875 | 357.7083 | 249.625 | 158.2917 | 83.75 | 32.2083 | 2.875 | 2015 | 2 | 53.3051 | 81 | 30 | 44.7589 | 0 | 0 | 0 | 7.9167 | 43.75 | 95 | 335.375 | 231.2083 | 142.4583 | 71.75 | 24.0417 | 2.1667
2018 | 7 | 26 | 85.1501 | 5.1501 | 10.1501 | 15.1501 | 20.1501 | 25.1501 | 30.1501 | 0 | 0 | 0 | 0 | 0 | 0 | 2018 | 7 | 26 | 86.4723 | 68.8611 | 59.698 | 6.4723 | 11.4723 | 16.4723 | 21.4723 | 26.4723 | 31.4723 | 0 | 0 | 0 | 0 | 0 | 0 | 2015 | 3 | 62.8978 | 83 | 33 | 55.207 | 0 | 0 | 6.2917 | 57.8333 | 154.8333 | 275.2917 | 123 | 65 | 30.4583 | 13.625 | 3.625 | 0 | 2015 | 3 | 62.164 | 83 | 30 | 54.1653 | 0 | 0 | 8.75 | 59.4583 | 150.5833 | 263.0417 | 147.375 | 83.5 | 40.9583 | 18.125 | 5.7083 | 0 | 2015 | 3 | 62.1559 | 82 | 29 | 54.4812 | 0 | 0 | 5.4167 | 51.75 | 140.9583 | 255.2083 | 139.9167 | 74.125 | 33.375 | 16.625 | 6.625 | 0
2018 | 7 | 27 | 84.9625 | 4.9625 | 9.9625 | 14.9625 | 19.9625 | 24.9625 | 29.9625 | 0 | 0 | 0 | 0 | 0 | 0 | 2018 | 7 | 27 | 86.0418 | 70.6249 | 63.5002 | 6.0418 | 11.0418 | 16.0418 | 21.0418 | 26.0418 | 31.0418 | 0 | 0 | 0 | 0 | 0 | 0 | 2015 | 4 | 72.4167 | 87 | 54 | 64.8583 | 0 | 14.2083 | 90.1667 | 222.5 | 372.5 | 522.5 | 0 | 0 | 0 | 0 | 0 | 0 | 2015 | 4 | 71.7194 | 88 | 52 | 63.7208 | 0 | 17.1667 | 87.3333 | 205.875 | 351.5833 | 501.5833 | 4.2917 | 0 | 0 | 0 | 0 | 0 | 2015 | 4 | 71.9722 | 87 | 52 | 64.4861 | 0 | 12.7917 | 85.625 | 211 | 359.1667 | 509.1667 | 1.8333 | 0 | 0 | 0 | 0 | 0
2018 | 7 | 28 | 85.2917 | 5.2917 | 10.2917 | 15.2917 | 20.2917 | 25.2917 | 30.2917 | 0 | 0 | 0 | 0 | 0 | 0 | 2018 | 7 | 28 | 86.5973 | 73.75 | 69.171 | 6.5973 | 11.5973 | 16.5973 | 21.5973 | 26.5973 | 31.5973 | 0 | 0 | 0 | 0 | 0 | 0 | 2015 | 5 | 77.2554 | 89 | 57 | 69.9194 | 2.375 | 86.7917 | 224.9167 | 379.9167 | 534.9167 | 689.9167 | 0 | 0 | 0 | 0 | 0 | 0 | 2015 | 5 | 76.0121 | 89 | 57 | 69.2419 | 1.4167 | 58.625 | 186.375 | 341.375 | 496.375 | 651.375 | 0 | 0 | 0 | 0 | 0 | 0 | 2015 | 5 | 77.0954 | 89 | 55 | 69.6022 | 3.875 | 81.9167 | 220.7917 | 374.9583 | 529.9583 | 684.9583 | 0 | 0 | 0 | 0 | 0 | 0
2018 | 7 | 29 | 86.0834 | 6.0834 | 11.0834 | 16.0834 | 21.0834 | 26.0834 | 31.0834 | 0 | 0 | 0 | 0 | 0 | 0 | 2018 | 7 | 29 | 87.5279 | 74.2639 | 68.0998 | 7.5279 | 12.5279 | 17.5279 | 22.5279 | 27.5279 | 32.5279 | 0 | 0 | 0 | 0 | 0 | 0 | 2015 | 6 | 81.8542 | 93 | 70 | 72.3611 | 60.875 | 205.625 | 355.625 | 505.625 | 655.625 | 805.625 | 0 | 0 | 0 | 0 | 0 | 0 | 2015 | 6 | 81.5639 | 94 | 66 | 72.0597 | 58.3333 | 196.9167 | 346.9167 | 496.9167 | 646.9167 | 796.9167 | 0 | 0 | 0 | 0 | 0 | 0 | 2015 | 6 | 81.5847 | 94 | 66 | 72.3486 | 54.5 | 197.5417 | 347.5417 | 497.5417 | 647.5417 | 797.5417 | 0 | 0 | 0 | 0 | 0 | 0
2018 | 7 | 30 | 85.5514 | 5.5514 | 10.5514 | 15.5514 | 20.5514 | 25.5514 | 30.5514 | 0 | 0 | 0 | 0 | 0 | 0 | 2018 | 7 | 30 | 86.6529 | 75.3194 | 71.3554 | 6.6529 | 11.6529 | 16.6529 | 21.6529 | 26.6529 | 31.6529 | 0 | 0 | 0 | 0 | 0 | 0 | 2015 | 7 | 84.7903 | 99 | 72 | 74.0175 | 152.4167 | 303.5 | 458.5 | 613.5 | 768.5 | 923.5 | 0 | 0 | 0 | 0 | 0 | 0 | 2015 | 7 | 85.2581 | 100 | 71 | 73.8884 | 166.7083 | 318 | 473 | 628 | 783 | 938 | 0 | 0 | 0 | 0 | 0 | 0 | 2015 | 7 | 84.5081 | 100 | 71 | 73.8441 | 144 | 294.75 | 449.75 | 604.75 | 759.75 | 914.75 | 0 | 0 | 0 | 0 | 0 | 0
2018 | 7 | 31 | 81.2167 | 1.707 | 6.2167 | 11.2167 | 16.2167 | 21.2167 | 26.2167 | 0 | 0 | 0 | 0 | 0 | 0 | 2018 | 7 | 31 | 80.4026 | 75.9722 | 87.1204 | 0.69437 | 5.4026 | 10.4026 | 15.4026 | 20.4026 | 25.4026 | 0 | 0 | 0 | 0 | 0 | 0 | 2015 | 8 | 83.7446 | 103 | 72 | 71.5806 | 121.4583 | 271.0833 | 426.0833 | 581.0833 | 736.0833 | 891.0833 | 0 | 0 | 0 | 0 | 0 | 0 | 2015 | 8 | 83.8199 | 104 | 70 | 71.6263 | 128.4583 | 273.4167 | 428.4167 | 583.4167 | 738.4167 | 893.4167 | 0 | 0 | 0 | 0 | 0 | 0 | 2015 | 8 | 83.1694 | 103 | 68 | 72.1277 | 109.25 | 253.25 | 408.25 | 563.25 | 718.25 | 873.25 | 0 | 0 | 0 | 0 | 0 | 0
2018 | 8 | 1 | 82.293 | 2.4347 | 7.293 | 12.293 | 17.293 | 22.293 | 27.293 | 0 | 0 | 0 | 0 | 0 | 0 | 2018 | 8 | 1 | 83.7082 | 68.0973 | 65.4354 | 3.7082 | 8.7082 | 13.7082 | 18.7082 | 23.7082 | 28.7082 | 0 | 0 | 0 | 0 | 0 | 0 | 2015 | 9 | 79.6181 | 94 | 64 | 69.8736 | 26.7917 | 142.625 | 288.5417 | 438.5417 | 588.5417 | 738.5417 | 0 | 0 | 0 | 0 | 0 | 0 | 2015 | 9 | 78.7556 | 95 | 59 | 69.6319 | 16.375 | 122.4583 | 262.6667 | 412.6667 | 562.6667 | 712.6667 | 0 | 0 | 0 | 0 | 0 | 0 | 2015 | 9 | 78.9236 | 94 | 61 | 70.6056 | 19.2083 | 123.3333 | 267.7083 | 417.7083 | 567.7083 | 717.7083 | 0 | 0 | 0 | 0 | 0 | 0
2018 | 8 | 2 | 84.407 | 4.407 | 9.407 | 14.407 | 19.407 | 24.407 | 29.407 | 0 | 0 | 0 | 0 | 0 | 0 | 2018 | 8 | 2 | 84.3193 | 68.4444 | 63.7475 | 4.3193 | 9.3193 | 14.3193 | 19.3193 | 24.3193 | 29.3193 | 0 | 0 | 0 | 0 | 0 | 0 | 2015 | 10 | 74.2433 | 93 | 57 | 60.7702 | 0.75 | 40.875 | 142.7083 | 286.5417 | 441.5417 | 596.5417 | 0 | 0 | 0 | 0 | 0 | 0 | 2015 | 10 | 72.7097 | 95 | 52 | 59.9489 | 0.33333 | 28.8333 | 109.7917 | 239.2917 | 394 | 549 | 0.29167 | 0 | 0 | 0 | 0 | 0 | 2015 | 10 | 72.961 | 94 | 52 | 61.8253 | 0.33333 | 26.2083 | 112.6667 | 246.7917 | 401.7917 | 556.7917 | 0 | 0 | 0 | 0 | 0 | 0
2018 | 8 | 3 | 83.9681 | 3.9681 | 8.9681 | 13.9681 | 18.9681 | 23.9681 | 28.9681 | 0 | 0 | 0 | 0 | 0 | 0 | 2018 | 8 | 3 | 84.2222 | 70.4445 | 67.0026 | 4.2222 | 9.2222 | 14.2222 | 19.2222 | 24.2222 | 29.2222 | 0 | 0 | 0 | 0 | 0 | 0 | 2015 | 11 | 65.2014 | 85 | 38 | 56.7944 | 0 | 6.375 | 33.0833 | 92.5 | 196.7083 | 323.0833 | 86.4583 | 40.6667 | 17.0417 | 4.0417 | 0 | 0 | 2015 | 11 | 62.5472 | 83 | 36 | 56.0292 | 0 | 1.875 | 21.3333 | 61.875 | 139.125 | 255.8333 | 135.4583 | 62.7083 | 29.4167 | 9.1667 | 0.625 | 0 | 2015 | 11 | 64.4667 | 86 | 33 | 56.9569 | 0 | 6.25 | 36.125 | 90.2917 | 189.9583 | 312.5417 | 106.2917 | 55.9583 | 28.5417 | 7.7917 | 0 | 0
2018 | 8 | 4 | 79.643 | 1.0792 | 4.7444 | 9.643 | 14.643 | 19.643 | 24.643 | 0 | 0 | 0 | 0 | 0 | 0 | 2018 | 8 | 4 | 80.5417 | 74.6528 | 83.286 | 0.55558 | 5.5417 | 10.5417 | 15.5417 | 20.5417 | 25.5417 | 0 | 0 | 0 | 0 | 0 | 0 | 2015 | 12 | 61.3535 | 83 | 41 | 52.2352 | 0 | 4.125 | 31.2083 | 77.0833 | 142.5417 | 233.125 | 190.125 | 100.5833 | 36.1667 | 6.5 | 0 | 0 | 2015 | 12 | 59.2043 | 83 | 37 | 51.9019 | 0 | 3 | 24.0833 | 62.5417 | 118.5417 | 197.4583 | 242.2083 | 143.2083 | 67.125 | 14.5 | 0.83333 | 0 | 2015 | 12 | 60.1868 | 84 | 37 | 52.8427 | 0 | 4.375 | 29.5417 | 70.625 | 134.4167 | 216.0833 | 219.8333 | 128.625 | 55.2917 | 12.5 | 0.75 | 0
2018 | 8 | 5 | 82.6958 | 2.7764 | 7.6958 | 12.6958 | 17.6958 | 22.6958 | 27.6958 | 0 | 0 | 0 | 0 | 0 | 0 | 2018 | 8 | 5 | 83.7916 | 74.4584 | 75.2152 | 3.7916 | 8.7916 | 13.7916 | 18.7916 | 23.7916 | 28.7916 | 0 | 0 | 0 | 0 | 0 | 0 | 2016 | 1 | 53.8347 | 77 | 35 | 42.7755 | 0 | 0 | 0 | 3.625 | 20.375 | 67.9583 | 349.75 | 211.5 | 104.0833 | 27.4167 | 0.41667 | 0 | 2016 | 1 | 52.043 | 78 | 33 | 42.0632 | 0 | 0 | 0 | 3.7083 | 17.7917 | 54.6667 | 405.375 | 264.4583 | 146.3333 | 55 | 8.0417 | 0 | 2016 | 1 | 52.7406 | 78 | 30 | 43.6371 | 0 | 0 | 0 | 2.7917 | 15 | 58.9167 | 382.8333 | 240.0417 | 128.9583 | 46.7917 | 4.9583 | 0
2018 | 8 | 6 | 83.1083 | 3.1361 | 8.1083 | 13.1083 | 18.1083 | 23.1083 | 28.1083 | 0 | 0 | 0 | 0 | 0 | 0 | 2018 | 8 | 6 | 83.9303 | 76.0001 | 78.6085 | 3.9303 | 8.9303 | 13.9303 | 18.9303 | 23.9303 | 28.9303 | 0 | 0 | 0 | 0 | 0 | 0 | 2016 | 2 | 60.3506 | 81 | 37 | 44.171 | 0 | 0 | 0 | 26.375 | 93.1667 | 181.375 | 161.2083 | 83 | 26.2083 | 2.7917 | 0 | 0 | 2016 | 2 | 59.3621 | 80 | 34 | 43.2644 | 0 | 0 | 0.29167 | 21.75 | 80.75 | 166.5833 | 185.25 | 99.25 | 40.0833 | 6.0417 | 0 | 0 | 2016 | 2 | 59.2759 | 80 | 33 | 45.9655 | 0 | 0 | 0 | 19.625 | 81.5417 | 167.5417 | 185.625 | 102.5417 | 43.5417 | 6.8333 | 0 | 0
2018 | 8 | 7 | 81.8208 | 2.0444 | 6.8208 | 11.8208 | 16.8208 | 21.8208 | 26.8208 | 0 | 0 | 0 | 0 | 0 | 0 | 2018 | 8 | 7 | 83.5554 | 75.9861 | 79.6817 | 3.5554 | 8.5554 | 13.5554 | 18.5554 | 23.5554 | 28.5554 | 0 | 0 | 0 | 0 | 0 | 0 | 2016 | 3 | 67.5363 | 88 | 42 | 58.0121 | 0 | 2.1667 | 33.9583 | 121.125 | 245.7083 | 390.2917 | 42.5 | 12.0833 | 1.6667 | 0 | 0 | 0 | 2016 | 3 | 65.2419 | 86 | 35 | 55.832 | 0 | 0.125 | 12.5833 | 83.0417 | 187.4167 | 326.0833 | 75.5417 | 24.9167 | 8.5833 | 0 | 0 | 0 | 2016 | 3 | 66.3548 | 85 | 37 | 57.3105 | 0 | 1.5 | 25.0417 | 101.75 | 217.4583 | 358.375 | 59.75 | 20.4583 | 6.375 | 0 | 0 | 0
2018 | 8 | 8 | 81.0194 | 1.6 | 6.0194 | 11.0194 | 16.0194 | 21.0194 | 26.0194 | 0 | 0 | 0 | 0 | 0 | 0 | 2018 | 8 | 8 | 82.6805 | 75.25 | 79.83 | 2.6805 | 7.6805 | 12.6805 | 17.6805 | 22.6805 | 27.6805 | 0 | 0 | 0 | 0 | 0 | 0 | 2016 | 4 | 71.3736 | 86 | 47 | 61.125 | 0 | 14.75 | 76.5417 | 196.5833 | 341.2083 | 491.2083 | 5.375 | 0 | 0 | 0 | 0 | 0 | 2016 | 4 | 69.025 | 85 | 42 | 59.6014 | 0 | 5.9583 | 42.0833 | 136.4583 | 271.9167 | 420.75 | 15.7083 | 1.1667 | 0 | 0 | 0 | 0 | 2016 | 4 | 69.7625 | 86 | 44 | 59.9167 | 0 | 11.9167 | 60.1667 | 156.7917 | 293.9167 | 442.875 | 13.9167 | 1.0417 | 0 | 0 | 0 | 0
2018 | 8 | 9 | 83.3875 | 3.4305 | 8.3875 | 13.3875 | 18.3875 | 23.3875 | 28.3875 | 0 | 0 | 0 | 0 | 0 | 0 | 2018 | 8 | 9 | 83.9443 | 76.0695 | 79.4009 | 3.9443 | 8.9443 | 13.9443 | 18.9443 | 23.9443 | 28.9443 | 0 | 0 | 0 | 0 | 0 | 0 | 2016 | 5 | 76.3051 | 89 | 59 | 67.289 | 6.4583 | 72.875 | 197.5833 | 350.4583 | 505.4583 | 660.4583 | 0 | 0 | 0 | 0 | 0 | 0 | 2016 | 5 | 73.6667 | 89 | 55 | 66.0228 | 1.4167 | 35.125 | 129.75 | 268.6667 | 423.6667 | 578.6667 | 0 | 0 | 0 | 0 | 0 | 0 | 2016 | 5 | 74.6465 | 89 | 53 | 66.1626 | 1.9167 | 47.25 | 154.4583 | 299.0417 | 454.0417 | 609.0417 | 0 | 0 | 0 | 0 | 0 | 0
2018 | 8 | 10 | 81.5778 | 1.8486 | 6.5778 | 11.5778 | 16.5778 | 21.5778 | 26.5778 | 0 | 0 | 0 | 0 | 0 | 0 | 2018 | 8 | 10 | 83.5276 | 75.5 | 79.0639 | 3.5276 | 8.5276 | 13.5276 | 18.5276 | 23.5276 | 28.5276 | 0 | 0 | 0 | 0 | 0 | 0 | 2016 | 6 | 81.9264 | 96 | 70 | 73.5458 | 80.7917 | 210.625 | 357.7917 | 507.7917 | 657.7917 | 807.7917 | 0 | 0 | 0 | 0 | 0 | 0 | 2016 | 6 | 80.9194 | 96 | 67 | 72.6861 | 71.0833 | 190.2917 | 327.5833 | 477.5833 | 627.5833 | 777.5833 | 0 | 0 | 0 | 0 | 0 | 0 | 2016 | 6 | 80.5917 | 95 | 70 | 72.15 | 47 | 171.0417 | 317.75 | 467.75 | 617.75 | 767.75 | 0 | 0 | 0 | 0 | 0 | 0
2018 | 8 | 11 | 80.5444 | 1.2972 | 5.5444 | 10.5444 | 15.5444 | 20.5444 | 25.5444 | 0 | 0 | 0 | 0 | 0 | 0 | 2018 | 8 | 11 | 81.4859 | 76.5278 | 86.1576 | 1.6387 | 6.4859 | 11.4859 | 16.4859 | 21.4859 | 26.4859 | 0 | 0 | 0 | 0 | 0 | 0 | 2016 | 7 | 85.3898 | 98 | 76 | 75.0081 | 168.2083 | 322.0833 | 477.0833 | 632.0833 | 787.0833 | 942.0833 | 0 | 0 | 0 | 0 | 0 | 0 | 2016 | 7 | 85.9126 | 98 | 73 | 73.9745 | 183.4167 | 338.2917 | 493.2917 | 648.2917 | 803.2917 | 958.2917 | 0 | 0 | 0 | 0 | 0 | 0 | 2016 | 7 | 83.8078 | 96 | 73 | 73.3266 | 120.3333 | 273.0417 | 428.0417 | 583.0417 | 738.0417 | 893.0417 | 0 | 0 | 0 | 0 | 0 | 0
2018 | 8 | 12 | 83.7153 | 3.7333 | 8.7153 | 13.7153 | 18.7153 | 23.7153 | 28.7153 | 0 | 0 | 0 | 0 | 0 | 0 | 2018 | 8 | 12 | 84.0971 | 75.7084 | 77.5074 | 4.0971 | 9.0971 | 14.0971 | 19.0971 | 24.0971 | 29.0971 | 0 | 0 | 0 | 0 | 0 | 0 | 2016 | 8 | 83.4247 | 98 | 74 | 75.0672 | 112.2083 | 261.1667 | 416.1667 | 571.1667 | 726.1667 | 881.1667 | 0 | 0 | 0 | 0 | 0 | 0 | 2016 | 8 | 83.0887 | 100 | 73 | 74.1532 | 115.5 | 250.75 | 405.75 | 560.75 | 715.75 | 870.75 | 0 | 0 | 0 | 0 | 0 | 0 | 2016 | 8 | 81.8737 | 97 | 72 | 73.328 | 71.125 | 213.0833 | 368.0833 | 523.0833 | 678.0833 | 833.0833 | 0 | 0 | 0 | 0 | 0 | 0
2018 | 8 | 13 | 85.557 | 5.557 | 10.557 | 15.557 | 20.557 | 25.557 | 30.557 | 0 | 0 | 0 | 0 | 0 | 0 | 2018 | 8 | 13 | 85.3472 | 75.4861 | 74.5764 | 5.3472 | 10.3472 | 15.3472 | 20.3472 | 25.3472 | 30.3472 | 0 | 0 | 0 | 0 | 0 | 0 | 2016 | 9 | 81.9333 | 96 | 62 | 72.6097 | 80.5417 | 211.9583 | 358 | 508 | 658 | 808 | 0 | 0 | 0 | 0 | 0 | 0 | 2016 | 9 | 80.825 | 96 | 58 | 72.0125 | 58.3333 | 183.2083 | 326 | 474.75 | 624.75 | 774.75 | 0 | 0 | 0 | 0 | 0 | 0 | 2016 | 9 | 79.8736 | 95 | 56 | 71.0153 | 33.625 | 157.0417 | 299.0833 | 446.2083 | 596.2083 | 746.2083 | 0 | 0 | 0 | 0 | 0 | 0
2018 | 8 | 14 | 85.2528 | 5.2528 | 10.2528 | 15.2528 | 20.2528 | 25.2528 | 30.2528 | 0 | 0 | 0 | 0 | 0 | 0 | 2018 | 8 | 14 | 85.2499 | 74.8889 | 73.7177 | 5.2499 | 10.2499 | 15.2499 | 20.2499 | 25.2499 | 30.2499 | 0 | 0 | 0 | 0 | 0 | 0 | 2016 | 10 | 75.8226 | 91 | 54 | 64.9086 | 7.0417 | 71.7917 | 191.1667 | 336.4167 | 490.5 | 645.5 | 0.91667 | 0 | 0 | 0 | 0 | 0 | 2016 | 10 | 74.0363 | 92 | 49 | 63.8091 | 1.4167 | 48.0417 | 142.6667 | 283.0417 | 435.125 | 590.125 | 2.9167 | 0 | 0 | 0 | 0 | 0 | 2016 | 10 | 73.9583 | 92 | 49 | 62.8387 | 0 | 42.9583 | 142.5833 | 281.0833 | 432.7083 | 587.7083 | 3.375 | 0 | 0 | 0 | 0 | 0
2018 | 8 | 15 | 85.9695 | 5.9695 | 10.9695 | 15.9695 | 20.9695 | 25.9695 | 30.9695 | 0 | 0 | 0 | 0 | 0 | 0 | 2018 | 8 | 15 | 85.5138 | 76.4306 | 76.3385 | 5.5138 | 10.5138 | 15.5138 | 20.5138 | 25.5138 | 30.5138 | 0 | 0 | 0 | 0 | 0 | 0 | 2016 | 11 | 68.2653 | 86 | 40 | 57.4653 | 0 | 11.6667 | 50.4583 | 133.75 | 260.7083 | 400.7083 | 35.7917 | 12.75 | 2.75 | 0 | 0 | 0 | 2016 | 11 | 66.5986 | 86 | 37 | 56.2 | 0 | 3.0417 | 29.5417 | 102.375 | 213.8333 | 353.0417 | 54.4167 | 15.875 | 5.0833 | 0 | 0 | 0 | 2016 | 11 | 66.4069 | 86 | 36 | 58.4736 | 0 | 4.0833 | 33.75 | 99.0417 | 211.125 | 349.625 | 56.8333 | 18.9167 | 7.4167 | 0 | 0 | 0
2018 | 8 | 16 | 86.1043 | 6.1043 | 11.1043 | 16.1043 | 21.1043 | 26.1043 | 31.1043 | 0 | 0 | 0 | 0 | 0 | 0 | 2018 | 8 | 16 | 85.7361 | 77 | 77.0458 | 5.7361 | 10.7361 | 15.7361 | 20.7361 | 25.7361 | 30.7361 | 0 | 0 | 0 | 0 | 0 | 0 | 2016 | 12 | 60.3965 | 82 | 32 | 51.086 | 0 | 0 | 23.5417 | 72.375 | 143.875 | 233.2083 | 215.0833 | 131.5833 | 65.9167 | 28.6667 | 10.3333 | 0.45833 | 2016 | 12 | 58.9073 | 82 | 30 | 49.4583 | 0 | 0.41667 | 22.2917 | 65.25 | 128.875 | 211.5 | 254.125 | 162.75 | 90.375 | 40.25 | 14.75 | 3 | 2016 | 12 | 58.875 | 82 | 30 | 51.6223 | 0 | 0 | 19.5833 | 58.6667 | 123.2917 | 206 | 248.5417 | 158.1667 | 85.875 | 40.5 | 16.75 | 5.5
2018 | 8 | 17 | 86.5376 | 6.5376 | 11.5376 | 16.5376 | 21.5376 | 26.5376 | 31.5376 | 0 | 0 | 0 | 0 | 0 | 0 | 2018 | 8 | 17 | 86.3611 | 75.9167 | 73.5578 | 6.3611 | 11.3611 | 16.3611 | 21.3611 | 26.3611 | 31.3611 | 0 | 0 | 0 | 0 | 0 | 0 | 2017 | 1 | 60.3589 | 81 | 23 | 49.328 | 0 | 0 | 3.125 | 51.8333 | 135.125 | 243.875 | 195.7083 | 124 | 77.75 | 43.8333 | 28.5 | 13.5 | 2017 | 1 | 59.5847 | 81 | 21 | 48.3266 | 0 | 0 | 7.0417 | 49.125 | 127.75 | 233 | 217 | 140.625 | 90.875 | 51.8333 | 31.9583 | 16.9583 | 2017 | 1 | 58.8683 | 82 | 20 | 49.8226 | 0 | 0 | 5.625 | 44.375 | 115.9583 | 216.3333 | 234.4583 | 151.0417 | 96.4167 | 54.1667 | 33.5 | 18.5
2018 | 8 | 18 | 87.0431 | 7.0431 | 12.0431 | 17.0431 | 22.0431 | 27.0431 | 32.0431 | 0 | 0 | 0 | 0 | 0 | 0 | 2018 | 8 | 18 | 86.4722 | 76.375 | 74.145 | 6.4722 | 11.4722 | 16.4722 | 21.4722 | 26.4722 | 31.4722 | 0 | 0 | 0 | 0 | 0 | 0 | 2017 | 2 | 66.3229 | 86 | 44 | 56.442 | 0 | 0 | 32.3333 | 99.7083 | 199.7083 | 317.6667 | 62.6667 | 22.6667 | 0.625 | 0 | 0 | 0 | 2017 | 2 | 66.0104 | 87 | 42 | 55.125 | 0 | 2.5 | 36.1667 | 104.0417 | 197.7083 | 311.0417 | 75.75 | 29.4167 | 2.75 | 0 | 0 | 0 | 2017 | 2 | 65.2217 | 86 | 39 | 57.0223 | 0 | 0.25 | 26.25 | 87.5417 | 178.25 | 291.7083 | 81.3333 | 32.0417 | 5.5 | 0 | 0 | 0
2018 | 8 | 19 | 87.2501 | 7.2501 | 12.2501 | 17.2501 | 22.2501 | 27.2501 | 32.2501 | 0 | 0 | 0 | 0 | 0 | 0 | 2018 | 8 | 19 | 87.1528 | 75.5139 | 71.1116 | 7.1528 | 12.1528 | 17.1528 | 22.1528 | 27.1528 | 32.1528 | 0 | 0 | 0 | 0 | 0 | 0 | 2017 | 3 | 68.1922 | 84 | 46 | 58.1841 | 0 | 1.875 | 44.625 | 147.4167 | 267.8333 | 408.9583 | 48.4583 | 13.875 | 0 | 0 | 0 | 0 | 2017 | 3 | 68.1022 | 86 | 43 | 56.9946 | 0 | 2.0833 | 53.5833 | 153.25 | 272.9167 | 406.5833 | 57.0833 | 21.75 | 0.41667 | 0 | 0 | 0 | 2017 | 3 | 68.1653 | 86 | 42 | 58.8831 | 0 | 4.8333 | 52.2917 | 153.0417 | 274.0417 | 409 | 54.9167 | 20.9167 | 0.875 | 0 | 0 | 0
2018 | 8 | 20 | 86.8529 | 6.8529 | 11.8529 | 16.8529 | 21.8529 | 26.8529 | 31.8529 | 0 | 0 | 0 | 0 | 0 | 0 | 2018 | 8 | 20 | 86.4584 | 76.5139 | 74.137 | 6.4584 | 11.4584 | 16.4584 | 21.4584 | 26.4584 | 31.4584 | 0 | 0 | 0 | 0 | 0 | 0 | 2017 | 4 | 71.8486 | 90 | 51 | 61.1583 | 0 | 15.625 | 83.7083 | 206.875 | 355.4583 | 505.4583 | 1.4167 | 0 | 0 | 0 | 0 | 0 | 2017 | 4 | 71.8833 | 90 | 51 | 60.3014 | 1.9167 | 19.875 | 87.5417 | 208.8333 | 356.5 | 506.5 | 2.3333 | 0 | 0 | 0 | 0 | 0 | 2017 | 4 | 72.5042 | 91 | 48 | 62.1889 | 2.5833 | 25.4583 | 105.9167 | 228.9583 | 375.125 | 525.125 | 3.8333 | 0 | 0 | 0 | 0 | 0
2018 | 8 | 21 | 87.5237 | 7.5237 | 12.5237 | 17.5237 | 22.5237 | 27.5237 | 32.5237 | 0 | 0 | 0 | 0 | 0 | 0 | 2018 | 8 | 21 | 87.5277 | 76.2778 | 72.3547 | 7.5277 | 12.5277 | 17.5277 | 22.5277 | 27.5277 | 32.5277 | 0 | 0 | 0 | 0 | 0 | 0 | 2017 | 5 | 76.129 | 89 | 54 | 64.168 | 10 | 69.375 | 194.25 | 345 | 500 | 655 | 0 | 0 | 0 | 0 | 0 | 0 | 2017 | 5 | 76.1882 | 93 | 51 | 63.6331 | 16.9583 | 76.8333 | 196.9583 | 346.8333 | 501.8333 | 656.8333 | 0 | 0 | 0 | 0 | 0 | 0 | 2017 | 5 | 76.7285 | 91 | 52 | 65.5094 | 16.7083 | 89.5 | 216.9583 | 363.5833 | 518.5833 | 673.5833 | 0 | 0 | 0 | 0 | 0 | 0
2018 | 8 | 22 | 87.9834 | 7.9834 | 12.9834 | 17.9834 | 22.9834 | 27.9834 | 32.9834 | 0 | 0 | 0 | 0 | 0 | 0 | 2018 | 8 | 22 | 88.1527 | 75.6666 | 69.4993 | 8.1527 | 13.1527 | 18.1527 | 23.1527 | 28.1527 | 33.1527 | 0 | 0 | 0 | 0 | 0 | 0 | 2017 | 6 | 81.6333 | 95 | 69 | 72.3194 | 66.9583 | 199 | 349 | 499 | 649 | 799 | 0 | 0 | 0 | 0 | 0 | 0 | 2017 | 6 | 81.1778 | 96 | 68 | 71.8431 | 61.5417 | 185.4583 | 335.3333 | 485.3333 | 635.3333 | 785.3333 | 0 | 0 | 0 | 0 | 0 | 0 | 2017 | 6 | 82.2458 | 96 | 69 | 73.0764 | 77.125 | 217.375 | 367.375 | 517.375 | 667.375 | 817.375 | 0 | 0 | 0 | 0 | 0 | 0
2018 | 8 | 23 | 86.6612 | 6.6612 | 11.6612 | 16.6612 | 21.6612 | 26.6612 | 31.6612 | 0 | 0 | 0 | 0 | 0 | 0 | 2018 | 8 | 23 | 86.3749 | 75.2639 | 71.8285 | 6.3749 | 11.3749 | 16.3749 | 21.3749 | 26.3749 | 31.3749 | 0 | 0 | 0 | 0 | 0 | 0 | 2017 | 7 | 85.6102 | 102 | 75 | 73.7608 | 173.9167 | 328.9167 | 483.9167 | 638.9167 | 793.9167 | 948.9167 | 0 | 0 | 0 | 0 | 0 | 0 | 2017 | 7 | 84.3884 | 99 | 72 | 73.578 | 138.4167 | 291.0417 | 446.0417 | 601.0417 | 756.0417 | 911.0417 | 0 | 0 | 0 | 0 | 0 | 0 | 2017 | 7 | 84.6478 | 99 | 73 | 74.7339 | 144.0833 | 299.0833 | 454.0833 | 609.0833 | 764.0833 | 919.0833 | 0 | 0 | 0 | 0 | 0 | 0
2018 | 8 | 24 | 85.7681 | 5.7681 | 10.7681 | 15.7681 | 20.7681 | 25.7681 | 30.7681 | 0 | 0 | 0 | 0 | 0 | 0 | 2018 | 8 | 24 | 85.5 | 74.2223 | 71.2838 | 5.5 | 10.5 | 15.5 | 20.5 | 25.5 | 30.5 | 0 | 0 | 0 | 0 | 0 | 0 | 2017 | 8 | 84.6976 | 99 | 73 | 73.6142 | 157.4583 | 301.0833 | 455.625 | 610.625 | 765.625 | 920.625 | 0 | 0 | 0 | 0 | 0 | 0 | 2017 | 8 | 82.6062 | 98 | 71 | 73.6358 | 109.2917 | 240.5833 | 390.7917 | 545.7917 | 700.7917 | 855.7917 | 0 | 0 | 0 | 0 | 0 | 0 | 2017 | 8 | 83.3293 | 97 | 72 | 74.4435 | 117.0833 | 259.7083 | 413.2083 | 568.2083 | 723.2083 | 878.2083 | 0 | 0 | 0 | 0 | 0 | 0
2018 | 8 | 25 | 86.3945 | 6.3945 | 11.3945 | 16.3945 | 21.3945 | 26.3945 | 31.3945 | 0 | 0 | 0 | 0 | 0 | 0 | 2018 | 8 | 25 | 85.9305 | 75.1251 | 72.2848 | 5.9305 | 10.9305 | 15.9305 | 20.9305 | 25.9305 | 30.9305 | 0 | 0 | 0 | 0 | 0 | 0 | 2017 | 9 | 81.2611 | 95 | 65 | 68.2125 | 58.7083 | 187.8333 | 337.8333 | 487.8333 | 637.8333 | 787.8333 | 0 | 0 | 0 | 0 | 0 | 0 | 2017 | 9 | 78.7444 | 93 | 61 | 68.2222 | 15.625 | 120.625 | 262.3333 | 412.3333 | 562.3333 | 712.3333 | 0 | 0 | 0 | 0 | 0 | 0 | 2017 | 9 | 79.8694 | 96 | 60 | 68.9861 | 39.125 | 153.375 | 296.0833 | 446.0833 | 596.0833 | 746.0833 | 0 | 0 | 0 | 0 | 0 | 0
2018 | 8 | 26 | 85.0764 | 5.0764 | 10.0764 | 15.0764 | 20.0764 | 25.0764 | 30.0764 | 0 | 0 | 0 | 0 | 0 | 0 | 2018 | 8 | 26 | 85.125 | 76.0278 | 76.0576 | 5.125 | 10.125 | 15.125 | 20.125 | 25.125 | 30.125 | 0 | 0 | 0 | 0 | 0 | 0 | 2017 | 10 | 74.3831 | 94 | 41 | 59.7446 | 22.125 | 95.125 | 190.0417 | 312.6667 | 456.2083 | 602.1667 | 21.7917 | 10.3333 | 1.2917 | 0 | 0 | 0 | 2017 | 10 | 71.4825 | 94 | 36 | 59.8548 | 4.8333 | 50.8333 | 132.4167 | 237.0417 | 370 | 515 | 36.0833 | 14.0417 | 4.0417 | 0 | 0 | 0 | 2017 | 10 | 72.3602 | 95 | 37 | 59.9825 | 10.4167 | 70.8333 | 156.875 | 265.875 | 399.75 | 544.6667 | 37.7083 | 16.5833 | 6.5 | 0.16667 | 0 | 0
2018 | 8 | 27 | 84.8959 | 4.8959 | 9.8959 | 14.8959 | 19.8959 | 24.8959 | 29.8959 | 0 | 0 | 0 | 0 | 0 | 0 | 2018 | 8 | 27 | 84.9722 |  |  | 4.9722 | 9.9722 | 14.9722 | 19.9722 | 24.9722 | 29.9722 | 0 | 0 | 0 | 0 | 0 | 0 | 2017 | 11 | 67.2833 | 89 | 42 | 58.6 | 0 | 26.1667 | 69.7917 | 135.7917 | 239.625 | 371.25 | 67.2917 | 21.125 | 2.75 | 0 | 0 | 0 | 2017 | 11 | 66.4958 | 88 | 39 | 57.4222 | 0 | 21.9167 | 67.2083 | 130.0833 | 223.5 | 349.0833 | 85.2083 | 28.625 | 4.2083 | 0 | 0 | 0 | 2017 | 11 | 67.8444 | 90 | 41 | 57.5125 | 0 | 23.0417 | 74.4167 | 152.4583 | 256.3333 | 388.5 | 67.125 | 21 | 3.1667 | 0 | 0 | 0
2018 | 8 | 28 | 84.6542 | 4.6542 | 9.6542 | 14.6542 | 19.6542 | 24.6542 | 29.6542 | 0 | 0 | 0 | 0 | 0 | 0 | 2018 | 8 | 28 | 84.5 |  |  | 4.5 | 9.5 | 14.5 | 19.5 | 24.5 | 29.5 | 0 | 0 | 0 | 0 | 0 | 0 | 2017 | 12 | 54.2554 | 80 | 30 | 47.0309 | 0 | 0 | 4.2917 | 23.125 | 64.0417 | 116 | 356.2083 | 242.125 | 139.0833 | 61.7083 | 18.8333 | 4.5417 | 2017 | 12 | 53.7177 | 81 | 30 | 45.6398 | 0 | 0 | 5.0833 | 23.6667 | 60.2083 | 112.2083 | 373.4167 | 254.9583 | 151.9583 | 67.0417 | 19.75 | 4.5833 | 2017 | 12 | 54.6559 | 81 | 32 | 46.1129 | 0 | 0 | 7.25 | 28 | 70.9583 | 123 | 348.6667 | 236.625 | 133.6667 | 55.2083 | 14.0417 | 3.7083
2018 | 8 | 29 | 77.9791 | 0.48473 | 3.1028 | 7.9791 | 12.9791 | 17.9791 | 22.9791 | 0 | 0 | 0 | 0 | 0 | 0 | 2018 | 8 | 29 | 80.0555 |  |  | 0.36107 | 5.0555 | 10.0555 | 15.0555 | 20.0555 | 25.0555 | 0 | 0 | 0 | 0 | 0 | 0
2018 | 8 | 30 | 81.3264 | 1.7125 | 6.3264 | 11.3264 | 16.3264 | 21.3264 | 26.3264 | 0 | 0 | 0 | 0 | 0 | 0 | 2018 | 8 | 30 | 82.75 |  |  | 2.75 | 7.75 | 12.75 | 17.75 | 22.75 | 27.75 | 0 | 0 | 0 | 0 | 0 | 0 | Year | Month | AvgDB | MaxDB | MinDB | AvgDP | CDD80 | CDD75 | CDD70 | CDD65 | CDD60 | CDD55 | HDD65 | HDD60 | HDD55 | HDD50 | HDD45 | HDD40 | Year | Month | AvgDB | MaxDB | MinDB | AvgDP | CDD80 | CDD75 | CDD70 | CDD65 | CDD60 | CDD55 | HDD65 | HDD60 | HDD55 | HDD50 | HDD45 | HDD40 | Year | Month | AvgDB | MaxDB | MinDB | AvgDP | CDD80 | CDD75 | CDD70 | CDD65 | CDD60 | CDD55 | HDD65 | HDD60 | HDD55 | HDD50 | HDD45 | HDD40
2018 | 8 | 31 | 84.8014 | 4.8014 | 9.8014 | 14.8014 | 19.8014 | 24.8014 | 29.8014 | 0 | 0 | 0 | 0 | 0 | 0 | 2018 | 8 | 31 | 84.5694 |  |  | 4.5694 | 9.5694 | 14.5694 | 19.5694 | 24.5694 | 29.5694 | 0 | 0 | 0 | 0 | 0 | 0 | Normal | 1 | 55.1808 | 78.5 | 30.75 | 44.9481 | 0 | 0 | 2.1604 | 19.55 | 59.6854 | 123.4042 | 323.9458 | 209.0813 | 117.8 | 54.2854 | 20.3771 | 6.5 | Normal | 1 | 53.8082 | 78.3 | 28.3 | 43.5831 | 0 | 0 | 2.5125 | 17.8542 | 53.1708 | 109.075 | 364.8 | 245.1167 | 146.0208 | 72.1958 | 28.1021 | 9.1604 | Normal | 1 | 54.2327 | 78.5 | 28.15 | 44.7807 | 0 | 0 | 2.7896 | 19.0958 | 55.439 | 114.2551 | 352.8815 | 234.2246 | 138.0408 | 67.0967 | 25.7187 | 8.8146
2018 | 9 | 1 | 83.1861 | 3.2111 | 8.1861 | 13.1861 | 18.1861 | 23.1861 | 28.1861 | 0 | 0 | 0 | 0 | 0 | 0 | 2018 | 9 | 1 | 82.7637 |  |  | 2.7637 | 7.7637 | 12.7637 | 17.7637 | 22.7637 | 27.7637 | 0 | 0 | 0 | 0 | 0 | 0 | Normal | 2 | 58.1273 | 79.7 | 34.75 | 48.0396 | 0 | 0 | 4.8792 | 29.9187 | 80.3167 | 156.8458 | 223.6583 | 132.8062 | 68.0854 | 29.3896 | 9.7021 | 2.4125 | Normal | 2 | 56.8613 | 80.15 | 31.95 | 46.7018 | 0 | 0.125 | 5.3813 | 27.6708 | 72.0333 | 139.4604 | 257.1375 | 160.25 | 86.4271 | 38.95 | 14.0104 | 3.6021 | Normal | 2 | 57.4297 | 79.8 | 31.95 | 47.9676 | 0 | 0.0125 | 4.7792 | 29.0076 | 77.1034 | 150.193 | 242.3875 | 149.2333 | 81.0729 | 36.925 | 13.7708 | 3.7042
2018 | 9 | 2 | 79.4944 | 0.47775 | 4.4944 | 9.4944 | 14.4944 | 19.4944 | 24.4944 | 0 | 0 | 0 | 0 | 0 | 0 | 2018 | 9 | 2 | 79.1805 |  |  | 0.083325 | 4.1805 | 9.1805 | 14.1805 | 19.1805 | 24.1805 | 0 | 0 | 0 | 0 | 0 | 0 | Normal | 3 | 64.1062 | 83.65 | 39.15 | 53.8112 | 0 | 0.44792 | 20.2021 | 79.1896 | 174.6604 | 299.6063 | 106.8979 | 47.3688 | 17.3146 | 5.1479 | 1.7521 | 0.62708 | Normal | 3 | 63.1374 | 84.2 | 35.5 | 52.6534 | 0 | 0.55833 | 20 | 73.1542 | 161.15 | 278.5542 | 130.8958 | 63.8917 | 26.2958 | 7.9854 | 2.4604 | 0.91875 | Normal | 3 | 63.5376 | 83.6 | 35.65 | 53.7615 | 0 | 1.1729 | 21.1729 | 76.8416 | 168.0041 | 287.0433 | 122.1766 | 58.3391 | 22.3783 | 6.5625 | 1.9854 | 0.6625
2018 | 9 | 3 | 78.1069 | 0.18748 | 3.1222 | 8.1069 | 13.1069 | 18.1069 | 23.1069 | 0 | 0 | 0 | 0 | 0 | 0 | 2018 | 9 | 3 | 77.5832 |  |  | 0 | 2.5832 | 7.5832 | 12.5832 | 17.5832 | 22.5832 | 0 | 0 | 0 | 0 | 0 | 0 | Normal | 4 | 70.6424 | 87.2 | 47.55 | 60.0529 | 0.17083 | 12.8396 | 75.2063 | 186.6271 | 323.9688 | 470.4229 | 17.3542 | 4.6958 | 1.15 | 0.34167 | 0 | 0 | Normal | 4 | 70.0158 | 87.85 | 44.45 | 59.1747 | 0.57083 | 15.1583 | 73.8042 | 177.0104 | 307.7417 | 451.9792 | 26.5354 | 7.2667 | 1.5042 | 0.42917 | 0.020833 | 0 | Normal | 4 | 70.2833 | 87.7 | 44.15 | 60.1494 | 0.41667 | 15.3229 | 76.1 | 181.3313 | 315.3896 | 460.0833 | 22.8333 | 6.8917 | 1.5854 | 0.375 | 0 | 0
2018 | 9 | 4 | 80.7819 | 1.2472 | 5.7819 | 10.7819 | 15.7819 | 20.7819 | 25.7819 | 0 | 0 | 0 | 0 | 0 | 0 | 2018 | 9 | 4 | 80.9304 |  |  | 0.98601 | 5.9304 | 10.9304 | 15.9304 | 20.9304 | 25.9304 | 0 | 0 | 0 | 0 | 0 | 0 | Normal | 5 | 76.9974 | 91.85 | 57.45 | 66.7499 | 12.3125 | 91.0271 | 222.9146 | 372.6625 | 527.0688 | 681.9208 | 0.74167 | 0.14792 | 0 | 0 | 0 | 0 | Normal | 5 | 76.5894 | 93.1 | 54.35 | 65.9443 | 15.5896 | 88.6208 | 212.8979 | 360.4083 | 514.4479 | 669.2729 | 1.1354 | 0.175 | 0 | 0 | 0 | 0 | Normal | 5 | 76.7762 | 93.1 | 54.25 | 66.7263 | 12.7729 | 89.7458 | 218.2354 | 366.5604 | 520.3042 | 675.0625 | 1.4979 | 0.24167 | 0 | 0 | 0 | 0
2018 | 9 | 5 | 83.5153 | 3.5153 | 8.5153 | 13.5153 | 18.5153 | 23.5153 | 28.5153 | 0 | 0 | 0 | 0 | 0 | 0 | 2018 | 9 | 5 | 82.8056 |  |  | 2.8056 | 7.8056 | 12.8056 | 17.8056 | 22.8056 | 27.8056 | 0 | 0 | 0 | 0 | 0 | 0 | Normal | 6 | 82.2089 | 96.2 | 69.55 | 72.1692 | 77.7521 | 216.5104 | 366.2667 | 516.2667 | 666.2667 | 816.2667 | 0 | 0 | 0 | 0 | 0 | 0 | Normal | 6 | 82.1007 | 97.45 | 67.75 | 71.5608 | 80.425 | 213.9417 | 363.0208 | 513.0208 | 663.0208 | 813.0208 | 0 | 0 | 0 | 0 | 0 | 0 | Normal | 6 | 82.0007 | 97.05 | 67.85 | 72.1872 | 72.5083 | 210.5083 | 360.0208 | 510.0208 | 660.0208 | 810.0208 | 0 | 0 | 0 | 0 | 0 | 0
2018 | 9 | 6 | 81.2722 | 1.5194 | 6.2722 | 11.2722 | 16.2722 | 21.2722 | 26.2722 | 0 | 0 | 0 | 0 | 0 | 0 | 2018 | 9 | 6 | 81.9446 |  |  | 1.9446 | 6.9446 | 11.9446 | 16.9446 | 21.9446 | 26.9446 | 0 | 0 | 0 | 0 | 0 | 0 | Normal | 7 | 83.3725 | 97.2 | 73 | 73.6175 | 109.9333 | 259.5479 | 414.5479 | 569.5479 | 724.5479 | 879.5479 | 0 | 0 | 0 | 0 | 0 | 0 | Normal | 7 | 83.5811 | 98.05 | 71.3 | 73.0833 | 118.2354 | 266.0146 | 421.0146 | 576.0146 | 731.0146 | 886.0146 | 0 | 0 | 0 | 0 | 0 | 0 | Normal | 7 | 83.1898 | 98.3 | 71.35 | 73.5048 | 105.5125 | 253.8833 | 408.8833 | 563.8833 | 718.8833 | 873.8833 | 0 | 0 | 0 | 0 | 0 | 0
2018 | 9 | 7 | 82.9666 | 2.9861 | 7.9666 | 12.9666 | 17.9666 | 22.9666 | 27.9666 | 0 | 0 | 0 | 0 | 0 | 0 | 2018 | 9 | 7 | 82.6666 |  |  | 2.6666 | 7.6666 | 12.6666 | 17.6666 | 22.6666 | 27.6666 | 0 | 0 | 0 | 0 | 0 | 0 | Normal | 8 | 83.8819 | 99.4 | 72.6 | 73.4638 | 125.9104 | 275.4458 | 430.3375 | 585.3375 | 740.3375 | 895.3375 | 0 | 0 | 0 | 0 | 0 | 0 | Normal | 8 | 83.8891 | 100.85 | 70.9 | 72.7909 | 129.6625 | 275.9646 | 430.5625 | 585.5625 | 740.5625 | 895.5625 | 0 | 0 | 0 | 0 | 0 | 0 | Normal | 8 | 83.4522 | 100.25 | 70.5 | 73.4132 | 114.7354 | 262.2458 | 417.0187 | 572.0187 | 727.0187 | 882.0188 | 0 | 0 | 0 | 0 | 0 | 0
2018 | 9 | 8 | 82.2611 | 2.3208 | 7.2611 | 12.2611 | 17.2611 | 22.2611 | 27.2611 | 0 | 0 | 0 | 0 | 0 | 0 | 2018 | 9 | 8 | 82.486 |  |  | 2.486 | 7.486 | 12.486 | 17.486 | 22.486 | 27.486 | 0 | 0 | 0 | 0 | 0 | 0 | Normal | 9 | 79.9945 | 95.65 | 63.6 | 69.4583 | 44.95 | 159.5125 | 301.5 | 449.9458 | 599.8354 | 749.8354 | 0.11042 | 0 | 0 | 0 | 0 | 0 | Normal | 9 | 79.0951 | 96.5 | 60.1 | 68.6978 | 34.9208 | 138.225 | 277.1333 | 423.4167 | 572.8708 | 722.8542 | 0.5625 | 0.016667 | 0 | 0 | 0 | 0 | Normal | 9 | 79.2693 | 96.75 | 59.9 | 69.3124 | 38.0308 | 142.3475 | 281.1558 | 428.2496 | 578.0787 | 728.0787 | 0.17083 | 0 | 0 | 0 | 0 | 0
2018 | 9 | 9 | 78.4278 | 0.11527 | 3.4486 | 8.4278 | 13.4278 | 18.4278 | 23.4278 | 0 | 0 | 0 | 0 | 0 | 0 | 2018 | 9 | 9 | 78.0555 |  |  | 0 | 3.0555 | 8.0555 | 13.0555 | 18.0555 | 23.0555 | 0 | 0 | 0 | 0 | 0 | 0 | Normal | 10 | 72.289 | 90.6 | 48.7 | 61.4618 | 5.65 | 41.9604 | 124.8208 | 245.6167 | 385.6896 | 536.6521 | 19.6583 | 4.7312 | 0.69375 | 0.079167 | 0 | 0 | Normal | 10 | 71.0459 | 91.55 | 46 | 60.6437 | 4.1854 | 34.1979 | 105.5104 | 215.5979 | 350.4542 | 498.5417 | 28.175 | 8.0313 | 1.1187 | 0.14167 | 0 | 0 | Normal | 10 | 71.4252 | 91.65 | 44.65 | 61.3319 | 3.7854 | 37.5854 | 113.6958 | 226.5187 | 362.3542 | 510.9 | 27.3375 | 8.1729 | 1.7187 | 0.23125 | 0 | 0
2018 | 9 | 10 | 77.1305 | 0.0083325 | 2.2069 | 7.1305 | 12.1305 | 17.1305 | 22.1305 | 0 | 0 | 0 | 0 | 0 | 0 | 2018 | 9 | 10 | 76.7638 |  |  | 0 | 1.7638 | 6.7638 | 11.7638 | 16.7638 | 21.7638 | 0 | 0 | 0 | 0 | 0 | 0 | Normal | 11 | 63.5191 | 84.45 | 38.2 | 53.6282 | 0 | 3.3125 | 25.8312 | 78.6417 | 165.6812 | 278.3646 | 123.0687 | 60.1083 | 22.7917 | 6.9813 | 1.5167 | 0.0125 | Normal | 11 | 62.0494 | 84.5 | 36 | 52.5449 | 0 | 2.5021 | 20.5958 | 63.975 | 138.8396 | 243.7542 | 152.4938 | 77.3583 | 32.2729 | 10.4563 | 2.2021 | 0.13542 | Normal | 11 | 62.7018 | 85.2 | 35.35 | 53.3086 | 0 | 2.7938 | 24.3521 | 73.6667 | 154.7687 | 262.408 | 142.6135 | 73.7156 | 31.3548 | 9.9008 | 2.1688 | 0.079167
2018 | 9 | 11 | 76.1541 | 0 | 1.4583 | 6.1541 | 11.1541 | 16.1541 | 21.1541 | 0 | 0 | 0 | 0 | 0 | 0 | 2018 | 9 | 11 | 76.6249 |  |  | 0 | 1.6249 | 6.6249 | 11.6249 | 16.6249 | 21.6249 | 0 | 0 | 0 | 0 | 0 | 0 | Normal | 12 | 56.3465 | 79.95 | 32.95 | 46.6765 | 0 | 0.25417 | 7.5063 | 31.9437 | 77.5188 | 143.6229 | 300.2021 | 190.7771 | 101.8813 | 41.9333 | 12.4146 | 2.45 | Normal | 12 | 54.6886 | 79.85 | 30.5 | 45.6436 | 0 | 0.19583 | 6.6354 | 27.45 | 65.5625 | 122.7229 | 347.1021 | 230.2146 | 132.375 | 59.4083 | 19.3333 | 4.2146 | Normal | 12 | 55.3543 | 80.15 | 29.6 | 46.3378 | 0 | 0.24583 | 7.2099 | 29.4091 | 70.9432 | 132.0933 | 328.4255 | 214.9596 | 121.1096 | 53.8701 | 17.5901 | 4.0681
2018 | 9 | 12 | 80.2583 | 0.85414 | 5.2583 | 10.2583 | 15.2583 | 20.2583 | 25.2583 | 0 | 0 | 0 | 0 | 0 | 0 | 2018 | 9 | 12 | 79.6527 |  |  | 0.38885 | 4.6527 | 9.6527 | 14.6527 | 19.6527 | 24.6527 | 0 | 0 | 0 | 0 | 0 | 0
2018 | 9 | 13 | 79.6388 | 0.52914 | 4.6388 | 9.6388 | 14.6388 | 19.6388 | 24.6388 | 0 | 0 | 0 | 0 | 0 | 0 | 2018 | 9 | 13 | 79.4166 |  |  | 0.12499 | 4.4166 | 9.4166 | 14.4166 | 19.4166 | 24.4166 | 0 | 0 | 0 | 0 | 0 | 0
2018 | 9 | 14 | 77.7083 | 0.09999 | 2.8041 | 7.7083 | 12.7083 | 17.7083 | 22.7083 | 0 | 0 | 0 | 0 | 0 | 0 | 2018 | 9 | 14 | 77.0138 |  |  | 0 | 2.0138 | 7.0138 | 12.0138 | 17.0138 | 22.0138 | 0 | 0 | 0 | 0 | 0 | 0
2018 | 9 | 15 | 81.0972 | 1.3791 | 6.0972 | 11.0972 | 16.0972 | 21.0972 | 26.0972 | 0 | 0 | 0 | 0 | 0 | 0 | 2018 | 9 | 15 | 81.1805 |  |  | 1.1805 | 6.1805 | 11.1805 | 16.1805 | 21.1805 | 26.1805 | 0 | 0 | 0 | 0 | 0 | 0
2018 | 9 | 16 | 82.5 | 2.5694 | 7.5 | 12.5 | 17.5 | 22.5 | 27.5 | 0 | 0 | 0 | 0 | 0 | 0 | 2018 | 9 | 16 | 82.5278 |  |  | 2.5278 | 7.5278 | 12.5278 | 17.5278 | 22.5278 | 27.5278 | 0 | 0 | 0 | 0 | 0 | 0
2018 | 9 | 17 | 84.4806 | 4.4806 | 9.4806 | 14.4806 | 19.4806 | 24.4806 | 29.4806 | 0 | 0 | 0 | 0 | 0 | 0 | 2018 | 9 | 17 | 84.125 |  |  | 4.125 | 9.125 | 14.125 | 19.125 | 24.125 | 29.125 | 0 | 0 | 0 | 0 | 0 | 0
2018 | 9 | 18 | 85.1584 | 5.1584 | 10.1584 | 15.1584 | 20.1584 | 25.1584 | 30.1584 | 0 | 0 | 0 | 0 | 0 | 0 | 2018 | 9 | 18 | 85.3612 |  |  | 5.3612 | 10.3612 | 15.3612 | 20.3612 | 25.3612 | 30.3612 | 0 | 0 | 0 | 0 | 0 | 0
2018 | 9 | 19 | 84.0028 | 4.0028 | 9.0028 | 14.0028 | 19.0028 | 24.0028 | 29.0028 | 0 | 0 | 0 | 0 | 0 | 0 | 2018 | 9 | 19 | 83.6251 |  |  | 3.6251 | 8.6251 | 13.6251 | 18.6251 | 23.6251 | 28.6251 | 0 | 0 | 0 | 0 | 0 | 0
2018 | 9 | 20 | 81.5847 | 1.768 | 6.5847 | 11.5847 | 16.5847 | 21.5847 | 26.5847 | 0 | 0 | 0 | 0 | 0 | 0 | 2018 | 9 | 20 | 81.972 |  |  | 2.0276 | 6.972 | 11.972 | 16.972 | 21.972 | 26.972 | 0 | 0 | 0 | 0 | 0 | 0
2018 | 9 | 21 | 81.9194 | 1.9736 | 6.9194 | 11.9194 | 16.9194 | 21.9194 | 26.9194 | 0 | 0 | 0 | 0 | 0 | 0 | 2018 | 9 | 21 | 82.0137 |  |  | 2.0137 | 7.0137 | 12.0137 | 17.0137 | 22.0137 | 27.0137 | 0 | 0 | 0 | 0 | 0 | 0
2018 | 9 | 22 | 79.1166 | 0.32498 | 4.1166 | 9.1166 | 14.1166 | 19.1166 | 24.1166 | 0 | 0 | 0 | 0 | 0 | 0 | 2018 | 9 | 22 | 79.1249 |  |  | 0.05555 | 4.1249 | 9.1249 | 14.1249 | 19.1249 | 24.1249 | 0 | 0 | 0 | 0 | 0 | 0
2018 | 9 | 23 | 75.3638 | 0 | 0.95137 | 5.3638 | 10.3638 | 15.3638 | 20.3638 | 0 | 0 | 0 | 0 | 0 | 0 | 2018 | 9 | 23 | 76.4583 |  |  | 0 | 1.4583 | 6.4583 | 11.4583 | 16.4583 | 21.4583 | 0 | 0 | 0 | 0 | 0 | 0
2018 | 9 | 24 | 79.915 | 0.72333 | 4.915 | 9.915 | 14.915 | 19.915 | 24.915 | 0 | 0 | 0 | 0 | 0 | 0 | 2018 | 9 | 24 | 79.5694 |  |  | 0.097212 | 4.5694 | 9.5694 | 14.5694 | 19.5694 | 24.5694 | 0 | 0 | 0 | 0 | 0 | 0
2018 | 9 | 25 | 80.575 | 1.0764 | 5.575 | 10.575 | 15.575 | 20.575 | 25.575 | 0 | 0 | 0 | 0 | 0 | 0 | 2018 | 9 | 25 | 80.8888 |  |  | 0.88885 | 5.8888 | 10.8888 | 15.8888 | 20.8888 | 25.8888 | 0 | 0 | 0 | 0 | 0 | 0
2018 | 9 | 26 | 78.8986 | 0.24582 | 3.8986 | 8.8986 | 13.8986 | 18.8986 | 23.8986 | 0 | 0 | 0 | 0 | 0 | 0 | 2018 | 9 | 26 | 79.0555 |  |  | 0 | 4.0555 | 9.0555 | 14.0555 | 19.0555 | 24.0555 | 0 | 0 | 0 | 0 | 0 | 0
2018 | 9 | 27 | 71.3972 | 0 | 0.10694 | 1.9486 | 6.3972 | 11.3972 | 16.3972 | 0 | 0 | 0 | 0 | 0 | 0 | 2018 | 9 | 27 | 74.5416 |  |  | 0 | 0.083325 | 4.5416 | 9.5416 | 14.5416 | 19.5416 | 0 | 0 | 0 | 0 | 0 | 0
2018 | 9 | 28 | 74.6666 | 0 | 0.77498 | 4.6666 | 9.6666 | 14.6666 | 19.6666 | 0 | 0 | 0 | 0 | 0 | 0 | 2018 | 9 | 28 | 76.3332 |  |  | 0 | 1.3332 | 6.3332 | 11.3332 | 16.3332 | 21.3332 | 0 | 0 | 0 | 0 | 0 | 0
2018 | 9 | 29 | 73.0986 | 0 | 0.28332 | 3.1972 | 8.0986 | 13.0986 | 18.0986 | 0 | 0 | 0 | 0 | 0 | 0 | 2018 | 9 | 29 | 76.1666 |  |  | 0 | 1.1666 | 6.1666 | 11.1666 | 16.1666 | 21.1666 | 0 | 0 | 0 | 0 | 0 | 0
2018 | 9 | 30 | 76.7819 | 0.0027775 | 1.9902 | 6.7819 | 11.7819 | 16.7819 | 21.7819 | 0 | 0 | 0 | 0 | 0 | 0 | 2018 | 9 | 30 | 76.6806 |  |  | 0 | 1.6806 | 6.6806 | 11.6806 | 16.6806 | 21.6806 | 0 | 0 | 0 | 0 | 0 | 0
2018 | 10 | 1 | 75.3305 | 0.0027775 | 0.96525 | 5.3305 | 10.3305 | 15.3305 | 20.3305 | 0 | 0 | 0 | 0 | 0 | 0 | 2018 | 10 | 1 | 77.2083 |  |  | 0 | 2.2083 | 7.2083 | 12.2083 | 17.2083 | 22.2083 | 0 | 0 | 0 | 0 | 0 | 0
2018 | 10 | 2 | 76.0611 | 0.026386 | 1.343 | 6.0611 | 11.0611 | 16.0611 | 21.0611 | 0 | 0 | 0 | 0 | 0 | 0 | 2018 | 10 | 2 | 79.611 |  |  | 0.2222 | 4.611 | 9.611 | 14.611 | 19.611 | 24.611 | 0 | 0 | 0 | 0 | 0 | 0
2018 | 10 | 3 | 77.9389 | 0.19027 | 2.9486 | 7.9389 | 12.9389 | 17.9389 | 22.9389 | 0 | 0 | 0 | 0 | 0 | 0 | 2018 | 10 | 3 | 81.3888 |  |  | 1.3888 | 6.3888 | 11.3888 | 16.3888 | 21.3888 | 26.3888 | 0 | 0 | 0 | 0 | 0 | 0
2018 | 10 | 4 | 78.4708 | 0.39999 | 3.4875 | 8.4708 | 13.4708 | 18.4708 | 23.4708 | 0 | 0 | 0 | 0 | 0 | 0 | 2018 | 10 | 4 | 81.5694 |  |  | 1.5694 | 6.5694 | 11.5694 | 16.5694 | 21.5694 | 26.5694 | 0 | 0 | 0 | 0 | 0 | 0
2018 | 10 | 5 | 79.7777 | 0.6361 | 4.7777 | 9.7777 | 14.7777 | 19.7777 | 24.7777 | 0 | 0 | 0 | 0 | 0 | 0 | 2018 | 10 | 5 | 81.986 |  |  | 1.986 | 6.986 | 11.986 | 16.986 | 21.986 | 26.986 | 0 | 0 | 0 | 0 | 0 | 0
2018 | 10 | 6 | 81.2917 | 1.5556 | 6.2917 | 11.2917 | 16.2917 | 21.2917 | 26.2917 | 0 | 0 | 0 | 0 | 0 | 0 | 2018 | 10 | 6 | 82.6666 |  |  | 2.6666 | 7.6666 | 12.6666 | 17.6666 | 22.6666 | 27.6666 | 0 | 0 | 0 | 0 | 0 | 0
2018 | 10 | 7 | 79.0889 | 0.35972 | 4.0889 | 9.0889 | 14.0889 | 19.0889 | 24.0889 | 0 | 0 | 0 | 0 | 0 | 0 | 2018 | 10 | 7 | 81.9443 |  |  | 1.9443 | 6.9443 | 11.9443 | 16.9443 | 21.9443 | 26.9443 | 0 | 0 | 0 | 0 | 0 | 0
2018 | 10 | 8 | 76.9069 | 0.084714 | 2.0125 | 6.9069 | 11.9069 | 16.9069 | 21.9069 | 0 | 0 | 0 | 0 | 0 | 0 | 2018 | 10 | 8 | 80.847 |  |  | 1.1388 | 5.847 | 10.847 | 15.847 | 20.847 | 25.847 | 0 | 0 | 0 | 0 | 0 | 0
2018 | 10 | 9 | 77.3208 | 0.1361 | 2.4125 | 7.3208 | 12.3208 | 17.3208 | 22.3208 | 0 | 0 | 0 | 0 | 0 | 0 | 2018 | 10 | 9 | 80.9304 |  |  | 1.236 | 5.9304 | 10.9304 | 15.9304 | 20.9304 | 25.9304 | 0 | 0 | 0 | 0 | 0 | 0
2018 | 10 | 10 | 74.8402 | 0.0069437 | 0.66664 | 4.8402 | 9.8402 | 14.8402 | 19.8402 | 0 | 0 | 0 | 0 | 0 | 0 | 2018 | 10 | 10 | 76.9304 |  |  | 0 | 1.9304 | 6.9304 | 11.9304 | 16.9304 | 21.9304 | 0 | 0 | 0 | 0 | 0 | 0
2018 | 10 | 11 | 71.8152 | 0 | 0.076381 | 2.0916 | 6.8152 | 11.8152 | 16.8152 | 0 | 0 | 0 | 0 | 0 | 0 | 2018 | 10 | 11 | 72.6387 |  |  | 0 | 0 | 2.6387 | 7.6387 | 12.6387 | 17.6387 | 0 | 0 | 0 | 0 | 0 | 0
2018 | 10 | 12 | 73.4694 | 0 | 0.28609 | 3.5027 | 8.4694 | 13.4694 | 18.4694 | 0 | 0 | 0 | 0 | 0 | 0 | 2018 | 10 | 12 | 74.8886 |  |  | 0 | 0.79159 | 4.8886 | 9.8886 | 14.8886 | 19.8886 | 0 | 0 | 0 | 0 | 0 | 0
2018 | 10 | 13 | 76.5653 | 0.049995 | 1.7764 | 6.5653 | 11.5653 | 16.5653 | 21.5653 | 0 | 0 | 0 | 0 | 0 | 0 | 2018 | 10 | 13 | 80.5277 |  |  | 0.54161 | 5.5277 | 10.5277 | 15.5277 | 20.5277 | 25.5277 | 0 | 0 | 0 | 0 | 0 | 0
2018 | 10 | 14 | 80.6111 | 1.1389 | 5.6111 | 10.6111 | 15.6111 | 20.6111 | 25.6111 | 0 | 0 | 0 | 0 | 0 | 0 | 2018 | 10 | 14 | 82.0139 |  |  | 2.0139 | 7.0139 | 12.0139 | 17.0139 | 22.0139 | 27.0139 | 0 | 0 | 0 | 0 | 0 | 0
2018 | 10 | 15 | 66.1319 | 0 | 0 | 0.14582 | 2.0083 | 6.1319 | 11.1319 | 0.8764 | 0 | 0 | 0 | 0 | 0 | 2018 | 10 | 15 | 65.0693 |  |  | 0 | 0 | 0 | 0.76381 | 5.0693 | 10.0693 | 0.69449 | 0 | 0 | 0 | 0 | 0
2018 | 10 | 16 | 58.5305 | 0 | 0 | 0 | 0.052772 | 1.5875 | 4.2375 | 6.5222 | 3.0569 | 0.70694 | 0.005555 | 0 | 0 | 2018 | 10 | 16 | 58.6527 |  |  | 0 | 0 | 0 | 0 | 0 | 3.6527 | 6.3473 | 1.3473 | 0 | 0 | 0 | 0
2018 | 10 | 17 | 62.3416 | 0 | 0 | 0 | 0.64163 | 3.0625 | 7.3416 | 3.3 | 0.72084 | 0 | 0 | 0 | 0 | 2018 | 10 | 17 | 60.6388 |  |  | 0 | 0 | 0 | 0 | 0.73604 | 5.6388 | 4.3612 | 0.097242 | 0 | 0 | 0 | 0
2018 | 10 | 18 | 68.9597 | 0 | 0 | 0.48055 | 4.0319 | 8.9597 | 13.9597 | 0.072223 | 0 | 0 | 0 | 0 | 0 | 2018 | 10 | 18 | 65.8332 |  |  | 0 | 0 | 0 | 0.84714 | 5.8332 | 10.8332 | 0.013892 | 0 | 0 | 0 | 0 | 0
2018 | 10 | 19 | 72.8805 | 0 | 0.1361 | 2.9458 | 7.8805 | 12.8805 | 17.8805 | 0 | 0 | 0 | 0 | 0 | 0 | 2018 | 10 | 19 | 72.8332 |  |  | 0 | 0 | 2.8332 | 7.8332 | 12.8332 | 17.8332 | 0 | 0 | 0 | 0 | 0 | 0
2018 | 10 | 20 | 69.8819 | 0 | 0 | 0.76385 | 4.8819 | 9.8819 | 14.8819 | 0 | 0 | 0 | 0 | 0 | 0 | 2018 | 10 | 20 | 68.5277 |  |  | 0 | 0 | 0 | 3.5277 | 8.5277 | 13.5277 | 0 | 0 | 0 | 0 | 0 | 0
2018 | 10 | 21 | 68.3624 | 0 | 0 | 0.37358 | 3.4611 | 8.3624 | 13.3624 | 0.098623 | 0 | 0 | 0 | 0 | 0 | 2018 | 10 | 21 | 65.8054 |  |  | 0 | 0 | 0 | 1.0277 | 5.8054 | 10.8054 | 0.22227 | 0 | 0 | 0 | 0 | 0
2018 | 10 | 22 | 63.4694 | 0 | 0 | 0.054161 | 0.90136 | 3.725 | 8.4694 | 2.432 | 0.25555 | 0 | 0 | 0 | 0 | 2018 | 10 | 22 | 60.9998 |  |  | 0 | 0 | 0 | 0 | 1.3887 | 5.9998 | 4.0002 | 0.38897 | 0 | 0 | 0 | 0
2018 | 10 | 23 | 60.4264 | 0 | 0 | 0 | 0.4097 | 2.3278 | 5.5111 | 4.9833 | 1.9014 | 0.084722 | 0 | 0 | 0 | 2018 | 10 | 23 | 60.0277 |  |  | 0 | 0 | 0 | 0 | 0.23609 | 5.0277 | 4.9723 | 0.20838 | 0 | 0 | 0 | 0
2018 | 10 | 24 | 67.7736 | 0 | 0 | 0.20554 | 2.9402 | 7.7736 | 12.7736 | 0.16667 | 0 | 0 | 0 | 0 | 0 | 2018 | 10 | 24 | 65.7082 |  |  | 0 | 0 | 0 | 0.81936 | 5.7082 | 10.7082 | 0.11113 | 0 | 0 | 0 | 0 | 0
2018 | 10 | 25 | 65.1874 | 0 | 0 | 0.14722 | 1.6222 | 5.2194 | 10.1874 | 1.4348 | 0.031946 | 0 | 0 | 0 | 0 | 2018 | 10 | 25 | 64.6249 |  |  | 0 | 0 | 0 | 0.069437 | 4.6249 | 9.6249 | 0.44451 | 0 | 0 | 0 | 0 | 0
2018 | 10 | 26 | 64.1916 | 0 | 0 | 0.059716 | 1.293 | 4.2902 | 9.1916 | 2.1014 | 0.098623 | 0 | 0 | 0 | 0 | 2018 | 10 | 26 | 63.4166 |  |  | 0 | 0 | 0 | 0 | 3.4166 | 8.4166 | 1.5834 | 0 | 0 | 0 | 0 | 0
2018 | 10 | 27 | 69.3972 | 0 | 0 | 0.69025 | 4.4125 | 9.3972 | 14.3972 | 0.015278 | 0 | 0 | 0 | 0 | 0 | 2018 | 10 | 27 | 67.4722 |  |  | 0 | 0 | 0 | 2.4722 | 7.4722 | 12.4722 | 0 | 0 | 0 | 0 | 0 | 0
2018 | 10 | 28 | 70.3027 | 0 | 0 | 0.90273 | 5.3027 | 10.3027 | 15.3027 | 0 | 0 | 0 | 0 | 0 | 0 | 2018 | 10 | 28 | 71.5139 |  |  | 0 | 0 | 1.5139 | 6.5139 | 11.5139 | 16.5139 | 0 | 0 | 0 | 0 | 0 | 0
2018 | 10 | 29 | 72.3013 | 0 | 0.18609 | 2.418 | 7.3013 | 12.3013 | 17.3013 | 0 | 0 | 0 | 0 | 0 | 0 | 2018 | 10 | 29 | 72.6805 |  |  | 0 | 0 | 2.6805 | 7.6805 | 12.6805 | 17.6805 | 0 | 0 | 0 | 0 | 0 | 0
2018 | 10 | 30 | 74.4319 | 0.0041662 | 0.55969 | 4.4319 | 9.4319 | 14.4319 | 19.4319 | 0 | 0 | 0 | 0 | 0 | 0 | 2018 | 10 | 30 | 75.2917 |  |  | 0 | 0.29165 | 5.2917 | 10.2917 | 15.2917 | 20.2917 | 0 | 0 | 0 | 0 | 0 | 0
2018 | 10 | 31 | 70.9847 | 0 | 0 | 1.3514 | 5.9847 | 10.9847 | 15.9847 | 0 | 0 | 0 | 0 | 0 | 0 | 2018 | 10 | 31 | 72.1666 |  |  | 0 | 0 | 2.1666 | 7.1666 | 12.1666 | 17.1666 | 0 | 0 | 0 | 0 | 0 | 0
2018 | 11 | 1 | 64.9611 | 0 | 0 | 0 | 1.0875 | 4.9958 | 9.9611 | 1.1264 | 0.034721 | 0 | 0 | 0 | 0 | 2018 | 11 | 1 | 60.75 |  |  | 0 | 0 | 0 | 0 | 0.74998 | 5.75 | 4.25 | 0 | 0 | 0 | 0 | 0
2018 | 11 | 2 | 63.4958 | 0 | 0 | 0 | 0.4736 | 3.6444 | 8.4958 | 1.9778 | 0.14861 | 0 | 0 | 0 | 0 | 2018 | 11 | 2 | 59.3334 |  |  | 0 | 0 | 0 | 0 | 0 | 4.3334 | 5.6666 | 0.66663 | 0 | 0 | 0 | 0
2018 | 11 | 3 | 69.268 | 0 | 0.041662 | 0.99303 | 4.3221 | 9.268 | 14.268 | 0.054172 | 0 | 0 | 0 | 0 | 0 | 2018 | 11 | 3 | 67.4722 |  |  | 0 | 0 | 0 | 2.4722 | 7.4722 | 12.4722 | 0 | 0 | 0 | 0 | 0 | 0
2018 | 11 | 4 | 70.0847 | 0 | 0.045835 | 1.425 | 5.1111 | 10.0847 | 15.0847 | 0.026386 | 0 | 0 | 0 | 0 | 0 | 2018 | 11 | 4 | 67.6804 |  |  | 0 | 0 | 0 | 2.6804 | 7.6804 | 12.6804 | 0 | 0 | 0 | 0 | 0 | 0
2018 | 11 | 5 | 73.9485 | 0 | 0.7486 | 4.1361 | 8.9485 | 13.9485 | 18.9485 | 0 | 0 | 0 | 0 | 0 | 0 | 2018 | 11 | 5 | 75.7221 |  |  | 0 | 0.94435 | 5.7221 | 10.7221 | 15.7221 | 20.7221 | 0 | 0 | 0 | 0 | 0 | 0
2018 | 11 | 6 | 74.3861 | 0 | 0.97776 | 4.4472 | 9.3861 | 14.3861 | 19.3861 | 0 | 0 | 0 | 0 | 0 | 0 | 2018 | 11 | 6 | 79.986 |  |  | 0.27775 | 4.986 | 9.986 | 14.986 | 19.986 | 24.986 | 0 | 0 | 0 | 0 | 0 | 0
2018 | 11 | 7 | 75.7291 | 0 | 1.5889 | 5.7291 | 10.7291 | 15.7291 | 20.7291 | 0 | 0 | 0 | 0 | 0 | 0 | 2018 | 11 | 7 | 80.2638 |  |  | 0.5555 | 5.2638 | 10.2638 | 15.2638 | 20.2638 | 25.2638 | 0 | 0 | 0 | 0 | 0 | 0
2018 | 11 | 8 | 72.1972 | 0 | 0.32777 | 2.5513 | 7.1972 | 12.1972 | 17.1972 | 0 | 0 | 0 | 0 | 0 | 0 | 2018 | 11 | 8 | 70.0552 |  |  | 0 | 0 | 1.1943 | 5.0552 | 10.0552 | 15.0552 | 0 | 0 | 0 | 0 | 0 | 0
2018 | 11 | 9 | 61.7388 | 0 | 0 | 0 | 0.2986 | 2.3944 | 6.7388 | 3.5598 | 0.65556 | 0 | 0 | 0 | 0 | 2018 | 11 | 9 | 56.4443 |  |  | 0 | 0 | 0 | 0 | 0 | 1.4443 | 8.5557 | 3.5557 | 0 | 0 | 0 | 0
2018 | 11 | 10 | 55.5458 | 0 | 0 | 0 | 0 | 0.2597 | 1.8861 | 9.4542 | 4.7139 | 1.3403 | 0.32639 | 0 | 0 | 2018 | 11 | 10 | 49.8193 |  |  | 0 | 0 | 0 | 0 | 0 | 0 | 15.1807 | 10.1807 | 5.1807 | 0.56956 | 0 | 0
2018 | 11 | 11 | 59.5249 | 0 | 0 | 0 | 0.043051 | 1.1291 | 4.5875 | 5.5181 | 1.6042 | 0.062511 | 0 | 0 | 0 | 2018 | 11 | 11 | 52.9998 |  |  | 0 | 0 | 0 | 0 | 0 | 0 | 12.0002 | 7.0002 | 2.0002 | 0 | 0 | 0
2018 | 11 | 12 | 56.5735 | 0 | 0 | 0 | 0.013888 | 0.64442 | 2.5499 | 8.4404 | 4.0709 | 0.97642 | 0.19168 | 0 | 0 | 2018 | 11 | 12 | 51.7915 |  |  | 0 | 0 | 0 | 0 | 0 | 0 | 13.2085 | 8.2085 | 3.2085 | 0 | 0 | 0
2018 | 11 | 13 | 47.1639 | 0 | 0 | 0 | 0 | 0 | 0 | 17.8361 | 12.8361 | 7.8361 | 3.55 | 0.94306 | 0 | 2018 | 11 | 13 | 38.9444 |  |  | 0 | 0 | 0 | 0 | 0 | 0 | 26.0556 | 21.0556 | 16.0556 | 11.0556 | 6.0556 | 1.0556
2018 | 11 | 14 | 49.1666 | 0 | 0 | 0 | 0 | 0 | 0.072215 | 15.8334 | 10.8334 | 5.9056 | 2.3833 | 0.68195 | 0 | 2018 | 11 | 14 | 40.1945 |  |  | 0 | 0 | 0 | 0 | 0 | 0 | 24.8055 | 19.8055 | 14.8055 | 9.8055 | 4.8055 | 0
2018 | 11 | 15 | 51.4069 | 0 | 0 | 0 | 0 | 0.045829 | 0.68608 | 13.5931 | 8.639 | 4.2792 | 1.6236 | 0.59307 | 0 | 2018 | 11 | 15 | 45.4167 |  |  | 0 | 0 | 0 | 0 | 0 | 0 | 19.5833 | 14.5833 | 9.5833 | 4.5833 | 0 | 0
2018 | 11 | 16 | 60.2458 | 0 | 0 | 0 | 0.036108 | 1.3708 | 5.2458 | 4.7903 | 1.125 | 0 | 0 | 0 | 0 | 2018 | 11 | 16 | 53.9444 |  |  | 0 | 0 | 0 | 0 | 0 | 0 | 11.0556 | 6.0556 | 1.0556 | 0 | 0 | 0
2018 | 11 | 17 | 65.5971 | 0 | 0 | 0.024997 | 1.4597 | 5.5971 | 10.5971 | 0.86252 | 0 | 0 | 0 | 0 | 0 | 2018 | 11 | 17 | 61.472 |  |  | 0 | 0 | 0 | 0 | 1.7498 | 6.472 | 3.528 | 0.27783 | 0 | 0 | 0 | 0
2018 | 11 | 18 | 62.5638 | 0 | 0 | 0 | 0.37777 | 2.9902 | 7.5638 | 2.814 | 0.42641 | 0 | 0 | 0 | 0 | 2018 | 11 | 18 | 58.2498 |  |  | 0 | 0 | 0 | 0 | 0 | 3.2498 | 6.7502 | 1.7502 | 0 | 0 | 0 | 0
2018 | 11 | 19 | 54.6194 | 0 | 0 | 0 | 0 | 0.18193 | 1.4986 | 10.3806 | 5.5625 | 1.8792 | 0.44307 | 0 | 0 | 2018 | 11 | 19 | 49.7499 |  |  | 0 | 0 | 0 | 0 | 0 | 0 | 15.2501 | 10.2501 | 5.2501 | 0.3334 | 0 | 0
2018 | 11 | 20 | 58.9068 | 0 | 0 | 0 | 0.045829 | 0.90136 | 4.0833 | 6.139 | 1.9945 | 0.17641 | 0 | 0 | 0 | 2018 | 11 | 20 | 52.486 |  |  | 0 | 0 | 0 | 0 | 0 | 0 | 12.514 | 7.514 | 2.514 | 0 | 0 | 0
2018 | 11 | 21 | 57.8013 | 0 | 0 | 0 | 0.0097213 | 0.79578 | 3.418 | 7.2084 | 2.9945 | 0.61669 | 0.037507 | 0 | 0 | 2018 | 11 | 21 | 51.7916 |  |  | 0 | 0 | 0 | 0 | 0 | 0 | 13.2084 | 8.2084 | 3.2084 | 0 | 0 | 0
2018 | 11 | 22 | 60.9902 | 0 | 0 | 0 | 0.13611 | 1.9097 | 5.9902 | 4.1459 | 0.91948 | 0 | 0 | 0 | 0 | 2018 | 11 | 22 | 55.8332 |  |  | 0 | 0 | 0 | 0 | 0 | 0.83325 | 9.1668 | 4.1668 | 0 | 0 | 0 | 0
2018 | 11 | 23 | 67.7708 | 0 | 0 | 0.53609 | 3.1805 | 7.7708 | 12.7708 | 0.40974 | 0 | 0 | 0 | 0 | 0 | 2018 | 11 | 23 | 63.4026 |  |  | 0 | 0 | 0 | 0 | 3.4026 | 8.4026 | 1.5974 | 0 | 0 | 0 | 0 | 0
2018 | 11 | 24 | 66.8499 | 0 | 0 | 0.31249 | 2.511 | 6.8499 | 11.8499 | 0.66113 | 0 | 0 | 0 | 0 | 0 | 2018 | 11 | 24 | 62.1528 |  |  | 0 | 0 | 0 | 0 | 2.1528 | 7.1528 | 2.8472 | 0 | 0 | 0 | 0 | 0
2018 | 11 | 25 | 68.7485 | 0 | 0 | 0.7597 | 3.9458 | 8.7485 | 13.7485 | 0.19723 | 0 | 0 | 0 | 0 | 0 | 2018 | 11 | 25 | 65.4167 |  |  | 0 | 0 | 0 | 0.41666 | 5.4167 | 10.4167 | 0 | 0 | 0 | 0 | 0 | 0
2018 | 11 | 26 | 51.8416 | 0 | 0 | 0 | 0 | 0.090269 | 0.69722 | 13.1584 | 8.2486 | 3.8556 | 1.475 | 0.45974 | 0 | 2018 | 11 | 26 | 48.1389 |  |  | 0 | 0 | 0 | 0 | 0 | 0 | 16.8611 | 11.8611 | 6.8611 | 1.8611 | 0 | 0
2018 | 11 | 27 | 53.5375 | 0 | 0 | 0 | 0 | 0.13471 | 0.96247 | 11.4625 | 6.5972 | 2.425 | 0.57085 | 0.0027783 | 0 | 2018 | 11 | 27 | 48.2916 |  |  | 0 | 0 | 0 | 0 | 0 | 0 | 16.7084 | 11.7084 | 6.7084 | 1.7084 | 0 | 0
2018 | 11 | 28 | 64.1721 | 0 | 0 | 0 | 0.78608 | 4.3013 | 9.1721 | 1.614 | 0.12919 | 0 | 0 | 0 | 0 | 2018 | 11 | 28 | 59.5694 |  |  | 0 | 0 | 0 | 0 | 0 | 4.5694 | 5.4306 | 0.43063 | 0 | 0 | 0 | 0
2018 | 11 | 29 | 71.3569 | 0 | 0.29444 | 2.0305 | 6.3569 | 11.3569 | 16.3569 | 0 | 0 | 0 | 0 | 0 | 0 | 2018 | 11 | 29 | 69.6667 |  |  | 0 | 0 | 0 | 4.6667 | 9.6667 | 14.6667 | 0 | 0 | 0 | 0 | 0 | 0
2018 | 11 | 30 | 72.9125 | 0 | 0.53332 | 3.1791 | 7.9125 | 12.9125 | 17.9125 | 0 | 0 | 0 | 0 | 0 | 0 | 2018 | 11 | 30 | 73.986 |  |  | 0 | 0 | 3.986 | 8.986 | 13.986 | 18.986 | 0 | 0 | 0 | 0 | 0 | 0
2018 | 12 | 1 | 72.8488 | 0 | 0.25 | 2.9002 | 7.8488 | 12.8488 | 17.8488 | 0 | 0 | 0 | 0 | 0 | 0 | 2018 | 12 | 1 | 70.4305 |  |  | 0 | 0 | 0.49995 | 5.4305 | 10.4305 | 15.4305 | 0 | 0 | 0 | 0 | 0 | 0
2018 | 12 | 2 | 66.6672 | 0 | 0 | 0.60617 | 2.8617 | 7.1561 | 11.6881 | 1.1945 | 0.4889 | 0.020837 | 0 | 0 | 0 | 2018 | 12 | 2 | 63.5416 |  |  | 0 | 0 | 0 | 0 | 3.5416 | 8.5416 | 1.4584 | 0 | 0 | 0 | 0 | 0
2018 | 12 | 3 | 59.119 | 0 | 0 | 0 | 0.2205 | 1.6399 | 4.7927 | 6.1015 | 2.5209 | 0.67363 | 0 | 0 | 0 | 2018 | 12 | 3 | 58.111 |  |  | 0 | 0 | 0 | 0 | 0 | 3.111 | 6.889 | 1.889 | 0 | 0 | 0 | 0
2018 | 12 | 4 | 50.512 | 0 | 0 | 0 | 0 | 0 | 0.052773 | 14.488 | 9.488 | 4.5408 | 1.1139 | 0.026394 | 0 | 2018 | 12 | 4 | 51.2499 |  |  | 0 | 0 | 0 | 0 | 0 | 0 | 13.7501 | 8.7501 | 3.7501 | 0.055567 | 0 | 0
2018 | 12 | 5 | 46.6777 | 0 | 0 | 0 | 0 | 0 | 0 | 18.3223 | 13.3223 | 8.3223 | 3.4681 | 0.42222 | 0 | 2018 | 12 | 5 | 49.2637 |  |  | 0 | 0 | 0 | 0 | 0 | 0 | 15.7363 | 10.7363 | 5.7363 | 0.9029 | 0 | 0
2018 | 12 | 6 | 60.4411 | 0 | 0 | 0 | 0.41053 | 2.6675 | 6.0105 | 4.9695 | 2.2264 | 0.56945 | 0 | 0 | 0 | 2018 | 12 | 6 | 59.4579 |  |  | 0 | 0 | 0 | 0 | 0.94435 | 4.4579 | 5.5421 | 1.4864 | 0 | 0 | 0 | 0
2018 | 12 | 7 | 70.0662 | 0 | 0 | 1.2454 | 5.2315 | 10.0662 | 15.0662 | 0.16528 | 0 | 0 | 0 | 0 | 0 | 2018 | 12 | 7 | 65.4721 |  |  | 0 | 0 | 0 | 0.84714 | 5.4721 | 10.4721 | 0.37508 | 0 | 0 | 0 | 0 | 0
2018 | 12 | 8 | 44.6806 | 0 | 0 | 0 | 0 | 0 | 0 | 20.3194 | 15.3194 | 10.3194 | 5.3583 | 1.1485 | 0 | 2018 | 12 | 8 | 48.8055 |  |  | 0 | 0 | 0 | 0 | 0 | 0 | 16.1945 | 11.1945 | 6.1945 | 1.1945 | 0 | 0
2018 | 12 | 9 | 38.5533 | 0 | 0 | 0 | 0 | 0 | 0 | 26.4467 | 21.4467 | 16.4467 | 11.4467 | 6.455 | 2.2105 | 2018 | 12 | 9 | 45.9166 |  |  | 0 | 0 | 0 | 0 | 0 | 0 | 19.0834 | 14.0834 | 9.0834 | 4.0834 | 0 | 0
2018 | 12 | 10 | 41.1295 | 0 | 0 | 0 | 0 | 0 | 0 | 23.8705 | 18.8705 | 13.8705 | 8.8705 | 4.1163 | 0.76114 | 2018 | 12 | 10 | 47.0833 |  |  | 0 | 0 | 0 | 0 | 0 | 0 | 17.9167 | 12.9167 | 7.9167 | 2.9167 | 0 | 0
2018 | 12 | 11 | 48.0528 | 0 | 0 | 0 | 0 | 0 | 0 | 16.9472 | 11.9472 | 6.9472 | 2.5166 | 0.19584 | 0 | 2018 | 12 | 11 | 49.986 |  |  | 0 | 0 | 0 | 0 | 0 | 0 | 15.014 | 10.014 | 5.014 | 0.44453 | 0 | 0
2018 | 12 | 12 | 65.0308 | 0 | 0 | 0.18364 | 1.9531 | 5.7558 | 10.2558 | 1.9223 | 0.72501 | 0.22501 | 0 | 0 | 0 | 2018 | 12 | 12 | 63.1666 |  |  | 0 | 0 | 0 | 0 | 3.1666 | 8.1666 | 1.8334 | 0 | 0 | 0 | 0 | 0
2018 | 12 | 13 | 68.4536 | 0 | 0 | 0.97311 | 3.9523 | 8.5064 | 13.4536 | 0.49862 | 0.052786 | 0 | 0 | 0 | 0 | 2018 | 12 | 13 | 65.3611 |  |  | 0 | 0 | 0 | 0.36109 | 5.3611 | 10.3611 | 0 | 0 | 0 | 0 | 0 | 0
2018 | 12 | 14 | 45.804 | 0 | 0 | 0 | 0 | 0 | 0 | 19.196 | 14.196 | 9.196 | 4.2585 | 0.69587 | 0 | 2018 | 12 | 14 | 48.8749 |  |  | 0 | 0 | 0 | 0 | 0 | 0 | 16.1251 | 11.1251 | 6.1251 | 1.1251 | 0 | 0
2018 | 12 | 15 | 52.5194 | 0 | 0 | 0 | 0 | 0.0027775 | 0.60283 | 12.4806 | 7.4833 | 3.0834 | 0.62084 | 0 | 0 | 2018 | 12 | 15 | 54.2638 |  |  | 0 | 0 | 0 | 0 | 0 | 0.041662 | 10.7362 | 5.7362 | 0.77782 | 0 | 0 | 0
2018 | 12 | 16 | 51.5373 | 0 | 0 | 0 | 0 | 0 | 0.17915 | 13.4627 | 8.4627 | 3.6418 | 0.73752 | 0.008335 | 0 | 2018 | 12 | 16 | 53.3749 |  |  | 0 | 0 | 0 | 0 | 0 | 0 | 11.6251 | 6.6251 | 1.6251 | 0 | 0 | 0
2018 | 12 | 17 | 57.3638 | 0 | 0 | 0 | 0 | 0.7708 | 3.3221 | 7.6362 | 3.407 | 0.95837 | 0.066672 | 0 | 0 | 2018 | 12 | 17 | 57.5277 |  |  | 0 | 0 | 0 | 0 | 0 | 2.5277 | 7.4723 | 2.4723 | 0 | 0 | 0 | 0
2018 | 12 | 18 | 54.7925 | 0 | 0 | 0 | 0 | 0.074566 | 1.369 | 10.2075 | 5.282 | 1.5764 | 0.097223 | 0 | 0 | 2018 | 12 | 18 | 55.4999 |  |  | 0 | 0 | 0 | 0 | 0 | 0.5555 | 9.5001 | 4.5001 | 0.05555 | 0 | 0 | 0
2018 | 12 | 19 | 55.5 | 0 | 0 | 0 | 0 | 0.18889 | 1.9153 | 9.5 | 4.6889 | 1.4153 | 0.11806 | 0 | 0 | 2018 | 12 | 19 | 56.4026 |  |  | 0 | 0 | 0 | 0 | 0 | 1.5971 | 8.5974 | 3.5974 | 0.19448 | 0 | 0 | 0
2018 | 12 | 20 | 57.9738 | 0 | 0 | 0 | 0 | 0.97942 | 3.7585 | 7.0262 | 3.0056 | 0.78475 | 0.045829 | 0 | 0 | 2018 | 12 | 20 | 57.8749 |  |  | 0 | 0 | 0 | 0 | 0 | 2.8749 | 7.1251 | 2.1251 | 0 | 0 | 0 | 0
2018 | 12 | 21 | 51.0489 | 0 | 0 | 0 | 0 | 0 | 0.068049 | 13.9511 | 8.9511 | 4.0191 | 0.88613 | 0.015281 | 0 | 2018 | 12 | 21 | 52.9444 |  |  | 0 | 0 | 0 | 0 | 0 | 0 | 12.0556 | 7.0556 | 2.0556 | 0 | 0 | 0
2018 | 12 | 22 | 63.8468 | 0 | 0 | 0 | 1.4913 | 4.7732 | 9.0773 | 2.6445 | 0.92639 | 0.23055 | 0 | 0 | 0 | 2018 | 12 | 22 | 63.1113 |  |  | 0 | 0 | 0 | 0 | 3.1113 | 8.1113 | 1.8887 | 0 | 0 | 0 | 0 | 0
2018 | 12 | 23 | 62.0244 | 0 | 0 | 0 | 0.84671 | 3.48 | 7.3744 | 3.8223 | 1.4556 | 0.35003 | 0 | 0 | 0 | 2018 | 12 | 23 | 60.2361 |  |  | 0 | 0 | 0 | 0 | 0.38889 | 5.2361 | 4.7639 | 0.15276 | 0 | 0 | 0 | 0
2018 | 12 | 24 | 56.0613 | 0 | 0 | 0 | 0 | 0.32245 | 2.2988 | 8.9387 | 4.2612 | 1.2375 | 0.02639 | 0 | 0 | 2018 | 12 | 24 | 56.9443 |  |  | 0 | 0 | 0 | 0 | 0 | 1.9443 | 8.0557 | 3.0557 | 0 | 0 | 0 | 0
2018 | 12 | 25 | 67.592 | 0 | 0 | 0.81004 | 3.4434 | 7.8586 | 12.592 | 0.85141 | 0.26667 | 0 | 0 | 0 | 0 | 2018 | 12 | 25 | 64.5139 |  |  | 0 | 0 | 0 | 0.47217 | 4.5139 | 9.5139 | 0.95829 | 0 | 0 | 0 | 0 | 0
2018 | 12 | 26 | 71.3883 | 0 | 0.14722 | 2.1078 | 6.4355 | 11.3883 | 16.3883 | 0.047221 | 0 | 0 | 0 | 0 | 0 | 2018 | 12 | 26 | 66.7638 |  |  | 0 | 0 | 0 | 1.7638 | 6.7638 | 11.7638 | 0 | 0 | 0 | 0 | 0 | 0
2018 | 12 | 27 | 62.7833 | 0 | 0 | 0 | 1.0764 | 4.1583 | 8.1236 | 3.2931 | 1.375 | 0.34029 | 0 | 0 | 0 | 2018 | 12 | 27 | 62.9305 |  |  | 0 | 0 | 0 | 0 | 2.9305 | 7.9305 | 2.0695 | 0 | 0 | 0 | 0 | 0
2018 | 12 | 28 | 53.7714 | 0 | 0 | 0 | 0 | 0.064554 | 1.0298 | 11.2286 | 6.2931 | 2.2584 | 0.20973 | 0 | 0 | 2018 | 12 | 28 | 54.6388 |  |  | 0 | 0 | 0 | 0 | 0 | 0.083325 | 10.3612 | 5.3612 | 0.44453 | 0 | 0 | 0
2018 | 12 | 29 | 49.0818 | 0 | 0 | 0 | 0 | 0 | 0 | 15.9182 | 10.9182 | 5.9182 | 1.7195 | 0.19445 | 0 | 2018 | 12 | 29 | 50.5277 |  |  | 0 | 0 | 0 | 0 | 0 | 0 | 14.4723 | 9.4723 | 4.4723 | 0.13892 | 0 | 0
2018 | 12 | 30 | 43.2852 | 0 | 0 | 0 | 0 | 0 | 0 | 21.7148 | 16.7148 | 11.7148 | 6.7523 | 2.2037 | 0.14861 | 2018 | 12 | 30 | 47.7777 |  |  | 0 | 0 | 0 | 0 | 0 | 0 | 17.2223 | 12.2223 | 7.2223 | 2.2223 | 0 | 0
2018 | 12 | 31 | 49.795 | 0 | 0 | 0 | 0 | 0 | 0.0083325 | 15.205 | 10.205 | 5.2133 | 1.3542 | 0.054178 | 0 | 2018 | 12 | 31 | 50.9305 |  |  | 0 | 0 | 0 | 0 | 0 | 0 | 14.0695 | 9.0695 | 4.0695 | 0 | 0 | 0
Year | Month | Day | NAvgDB | NCD80 | NCD75 | NCD70 | NCD65 | NCD60 | NCD55 | NHD65 | NHD60 | NHD55 | NHD50 | NHD45 | NHD40 | Year | Month | Day | AvgDB | AvgDP | AvgHum | CD80 | CD75 | CD70 | CD65 | CD60 | CD55 | HD65 | HD60 | HD55 | HD50 | HD45 | HD40 | Year | Month | AvgDB | MaxDB | MinDB | AvgDP | CDD80 | CDD75 | CDD70 | CDD65 | CDD60 | CDD55 | HDD65 | HDD60 | HDD55 | HDD50 | HDD45 | HDD40 | Year | Month | AvgDB | MaxDB | MinDB | AvgDP | CDD80 | CDD75 | CDD70 | CDD65 | CDD60 | CDD55 | HDD65 | HDD60 | HDD55 | HDD50 | HDD45 | HDD40 | Year | Month | AvgDB | MaxDB | MinDB | AvgDP | CDD80 | CDD75 | CDD70 | CDD65 | CDD60 | CDD55 | HDD65 | HDD60 | HDD55 | HDD50 | HDD45 | HDD40
| 1 |  | 53.7129 | 0 | 0 | 2.2292 | 15.9792 | 48.4388 | 103.4524 | 365.8807 | 243.3403 | 143.3539 | 70.859 | 28.3239 | 10.1557 |  | 1 |  | 49.0994 |  |  | 0 | 0 | 0 | 3.6528 | 16.2081 | 60.1801 | 496.5712 | 354.1265 | 243.0985 | 152.5843 | 92.1952 | 46.3615 | 2018 | 1 | 48.8562 | 73 | 20 | 38.1909 | 0 | 0 | 0 | 2.4167 | 13 | 55.2083 | 502.875 | 358.4583 | 245.6667 | 156.0833 | 93.875 | 47.625 | 2018 | 1 | 48.5336 | 74 | 19 | 37.0565 | 0 | 0 | 0 | 3.625 | 14.0833 | 55.7917 | 514.0833 | 369.5417 | 256.25 | 162.3333 | 99.875 | 50.4583 | 2018 | 1 | 49.9086 | 77 | 20 | 37.6317 | 0 | 0 | 0 | 4.9167 | 21.5417 | 69.5417 | 472.75 | 334.375 | 227.375 | 139.3333 | 82.8333 | 41
| 2 |  | 57.5001 | 0 | 0.091682 | 5.7334 | 29.6791 | 79.2885 | 153.0312 | 239.6776 | 149.2871 | 83.0297 | 39.9586 | 16.8293 | 5.4223 |  | 2 |  | 62.8689 |  |  | 0 | 1.8055 | 26.8608 | 80.4571 | 166.2756 | 269.7059 | 140.1271 | 85.9456 | 49.3759 | 22.0005 | 6.2225 | 0 | 2018 | 2 | 62.7812 | 82 | 37 | 59.1696 | 0 | 0 | 20.6667 | 76.8333 | 167.6667 | 268.5 | 138.9583 | 89.7917 | 50.625 | 21.9167 | 6.5417 | 0 | 2018 | 2 | 61.7083 | 83 | 36 | 56.4673 | 0 | 1.375 | 23.5 | 68.625 | 144.9167 | 245.8333 | 160.7917 | 97.0833 | 58 | 27.2917 | 8.5833 | 0 | 2018 | 2 | 64.1176 | 84 | 38 | 56.8973 | 0 | 4.0417 | 36.4167 | 95.9167 | 186.25 | 294.7917 | 120.625 | 70.9583 | 39.5 | 16.7917 | 3.5417 | 0
| 3 |  | 63.8802 | 0 | 0.81665 | 23.0958 | 83.2984 | 175.8356 | 297.9062 | 118.0119 | 55.5491 | 22.6197 | 7.6709 | 2.6403 | 1.0167 |  | 3 |  | 67.5869 |  |  | 0 | 0.91658 | 47.4998 | 132.458 | 247.9854 | 390.1934 | 52.2645 | 12.792 | 0 | 0 | 0 | 0 | 2018 | 3 | 66.9772 | 84 | 47 | 56.1788 | 0 | 0.25 | 36.2083 | 117.375 | 230.2917 | 371.2917 | 56.0833 | 14 | 0 | 0 | 0 | 0 | 2018 | 3 | 67.2594 | 85 | 44 | 54.3992 | 0 | 0.083333 | 45.7083 | 128.75 | 240.9583 | 380.0417 | 58.7083 | 15.9167 | 0 | 0 | 0 | 0 | 2018 | 3 | 68.5242 | 86 | 47 | 54.957 | 0 | 2.4167 | 60.5833 | 151.25 | 272.7083 | 419.25 | 42 | 8.4583 | 0 | 0 | 0 | 0
| 4 |  | 70.511 | 0.54308 | 15.8126 | 76.868 | 184.5733 | 320.4869 | 465.9744 | 19.2419 | 5.1556 | 0.64306 | 0 | 0 | 0 |  | 4 |  | 67.5967 |  |  | 0 | 3.9862 | 40.7499 | 122.4854 | 241.7769 | 380.1518 | 44.5837 | 13.8752 | 2.2501 | 0 | 0 | 0 | 2018 | 4 | 67.2361 | 85 | 46 | 56.6958 | 0 | 1.375 | 29.6667 | 113.75 | 230.5 | 370.125 | 46.6667 | 13.4167 | 3.0417 | 0 | 0 | 0 | 2018 | 4 | 67.2486 | 85 | 45 | 55.1944 | 0 | 5.0417 | 40.125 | 115.6667 | 233.375 | 370.7917 | 48.2083 | 15.9167 | 3.3333 | 0 | 0 | 0 | 2018 | 4 | 68.3056 | 86 | 46 | 55.5264 | 0 | 5.5417 | 52.4583 | 138.0417 | 261.4583 | 399.5417 | 38.875 | 12.2917 | 0.375 | 0 | 0 | 0
| 5 |  | 76.6721 | 14.6544 | 91.7207 | 217.0704 | 363.6189 | 517.2119 | 671.8355 | 1.7833 | 0.37639 | 0 | 0 | 0 | 0 |  | 5 |  | 79.4019 |  |  | 29.2503 | 138.8612 | 291.4583 | 446.4583 | 601.4583 | 756.4583 | 0 | 0 | 0 | 0 | 0 | 0 | 2018 | 5 | 78.4355 | 93 | 64 | 70.2231 | 12.5833 | 108.9167 | 261.5 | 416.5 | 571.5 | 726.5 | 0 | 0 | 0 | 0 | 0 | 0 | 2018 | 5 | 79.3884 | 96 | 63 | 68.8992 | 32.3333 | 140.1667 | 291.0417 | 446.0417 | 601.0417 | 756.0417 | 0 | 0 | 0 | 0 | 0 | 0 | 2018 | 5 | 80.3817 | 96 | 61 | 68.4583 | 42.8333 | 167.5 | 321.8333 | 476.8333 | 631.8333 | 786.8333 | 0 | 0 | 0 | 0 | 0 | 0
| 6 |  | 82.7724 | 93.6993 | 233.9213 | 383.1712 | 533.1712 | 683.1712 | 833.1712 | 0 | 0 | 0 | 0 | 0 | 0 |  | 6 |  | 83.9139 |  |  | 120.8059 | 267.4168 | 417.4168 | 567.4168 | 717.4168 | 867.4168 | 0 | 0 | 0 | 0 | 0 | 0 | 2018 | 6 | 82.8653 | 95 | 74 | 76.0375 | 90.4167 | 235.9583 | 385.9583 | 535.9583 | 685.9583 | 835.9583 | 0 | 0 | 0 | 0 | 0 | 0 | 2018 | 6 | 83.9625 | 97 | 73 | 74.8028 | 124.3333 | 268.875 | 418.875 | 568.875 | 718.875 | 868.875 | 0 | 0 | 0 | 0 | 0 | 0 | 2018 | 6 | 84.9139 | 98 | 75 | 73.8319 | 147.6667 | 297.4167 | 447.4167 | 597.4167 | 747.4167 | 897.4167 | 0 | 0 | 0 | 0 | 0 | 0
| 7 |  | 84.0402 | 129.3867 | 280.2477 | 435.2477 | 590.2477 | 745.2477 | 900.2477 | 0 | 0 | 0 | 0 | 0 | 0 |  | 7 |  | 84.8024 |  |  | 154.8063 | 303.8755 | 458.8755 | 613.8755 | 768.8755 | 923.8755 | 0 | 0 | 0 | 0 | 0 | 0 | 2018 | 7 | 84.3065 | 99 | 73 | 75.4624 | 139.625 | 288.5 | 443.5 | 598.5 | 753.5 | 908.5 | 0 | 0 | 0 | 0 | 0 | 0 | 2018 | 7 | 84.9516 | 100 | 72 | 74.25 | 162.375 | 308.5 | 463.5 | 618.5 | 773.5 | 928.5 | 0 | 0 | 0 | 0 | 0 | 0 | 2018 | 7 | 85.1492 | 101 | 73 | 73.4005 | 162.4167 | 314.625 | 469.625 | 624.625 | 779.625 | 934.625 | 0 | 0 | 0 | 0 | 0 | 0
| 8 |  | 84.252 | 138.2787 | 287.0368 | 441.8118 | 596.8118 | 751.8118 | 906.8118 | 0 | 0 | 0 | 0 | 0 | 0 |  | 8 |  | 84.6308 |  |  | 144.0258 | 298.5535 | 453.5535 | 608.5535 | 763.5535 | 918.5535 | 0 | 0 | 0 | 0 | 0 | 0 | 2018 | 8 | 84.332 | 98 | 74 | 76.109 | 134.5417 | 289.2917 | 444.2917 | 599.2917 | 754.2917 | 909.2917 | 0 | 0 | 0 | 0 | 0 | 0 | 2018 | 8 | 83.9704 | 98 | 72 | 75.1122 | 124.2083 | 278.0833 | 433.0833 | 588.0833 | 743.0833 | 898.0833 | 0 | 0 | 0 | 0 | 0 | 0 | 2018 | 8 | 85.5901 | 101 | 71 | 73.5304 | 173.3333 | 328.2917 | 483.2917 | 638.2917 | 793.2917 | 948.2917 | 0 | 0 | 0 | 0 | 0 | 0
| 9 |  | 79.7153 | 40.7771 | 149.7698 | 292.1085 | 441.4585 | 591.4585 | 741.4585 | 0 | 0 | 0 | 0 | 0 | 0 |  | 9 |  | 79.9171 |  |  | 36.1521 | 148.054 | 297.5123 | 447.5123 | 597.5123 | 747.5123 | 0 | 0 | 0 | 0 | 0 | 0 | 2018 | 9 | 79.8694 | 94 | 70 |  | 37.0833 | 146.0833 | 296.0833 | 446.0833 | 596.0833 | 746.0833 | 0 | 0 | 0 | 0 | 0 | 0 | 2018 | 9 | 79.3847 | 95 | 69 |  | 29.75 | 132.8333 | 281.5417 | 431.5417 | 581.5417 | 731.5417 | 0 | 0 | 0 | 0 | 0 | 0 | 2018 | 9 | 80.4972 | 95 | 70 |  | 41.625 | 165.25 | 314.9167 | 464.9167 | 614.9167 | 764.9167 | 0 | 0 | 0 | 0 | 0 | 0
| 10 |  | 71.7756 | 4.5916 | 37.626 | 114.7686 | 232.046 | 371.1084 | 520.8348 | 22.0029 | 6.0653 | 0.79166 | 0.005555 | 0 | 0 |  | 10 |  | 72.465 |  |  | 14.7075 | 68.707 | 149.637 | 254.1644 | 388.4556 | 541.4137 | 22.7506 | 2.0419 | 0 | 0 | 0 | 0 | 2018 | 10 | 72.6317 | 91 | 54 |  | 11.6667 | 65.8333 | 148.875 | 254.8333 | 392.0833 | 546.5833 | 18.25 | 0.5 | 0 | 0 | 0 | 0 | 2018 | 10 | 71.5148 | 91 | 52 |  | 6.5 | 55.5 | 131.2083 | 231.1667 | 360.8333 | 511.9583 | 29.2083 | 3.875 | 0 | 0 | 0 | 0 | 2018 | 10 | 73.2487 | 93 | 53 |  | 25.9583 | 84.7917 | 168.8333 | 276.5 | 412.4583 | 565.7083 | 20.7917 | 1.75 | 0 | 0 | 0 | 0
| 11 |  | 62.7702 | 0 | 4.5583 | 26.1247 | 74.3687 | 154.639 | 262.4581 | 141.2636 | 71.5339 | 29.353 | 10.6015 | 2.6806 | 0 |  | 11 |  | 59.0342 |  |  | 0.83325 | 11.1941 | 31.1522 | 65.249 | 118.3042 | 197.4565 | 244.2238 | 147.279 | 76.4313 | 29.9168 | 10.8611 | 1.0556 | 2018 | 11 | 59.4514 | 89 | 31 |  | 1.25 | 12.6667 | 33.8333 | 70 | 124.9167 | 206.4167 | 236.4583 | 141.375 | 72.875 | 29.0417 | 10.9167 | 0.95833 | 2018 | 11 | 58.2 | 89 | 31 |  | 0 | 8.25 | 25.7917 | 55.75 | 105.0833 | 179.5417 | 259.75 | 159.0833 | 83.5417 | 31.6667 | 10.75 | 1.25 | 2018 | 11 | 59.4514 | 89 | 31 |  | 1.25 | 12.6667 | 33.8333 | 70 | 124.9167 | 206.4167 | 236.4583 | 141.375 | 72.875 | 29.0417 | 10.9167 | 0.95833
| 12 |  | 56.0775 | 0 | 0.39722 | 8.8263 | 35.7716 | 82.7026 | 147.2759 | 312.3697 | 204.3007 | 113.8741 | 49.667 | 15.5361 | 3.1203 |  | 12 |  | 56.5479 |  |  | 0 | 0 | 0.49995 | 8.8747 | 46.6246 | 112.7209 | 270.891 | 153.6409 | 64.7373 | 13.0839 | 0 | 0 | 2018 | 12 | 56.75 | 80 | 38 |  | 0 | 0 | 1.125 | 9.2083 | 44.5417 | 112.875 | 264.9583 | 145.2917 | 58.625 | 10.125 | 0 | 0 | 2018 | 12 | 55.7608 | 79 | 35 |  | 0 | 0 | 0 | 5.6667 | 42.375 | 99.8333 | 292.0833 | 173.7917 | 76.25 | 18.8333 | 0 | 0 | 2018 | 12 | 56.8188 | 80 | 35 |  | 0 | 0 | 0.375 | 8.232 | 49.4532 | 119.9414 | 261.8505 | 148.0717 | 63.5599 | 11.4369 | 0 | 0

## WP-H-5.2
CIS
Dt | CD80_Sum | CD75_Sum | CD70_Sum | CD65_Sum | CD60_Sum | CD55_Sum | HD65_Sum | HD60_Sum | HD55_Sum | HD50_Sum | HD45_Sum | HD40_Sum
2018-01-01 | 0 | 0 | 2.5972 | 14.9558 | 38.8016 | 80.0413 | 502.2437 | 361.3167 | 237.7837 | 135.6645 | 70.8074 | 31.9251 | Billing Wthr Actual CIS.xls
2018-02-01 | 0 | 0.19721 | 6.011 | 25.1849 | 68.2914 | 137.9146 | 301.9464 | 198.0529 | 120.6761 | 63.7111 | 32.8108 | 15.2731
2018-03-01 | 0 | 1.9173 | 39.3674 | 110.6585 | 212.6947 | 339.2758 | 83.2751 | 38.4066 | 18.0829 | 8.4129 | 2.508 | 0
2018-04-01 | 0 | 3.4114 | 52.8962 | 139.4487 | 258.6873 | 400.83 | 48.9046 | 13.8574 | 1.7144 | 0 | 0 | 0
2018-05-01 | 6.5916 | 50.4812 | 136.0579 | 252.6661 | 388.7589 | 532.6717 | 15.5058 | 4.0985 | 0.51139 | 0 | 0 | 0
2018-06-01 | 81.8397 | 219.1232 | 371.8083 | 524.9036 | 677.9988 | 831.094 | 0 | 0 | 0 | 0 | 0 | 0
2018-07-01 | 126.9045 | 273.7593 | 427.5688 | 581.3784 | 735.1879 | 888.9974 | 0 | 0 | 0 | 0 | 0 | 0
2018-08-01 | 148.0555 | 294.1634 | 441.3374 | 588.5113 | 735.6852 | 882.8591 | 0 | 0 | 0 | 0 | 0 | 0
2018-09-01 | 99.0983 | 238.7162 | 392.3719 | 546.0562 | 699.7404 | 853.4246 | 0 | 0 | 0 | 0 | 0 | 0
2018-10-01 | 27.0619 | 118.9536 | 244.4726 | 376.6476 | 517.351 | 664.5351 | 8.1995 | 0.85936 | 0 | 0 | 0 | 0
2018-11-01 | 3.4137 | 21.8113 | 60.688 | 124.1179 | 218.1161 | 337.4033 | 121.0476 | 64.5458 | 33.333 | 14.1612 | 5.7333 | 0.58057
2018-12-01 | 0.24851 | 3.1732 | 12.1138 | 34.7005 | 82.3426 | 157.4865 | 282.4548 | 168.7811 | 82.6092 | 25.7921 | 5.9693 | 0.55557
Dt | NCD80_Sum | NCD75_Sum | NCD70_Sum | NCD65_Sum | NCD60_Sum | NCD55_Sum | NHD65_Sum | NHD60_Sum | NHD55_Sum | NHD50_Sum | NHD45_Sum | NHD40_Sum
2018-01-01 | 0 | 0.19722 | 5.4655 | 23.6231 | 57.9364 | 112.0188 | 397.7816 | 267.3222 | 156.6319 | 74.4172 | 26.8453 | 8.0182 | Billing Wthr Normal CIS.xls
2018-02-01 | 0 | 0.0068069 | 2.569 | 18.47 | 56.0597 | 119.5688 | 297.291 | 187.8806 | 104.3898 | 49.5892 | 20.8909 | 7.0632
2018-03-01 | 0 | 0.38665 | 13.1939 | 54.8121 | 127.1497 | 225.7705 | 171.2659 | 96.6987 | 48.4148 | 20.9137 | 7.969 | 2.815
2018-04-01 | 0.32733 | 9.7887 | 52.9013 | 136.8681 | 253.6858 | 391.442 | 62.2362 | 24.7682 | 8.2387 | 2.1605 | 0.69796 | 0.26918
2018-05-01 | 3.1651 | 35.2591 | 117.5213 | 240.5129 | 381.8276 | 527.5848 | 8.0812 | 1.8959 | 0.1531 | 0 | 0 | 0
2018-06-01 | 55.2498 | 174.8451 | 319.6758 | 471.4616 | 624.4131 | 777.4545 | 0.19755 | 0.053769 | 0 | 0 | 0 | 0
2018-07-01 | 104.985 | 249.9165 | 403.2612 | 557.0707 | 710.8803 | 864.6898 | 0 | 0 | 0 | 0 | 0 | 0
2018-08-01 | 129.4625 | 272.7504 | 419.8254 | 566.9993 | 714.1733 | 861.3472 | 0 | 0 | 0 | 0 | 0 | 0
2018-09-01 | 101.7851 | 238.1482 | 391.036 | 544.6912 | 698.3754 | 852.0597 | 0 | 0 | 0 | 0 | 0 | 0
2018-10-01 | 21.2286 | 94.4515 | 212.1299 | 347.644 | 490.3791 | 636.4152 | 7.6759 | 2.3676 | 0.3602 | 0.0026567 | 0 | 0
2018-11-01 | 0.965 | 10.8297 | 48.1844 | 126.9869 | 236.7539 | 366.408 | 74.6816 | 33.9486 | 13.1027 | 4.7498 | 1.2189 | 0
2018-12-01 | 0 | 2.1522 | 17.3701 | 57.8054 | 126.502 | 219.6049 | 237.323 | 144.7037 | 76.4908 | 34.1019 | 11.0646 | 2.1574
BES
Dt | CD80_BES_Sum | CD75_BES_Sum | CD70_BES_Sum | CD65_BES_Sum | CD60_BES_Sum | CD55_BES_Sum | HD65_BES_Sum | HD60_BES_Sum | HD55_BES_Sum | HD50_BES_Sum | HD45_BES_Sum | HD40_BES_Sum
2018-01-01 | 0 | 0 | 2.2706 | 13.7549 | 35.1181 | 73.0775 | 493.1933 | 355.768 | 234.9388 | 134.9721 | 71.0881 | 32.1833 | Billing Wthr Actual BES.xls
2018-02-01 | 0 | 0.19721 | 6.1575 | 25.5655 | 69.0525 | 137.7848 | 274.2457 | 177.4826 | 105.9649 | 53.9013 | 26.7865 | 12.2286
2018-03-01 | 0 | 1.9173 | 39.2278 | 109.9482 | 210.9176 | 336.3083 | 82.0522 | 37.5455 | 17.4599 | 8.028 | 2.3612 | 0
2018-04-01 | 0 | 3.4114 | 52.8962 | 139.4487 | 258.6873 | 400.83 | 48.9046 | 13.8574 | 1.7144 | 0 | 0 | 0
2018-05-01 | 6.5916 | 50.4812 | 136.0579 | 252.6661 | 388.7589 | 532.6717 | 15.5058 | 4.0985 | 0.51139 | 0 | 0 | 0
2018-06-01 | 81.8397 | 219.1232 | 371.8083 | 524.9036 | 677.9988 | 831.094 | 0 | 0 | 0 | 0 | 0 | 0
2018-07-01 | 126.9045 | 273.7593 | 427.5688 | 581.3784 | 735.1879 | 888.9974 | 0 | 0 | 0 | 0 | 0 | 0
2018-08-01 | 148.0555 | 294.1634 | 441.3374 | 588.5113 | 735.6852 | 882.8591 | 0 | 0 | 0 | 0 | 0 | 0
2018-09-01 | 99.0983 | 238.7162 | 392.3719 | 546.0562 | 699.7404 | 853.4246 | 0 | 0 | 0 | 0 | 0 | 0
2018-10-01 | 27.0619 | 118.9536 | 244.4726 | 376.6476 | 517.351 | 664.5351 | 8.1995 | 0.85936 | 0 | 0 | 0 | 0
2018-11-01 | 3.4137 | 21.8113 | 60.688 | 124.1179 | 218.1161 | 337.4033 | 121.0476 | 64.5458 | 33.333 | 14.1612 | 5.7333 | 0.58057
2018-12-01 | 0.24851 | 3.1732 | 12.1138 | 34.7005 | 82.3426 | 157.4865 | 282.4548 | 168.7811 | 82.6092 | 25.7921 | 5.9693 | 0.55557
Dt | NCD80_BES_Sum | NCD75_BES_Sum | NCD70_BES_Sum | NCD65_BES_Sum | NCD60_BES_Sum | NCD55_BES_Sum | NHD65_BES_Sum | NHD60_BES_Sum | NHD55_BES_Sum | NHD50_BES_Sum | NHD45_BES_Sum | NHD40_BES_Sum
2018-01-01 | 0 | 0.17551 | 5.0511 | 21.8704 | 53.7351 | 104.5119 | 388.6123 | 261.6885 | 153.6767 | 73.2163 | 26.5072 | 7.9964
2018-02-01 | 0 | 0.0068069 | 2.4253 | 17.8344 | 54.4658 | 116.3317 | 278.1028 | 174.4842 | 96.1001 | 45.2817 | 19.2071 | 6.4743 | Billing Wthr Normal BES.xls
2018-03-01 | 0 | 0.38665 | 13.1744 | 54.6139 | 126.4287 | 224.19 | 169.0169 | 95.3556 | 47.6406 | 20.526 | 7.7692 | 2.7262
2018-04-01 | 0.32733 | 9.7887 | 52.9013 | 136.8681 | 253.6858 | 391.442 | 62.2362 | 24.7682 | 8.2387 | 2.1605 | 0.69796 | 0.26918
2018-05-01 | 3.1651 | 35.2591 | 117.5213 | 240.5129 | 381.8276 | 527.5848 | 8.0812 | 1.8959 | 0.1531 | 0 | 0 | 0
2018-06-01 | 55.2498 | 174.8451 | 319.6758 | 471.4616 | 624.4131 | 777.4545 | 0.19755 | 0.053769 | 0 | 0 | 0 | 0
2018-07-01 | 104.985 | 249.9165 | 403.2612 | 557.0707 | 710.8803 | 864.6898 | 0 | 0 | 0 | 0 | 0 | 0
2018-08-01 | 129.4625 | 272.7504 | 419.8254 | 566.9993 | 714.1733 | 861.3472 | 0 | 0 | 0 | 0 | 0 | 0
2018-09-01 | 101.7851 | 238.1482 | 391.036 | 544.6912 | 698.3754 | 852.0597 | 0 | 0 | 0 | 0 | 0 | 0
2018-10-01 | 21.2286 | 94.4515 | 212.1299 | 347.644 | 490.3791 | 636.4152 | 7.6759 | 2.3676 | 0.3602 | 0.0026567 | 0 | 0
2018-11-01 | 0.965 | 10.8297 | 48.1844 | 126.9869 | 236.7539 | 366.408 | 74.6816 | 33.9486 | 13.1027 | 4.7498 | 1.2189 | 0
2018-12-01 | 0 | 2.1522 | 17.3701 | 57.8054 | 126.502 | 219.6049 | 237.323 | 144.7037 | 76.4908 | 34.1019 | 11.0646 | 2.1574

## Monthly Billing Determinants
KWH | [15 empty] | Source
|  | Residential | SVS-Non IDR | SVS-IDR | SVS | SVL-Non IDR | SVL-IDR | SVL | PVS- Non IDR | PVS-IDR | PVS | TVS | MLS | SLS | System | Rev Rate
| January | 2546294391 | 87153156 | 11108.932 | 87164264.932 | 1556311237 | 1218797868.99 | 2775109105.99 | 24107131 | 331048287.334 | 355155418.334 | 2571598931.897 | 4428406 | 16900689 | 8356651207.153
| February | 1777849480 | 68568958 | 12491.136 | 68581449.136 | 1242369367 | 945786998.137 | 2188156365.137 | 20436035 | 256781905.551 | 277217940.551 | 1494873942.956 | 3969946 | 16682528 | 5827331651.78
| March | 1606827338 | 69029737 | 9385.596 | 69039122.596 | 1267268832 | 1047984194.674 | 2315253026.674 | 19306326 | 304529371.615 | 323835697.615 | 1539288257.415 | 4178052 | 16657712 | 5875079206.3
| April | 1756933674 | 71213681 | 10186.536 | 71223867.536 | 1327705508 | 1132006541.092 | 2459712049.092 | 20728274 | 322314960.285 | 343043234.285 | 2041638573.441 | 4159269 | 16589336 | 6693300003.354
| May | 2217602372 | 73967356 | 7842.868 | 73975198.868 | 1462721924 | 1198219941.668 | 2660941865.668 | 22054650 | 342338500.499 | 364393150.499 | 2098766125.987 | 4384868 | 16539373 | 7436602954.022
| June | 3391045571 | 80610813 | 12721.952 | 80623534.952 | 1730395496 | 1298330518.448 | 3028726014.448 | 27686293 | 357828988.512 | 385515281.512 | 1616953969.37 | 4178650 | 16549273 | 8523592294.282
| July | 3661961947 | 82699447 | 9888.672 | 82709335.672 | 1782081968 | 1334149371.085 | 3116231339.085 | 28488783 | 367700548.953 | 396189331.953 | 1927799082.158 | 4166733 | 14169151 | 9203226919.868
| August | 3990061487 | 88752670 | 9606.664 | 88762276.664 | 1943486744 | 1465526517.072 | 3409013261.072 | 32515909 | 373364503.347 | 405880412.347 | 2051298451.539 | 4542372 | 19861432 | 9969419692.622
| September | 3180094379 | 77100575 | 8983.608 | 77109558.608 | 1625725852 | 1182316818.597 | 2808042670.597 | 26966410 | 316477371.397 | 343443781.397 | 1679826976.408 | 3773877 | 15086607 | 8107377850.01
| October | 2881426306 | 84836519 | 9745.772 | 84846264.772 | 1701500118 | 1390812778.294 | 3092312896.294 | 28154370 | 357084253.009 | 385238623.009 | 1898551563.808 | 4519046 | 17526893 | 8364421592.883
| November | 1781237829 | 70726233 | 8915.388 | 70735148.388 | 1275685295 | 1071633946.517 | 2347319241.517 | 22876891 | 284342342.85 | 307219233.85 | 1892719421.99 | 3989205 | 14969215 | 6418189294.745
| December | 1777359324 | 71157043 | 6798.824 | 71163841.824 | 1234062199 | 999956378.514 | 2234018577.514 | 20751719 | 270178824.888 | 290930543.888 | 1901084238.736 | 3699927 | 16092308 | 6294348760.962
Customers |  | Residential | SVS-Non IDR | SVS-IDR | SVS | SVL-Non IDR | SVL-IDR | SVL | PVS- Non IDR | PVS-IDR | PVS | TVS | MLS | SLS | System | Rev Rate
| January | 2166436 | 143484 | 16 | 143500 | 132330 | 3559 | 135889 | 396 | 557 | 953 | 188 | 13190 | 4779 | 2464935
| February | 2168465 | 143761 | 17 | 143778 | 132623 | 3646 | 136269 | 396 | 571 | 967 | 193 | 13162 | 4865 | 2467699
| March | 2171715 | 144898 | 17 | 144915 | 132392 | 3648 | 136040 | 403 | 576 | 979 | 195 | 13114 | 4862 | 2471820
| April | 2175573 | 145882 | 16 | 145898 | 132143 | 3630 | 135773 | 403 | 574 | 977 | 195 | 13075 | 4915 | 2476406
| May | 2176358 | 146442 | 16 | 146458 | 132129 | 3620 | 135749 | 406 | 571 | 977 | 196 | 13029 | 4912 | 2477679
| June | 2179048 | 147128 | 15 | 147143 | 132553 | 3591 | 136144 | 404 | 565 | 969 | 196 | 12989 | 4917 | 2481406
| July | 2182946 | 147513 | 15 | 147528 | 132726 | 3666 | 136392 | 407 | 574 | 981 | 198 | 12947 | 4931 | 2485923
| August | 2186660 | 148604 | 14 | 148618 | 132833 | 3687 | 136520 | 407 | 572 | 979 | 200 | 12897 | 4953 | 2490827
| September | 2188211 | 149461 | 15 | 149476 | 132445 | 3704 | 136149 | 406 | 576 | 982 | 200 | 12844 | 4994 | 2492856
| October | 2192423 | 149935 | 15 | 149950 | 132346 | 3716 | 136062 | 409 | 576 | 985 | 200 | 12788 | 5000 | 2497408
| November | 2194213 | 148862 | 16 | 148878 | 133099 | 3713 | 136812 | 410 | 580 | 990 | 202 | 12737 | 5008 | 2498840
| December | 2198225 | 148107 | 16 | 148123 | 134120 | 3742 | 137862 | 413 | 586 | 999 | 204 | 12698 | 5100 | 2503211
Distribution (NCP Billing Kva) |  | Residential | SVS-Non IDR | SVS-IDR | SVS | SVL-Non IDR | SVL-IDR | SVL | PVS- Non IDR | PVS-IDR | PVS | TVS | MLS | SLS | System | Q7
| January |  |  |  |  | 4779320 | 1958626 |  | 61797 | 665819
| February |  |  |  |  | 3983746 | 1799050 |  | 53530 | 571598
| March |  |  |  |  | 3570194 | 1851004 |  | 39848 | 628562
| April |  |  |  |  | 3251045 | 1898091 |  | 38025 | 608230
| May |  |  |  |  | 4055749 | 2437153 |  | 47521 | 779462
| June |  |  |  |  | 4860439 | 2873862 |  | 62422 | 778901
| July |  |  |  |  | 4921848 | 2887303 |  | 62321 | 800345
| August |  |  |  |  | 5476638 | 3265014 |  | 78103 | 859170
| September |  |  |  |  | 4573654 | 2688886 |  | 64117 | 708094
| October |  |  |  |  | 5080047 | 3174792 |  | 70342 | 838480
| November |  |  |  |  | 4180612 | 2403320 |  | 59298 | 658076
| December |  |  |  |  | 3656135 | 1765457 |  | 41406 | 563404
| Annual |  |  |  |  | 52389427 | 29002558 | 0 | 678730 | 8460141
Distribution (Ratchet Billing KVA |  | Residential | SVS-Non IDR | SVS-IDR | SVS | SVL-Non IDR | SVL-IDR | SVL | PVS- Non IDR | PVS-IDR | PVS | TVS | MLS | SLS | System | Q7
| January |  |  |  |  | 2201447 | 1698226 |  | 35942 | 413527
| February |  |  |  |  | 2258948 | 2012108 |  | 40266 | 479203
| March |  |  |  |  | 2811995 | 1457045 |  | 51992 | 346445
| April |  |  |  |  | 3063708 | 1385704 |  | 54951 | 354207
| May |  |  |  |  | 2691317 | 1086036 |  | 46840 | 273027
| June |  |  |  |  | 1859947 | 611825 |  | 33483 | 227752
| July |  |  |  |  | 1816820 | 622091 |  | 34561 | 223946
| August |  |  |  |  | 1901409 | 616154 |  | 31744 | 233975
| September |  |  |  |  | 1517101 | 434904 |  | 29497 | 206943
| October |  |  |  |  | 2080420 | 626011 |  | 39494 | 252446
| November |  |  |  |  | 2056006 | 769390 |  | 45233 | 256629
| December |  |  |  |  | 2283470 | 1165583 |  | 56217 | 316975
| Annual |  |  |  |  | 26542588 | 12485077 | 0 | 500220 | 3585075
Transmission (KVA_4CP) |  | Residential | SVS-Non IDR | SVS-IDR | SVS | SVL-Non IDR | SVL-IDR | SVL | PVS- Non IDR | PVS-IDR | PVS | TVS | MLS | SLS | System | Q7
| January | [5 empty] | 2737849.5 |  |  | 642091.46 |  | 3183513.02
| February | [5 empty] | 2840342.89 |  |  | 654163.21 |  | 2238320.44
| March | [5 empty] | 2429085.14 |  |  | 592165.48 |  | 2119411.62
| April | [5 empty] | 2395571.06 |  |  | 573091.35 |  | 3057544.37
| May | [5 empty] | 2510485.95 |  |  | 613645.95 |  | 2674178.19
| June | [5 empty] | 2359969.9 |  |  | 575614.62 |  | 2090827.77
| July | [5 empty] | 2367404.41 |  |  | 575863.08 |  | 2431267.85
| August | [5 empty] | 2621845.19 |  |  | 620345.69 |  | 2576474.35
| September | [5 empty] | 2052626.18 |  |  | 504240.44 |  | 2110638.58
| October | [5 empty] | 2591679.06 |  |  | 621138.52 |  | 2558606.03
| November | [5 empty] | 2214794.3 |  |  | 525746.36 |  | 2329869.14
| December | [5 empty] | 2059477.07 |  |  | 496597.94 |  | 2358518.73
| Annual | [5 empty] | 29181130.65 |  |  | 6994704.1 |  | 29729170.09
Transmission (KVA NCP) |  | Residential | SVS-Non IDR | SVS-IDR | SVS | SVL-Non IDR | SVL-IDR | SVL | PVS- Non IDR | PVS-IDR | PVS | TVS | MLS | SLS | System | Q7
| January |  |  |  |  | 6438148 | 202070 |  | 87072 | 58212
| February |  |  |  |  | 5699427 | 95103 |  | 83133 | 9666
| March |  |  |  |  | 5708388 | 115062 |  | 78320 | 15739
| April |  |  |  |  | 5552572 | 144029 |  | 76982 | 29957
| May |  |  |  |  | 6066543 | 165268 |  | 81548 | 20126
| June |  |  |  |  | 6221117 | 170561 |  | 86424 | 29105
| July |  |  |  |  | 6252081 | 180652 |  | 86798 | 47033
| August |  |  |  |  | 6860114 | 197171 |  | 100202 | 32107
| September |  |  |  |  | 5683694 | 196575 |  | 83991 | 53581
| October |  |  |  |  | 6614502 | 238751 |  | 98839 | 44282
| November |  |  |  |  | 5763078 | 190030 |  | 94596 | 53661
| December |  |  |  |  | 5435198 | 191162 |  | 83015 | 55706
| Annual |  |  |  |  | 72294862 | 2086434 | 0 | 1040920 | 449175

## Monthly Rev Rate Copy
December
2018-01-01 | [5 empty] | Rate Case Expense | [14 empty] | Customers | Customers | Change
Rate Text | Rate | Tariff Meter Type | KWH | BASE | AMS | RCE 1 | TCRF | EECRF | EECRF Surcharge | DCRF* | TOTAL | ADFIT | TC | TC2 | TC3 | TC4 | SRC | NDF | SBF | TC1 Refund | By Rate | By Rate | in Customers
Residential | RES | Non-IDR | 2546294391 | 75923738.3 | -0.31 | 0 | 24607173.03 | 2233045.18 | -0.02 | 1660229.4 | 104424185.58 | -542323.01 | 0 | 6500398.68 | 1005785.72 | 9095225.04 | 7694986.88 | 25628.76 | 0 | 4.97 | 2166436 | 2164073 | 2363 | 0.1092%
Secondary <= 10 | SVS | Non-IDR | 87153156 | 2347581.97 | 0 | 0 | 523791.04 | -230471.53 | 0 | 160016.36 | 2800917.84 | -31628.67 | 0 | 205873.83 | 103181.55 | 288660.53 | 387166.08 | 471.68 | 0 | 0 | 143484 | 145263 | -1779 | -1.225%
Secondary > 10 | SVL | Non-IDR | 1556311237 | 33300267.07 | 0 | 0 | 9349892.41 | 908391.06 | 0 | 1716563.72 | 45275114.26 | -151846.81 | 0 | 3676595.11 | 1842671.82 | 5147004.78 | 2272645.6 | 12634.32 | 0 | 0 | 132330 | 130144 | 2186 | 1.68%
Primary | PVS | Non-IDR | 24107131 | 414548.63 | 0 | 0 | 98506.65 | 35358.94 | 0 | 10888.8 | 559303.02 | -1623.42 | 0 | 56932.37 | 28542.76 | 82076.82 | 23374.83 | 175.67 | 0 | 0 | 396 | 395 | 1 | 0.2532%
| Non-IDR | Subtotal | 4213865915 | 111986135.97 | -0.31 | 0 | 34579363.13 | 2946323.65 | -0.02 | 3547698.28 | 153059520.7 | -727421.91 | 0 | 10439799.99 | 2980181.85 | 14612967.17 | 10378173.39 | 38910.43 | 0 | 4.97 | 2442646 | 2439875 | 2771 | 0.1136%
Secondary <= 10 | SVS | IDR | 11108.932 | 299.41 | 0 | 0 | 66.75 | -29.38 | 0 | 20.39 | 357.17 | -4.02 | 0 | 35.09 | 17.66 | 51.37 | 49.35 | 0.07 | 0 | 0 | 16 | 19 | -3 | -15.79%
Secondary > 10 | SVL | IDR | 1218797868.99 | 17896000.17 | 0 | 0 | 6422237.52 | 709904.48 | 0 | 953751.66 | 25981893.83 | -79074.19 | 0 | 2964736.35 | 1491175.64 | 4423583.08 | 1183573.92 | 6592.53 | 0 | 0 | 3559 | 3638 | -79 | -2.172%
Primary | PVS | IDR | 331048287.334 | 3699786.65 | 0 | 0 | 1490441.69 | 474802.19 | 0 | 119452.42 | 5784482.95 | -17703.14 | 0 | 840245.62 | 422665.71 | 1251180.3 | 254897.63 | 1915.43 | 0 | 0 | 557 | 571 | -14 | -2.452%
Transmission | TVS | IDR | 2571598931.897 | 8630709.98 | 0 | 0 | 6806362.95 | -10793.87 | 0 | 15815.74 | 15442094.8 | 0 | 0 | 3490272.6 | 1531980.29 | 3779441.72 | 0 | 10045.05 | 0 | 0 | 188 | 196 | -8 | -4.082%
| IDR | Subtotal | 4121456197.153 | 30226796.21 | 0 | 0 | 14719108.91 | 1173883.42 | 0 | 1089040.21 | 47208828.75 | -96781.35 | 0 | 7295289.66 | 3445839.3 | 9454256.47 | 1438520.9 | 18553.08 | 0 | 0 | 4320 | 4424 | -104 | -2.351%
Lighting | MLS | Other | 4428406 | 311042.04 | 0 | 0 | 0 | 1.27 | 0 | 106169 | 417212.31 | -8839.2 | 0 | 14689.52 | 2726.77 | 22759.69 | 102139.62 | 6.1 | 0 | 0 | 13190 | 13222 | -32 | -0.242%
Lighting | SLS | Other | 16900689 | 5070653.25 | 0 | 0 | 0 | 30.24 | 0 | 405159.04 | 5475842.53 | -33785.64 | 0 | 56059.59 | 10462 | 90983.72 | 389677.43 | 64.38 | 0 | 0 | 4779 | 4804 | -25 | -0.5204%
| Other | Subtotal | 21329095 | 5381695.29 | 0 | 0 | 0 | 31.51 | 0 | 511328.04 | 5893054.84 | -42624.84 | 0 | 70749.11 | 13188.77 | 113743.41 | 491817.05 | 70.48 | 0 | 0 | 17969 | 18026 | -57 | -0.3162%
|  | Grand Total | 8356651207.153 | 147594627.47 | -0.31 | 0 | 49298472.04 | 4120238.58 | -0.02 | 5148066.53 | 206161404.29 | -866828.1 | 0 | 17805838.76 | 6439209.92 | 24180967.05 | 12308511.34 | 57533.99 | 0 | 4.97 | 2464935 | 2462325 | 2610 | 0.106%
January
2018-02-01 | [5 empty] | Rate Case Expense | [14 empty] | Customers | Customers | Change
Rate Text | Rate | Tariff Meter Type | KWH | BASE | AMS | RCE 1 | TCRF | EECRF | EECRF Surcharge | DCRF* | TOTAL | ADFIT | TC | TC2 | TC3 | TC4 | SRC | NDF | SBF | TC1 Refund | By Rate | By Rate | in Customers
Residential | RES | Non-IDR | 1777849480 | 55641837.64 | 0.31 | 0 | 17180709.81 | 1559122.23 | 0.02 | 1159166.32 | 75540836.33 | -378654.64 | 0 | 4535216.18 | 660491.3 | 7159421.19 | 5372840.71 | 17551.19 | 0 | 0.92 | 2168465 | 2166436 | 2029 | 0.09366%
Secondary <= 10 | SVS | Non-IDR | 68568958 | 1951132.18 | 0 | 0 | 412099.34 | -181322.46 | 0 | 125896.39 | 2307805.45 | -24882.64 | 0 | 161819.24 | 75968.56 | 258125.68 | 304564.36 | 348.74 | 0 | 0 | 143761 | 143484 | 277 | 0.1931%
Secondary > 10 | SVL | Non-IDR | 1242369367 | 29675330.37 | 0 | 0 | 8267141.33 | 725142.74 | 0 | 1532637.84 | 40200252.28 | -135577.03 | 0 | 2932066.81 | 1378634.61 | 4676531.14 | 2029169.2 | 11278.37 | 0 | 0 | 132623 | 132330 | 293 | 0.2214%
Primary | PVS | Non-IDR | 20436035 | 400787.59 | 0 | 0 | 95109.99 | 29974.43 | 0 | 10537.64 | 536409.65 | -1571.01 | 0 | 48229.08 | 22546.24 | 76942.18 | 22620.9 | 169.99 | 0 | 0 | 396 | 396 | 0 | 0%
| Non-IDR | Subtotal | 3109223840 | 87669087.78 | 0.31 | 0 | 25955060.47 | 2132916.94 | 0.02 | 2828238.19 | 118585303.71 | -540685.32 | 0 | 7677331.31 | 2137640.71 | 12171020.19 | 7729195.17 | 29348.29 | 0 | 0.92 | 2445245 | 2442646 | 2599 | 0.1064%
Secondary <= 10 | SVS | IDR | 12491.136 | 332.26 | 0 | 0 | 75.07 | -33.03 | 0 | 22.92 | 397.22 | -4.53 | 0 | 41.13 | 18.96 | 67.33 | 55.48 | 0.08 | 0 | 0 | 17 | 16 | 1 | 6.25%
Secondary > 10 | SVL | IDR | 945786998.137 | 15010951.53 | 0 | 0 | 5240813.61 | 550673.75 | 0 | 810328.18 | 21612767.07 | -67183.3 | 0 | 2426579.29 | 1129070.57 | 3997710.59 | 1005589.8 | 5601.19 | 0 | 0 | 3646 | 3559 | 87 | 2.445%
Primary | PVS | IDR | 256781905.551 | 3057447.88 | 0 | 0 | 1223627.02 | 369425.42 | 0 | 100072.11 | 4750572.43 | -14830.82 | 0 | 687299.05 | 318034.64 | 1119655.43 | 213542.76 | 1604.58 | 0 | 0 | 571 | 557 | 14 | 2.513%
Transmission | TVS | IDR | 1494873942.956 | 6092524.23 | 0 | 0 | 4793002.9 | -6367.13 | 0 | 11137.38 | 10890297.38 | 0 | 0 | 2248316.22 | 841218.12 | 3089580 | 0 | 7073.6 | 0 | 0 | 193 | 188 | 5 | 2.66%
| IDR | Subtotal | 2697455337.78 | 24161255.9 | 0 | 0 | 11257518.6 | 913699.01 | 0 | 921560.59 | 37254034.1 | -82018.65 | 0 | 5362235.69 | 2288342.29 | 8207013.35 | 1219188.04 | 14279.45 | 0 | 0 | 4427 | 4320 | 107 | 2.477%
Lighting | MLS | Other | 3969946 | 279249.12 | 0 | 0 | 0 | 1.05 | 0 | 95176.54 | 374426.71 | -7923.7 | 0 | 13152.82 | 2284.38 | 23060.46 | 91592.35 | 5.35 | 0 | 0 | 13162 | 13190 | -28 | -0.2123%
Lighting | SLS | Other | 16682528 | 5057076.96 | 0 | 0 | 0 | 29.82 | 0 | 399929.1 | 5457035.88 | -33349.64 | 0 | 55335.97 | 9751.52 | 96851.78 | 384648.57 | 63.46 | 0 | 0 | 4865 | 4779 | 86 | 1.8%
| Other | Subtotal | 20652474 | 5336326.08 | 0 | 0 | 0 | 30.87 | 0 | 495105.64 | 5831462.59 | -41273.34 | 0 | 68488.79 | 12035.9 | 119912.24 | 476240.92 | 68.81 | 0 | 0 | 18027 | 17969 | 58 | 0.3228%
|  | Grand Total | 5827331651.78 | 117166669.76 | 0.31 | 0 | 37212579.07 | 3046646.82 | 0.02 | 4244904.42 | 161670800.4 | -663977.31 | 0 | 13108055.79 | 4438018.9 | 20497945.78 | 9424624.13 | 43696.55 | 0 | 0.92 | 2467699 | 2464935 | 2764 | 0.1121%
2018-02-19
2018-03-01 | [5 empty] | Rate Case Expense | [14 empty] | Customers | Customers | Change
Rate Text | Rate | Tariff Meter Type | KWH | BASE | AMS | RCE 1 | TCRF | EECRF | EECRF Surcharge | DCRF* | TOTAL | ADFIT | TC | TC2 | TC3 | TC4 | SRC | NDF | SBF | TC1 Refund | By Rate | By Rate | in Customers
Residential | RES | Non-IDR | 1606827338 | 51925836.62 | 0 | 0 | 8495404.17 | 1181004.87 | 0 | 1004822.07 | 62607067.73 | -342217.92 | 0 | 4098940.23 | 540280.16 | 6470735.98 | 4855930.05 | 15698.55 | 0 | 0 | 2171715 | 2168465 | 3250 | 0.1499%
Secondary <= 10 | SVS | Non-IDR | 69029737 | 2005944.59 | 0 | 0 | 359840.87 | 88509.24 | 0 | 126409.71 | 2580704.41 | -25049.96 | 0 | 162904.68 | 68802.23 | 259894.39 | 306631.1 | 338.35 | 0 | 0 | 144898 | 143761 | 1137 | 0.7909%
Secondary > 10 | SVL | Non-IDR | 1267268832 | 30257423.39 | 0 | 0 | 7189044.52 | 771751.18 | 0 | 1563729.6 | 39781948.69 | -138606.05 | 0 | 2990753.62 | 1263347.52 | 4771281.68 | 2074596.28 | 11525.17 | 0 | 0 | 132392 | 132623 | -231 | -0.1742%
Primary | PVS | Non-IDR | 19306326 | 388887.67 | 0 | 0 | 83776.46 | 11044.56 | 0 | 10269.31 | 493978 | -1531.33 | 0 | 45562.94 | 19239.5 | 72688.51 | 22049.7 | 165.63 | 0 | 0 | 403 | 396 | 7 | 1.768%
| Non-IDR | Subtotal | 2962432233 | 84578092.27 | 0 | 0 | 16128066.02 | 2052309.85 | 0 | 2705230.69 | 105463698.83 | -507405.26 | 0 | 7298161.47 | 1891669.41 | 11574600.56 | 7259207.13 | 27727.7 | 0 | 0 | 2449408 | 2445245 | 4163 | 0.1702%
Secondary <= 10 | SVS | IDR | 9385.596 | 251.05 | 0 | 0 | 48.84 | 12.46 | 0 | 17.19 | 329.54 | -3.4 | 0 | 32.97 | 13.98 | 54.12 | 41.71 | 0.06 | 0 | 0 | 17 | 17 | 0 | 0%
Secondary > 10 | SVL | IDR | 1047984194.674 | 15576033.71 | 0 | 0 | 5259836.21 | 635023.82 | 0 | 840619.82 | 22311513.56 | -69694.21 | 0 | 2620353.98 | 1109515.83 | 4317907.3 | 1043180.75 | 5810.04 | 0 | 0 | 3648 | 3646 | 2 | 0.05485%
Primary | PVS | IDR | 304529371.615 | 3213666.09 | 0 | 0 | 1223002.68 | 189297.57 | 0 | 105397.72 | 4731364.06 | -15612.32 | 0 | 780410.7 | 330692.56 | 1268930.69 | 225408.87 | 1688.69 | 0 | 0 | 576 | 571 | 5 | 0.8757%
Transmission | TVS | IDR | 1539288257.415 | 5560048.72 | 0 | 0 | 4161110.82 | 11533.43 | 0 | 10120.97 | 9742813.94 | 0 | 0 | 2183352.94 | 692562.05 | 3007478.32 | 0 | 6428.06 | 0 | 0 | 195 | 193 | 2 | 1.036%
| IDR | Subtotal | 2891811209.3 | 24349999.57 | 0 | 0 | 10643998.55 | 835867.28 | 0 | 956155.7 | 36786021.1 | -85309.93 | 0 | 5584150.59 | 2132784.42 | 8594370.43 | 1268631.33 | 13926.85 | 0 | 0 | 4436 | 4427 | 9 | 0.2033%
Lighting | MLS | Other | 4178052 | 294220.23 | 0 | 0 | 0 | 0.09 | 0 | 100148.78 | 394369.1 | -8340.65 | 0 | 13852.3 | 2170.19 | 24242.88 | 96275.99 | 5.66 | 0 | 0 | 13114 | 13162 | -48 | -0.3647%
Lighting | SLS | Other | 16657712 | 5078143.5 | 0 | 0 | 0 | 0 | 0 | 399334.1 | 5477477.6 | -33299.96 | 0 | 55254.13 | 8679.71 | 96711.18 | 384075.74 | 63.35 | 0 | 0 | 4862 | 4865 | -3 | -0.06166%
| Other | Subtotal | 20835764 | 5372363.73 | 0 | 0 | 0 | 0.09 | 0 | 499482.88 | 5871846.7 | -41640.61 | 0 | 69106.43 | 10849.9 | 120954.06 | 480351.73 | 69.01 | 0 | 0 | 17976 | 18027 | -51 | -0.2829%
|  | Grand Total | 5875079206.3 | 114300455.57 | 0 | 0 | 26772064.57 | 2888177.22 | 0 | 4160869.27 | 148121566.63 | -634355.8 | 0 | 12951418.49 | 4035303.73 | 20289925.05 | 9008190.19 | 41723.56 | 0 | 0 | 2471820 | 2467699 | 4121 | 0.167%
2018-03-21
2018-04-01 | [5 empty] | Rate Case Expense | [14 empty] | Customers | Customers | Change
Rate Text | Rate | Tariff Meter Type | KWH | BASE | AMS | RCE 1 | TCRF | EECRF | EECRF Surcharge | DCRF* | TOTAL | ADFIT | TC | TC2 | TC3 | TC4 | SRC | NDF | SBF | TC1 Refund | By Rate | By Rate | in Customers
Residential | RES | Non-IDR | 1756933674 | 55724050.06 | 0 | 0 | 8909142.36 | 1279012.86 | 0 | 1096365.26 | 67008570.54 | -374196.34 | 0 | 4481855.74 | 590308.47 | 7075222.24 | 5309556.06 | 17413.95 | 0 | 1.64 | 2175573 | 2171715 | 3858 | 0.1776%
Secondary <= 10 | SVS | Non-IDR | 71213681 | 2047791.63 | 0 | 0 | 368404.24 | 105215.28 | 0 | 130391.11 | 2651802.26 | -25843.42 | 0 | 168056.76 | 70915.95 | 268115.97 | 316327.49 | 354.62 | 0 | 0 | 145882 | 144898 | 984 | 0.6791%
Secondary > 10 | SVL | Non-IDR | 1327705508 | 29773939.16 | 0 | 0 | 6916546.53 | 810383 | 0 | 1543801.94 | 39044670.63 | -136855.09 | 0 | 3133384.4 | 1322397.34 | 4998829.07 | 2048359.16 | 11375.92 | 0 | 0 | 132143 | 132392 | -249 | -0.1881%
Primary | PVS | Non-IDR | 20728274 | 390536.93 | 0 | 0 | 82627.9 | 11507.25 | 0 | 10431.63 | 495103.71 | -1555.54 | 0 | 48918.68 | 20645.41 | 78042.03 | 22398.32 | 168.24 | 0 | 0 | 403 | 403 | 0 | 0%
| Non-IDR | Subtotal | 3176581137 | 87936317.78 | 0 | 0 | 16276721.03 | 2206118.39 | 0 | 2780989.94 | 109200147.14 | -538450.39 | 0 | 7832215.58 | 2004267.17 | 12420209.31 | 7696641.03 | 29312.73 | 0 | 1.64 | 2454001 | 2449408 | 4593 | 0.1875%
Secondary <= 10 | SVS | IDR | 10186.536 | 271.99 | 0 | 0 | 52.68 | 15.05 | 0 | 18.65 | 358.37 | -3.7 | 0 | 34.24 | 14.5 | 56.08 | 45.26 | 0.08 | 0 | 0 | 16 | 17 | -1 | -5.882%
Secondary > 10 | SVL | IDR | 1132006541.092 | 15800929.17 | 0 | 0 | 5308591.14 | 687752.7 | 0 | 853306.65 | 22650579.66 | -70746.76 | 0 | 2718139.58 | 1151654.34 | 4476425.02 | 1058925.09 | 5898.31 | 0 | 0 | 3630 | 3648 | -18 | -0.4934%
Primary | PVS | IDR | 322314960.285 | 3312689.71 | 0 | 0 | 1254845.78 | 177935.12 | 0 | 108157.8 | 4853628.41 | -16029.09 | 0 | 813616.14 | 344431.64 | 1328234.78 | 230796.7 | 1734.04 | 0 | 0 | 574 | 576 | -2 | -0.3472%
Transmission | TVS | IDR | 2041638573.441 | 6916930.26 | 0 | 0 | 4877955 | 19153.38 | 0 | 12679.97 | 11826718.61 | 0 | 0 | 2591723.23 | 826067.68 | 3585671.58 | 0 | 8053.29 | 0 | 0 | 195 | 195 | 0 | 0%
| IDR | Subtotal | 3495970261.354 | 26030821.13 | 0 | 0 | 11441444.6 | 884856.25 | 0 | 974163.07 | 39331285.05 | -86779.55 | 0 | 6123513.19 | 2322168.16 | 9390387.46 | 1289767.05 | 15685.72 | 0 | 0 | 4415 | 4436 | -21 | -0.4734%
Lighting | MLS | Other | 4159269 | 292853.89 | 0 | 0 | 0 | 0 | 0 | 99832.06 | 392685.95 | -8308.04 | 0 | 13783.94 | 2155.18 | 24196.17 | 96155.66 | 5.69 | 0 | 0 | 13075 | 13114 | -39 | -0.2974%
Lighting | SLS | Other | 16589336 | 5090031.05 | 0 | 0 | 0 | 0 | 0 | 397691.5 | 5487722.55 | -33163.2 | 0 | 55028.44 | 8643.93 | 96304.05 | 382493.42 | 63.08 | 0 | 0 | 4915 | 4862 | 53 | 1.09%
| Other | Subtotal | 20748605 | 5382884.94 | 0 | 0 | 0 | 0 | 0 | 497523.56 | 5880408.5 | -41471.24 | 0 | 68812.38 | 10799.11 | 120500.22 | 478649.08 | 68.77 | 0 | 0 | 17990 | 17976 | 14 | 0.07788%
|  | Grand Total | 6693300003.354 | 119350023.85 | 0 | 0 | 27718165.63 | 3090974.64 | 0 | 4252676.57 | 154411840.69 | -666701.18 | 0 | 14024541.15 | 4337234.44 | 21931096.99 | 9465057.16 | 45067.22 | 0 | 1.64 | 2476406 | 2471820 | 4586 | 0.1855%
2018-04-21
2018-05-01 | [5 empty] | Rate Case Expense | [14 empty] | Customers | Customers | Change
Rate Text | Rate | Tariff Meter Type | KWH | BASE | AMS | RCE 1 | TCRF | EECRF | EECRF Surcharge | DCRF* | TOTAL | ADFIT | TC | TC2 | TC3 | TC4 | SRC | NDF | SBF | TC1 Refund | By Rate | By Rate | in Customers
Residential | RES | Non-IDR | 2217602372 | 67752409.34 | 0 | 0 | 11245246.17 | 1614372.05 | 0 | 1383832.75 | 81995860.31 | -472313.91 | 0 | 5657027.38 | 745086.37 | 8930324.08 | 6701663.53 | 22030.56 | 0 | 3.38 | 2176358 | 2175573 | 785 | 0.03608%
Secondary <= 10 | SVS | Non-IDR | 73967356 | 2140838.1 | 0 | 0 | 382654 | 109277.74 | 0 | 135430.96 | 2768200.8 | -26841.17 | 0 | 174555.03 | 73659.96 | 278484.36 | 328560.1 | 371.25 | 0 | 0 | 146442 | 145882 | 560 | 0.3839%
Secondary > 10 | SVL | Non-IDR | 1462721924 | 31898226.44 | 0 | 0 | 7540002.81 | 892910.86 | 0 | 1646364.28 | 41977504.39 | -145946.92 | 0 | 3452026.94 | 1456872.68 | 5507149.98 | 2184443.7 | 12133.21 | 0 | 0 | 132129 | 132143 | -14 | -0.01059%
Primary | PVS | Non-IDR | 22054650 | 402252.02 | 0 | 0 | 87462.57 | 12252.32 | 0 | 10585.29 | 512552.2 | -1578.44 | 0 | 52048.97 | 21966.44 | 83035.86 | 22728.07 | 170.75 | 0 | 0 | 406 | 403 | 3 | 0.7444%
| Non-IDR | Subtotal | 3776346302 | 102193725.9 | 0 | 0 | 19255365.55 | 2628812.97 | 0 | 3176213.28 | 127254117.7 | -646680.44 | 0 | 9335658.32 | 2297585.45 | 14798994.28 | 9237395.4 | 34705.77 | 0 | 3.38 | 2455335 | 2454001 | 1334 | 0.05436%
Secondary <= 10 | SVS | IDR | 7842.868 | 226.94 | 0 | 0 | 40.58 | 11.59 | 0 | 14.34 | 293.45 | -2.85 | 0 | 29.18 | 12.39 | 48.02 | 34.84 | 0.06 | 0 | 0 | 16 | 16 | 0 | 0%
Secondary > 10 | SVL | IDR | 1198219941.668 | 16811182.02 | 0 | 0 | 5584498.54 | 727983.49 | 0 | 914146.58 | 24037810.63 | -75790.65 | 0 | 2944904.45 | 1245828.54 | 4848444.13 | 1134424.73 | 6318.63 | 0 | 0 | 3620 | 3630 | -10 | -0.2755%
Primary | PVS | IDR | 342338500.499 | 3542421.03 | 0 | 0 | 1319867.17 | 189116.69 | 0 | 117482.44 | 5168887.33 | -17411.15 | 0 | 879149.31 | 372209.48 | 1434681.43 | 250694.31 | 1883.82 | 0 | 0 | 571 | 574 | -3 | -0.5226%
Transmission | TVS | IDR | 2098766125.987 | 7280384.16 | 0 | 0 | 5119814.36 | 20127.79 | 0 | 13308.84 | 12433635.15 | 0 | 0 | 2988118.04 | 957012.64 | 4120390.04 | 0 | 8452.76 | 0 | 0 | 196 | 195 | 1 | 0.5128%
| IDR | Subtotal | 3639332411.022 | 27634214.15 | 0 | 0 | 12024220.65 | 937239.56 | 0 | 1044952.2 | 41640626.56 | -93204.65 | 0 | 6812200.98 | 2575063.05 | 10403563.62 | 1385153.88 | 16655.27 | 0 | 0 | 4403 | 4415 | -12 | -0.2718%
Lighting | MLS | Other | 4384868 | 308924.82 | 0 | 0 | 0 | 0 | 0 | 105049.66 | 413974.48 | -8751.9 | 0 | 14540.68 | 2272.79 | 25416.14 | 100917.26 | 5.97 | 0 | 0 | 13029 | 13075 | -46 | -0.3518%
Lighting | SLS | Other | 16539373 | 5085025.29 | 0 | 0 | 0 | 0 | 0 | 396496.62 | 5481521.91 | -33063.33 | 0 | 54860.76 | 8618.18 | 96027.94 | 381349.18 | 62.83 | 0 | 0 | 4912 | 4915 | -3 | -0.06104%
| Other | Subtotal | 20924241 | 5393950.11 | 0 | 0 | 0 | 0 | 0 | 501546.28 | 5895496.39 | -41815.23 | 0 | 69401.44 | 10890.97 | 121444.08 | 482266.44 | 68.8 | 0 | 0 | 17941 | 17990 | -49 | -0.2724%
|  | Grand Total | 7436602954.022 | 135221890.16 | 0 | 0 | 31279586.2 | 3566052.53 | 0 | 4722711.76 | 174790240.65 | -781700.32 | 0 | 16217260.74 | 4883539.47 | 25324001.98 | 11104815.72 | 51429.84 | 0 | 3.38 | 2477679 | 2476406 | 1273 | 0.05141%
2018-05-21
2018-06-01 | [5 empty] | Rate Case Expense | [14 empty] | Customers | Customers | Change
Rate Text | Rate | Tariff Meter Type | KWH | BASE | AMS | RCE 1 | TCRF | EECRF | EECRF Surcharge | DCRF* | TOTAL | ADFIT | TC | TC2 | TC3 | TC4 | SRC | NDF | SBF | TC1 Refund | By Rate | By Rate | in Customers
Residential | RES | Non-IDR | 3391045571 | 96491827.6 | 0 | 0 | 17195466.61 | 2468610.15 | 0 | 2116031.27 | 118271935.63 | -722271.52 | 0 | 8650497.3 | 1139374.49 | 12739092.48 | 10247793.87 | 33774.54 | 0 | 1.09 | 2179048 | 2176358 | 2690 | 0.1236%
Secondary <= 10 | SVS | Non-IDR | 80610813 | 2214043.76 | 31.4 | 0 | 417017.77 | 119075.76 | 0 | 147587.16 | 2897755.85 | -29254.58 | 0 | 190239.18 | 80274.55 | 283956.46 | 358039.49 | 434.41 | 0 | 0 | 147128 | 146442 | 686 | 0.4684%
Secondary > 10 | SVL | Non-IDR | 1730395496 | 31789352.79 | 0 | 0 | 7705069.44 | 1056456.61 | 0 | 1633931.86 | 42184810.7 | -144827.93 | 0 | 4083596.12 | 1723449.2 | 6101400.65 | 2167983.07 | 12042.03 | 0 | 17.33 | 132553 | 132129 | 424 | 0.3209%
Primary | PVS | Non-IDR | 27686293 | 410564.42 | 0 | 0 | 91959.9 | 15385.2 | 0 | 10678.75 | 528588.27 | -1592.41 | 0 | 65339.7 | 27575.65 | 97661.81 | 22928.68 | 172.22 | 0 | 0 | 404 | 406 | -2 | -0.4926%
| Non-IDR | Subtotal | 5229738173 | 130905788.57 | 31.4 | 0 | 25409513.72 | 3659527.72 | 0 | 3908229.04 | 163883090.45 | -897946.44 | 0 | 12989672.3 | 2970673.89 | 19222111.4 | 12796745.11 | 46423.2 | 0 | 18.42 | 2459133 | 2455335 | 3798 | 0.1547%
Secondary <= 10 | SVS | IDR | 12721.952 | 300.77 | 0 | 0 | 65.8 | 18.79 | 0 | 23.29 | 408.65 | -4.62 | 0 | 40.27 | 17.04 | 58.68 | 56.51 | 0.09 | 0 | 0 | 15 | 16 | -1 | -6.25%
Secondary > 10 | SVL | IDR | 1298330518.448 | 16468783.95 | 0 | 0 | 5307302.48 | 789498.21 | 0 | 910494.41 | 23476079.05 | -75488.12 | 0 | 3075288.06 | 1302301.08 | 4698384.9 | 1129892.53 | 6293.61 | 0 | 0 | 3591 | 3620 | -29 | -0.8011%
Primary | PVS | IDR | 357828988.512 | 3358148.93 | 0 | 0 | 1237794.09 | 196382.93 | 0 | 111822.16 | 4904148.11 | -16572.16 | 0 | 875047.45 | 370826.27 | 1315903.82 | 238616.04 | 1792.86 | 0 | 0 | 565 | 571 | -6 | -1.051%
Transmission | TVS | IDR | 1616953969.37 | 5472735.35 | 0 | 0 | 3843064.64 | 23008.42 | 0 | 9989.82 | 9348798.23 | 0 | 0 | 2265417.41 | 757415.15 | 2918047.52 | 0 | 6344.72 | 0 | 0 | 196 | 196 | 0 | 0%
| IDR | Subtotal | 3273126198.282 | 25299969 | 0 | 0 | 10388227.01 | 1008908.35 | 0 | 1032329.68 | 37729434.04 | -92064.9 | 0 | 6215793.19 | 2430559.54 | 8932394.92 | 1368565.08 | 14431.28 | 0 | 0 | 4367 | 4403 | -36 | -0.8176%
Lighting | MLS | Other | 4178650 | 293130.7 | 0 | 0 | 0 | 0 | 0 | 100189.63 | 393320.33 | -8343.23 | 0 | 13853.17 | 2165.97 | 22577.9 | 96350 | 5.67 | 0 | 0 | 12989 | 13029 | -40 | -0.307%
Lighting | SLS | Other | 16549273 | 5111848.83 | 0 | 0 | 0 | 0 | -0.27 | 397093.66 | 5508942.22 | -33085.15 | 0 | 54886.99 | 8624.17 | 96108.38 | 381866.08 | 62.98 | 0 | 0.51 | 4917 | 4912 | 5 | 0.1018%
| Other | Subtotal | 20727923 | 5404979.53 | 0 | 0 | 0 | 0 | -0.27 | 497283.29 | 5902262.55 | -41428.38 | 0 | 68740.16 | 10790.14 | 118686.28 | 478216.08 | 68.65 | 0 | 0.51 | 17906 | 17941 | -35 | -0.1951%
|  | Grand Total | 8523592294.282 | 161610737.1 | 31.4 | 0 | 35797740.73 | 4668436.07 | -0.27 | 5437842.01 | 207514787.04 | -1031439.72 | 0 | 19274205.65 | 5412023.57 | 28273192.6 | 14643526.27 | 60923.13 | 0 | 18.93 | 2481406 | 2477679 | 3727 | 0.1504%
2018-06-21
2018-07-01 | [5 empty] | Rate Case Expense | [14 empty] | Customers | Customers | Change
Rate Text | Rate | Tariff Meter Type | KWH | BASE | AMS | RCE 1 | TCRF | EECRF | EECRF Surcharge | DCRF* | TOTAL | ADFIT | TC | TC2 | TC3 | TC4 | SRC | NDF | SBF | TC1 Refund | By Rate | By Rate | in Customers
Residential | RES | Non-IDR | 3661961947 | 103286905.44 | 0 | 0 | 18569239.08 | 2665828.82 | 0 | 2285084.46 | 126807057.8 | -779985.43 | 0 | 9341611.29 | 1230399.48 | 7169173.05 | 11066521 | 36510.14 | 0 | 0 | 2182946 | 2179048 | 3898 | 0.1789%
Secondary <= 10 | SVS | Non-IDR | 82699447 | 2251955.5 | 0 | 0 | 427819.64 | 122180.1 | 0 | 151422.2 | 2953377.44 | -30012.23 | 0 | 195164.97 | 82356.35 | 153079.17 | 367347.31 | 451.64 | 0 | 0 | 147513 | 147128 | 385 | 0.2617%
Secondary > 10 | SVL | Non-IDR | 1782081968 | 32017855.99 | 0 | 0 | 7777459.32 | 1088303.75 | 0 | 1645957 | 42529576.06 | -145851.96 | 0 | 4205341.3 | 1774878.94 | 3317999.58 | 2183852.59 | 12129.46 | 0 | 29.47 | 132726 | 132553 | 173 | 0.1305%
Primary | PVS | Non-IDR | 28488783 | 416414.13 | 0 | 0 | 93390.56 | 15842.1 | 0 | 10893.53 | 536540.32 | -1624.35 | 0 | 67233.53 | 28374.77 | 52054.01 | 23389.69 | 175.72 | 0 | 0 | 407 | 404 | 3 | 0.7426%
| Non-IDR | Subtotal | 5555232145 | 137973131.06 | 0 | 0 | 26867908.6 | 3892154.77 | 0 | 4093357.19 | 172826551.62 | -957473.97 | 0 | 13809351.09 | 3116009.54 | 10692305.81 | 13641110.59 | 49266.96 | 0 | 29.47 | 2463592 | 2459133 | 4459 | 0.1813%
Secondary <= 10 | SVS | IDR | 9888.672 | 267.03 | 0 | 0 | 51.14 | 14.61 | 0 | 18.09 | 350.87 | -3.6 | 0 | 33.05 | 13.99 | 23.53 | 43.93 | 0.07 | 0 | 0 | 15 | 15 | 0 | 0%
Secondary > 10 | SVL | IDR | 1334149371.085 | 16597763.96 | 0 | 0 | 5336214.86 | 811981.35 | 0 | 918602.95 | 23664563.12 | -76159.84 | 0 | 3106084.09 | 1314966.05 | 2485952.95 | 1139955.51 | 6349.83 | 0 | 0 | 3666 | 3591 | 75 | 2.089%
Primary | PVS | IDR | 367700548.953 | 3479358.55 | 0 | 0 | 1278587.08 | 201770.28 | 0 | 115542.25 | 5075258.16 | -17123.59 | 0 | 913719.48 | 387405.17 | 733198 | 246553.92 | 1852.58 | 0 | 0 | 574 | 565 | 9 | 1.593%
Transmission | TVS | IDR | 1927799082.158 | 6556342.1 | 0 | 0 | 4596558.39 | 22855.6 | 0 | 11948.48 | 11187704.57 | 0 | 0 | 2601053.19 | 805353.82 | 2076498.82 | 0 | 7588.74 | 0 | 0 | 198 | 196 | 2 | 1.02%
| IDR | Subtotal | 3629658890.868 | 26633731.64 | 0 | 0 | 11211411.47 | 1036621.84 | 0 | 1046111.77 | 39927876.72 | -93287.03 | 0 | 6620889.81 | 2507739.03 | 5295673.3 | 1386553.36 | 15791.22 | 0 | 0 | 4453 | 4367 | 86 | 1.969%
Lighting | MLS | Other | 4166733 | 291656.28 | 0 | 0 | 0 | 0 | 0 | 99912.39 | 391568.67 | -8319.72 | 0 | 13812.9 | 2159.42 | 11799.36 | 96103.3 | 5.67 | 0 | 0 | 12947 | 12989 | -42 | -0.3234%
Lighting | SLS | Other | 14169151 | 4321330.92 | 0 | 0 | 0 | -2.34 | 0.27 | 355134.74 | 4676463.59 | -28764.83 | 0 | 46488.51 | 7400.38 | 40420.49 | 353256.62 | 53.26 | 0 | -0.46 | 4931 | 4917 | 14 | 0.2847%
| Other | Subtotal | 18335884 | 4612987.2 | 0 | 0 | 0 | -2.34 | 0.27 | 455047.13 | 5068032.26 | -37084.55 | 0 | 60301.41 | 9559.8 | 52219.85 | 449359.92 | 58.93 | 0 | -0.46 | 17878 | 17906 | -28 | -0.1564%
|  | Grand Total | 9203226919.868 | 169219849.9 | 0 | 0 | 38079320.07 | 4928774.27 | 0.27 | 5594516.09 | 217822460.6 | -1087845.55 | 0 | 20490542.31 | 5633308.37 | 16040198.96 | 15477023.87 | 65117.11 | 0 | 29.01 | 2485923 | 2481406 | 4517 | 0.182%
2018-08-01 | [5 empty] | Rate Case Expense | [14 empty] | Customers | Customers | Change
Rate Text | Rate | Tariff Meter Type | KWH | BASE | AMS | RCE 1 | TCRF | EECRF | EECRF Surcharge | DCRF* | TOTAL | ADFIT | TC | TC2 | TC3 | TC4 | SRC | NDF | SBF | TC1 Refund | By Rate | By Rate | in Customers
Residential | RES | Non-IDR | 3990061487 | 112407199.17 | 0 | 0 | 20233509.74 | 2904705.85 | 0 | 2489834.49 | 138035249.25 | -849860.02 | 0 | 10178592.55 | 1340647.06 | 6599675.63 | 12058004.03 | 39803.13 | 0 | 1.24 | 2186660 | 2182946 | 3714 | 0.1701%
Secondary <= 10 | SVS | Non-IDR | 88752670 | 2432915.68 | 0 | 0 | 459135.86 | 131123.83 | 0 | 162502.98 | 3185678.35 | -32206.96 | 0 | 209448.12 | 88382.89 | 137757.99 | 394236.26 | 482.25 | 0 | 0 | 148604 | 147513 | 1091 | 0.7396%
Secondary > 10 | SVL | Non-IDR | 1943486744 | 35074540.55 | 0 | 0 | 8532690.76 | 1186591.68 | 0 | 1802117.25 | 46595940.24 | -159743.65 | 0 | 4586614.87 | 1935720.54 | 3016367.65 | 2391119.17 | 13281.86 | 0 | 5.02 | 132833 | 132726 | 107 | 0.08062%
Primary | PVS | Non-IDR | 32515909 | 470753.96 | 0 | 0 | 107577.12 | 18090.51 | 0 | 12336.17 | 608757.76 | -1839.56 | 0 | 76737.6 | 32385.85 | 50464.7 | 26487.42 | 199.03 | 0 | 0 | 407 | 407 | 0 | 0%
| Non-IDR | Subtotal | 6054816810 | 150385409.36 | 0 | 0 | 29332913.48 | 4240511.87 | 0 | 4466790.89 | 188425625.6 | -1043650.19 | 0 | 15051393.14 | 3397136.34 | 9804265.97 | 14869846.88 | 53766.27 | 0 | 6.26 | 2468504 | 2463592 | 4912 | 0.1994%
Secondary <= 10 | SVS | IDR | 9606.664 | 262.34 | 0 | 0 | 49.7 | 14.2 | 0 | 17.58 | 343.82 | -3.49 | 0 | 33.62 | 14.25 | 22.64 | 42.67 | 0.06 | 0 | 0 | 14 | 15 | -1 | -6.667%
Secondary > 10 | SVL | IDR | 1465526517.072 | 18435637.89 | 0 | 0 | 5942048.53 | 890725.29 | 0 | 1020263.55 | 26288675.26 | -84588.56 | 0 | 3448408.53 | 1460636.85 | 2340776.49 | 1266113.13 | 7051.99 | 0 | 0 | 3687 | 3666 | 21 | 0.5728%
Primary | PVS | IDR | 373364503.347 | 3712293.79 | 0 | 0 | 1364598.72 | 205700.08 | 0 | 123832.28 | 5406424.87 | -18352.11 | 0 | 939787.94 | 397893.86 | 631467.78 | 264244.53 | 1985.51 | 0 | 0 | 572 | 574 | -2 | -0.3484%
Transmission | TVS | IDR | 2051298451.539 | 6989999.37 | 0 | 0 | 4908777.84 | 22525.79 | 0 | 12760.05 | 11934063.05 | 0 | 0 | 2694162.21 | 889785.37 | 1537805.38 | 0 | 8104.17 | 0 | 0 | 200 | 198 | 2 | 1.01%
| IDR | Subtotal | 3890199078.622 | 29138193.39 | 0 | 0 | 12215474.79 | 1118965.36 | 0 | 1156873.46 | 43629507 | -102944.16 | 0 | 7082392.3 | 2748330.33 | 4510072.29 | 1530400.33 | 17141.73 | 0 | 0 | 4473 | 4453 | 20 | 0.4491%
Lighting | MLS | Other | 4542372 | 318464.71 | 0 | 0 | 0 | 0 | 0 | 108910.57 | 427375.28 | -9069.56 | 0 | 15058.91 | 2353.75 | 10876.34 | 104740.47 | 5.98 | 0 | 0 | 12897 | 12947 | -50 | -0.3862%
Lighting | SLS | Other | 19861432 | 6186183.48 | 0 | 0 | 0 | 2.34 | 0 | 460365.68 | 6646551.5 | -39263 | 0 | 66398.74 | 10333.59 | 49384.77 | 431132.66 | 75.88 | 0 | 0.02 | 4953 | 4931 | 22 | 0.4462%
| Other | Subtotal | 24403804 | 6504648.19 | 0 | 0 | 0 | 2.34 | 0 | 569276.25 | 7073926.78 | -48332.56 | 0 | 81457.65 | 12687.34 | 60261.11 | 535873.13 | 81.86 | 0 | 0.02 | 17850 | 17878 | -28 | -0.1566%
|  | Grand Total | 9969419692.622 | 186028250.94 | 0 | 0 | 41548388.27 | 5359479.57 | 0 | 6192940.6 | 239129059.38 | -1194926.91 | 0 | 22215243.09 | 6158154.01 | 14374599.37 | 16936120.34 | 70989.86 | 0 | 6.28 | 2490827 | 2485923 | 4904 | 0.1973%
2018-09-01 | [5 empty] | Rate Case Expense | [14 empty] | Customers | Customers | Change
Rate Text | Rate | Tariff Meter Type | KWH | BASE | AMS | RCE 1 | TCRF | EECRF | EECRF Surcharge | DCRF* | TOTAL | ADFIT | TC | TC2 | TC3 | TC4 | SRC | NDF | SBF | TC1 Refund | By Rate | By Rate | in Customers
Residential | RES | Non-IDR | 3180094379 | 90267430.4 | 0 | 0 | 27259952.01 | 2315064.81 | 0 | 2401162.89 | 122243610.11 | -677333.62 | 0 | 8112386.89 | 1068495.33 | 5259941.9 | 9610243.13 | 31694.97 | 0 | 0 | 2188211 | 2186660 | 1551 | 0.07093%
Secondary <= 10 | SVS | Non-IDR | 77100575 | 2091455.27 | 0 | 0 | 429793.51 | 113923.91 | 0 | 77441.82 | 2712614.51 | -27978.49 | 0 | 181952.04 | 76781.26 | 119656.66 | 342477.91 | 422.62 | 0 | 0 | 149461 | 148604 | 857 | 0.5767%
Secondary > 10 | SVL | Non-IDR | 1625725852 | 29061313.43 | 0 | 0 | 7373075.75 | 992698.27 | 0 | 816097.72 | 38243185.17 | -132203.03 | 0 | 3836714.06 | 1619221.1 | 2523151.58 | 1978725.93 | 10991.5 | 0 | 0 | 132445 | 132833 | -388 | -0.2921%
Primary | PVS | Non-IDR | 26966410 | 397281.24 | 0 | 0 | 118950.8 | 14981.91 | 0 | 5527.59 | 536741.54 | -1561.88 | 0 | 63640.76 | 26858.58 | 41851.86 | 22490.7 | 168.97 | 0 | 0 | 406 | 407 | -1 | -0.2457%
| Non-IDR | Subtotal | 4909887216 | 121817480.34 | 0 | 0 | 35181772.07 | 3436668.9 | 0 | 3300230.02 | 163736151.33 | -839077.02 | 0 | 12194693.75 | 2791356.27 | 7944602 | 11953937.67 | 43278.06 | 0 | 0 | 2470523 | 2468504 | 2019 | 0.08179%
Secondary <= 10 | SVS | IDR | 8983.608 | 221.88 | 0 | 0 | 50.26 | 13.28 | 0 | 8.66 | 294.08 | -3.25 | 0 | 33.16 | 14.06 | 22.38 | 39.9 | 0.07 | 0 | 0 | 15 | 14 | 1 | 7.143%
Secondary > 10 | SVL | IDR | 1182316818.597 | 14785348.26 | 0 | 0 | 4347043.63 | 718374.46 | 0 | 403951.34 | 20254717.69 | -68080.54 | 0 | 2795515.99 | 1183425.95 | 1893911.64 | 1019022.09 | 5675.87 | 0 | 0 | 3704 | 3687 | 17 | 0.4611%
Primary | PVS | IDR | 316477371.397 | 3100341.52 | 0 | 0 | 1024995.91 | 174291.04 | 0 | 53459.21 | 4353087.68 | -15206.78 | 0 | 805461.23 | 341624.81 | 539944.28 | 218956.76 | 1645.16 | 0 | 0 | 576 | 572 | 4 | 0.6993%
Transmission | TVS | IDR | 1679826976.408 | 5755225.75 | 0 | 0 | 3424336.36 | 23329.73 | 0 | 5902.17 | 9208794.01 | 0 | 0 | 2343461.05 | 741882.35 | 1324880.1 | 0 | 6668.03 | 0 | 0 | 200 | 200 | 0 | 0%
| IDR | Subtotal | 3178630150.01 | 23641137.41 | 0 | 0 | 8796426.16 | 916008.51 | 0 | 463321.38 | 33816893.46 | -83290.57 | 0 | 5944471.43 | 2266947.17 | 3758758.4 | 1238018.75 | 13989.13 | 0 | 0 | 4495 | 4473 | 22 | 0.4918%
Lighting | MLS | Other | 3773877 | 263722.2 | 0 | 0 | 0 | 0 | 0 | 49659.75 | 313381.95 | -7535.05 | 0 | 12511.27 | 1956.43 | 9037.05 | 87017.23 | 5.32 | 0 | 0 | 12844 | 12897 | -53 | -0.4109%
Lighting | SLS | Other | 15086607 | 4818880.69 | 0 | 0 | 0 | 0 | 0 | 190108.28 | 5008988.97 | -30159.1 | 0 | 50042.1 | 7861.65 | 36131.64 | 347851.75 | 57.24 | 0 | 0 | 4994 | 4953 | 41 | 0.8278%
| Other | Subtotal | 18860484 | 5082602.89 | 0 | 0 | 0 | 0 | 0 | 239768.03 | 5322370.92 | -37694.15 | 0 | 62553.37 | 9818.08 | 45168.69 | 434868.98 | 62.56 | 0 | 0 | 17838 | 17850 | -12 | -0.06723%
|  | Grand Total | 8107377850.01 | 150541220.64 | 0 | 0 | 43978198.23 | 4352677.41 | 0 | 4003319.43 | 202875415.71 | -960061.74 | 0 | 18201718.55 | 5068121.52 | 11748529.09 | 13626825.4 | 57329.75 | 0 | 0 | 2492856 | 2490827 | 2029 | 0.08146%
2018-10-01 | [5 empty] | Rate Case Expense | [14 empty] | Customers | Customers | Change
Rate Text | Rate | Tariff Meter Type | KWH | BASE | AMS | RCE 1 | TCRF | EECRF | EECRF Surcharge | DCRF* | TOTAL | ADFIT | TC | TC2 | TC3 | TC4 | SRC | NDF | SBF | TC1 Refund | By Rate | By Rate | in Customers
Residential | RES | Non-IDR | 2881426306 | 84802905.68 | 0 | 0 | 25234825.66 | 2097614.81 | 0 | 2195703.63 | 114331049.78 | -591421.16 | 0 | 7350440.45 | 968137.4 | 4765833.18 | 8154038.47 | 28725.3 | 0 | 1.33 | 2192423 | 2188211 | 4212 | 0.1925%
Secondary <= 10 | SVS | Non-IDR | 84836519 | 2378487.14 | 0 | 0 | 474577.14 | 125343.25 | 0 | 81800.83 | 3060208.36 | -29529.94 | 0 | 200205.72 | 84482.95 | 131684.4 | 349720.87 | 447.2 | 0 | 0 | 149935 | 149461 | 474 | 0.3171%
Secondary > 10 | SVL | Non-IDR | 1701500118 | 34168259.78 | 0 | 0 | 8609261.23 | 1038823.45 | 0 | 907260.04 | 44723604.5 | -148704.69 | 0 | 4015542.89 | 1694693.8 | 2640734.68 | 2151161.85 | 12935.07 | 0 | 0 | 132346 | 132445 | -99 | -0.07475%
Primary | PVS | Non-IDR | 28154370 | 464482.63 | 0 | 0 | 140311.72 | 15654.83 | 0 | 6264.8 | 626713.98 | -1749.65 | 0 | 66444.3 | 28041.78 | 43695.56 | 24468.46 | 196.88 | 0 | 0 | 409 | 406 | 3 | 0.7389%
| Non-IDR | Subtotal | 4695917313 | 121814135.23 | 0 | 0 | 34458975.75 | 3277436.34 | 0 | 3191029.3 | 162741576.62 | -771405.44 | 0 | 11632633.36 | 2775355.93 | 7581947.82 | 10679389.65 | 42304.45 | 0 | 1.33 | 2475113 | 2470523 | 4590 | 0.1858%
Secondary <= 10 | SVS | IDR | 9745.772 | 264.64 | 0 | 0 | 54.5 | 14.41 | 0 | 9.39 | 342.94 | -3.3 | 0 | 32.15 | 13.62 | 21.62 | 38.28 | 0.06 | 0 | 0 | 15 | 15 | 0 | 0%
Secondary > 10 | SVL | IDR | 1390812778.294 | 18169961.13 | 0 | 0 | 5464805.78 | 846038.8 | 0 | 482811.56 | 24963617.27 | -78417.88 | 0 | 3330306.42 | 1411188.98 | 2260662.9 | 1126337.37 | 6900.61 | 0 | 0 | 3716 | 3704 | 12 | 0.324%
Primary | PVS | IDR | 357084253.009 | 3718886.15 | 0 | 0 | 1227509.06 | 195425.99 | 0 | 62848.11 | 5204669.31 | -17250.91 | 0 | 919570.57 | 389619.43 | 619128.34 | 238022.82 | 1975.87 | 0 | 0 | 576 | 576 | 0 | 0%
Transmission | TVS | IDR | 1898551563.808 | 6657643.25 | 0 | 0 | 3782628.18 | 22254.97 | 0 | 5452.83 | 10467979.23 | 0 | 0 | 2764517.21 | 906323.09 | 1578127.23 | 0 | 7726.57 | 0 | 0 | 200 | 200 | 0 | 0%
| IDR | Subtotal | 3646458340.883 | 28546755.17 | 0 | 0 | 10474997.52 | 1063734.17 | 0 | 551121.89 | 40636608.75 | -95672.09 | 0 | 7014426.35 | 2707145.12 | 4457940.09 | 1364398.47 | 16603.11 | 0 | 0 | 4507 | 4495 | 12 | 0.267%
Lighting | MLS | Other | 4519046 | 316401.6 | 0 | 0 | 0 | 0 | 0 | 56779.77 | 373181.37 | -8620.54 | 0 | 14980.62 | 2341.28 | 10816.57 | 95919.86 | 5.99 | 0 | 0 | 12788 | 12844 | -56 | -0.436%
Lighting | SLS | Other | 17526893 | 5448343.15 | 0 | 0 | 0 | 0 | 0 | 220377.91 | 5668721.06 | -34546.83 | 0 | 58136.54 | 9133.2 | 41960.46 | 394180.73 | 66.36 | 0 | 0 | 5000 | 4994 | 6 | 0.1201%
| Other | Subtotal | 22045939 | 5764744.75 | 0 | 0 | 0 | 0 | 0 | 277157.68 | 6041902.43 | -43167.37 | 0 | 73117.16 | 11474.48 | 52777.03 | 490100.59 | 72.35 | 0 | 0 | 17788 | 17838 | -50 | -0.2803%
|  | Grand Total | 8364421592.883 | 156125635.15 | 0 | 0 | 44933973.27 | 4341170.51 | 0 | 4019308.87 | 209420087.8 | -910244.9 | 0 | 18720176.87 | 5493975.53 | 12092664.94 | 12533888.71 | 58979.91 | 0 | 1.33 | 2497408 | 2492856 | 4552 | 0.1826%
2018-11-01 | [5 empty] | Rate Case Expense | [14 empty] | Customers | Customers | Change
Rate Text | Rate | Tariff Meter Type | KWH | BASE | AMS | RCE 1 | TCRF | EECRF | EECRF Surcharge | DCRF* | TOTAL | ADFIT | TC | TC2 | TC3 | TC4 | SRC | NDF | SBF | TC1 Refund | By Rate | By Rate | in Customers
Residential | RES | Non-IDR | 1781237829 | 55891756.91 | 0 | 0 | 15599621.81 | 1296709.67 | 0 | 1357358.48 | 74145446.87 | -262730.17 | 0 | 4543873.25 | 598481.57 | 2946141.76 | 2475400.7 | 17799.51 | 0 | 0 | 2194213 | 2192423 | 1790 | 0.08164%
Secondary <= 10 | SVS | Non-IDR | 70726233 | 2030476.24 | 0 | 0 | 395607.97 | 104496.62 | 0 | 68187.94 | 2598768.77 | -17704.95 | 0 | 166907.22 | 70431.95 | 109769.04 | 141987.13 | 356.47 | 0 | 0 | 148862 | 149935 | -1073 | -0.7156%
Secondary > 10 | SVL | Non-IDR | 1275685295 | 29704033.62 | 0 | 0 | 7475742.3 | 778901.96 | 0 | 787119.59 | 38745797.47 | -91977.61 | 0 | 3010616.33 | 1270582.48 | 1979865.84 | 909473.08 | 11222.23 | 0 | 0 | 133099 | 132346 | 753 | 0.569%
Primary | PVS | Non-IDR | 22876891 | 443320.48 | 0 | 0 | 135737.63 | 12708.16 | 0 | 6014.42 | 597780.69 | -1172.29 | 0 | 53989.45 | 22785.36 | 35504.94 | 10950.74 | 189.49 | 0 | 0 | 410 | 409 | 1 | 0.2445%
| Non-IDR | Subtotal | 3150526248 | 88069587.25 | 0 | 0 | 23606709.71 | 2192816.41 | 0 | 2218680.43 | 116087793.8 | -373585.02 | 0 | 7775386.25 | 1962281.36 | 5071281.58 | 3537811.65 | 29567.7 | 0 | 0 | 2476584 | 2475113 | 1471 | 0.05943%
Secondary <= 10 | SVS | IDR | 8915.388 | 250.81 | 0 | 0 | 49.89 | 13.18 | 0 | 8.59 | 322.47 | -2.1 | 0 | 30.81 | 13.05 | 20.77 | 15.39 | 0.05 | 0 | 0 | 16 | 15 | 1 | 6.667%
Secondary > 10 | SVL | IDR | 1071633946.517 | 15350987.23 | 0 | 0 | 4668104.75 | 650998.42 | 0 | 404574.3 | 21074664.7 | -46819.9 | 0 | 2707438.21 | 1147098.37 | 1838933.58 | 455240.38 | 5782.87 | 0 | 0 | 3713 | 3716 | -3 | -0.08073%
Primary | PVS | IDR | 284342342.85 | 3164206.83 | 0 | 0 | 1063525.57 | 154698.41 | 0 | 52758.17 | 4435188.98 | -10359.37 | 0 | 750577.59 | 318404.91 | 504282.21 | 98252.41 | 1658.67 | 0 | 0 | 580 | 576 | 4 | 0.6944%
Transmission | TVS | IDR | 1892719421.99 | 6368428.16 | 0 | 0 | 3601409.31 | 18883.95 | 0 | 5169.43 | 9993890.85 | 0 | 0 | 2367547.75 | 741413.45 | 1352795.65 | 0 | 7363.94 | 0 | 0 | 202 | 200 | 2 | 1%
| IDR | Subtotal | 3248704626.745 | 24883873.03 | 0 | 0 | 9333089.52 | 824593.96 | 0 | 462510.49 | 35504067 | -57181.37 | 0 | 5825594.36 | 2206929.78 | 3696032.21 | 553508.18 | 14805.53 | 0 | 0 | 4511 | 4507 | 4 | 0.08875%
Lighting | MLS | Other | 3989205 | 278655.35 | 0 | 0 | 0 | 0 | 0 | 50164.02 | 328819.37 | -5434.17 | 0 | 13225.14 | 2067.73 | 9552.7 | 40666.11 | 5.59 | 0 | 0 | 12737 | 12788 | -51 | -0.3988%
Lighting | SLS | Other | 14969215 | 4829363.32 | 0 | 0 | 0 | 0 | 0 | 188132.89 | 5017496.21 | -21211.31 | 0 | 49642.49 | 7802.14 | 35797.8 | 169019.37 | 56.68 | 0 | 0 | 5008 | 5000 | 8 | 0.16%
| Other | Subtotal | 18958420 | 5108018.67 | 0 | 0 | 0 | 0 | 0 | 238296.91 | 5346315.58 | -26645.48 | 0 | 62867.63 | 9869.87 | 45350.5 | 209685.48 | 62.27 | 0 | 0 | 17745 | 17788 | -43 | -0.2417%
|  | Grand Total | 6418189294.745 | 118061478.95 | 0 | 0 | 32939799.23 | 3017410.37 | 0 | 2919487.83 | 156938176.38 | -457411.87 | 0 | 13663848.24 | 4179081.01 | 8812664.29 | 4301005.31 | 44435.5 | 0 | 0 | 2498840 | 2497408 | 1432 | 0.05734%
2018-12-01 | [5 empty] | Rate Case Expense | [14 empty] | Customers | Customers | Change
Rate Text | Rate | Tariff Meter Type | KWH | BASE | AMS | RCE 1 | TCRF | EECRF | EECRF Surcharge | DCRF* | TOTAL | ADFIT | TC | TC2 | TC3 | TC4 | SRC | NDF | SBF | TC1 Refund | By Rate | By Rate | in Customers
Residential | RES | Non-IDR | 1777359324 | 55385875.5 | 0 | 0 | 15565680.59 | 1293877.98 | 0 | 1354395.83 | 73599829.9 | -243437.06 | 0 | 4642153.07 | 597172.21 | 2985807.6 | 2001333.96 | 17721.3 | 0 | 0.92 | 2198225 | 2194213 | 4012 | 0.1828%
Secondary <= 10 | SVS | Non-IDR | 71157043 | 1980739.68 | 0 | 0 | 398061.72 | 105127.12 | 0 | 68595.6 | 2552524.12 | -16569.27 | 0 | 170608.63 | 70861.15 | 111942.35 | 115837.47 | 369.9 | 0 | 0 | 148107 | 148862 | -755 | -0.5072%
Secondary > 10 | SVL | Non-IDR | 1234062199 | 28139839.13 | 0 | 0 | 7038269.71 | 753246.19 | 0 | 748522.92 | 36679877.95 | -81259.47 | 0 | 2957769.11 | 1229127.43 | 1940421.68 | 704168.01 | 10673.9 | 0 | 0 | 134120 | 133099 | 1021 | 0.7671%
Primary | PVS | Non-IDR | 20751719 | 400912.6 | 0 | 0 | 116971.1 | 11527.87 | 0 | 5523.64 | 534935.21 | -1010.97 | 0 | 49810.09 | 20668.63 | 32644.88 | 8473.3 | 173.72 | 0 | 0 | 413 | 410 | 3 | 0.7317%
| Non-IDR | Subtotal | 3103330285 | 85907366.91 | 0 | 0 | 23118983.12 | 2163779.16 | 0 | 2177037.99 | 113367167.18 | -342276.77 | 0 | 7820340.9 | 1917829.42 | 5070816.51 | 2829812.74 | 28938.82 | 0 | 0.92 | 2480865 | 2476584 | 4281 | 0.1729%
Secondary <= 10 | SVS | IDR | 6798.824 | 185.47 | 0 | 0 | 38.04 | 10.06 | 0 | 6.56 | 240.13 | -1.58 | 0 | 26.71 | 11.08 | 18.1 | 11.07 | 0.05 | 0 | 0 | 16 | 16 | 0 | 0%
Secondary > 10 | SVL | IDR | 999956378.514 | 14248416.19 | 0 | 0 | 4358973.33 | 606783.23 | 0 | 373574.75 | 19587747.5 | -40568.45 | 0 | 2489355.02 | 1037084.54 | 1687201.93 | 351470.98 | 5339.78 | 0 | 0 | 3742 | 3713 | 29 | 0.781%
Primary | PVS | IDR | 270178824.888 | 3033559.21 | 0 | 0 | 1012247.62 | 146022.86 | 0 | 50756.07 | 4242585.76 | -9290.04 | 0 | 720710.86 | 300503.13 | 485696.91 | 77860.57 | 1595.75 | 0 | 0 | 586 | 580 | 6 | 1.034%
Transmission | TVS | IDR | 1901084238.736 | 6411859.69 | 0 | 0 | 3646062.44 | 18196.01 | 0 | 5233.51 | 10081351.65 | 0 | 0 | 2298513.76 | 725156.51 | 1351398.94 | 0 | 7455.26 | 0 | 0 | 204 | 202 | 2 | 0.9901%
| IDR | Subtotal | 3171226240.962 | 23694020.56 | 0 | 0 | 9017321.43 | 771012.16 | 0 | 429570.89 | 33911925.04 | -49860.07 | 0 | 5508606.35 | 2062755.26 | 3524315.88 | 429342.62 | 14390.84 | 0 | 0 | 4548 | 4511 | 37 | 0.8202%
Lighting | MLS | Other | 3699927 | 258219.18 | 0 | 0 | 0 | 0 | 0 | 46519.41 | 304738.59 | -4717.99 | 0 | 12477.26 | 1918.08 | 8991.98 | 31311.34 | 5.14 | 0 | 0 | 12698 | 12737 | -39 | -0.3062%
Lighting | SLS | Other | 16092308 | 5153716.48 | 0 | 0 | 0 | 0 | 0 | 202400.12 | 5356116.6 | -20591.84 | 0 | 53980.34 | 8384.46 | 38565.47 | 136292.92 | 61.01 | 0 | 0 | 5100 | 5008 | 92 | 1.837%
| Other | Subtotal | 19792235 | 5411935.66 | 0 | 0 | 0 | 0 | 0 | 248919.53 | 5660855.19 | -25309.83 | 0 | 66457.6 | 10302.54 | 47557.45 | 167604.26 | 66.15 | 0 | 0 | 17798 | 17745 | 53 | 0.2987%
|  | Grand Total | 6294348760.962 | 115013323.13 | 0 | 0 | 32136304.55 | 2934791.32 | 0 | 2855528.41 | 152939947.41 | -417446.67 | 0 | 13395404.85 | 3990887.22 | 8642689.84 | 3426759.62 | 43395.81 | 0 | 0.92 | 2503211 | 2498840 | 4371 | 0.1749%

## Year to Date Rev Rate
Year to Date-Dec |  |  | KWH | BASE | AMS | RCE 1 | TCRF | EECRF | DCRF* | TOTAL
Residential | RES | Non-IDR | 30568694098 | 905501772.66 | 0 | 0 | 210095971.04 | 22908969.28 | 20503986.85 | 1159010699.83
Secondary <= 10 | SVS | Non-IDR | 925816188 | 25873361.74 | 31.4 | 0 | 5048803.1 | 712478.86 | 1435683.06 | 33070358.16
Secondary > 10 | SVL | Non-IDR | 18149314540 | 374860381.72 | 0 | 0 | 93774196.11 | 11003600.75 | 16344103.76 | 495982282.34
Primary | PVS | Non-IDR | 294072791 | 5000742.3 | 0 | 0 | 1252382.4 | 204328.08 | 109951.57 | 6567404.35
| Non-IDR | Subtotal | 49937897617 | 1311236258.42 | 31.4 | 0 | 310171352.65 | 34829376.97 | 38393725.24 | 1694630744.68
|  |  | 0 | 0 | 0 | 0 | 0 | 0 | 0 | 0
Secondary <= 10 | SVS | IDR | 117675.948 | 3134.59 | 0 | 0 | 643.25 | 75.22 | 185.65 | 4038.71
Secondary > 10 | SVL | IDR | 14285521873.088 | 195151995.21 | 0 | 0 | 63240470.38 | 8625738 | 8886425.75 | 275904629.34
Primary | PVS | IDR | 3883989858.24 | 40392806.34 | 0 | 0 | 14721042.39 | 2674868.58 | 1121580.74 | 58910298.05
Transmission | TVS | IDR | 22714399535.705 | 78692831.02 | 0 | 0 | 53561083.19 | 184708.07 | 119519.19 | 132558141.47
| IDR | Subtotal | 40884028942.981 | 314240767.16 | 0 | 0 | 131523239.21 | 11485389.87 | 10127711.33 | 467377107.57
|  |  | 0 | 0 | 0 | 0 | 0 | 0 | 0 | 0
Lighting | MLS | Other | 49990351 | 3506540.12 | 0 | 0 | 0 | 2.41 | 1018511.58 | 4525054.11
Lighting | SLS | Other | 197624517 | 61250596.92 | 0 | 0 | 0 | 60.06 | 4012223.64 | 65262880.62
| Other | Subtotal | 247614868 | 64757137.04 | 0 | 0 | 0 | 62.47 | 5030735.22 | 69787934.73
|  |  | 0 | 0 | 0 | 0 | 0 | 0 | 0 | 0
|  | Grand Total | 91069541427.981 | 1690234162.62 | 31.4 | 0 | 441694591.86 | 46314829.31 | 53552171.79 | 2231795786.98
|  |  | 91069541427.981 | 1690234162.62 | 31.4 | 0 | 441694591.86 | 46314829.31 | 53552171.79 | 2231795786.98
|  | Check | 0 | 0 | 0 | 0 | 0 | 0 | 0 | 0

## WP H-4.1 (YTD Base Rev Comp)
Revenue Group | Reported Rate | Source System | FIXED SYSTEM CHARGE | METERING CHARGE | TRANSMISSION SERVICE CHG | DISTRIBUTION SERVICE CHG | LIGHT CHARGE | BASE RATE ITEMS
RESIDENTIAL | RES | CIS - CMR | 42499822.25 | 101005614.06 | 257962303.02 | 504034033.33 |  | 905501772.66
RESIDENTIAL Total |  |  | 42499822.25 | 101005614.06 | 257962303.02 | 504034033.33 | 0 | 905501772.66
COMMERCIAL | MLS | CIS - CMR | 3506540.12 |  |  |  |  | 3506540.12
COMMERCIAL | PVS | CIS - CMR | 17395.81 | 881210.15 | 1759453.3 | 2342683.04 |  | 5000742.3
COMMERCIAL | PVS | SAP IDR Billed | 212782.57 | 383801.65 | 4251053.65 | 7502282.78 |  | 12349920.65
COMMERCIAL | SLS | SAP STL Billed |  |  |  |  | 31347838.16 | 31347838.16
COMMERCIAL | SVL | CIS - CMR | 3628920.69 | 30219670.89 | 102371258.5 | 238640531.64 |  | 374860381.72
COMMERCIAL | SVL | SAP IDR Billed | 1735171.97 | 1662422.26 | 29197824.19 | 57945374.28 |  | 90540792.7
COMMERCIAL | SVS | CIS - CMR | 2818107.98 | 7636448.9 | 4107302.49 | 11311502.37 |  | 25873361.74
COMMERCIAL | SVS | SAP IDR Billed | 314.17 | 860.54 | 522.12 | 1437.76 |  | 3134.59
COMMERCIAL Total |  |  | 11919233.31 | 40784414.39 | 141687414.25 | 317743811.87 | 31347838.16 | 543482711.98
SMALL INDUSTRIAL | PVS | SAP IDR Billed | 322762.33 | 582175.06 | 11138787.47 | 15999160.83 |  | 28042885.69
SMALL INDUSTRIAL | SVL | SAP IDR Billed | 1201178.57 | 1157777.46 | 36990658.52 | 65261587.96 |  | 104611202.51
SMALL INDUSTRIAL Total |  |  | 1523940.9 | 1739952.52 | 48129445.99 | 81260748.79 | 0 | 132654088.2
LARGE INDUSTRIAL | TVS | SAP IDR Billed | 378764.11 | 3731075.62 | 61200839.14 | 13382152.15 |  | 78692831.02
LARGE INDUSTRIAL Total |  |  | 378764.11 | 3731075.62 | 61200839.14 | 13382152.15 | 0 | 78692831.02
MUNICIPAL | SLS | SAP STL Billed |  |  |  |  | 29902758.76 | 29902758.76
MUNICIPAL Total |  |  | 0 | 0 | 0 | 0 | 29902758.76 | 29902758.76
Grand Total |  |  | 56321760.57 | 147261056.59 | 508980002.4 | 916420746.14 | 61250596.92 | 1690234162.62
[7 empty] | Check Figure | 0
SVL IDR |  |  | 2936350.54 | 2820199.72 | 66188482.71 | 123206962.24 | 0 | 195151995.21
PVS Non-IDR |  |  | 17395.81 | 881210.15 | 1759453.3 | 2342683.04 | 0 | 5000742.3
PVS IDR |  |  | 535544.9 | 965976.71 | 15389841.12 | 23501443.61 | 0 | 40392806.34
SLS | [6 empty] | 61250596.92

## Base Rev Monthly Subtotal
Fiscal year/period | Revenue Group | Reported Rate | Source System | FIXED SYSTEM CHARGE | METERING CHARGE | TRANSMISSION SERVICE CHG | DISTRIBUTION SERVICE CHG | LIGHT CHARGE | BASE RATE ITEMS
HI/001/2018 | RESIDENTIAL | RES | CIS - CMR | 3687509.57 | 8763713.53 | 21487677.74 | 41984837.46 |  | 75923738.3
HI/001/2018 | COMMERCIAL | MLS | CIS - CMR | 311042.04 |  |  |  |  | 311042.04
HI/001/2018 | COMMERCIAL | PVS | CIS - CMR | 1445.49 | 73223.08 | 146389.1 | 193490.96 |  | 414548.63
HI/001/2018 | COMMERCIAL | PVS | SAP IDR Billed | 20041.88 | 36150.08 | 422461.8 | 740238.39 |  | 1218892.15
HI/001/2018 | COMMERCIAL | SLS | SAP STL Billed |  |  |  |  | 2555798.08 | 2555798.08
HI/001/2018 | COMMERCIAL | SVL | CIS - CMR | 317823.52 | 2646654.65 | 9149115.65 | 21186673.25 |  | 33300267.07
HI/001/2018 | COMMERCIAL | SVL | SAP IDR Billed | 157254.69 | 150661.61 | 2734147.24 | 5095420.55 |  | 8137484.09
HI/001/2018 | COMMERCIAL | SVS | CIS - CMR | 241240.74 | 654814.01 | 386692.6 | 1064834.62 |  | 2347581.97
HI/001/2018 | COMMERCIAL | SVS | SAP IDR Billed | 30.59 | 83.79 | 49.3 | 135.73 |  | 299.41
HI/001/2018 | SMALL INDUSTRIAL | PVS | SAP IDR Billed | 29610.14 | 53408.56 | 1028141.7 | 1369734.1 |  | 2480894.5
HI/001/2018 | SMALL INDUSTRIAL | SVL | SAP IDR Billed | 109648.6 | 105631.52 | 3605095.5 | 5938140.46 |  | 9758516.08
HI/001/2018 | LARGE INDUSTRIAL | TVS | SAP IDR Billed | 39135.1 | 386234.38 | 6733086.41 | 1472254.09 |  | 8630709.98
HI/001/2018 | MUNICIPAL | SLS | SAP STL Billed |  |  |  |  | 2514855.17 | 2514855.17
HI/001/2018 Total |  |  |  | 4914782.36 | 12870575.21 | 45692857.04 | 79045759.61 | 5070653.25 | 147594627.47
HI/002/2018 | RESIDENTIAL | RES | CIS - CMR | 3353970.8 | 7971032.05 | 15002817.73 | 29314017.06 |  | 55641837.64
HI/002/2018 | COMMERCIAL | MLS | CIS - CMR | 279249.12 |  |  |  |  | 279249.12
HI/002/2018 | COMMERCIAL | PVS | CIS - CMR | 1397.63 | 70799.03 | 141341.39 | 187249.54 |  | 400787.59
HI/002/2018 | COMMERCIAL | PVS | SAP IDR Billed | 16614.64 | 29968.26 | 309106.68 | 555467.62 |  | 911157.2
HI/002/2018 | COMMERCIAL | SLS | SAP STL Billed |  |  |  |  | 2561522.08 | 2561522.08
HI/002/2018 | COMMERCIAL | SVL | CIS - CMR | 286167.42 | 2383062.7 | 8089555.42 | 18916544.83 |  | 29675330.37
HI/002/2018 | COMMERCIAL | SVL | SAP IDR Billed | 139637 | 133781.97 | 2269794.09 | 4392735.92 |  | 6935948.98
HI/002/2018 | COMMERCIAL | SVS | CIS - CMR | 217878.99 | 591244.81 | 304235.28 | 837773.1 |  | 1951132.18
HI/002/2018 | COMMERCIAL | SVS | SAP IDR Billed | 33.22 | 90.99 | 55.42 | 152.63 |  | 332.26
HI/002/2018 | SMALL INDUSTRIAL | PVS | SAP IDR Billed | 25679.08 | 46317.9 | 862113.57 | 1212180.13 |  | 2146290.68
HI/002/2018 | SMALL INDUSTRIAL | SVL | SAP IDR Billed | 96368.91 | 92908.31 | 2904111.19 | 4981614.14 |  | 8075002.55
HI/002/2018 | LARGE INDUSTRIAL | TVS | SAP IDR Billed | 29091.35 | 285277.76 | 4741401.97 | 1036753.15 |  | 6092524.23
HI/002/2018 | MUNICIPAL | SLS | SAP STL Billed |  |  |  |  | 2495554.88 | 2495554.88
HI/002/2018 Total |  |  |  | 4446088.16 | 11604483.78 | 34624532.74 | 61434488.12 | 5057076.96 | 117166669.76
HI/003/2018 | RESIDENTIAL | RES | CIS - CMR | 3515991.78 | 8356106.68 | 13559608.99 | 26494129.17 |  | 51925836.62
HI/003/2018 | COMMERCIAL | MLS | CIS - CMR | 294220.23 |  |  |  |  | 294220.23
HI/003/2018 | COMMERCIAL | PVS | CIS - CMR | 1433.79 | 72630.73 | 132302.19 | 182520.96 |  | 388887.67
HI/003/2018 | COMMERCIAL | PVS | SAP IDR Billed | 17379.35 | 31347.59 | 344602.6 | 613647.33 |  | 1006976.87
HI/003/2018 | COMMERCIAL | SLS | SAP STL Billed |  |  |  |  | 2577466.82 | 2577466.82
HI/003/2018 | COMMERCIAL | SVL | CIS - CMR | 301861.32 | 2513738.22 | 8102511.09 | 19339312.76 |  | 30257423.39
HI/003/2018 | COMMERCIAL | SVL | SAP IDR Billed | 139057.13 | 133226.97 | 2382946.74 | 4547935.84 |  | 7203166.68
HI/003/2018 | COMMERCIAL | SVS | CIS - CMR | 230658.46 | 626029.16 | 305853.65 | 843403.32 |  | 2005944.59
HI/003/2018 | COMMERCIAL | SVS | SAP IDR Billed | 25.34 | 69.39 | 41.64 | 114.68 |  | 251.05
HI/003/2018 | SMALL INDUSTRIAL | PVS | SAP IDR Billed | 26113.79 | 47102.16 | 886857.84 | 1246615.43 |  | 2206689.22
HI/003/2018 | SMALL INDUSTRIAL | SVL | SAP IDR Billed | 97702.81 | 94186.4 | 3004128.87 | 5176848.95 |  | 8372867.03
HI/003/2018 | LARGE INDUSTRIAL | TVS | SAP IDR Billed | 28540.52 | 280667.42 | 4308701.72 | 942139.06 |  | 5560048.72
HI/003/2018 | MUNICIPAL | SLS | SAP STL Billed |  |  |  |  | 2500676.68 | 2500676.68
HI/003/2018 Total |  |  |  | 4652984.52 | 12155104.72 | 33027555.33 | 59386667.5 | 5078143.5 | 114300455.57
HI/004/2018 | RESIDENTIAL | RES | CIS - CMR | 3532720.09 | 8395885.04 | 14826310.39 | 28969134.54 |  | 55724050.06
HI/004/2018 | COMMERCIAL | MLS | CIS - CMR | 292853.89 |  |  |  |  | 292853.89
HI/004/2018 | COMMERCIAL | PVS | CIS - CMR | 1442.86 | 73090.1 | 130596.79 | 185407.18 |  | 390536.93
HI/004/2018 | COMMERCIAL | PVS | SAP IDR Billed | 17438.17 | 31453.7 | 350034.2 | 598377.58 |  | 997303.65
HI/004/2018 | COMMERCIAL | SLS | SAP STL Billed |  |  |  |  | 2584179.74 | 2584179.74
HI/004/2018 | COMMERCIAL | SVL | CIS - CMR | 301689.69 | 2512301.33 | 7864707.92 | 19095240.22 |  | 29773939.16
HI/004/2018 | COMMERCIAL | SVL | SAP IDR Billed | 142548.3 | 136571.79 | 2358850.12 | 4544021.68 |  | 7181991.89
HI/004/2018 | COMMERCIAL | SVS | CIS - CMR | 232265.45 | 629472.37 | 315966.9 | 870086.91 |  | 2047791.63
HI/004/2018 | COMMERCIAL | SVS | SAP IDR Billed | 27.37 | 74.97 | 45.19 | 124.46 |  | 271.99
HI/004/2018 | SMALL INDUSTRIAL | PVS | SAP IDR Billed | 26837.6 | 48407.71 | 928047.53 | 1312093.22 |  | 2315386.06
HI/004/2018 | SMALL INDUSTRIAL | SVL | SAP IDR Billed | 99607.37 | 96011.21 | 3095788.65 | 5327530.05 |  | 8618937.28
HI/004/2018 | LARGE INDUSTRIAL | TVS | SAP IDR Billed | 31191.72 | 307286.4 | 5398104.64 | 1180347.5 |  | 6916930.26
HI/004/2018 | MUNICIPAL | SLS | SAP STL Billed |  |  |  |  | 2505851.31 | 2505851.31
HI/004/2018 Total |  |  |  | 4678622.51 | 12230554.62 | 35268452.33 | 62082363.34 | 5090031.05 | 119350023.85
HI/005/2018 | RESIDENTIAL | RES | CIS - CMR | 3694110.74 | 8779438.94 | 18713840.27 | 36565019.39 |  | 67752409.34
HI/005/2018 | COMMERCIAL | MLS | CIS - CMR | 308924.82 |  |  |  |  | 308924.82
HI/005/2018 | COMMERCIAL | PVS | CIS - CMR | 1468.87 | 74407.96 | 138238.13 | 188137.06 |  | 402252.02
HI/005/2018 | COMMERCIAL | PVS | SAP IDR Billed | 18282.21 | 32976.08 | 359721.63 | 645227.7 |  | 1056207.62
HI/005/2018 | COMMERCIAL | SLS | SAP STL Billed |  |  |  |  | 2578242.41 | 2578242.41
HI/005/2018 | COMMERCIAL | SVL | CIS - CMR | 317382.22 | 2642996.63 | 8573990.21 | 20363857.38 |  | 31898226.44
HI/005/2018 | COMMERCIAL | SVL | SAP IDR Billed | 148268.96 | 142052.65 | 2527147.88 | 4940522.86 |  | 7757992.35
HI/005/2018 | COMMERCIAL | SVS | CIS - CMR | 245114.91 | 663810.93 | 328182.66 | 903729.6 |  | 2140838.1
HI/005/2018 | COMMERCIAL | SVS | SAP IDR Billed | 25.76 | 70.56 | 34.79 | 95.83 |  | 226.94
HI/005/2018 | SMALL INDUSTRIAL | PVS | SAP IDR Billed | 28379.87 | 51189.53 | 976693.86 | 1429950.15 |  | 2486213.41
HI/005/2018 | SMALL INDUSTRIAL | SVL | SAP IDR Billed | 103037.14 | 99297.15 | 3215996.44 | 5634858.94 |  | 9053189.67
HI/005/2018 | LARGE INDUSTRIAL | TVS | SAP IDR Billed | 34712.97 | 340951.2 | 5665831.45 | 1238888.54 |  | 7280384.16
HI/005/2018 | MUNICIPAL | SLS | SAP STL Billed |  |  |  |  | 2506782.88 | 2506782.88
HI/005/2018 Total |  |  |  | 4899708.47 | 12827191.63 | 40499677.32 | 71910287.45 | 5085025.29 | 135221890.16
HI/006/2018 | RESIDENTIAL | RES | CIS - CMR | 3542681.09 | 8419602.75 | 28616201.93 | 55913341.83 |  | 96491827.6
HI/006/2018 | COMMERCIAL | MLS | CIS - CMR | 293130.7 |  |  |  |  | 293130.7
HI/006/2018 | COMMERCIAL | PVS | CIS - CMR | 1460.05 | 73960.57 | 145346.3 | 189797.5 |  | 410564.42
HI/006/2018 | COMMERCIAL | PVS | SAP IDR Billed | 17384.46 | 31356.83 | 337794.55 | 598553.67 |  | 985089.51
HI/006/2018 | COMMERCIAL | SLS | SAP STL Billed |  |  |  |  | 2604009.91 | 2604009.91
HI/006/2018 | COMMERCIAL | SVL | CIS - CMR | 302316.42 | 2517521.69 | 8761680.37 | 20207834.31 |  | 31789352.79
HI/006/2018 | COMMERCIAL | SVL | SAP IDR Billed | 143090.27 | 137091.05 | 2406601.72 | 4939138.92 |  | 7625921.96
HI/006/2018 | COMMERCIAL | SVS | CIS - CMR | 235031.28 | 636447.2 | 357663.48 | 984901.8 |  | 2214043.76
HI/006/2018 | COMMERCIAL | SVS | SAP IDR Billed | 23.77 | 65.12 | 56.45 | 155.43 |  | 300.77
HI/006/2018 | SMALL INDUSTRIAL | PVS | SAP IDR Billed | 26944.99 | 48601.46 | 920870.31 | 1376642.66 |  | 2373059.42
HI/006/2018 | SMALL INDUSTRIAL | SVL | SAP IDR Billed | 99629.31 | 96032.25 | 3053204 | 5593996.43 |  | 8842861.99
HI/006/2018 | LARGE INDUSTRIAL | TVS | SAP IDR Billed | 26656.35 | 263288.92 | 4252861.07 | 929929.01 |  | 5472735.35
HI/006/2018 | MUNICIPAL | SLS | SAP STL Billed |  |  |  |  | 2507838.92 | 2507838.92
HI/006/2018 Total |  |  |  | 4688348.69 | 12223967.84 | 48852280.18 | 90734291.56 | 5111848.83 | 161610737.1
HI/007/2018 | RESIDENTIAL | RES | CIS - CMR | 3555027.3 | 8448958.99 | 30902467.23 | 60380451.92 |  | 103286905.44
HI/007/2018 | COMMERCIAL | MLS | CIS - CMR | 291656.28 |  |  |  |  | 291656.28
HI/007/2018 | COMMERCIAL | PVS | CIS - CMR | 1455.62 | 73736.92 | 147607.63 | 193613.96 |  | 416414.13
HI/007/2018 | COMMERCIAL | PVS | SAP IDR Billed | 18062.24 | 32579.36 | 370247.19 | 658042.9 |  | 1078931.69
HI/007/2018 | COMMERCIAL | SLS | SAP STL Billed |  |  |  |  | 1810924.97 | 1810924.97
HI/007/2018 | COMMERCIAL | SVL | CIS - CMR | 302574.99 | 2519675.38 | 8843610.61 | 20351995.01 |  | 32017855.99
HI/007/2018 | COMMERCIAL | SVL | SAP IDR Billed | 144288.38 | 138238.96 | 2442779.86 | 5001466.45 |  | 7726773.65
HI/007/2018 | COMMERCIAL | SVS | CIS - CMR | 235869.45 | 638742.97 | 366924.1 | 1010418.98 |  | 2251955.5
HI/007/2018 | COMMERCIAL | SVS | SAP IDR Billed | 27.37 | 74.97 | 43.88 | 120.81 |  | 267.03
HI/007/2018 | SMALL INDUSTRIAL | PVS | SAP IDR Billed | 27003.83 | 48707.58 | 941853.15 | 1382862.3 |  | 2400426.86
HI/007/2018 | SMALL INDUSTRIAL | SVL | SAP IDR Billed | 100311.76 | 96686.08 | 3048519.27 | 5625473.2 |  | 8870990.31
HI/007/2018 | LARGE INDUSTRIAL | TVS | SAP IDR Billed | 33008.98 | 324374.86 | 5086701.95 | 1112256.31 |  | 6556342.1
HI/007/2018 | MUNICIPAL | SLS | SAP STL Billed |  |  |  |  | 2510405.95 | 2510405.95
HI/007/2018 Total |  |  |  | 4709286.2 | 12321776.07 | 52150754.87 | 95716701.84 | 4321330.92 | 169219849.9
HI/008/2018 | RESIDENTIAL | RES | CIS - CMR | 3833815.89 | 9111521.83 | 33671094.32 | 65790767.13 |  | 112407199.17
HI/008/2018 | COMMERCIAL | MLS | CIS - CMR | 318464.71 |  |  |  |  | 318464.71
HI/008/2018 | COMMERCIAL | PVS | CIS - CMR | 1577.11 | 79890.73 | 170030.11 | 219256.01 |  | 470753.96
HI/008/2018 | COMMERCIAL | PVS | SAP IDR Billed | 19563.59 | 35287.38 | 414015.16 | 727040.1 |  | 1195906.23
HI/008/2018 | COMMERCIAL | SLS | SAP STL Billed |  |  |  |  | 3509826.13 | 3509826.13
HI/008/2018 | COMMERCIAL | SVL | CIS - CMR | 330474.92 | 2752020.7 | 9703062.81 | 22288982.12 |  | 35074540.55
HI/008/2018 | COMMERCIAL | SVL | SAP IDR Billed | 156554.73 | 149990.94 | 2734178.95 | 5609925.23 |  | 8650649.85
HI/008/2018 | COMMERCIAL | SVS | CIS - CMR | 257468.32 | 697279.57 | 393788.4 | 1084379.39 |  | 2432915.68
HI/008/2018 | COMMERCIAL | SVS | SAP IDR Billed | 27.37 | 74.97 | 42.63 | 117.37 |  | 262.34
HI/008/2018 | SMALL INDUSTRIAL | PVS | SAP IDR Billed | 28824.9 | 51992.27 | 975267.64 | 1460302.75 |  | 2516387.56
HI/008/2018 | SMALL INDUSTRIAL | SVL | SAP IDR Billed | 107917.31 | 103972.76 | 3380013.83 | 6193084.14 |  | 9784988.04
HI/008/2018 | LARGE INDUSTRIAL | TVS | SAP IDR Billed | 34054.02 | 335925.31 | 5432214.16 | 1187805.88 |  | 6989999.37
HI/008/2018 | MUNICIPAL | SLS | SAP STL Billed |  |  |  |  | 2676357.35 | 2676357.35
HI/008/2018 Total |  |  |  | 5088742.87 | 13317956.46 | 56873708.01 | 104561660.12 | 6186183.48 | 186028250.94
HI/009/2018 | RESIDENTIAL | RES | CIS - CMR | 3256388.12 | 7739210.38 | 26836293.09 | 52435538.81 |  | 90267430.4
HI/009/2018 | COMMERCIAL | MLS | CIS - CMR | 263722.2 |  |  |  |  | 263722.2
HI/009/2018 | COMMERCIAL | PVS | CIS - CMR | 1338.69 | 67812.83 | 141958.81 | 186170.91 |  | 397281.24
HI/009/2018 | COMMERCIAL | PVS | SAP IDR Billed | 15729.65 | 28372 | 291613.76 | 522729.02 |  | 858444.43
HI/009/2018 | COMMERCIAL | SLS | SAP STL Billed |  |  |  |  | 2496121.74 | 2496121.74
HI/009/2018 | COMMERCIAL | SVL | CIS - CMR | 273673.89 | 2279001.71 | 8062535.4 | 18446102.43 |  | 29061313.43
HI/009/2018 | COMMERCIAL | SVL | SAP IDR Billed | 132511.41 | 126955.71 | 2138078.62 | 4486600.38 |  | 6884146.12
HI/009/2018 | COMMERCIAL | SVS | CIS - CMR | 217695.99 | 589586.21 | 342159.84 | 942013.23 |  | 2091455.27
HI/009/2018 | COMMERCIAL | SVS | SAP IDR Billed | 19.32 | 52.92 | 39.87 | 109.77 |  | 221.88
HI/009/2018 | SMALL INDUSTRIAL | PVS | SAP IDR Billed | 24707.07 | 44564.81 | 882890.62 | 1289734.59 |  | 2241897.09
HI/009/2018 | SMALL INDUSTRIAL | SVL | SAP IDR Billed | 91778.01 | 88510.11 | 2707945.91 | 5012968.11 |  | 7901202.14
HI/009/2018 | LARGE INDUSTRIAL | TVS | SAP IDR Billed | 28401.51 | 279961.9 | 4469551.85 | 977310.49 |  | 5755225.75
HI/009/2018 | MUNICIPAL | SLS | SAP STL Billed |  |  |  |  | 2322758.95 | 2322758.95
HI/009/2018 Total |  |  |  | 4305965.86 | 11244028.58 | 45873067.77 | 84299277.74 | 4818880.69 | 150541220.64
HI/010/2018 | RESIDENTIAL | RES | CIS - CMR | 3843026.63 | 9133371.97 | 24315789.08 | 47510718 |  | 84802905.68
HI/010/2018 | COMMERCIAL | MLS | CIS - CMR | 316401.6 |  |  |  |  | 316401.6
HI/010/2018 | COMMERCIAL | PVS | CIS - CMR | 1572.93 | 79679.18 | 166249.26 | 216981.26 |  | 464482.63
HI/010/2018 | COMMERCIAL | PVS | SAP IDR Billed | 19451.05 | 35084.4 | 410493.96 | 720862.8 |  | 1185892.21
HI/010/2018 | COMMERCIAL | SLS | SAP STL Billed |  |  |  |  | 2792949.06 | 2792949.06
HI/010/2018 | COMMERCIAL | SVL | CIS - CMR | 329322.34 | 2742421.13 | 9390056.59 | 21706459.72 |  | 34168259.78
HI/010/2018 | COMMERCIAL | SVL | SAP IDR Billed | 157302.96 | 150707.87 | 2712641.86 | 5501097.13 |  | 8521749.82
HI/010/2018 | COMMERCIAL | SVS | CIS - CMR | 260354.69 | 705188.77 | 376415.21 | 1036528.47 |  | 2378487.14
HI/010/2018 | COMMERCIAL | SVS | SAP IDR Billed | 27.37 | 74.97 | 43.24 | 119.06 |  | 264.64
HI/010/2018 | SMALL INDUSTRIAL | PVS | SAP IDR Billed | 28845.38 | 52029.18 | 996220.61 | 1455898.77 |  | 2532993.94
HI/010/2018 | SMALL INDUSTRIAL | SVL | SAP IDR Billed | 107779.08 | 103840.3 | 3388452.21 | 6048139.72 |  | 9648211.31
HI/010/2018 | LARGE INDUSTRIAL | TVS | SAP IDR Billed | 31835.23 | 314216.56 | 5179125.78 | 1132465.68 |  | 6657643.25
HI/010/2018 | MUNICIPAL | SLS | SAP STL Billed |  |  |  |  | 2655394.09 | 2655394.09
HI/010/2018 Total |  |  |  | 5095919.26 | 13316614.33 | 46935487.8 | 85329270.61 | 5448343.15 | 156125635.15
HI/011/2018 | RESIDENTIAL | RES | CIS - CMR | 3402905.12 | 8087299.77 | 15031486.6 | 29370065.42 |  | 55891756.91
HI/011/2018 | COMMERCIAL | MLS | CIS - CMR | 278655.35 |  |  |  |  | 278655.35
HI/011/2018 | COMMERCIAL | PVS | CIS - CMR | 1428.17 | 72346.61 | 160799.64 | 208746.06 |  | 443320.48
HI/011/2018 | COMMERCIAL | PVS | SAP IDR Billed | 16072.38 | 28990.18 | 312132.64 | 532822.05 |  | 890017.25
HI/011/2018 | COMMERCIAL | SLS | SAP STL Billed |  |  |  |  | 2541389.12 | 2541389.12
HI/011/2018 | COMMERCIAL | SVL | CIS - CMR | 291591.18 | 2428210.85 | 8153799.58 | 18830432.01 |  | 29704033.62
HI/011/2018 | COMMERCIAL | SVL | SAP IDR Billed | 138688.46 | 132873.76 | 2268785.34 | 4507228.37 |  | 7047575.93
HI/011/2018 | COMMERCIAL | SVS | CIS - CMR | 229964.53 | 622772.96 | 313700.71 | 864038.04 |  | 2030476.24
HI/011/2018 | COMMERCIAL | SVS | SAP IDR Billed | 27.37 | 74.97 | 39.55 | 108.92 |  | 250.81
HI/011/2018 | SMALL INDUSTRIAL | PVS | SAP IDR Billed | 25745.48 | 46437.82 | 907535.17 | 1294471.11 |  | 2274189.58
HI/011/2018 | SMALL INDUSTRIAL | SVL | SAP IDR Billed | 96276.38 | 92819.87 | 2943029.31 | 5171285.74 |  | 8303411.3
HI/011/2018 | LARGE INDUSTRIAL | TVS | SAP IDR Billed | 32483.88 | 320605.47 | 4936028.68 | 1079310.13 |  | 6368428.16
HI/011/2018 | MUNICIPAL | SLS | SAP STL Billed |  |  |  |  | 2287974.2 | 2287974.2
HI/011/2018 Total |  |  |  | 4513838.3 | 11832432.26 | 35027337.22 | 61858507.85 | 4829363.32 | 118061478.95
HI/012/2018 | RESIDENTIAL | RES | CIS - CMR | 3281675.12 | 7799472.13 | 14998715.65 | 29306012.6 |  | 55385875.5
HI/012/2018 | COMMERCIAL | MLS | CIS - CMR | 258219.18 |  |  |  |  | 258219.18
HI/012/2018 | COMMERCIAL | PVS | CIS - CMR | 1374.6 | 69632.41 | 138593.95 | 191311.64 |  | 400912.6
HI/012/2018 | COMMERCIAL | PVS | SAP IDR Billed | 16762.95 | 30235.79 | 328829.48 | 589273.62 |  | 965101.84
HI/012/2018 | COMMERCIAL | SLS | SAP STL Billed |  |  |  |  | 2735408.1 | 2735408.1
HI/012/2018 | COMMERCIAL | SVL | CIS - CMR | 274042.78 | 2282065.9 | 7676632.85 | 17907097.6 |  | 28139839.13
HI/012/2018 | COMMERCIAL | SVL | SAP IDR Billed | 135969.68 | 130268.98 | 2221871.77 | 4379280.95 |  | 6867391.38
HI/012/2018 | COMMERCIAL | SVS | CIS - CMR | 214565.17 | 581059.94 | 315719.66 | 869394.91 |  | 1980739.68
HI/012/2018 | COMMERCIAL | SVS | SAP IDR Billed | 19.32 | 52.92 | 30.16 | 83.07 |  | 185.47
HI/012/2018 | SMALL INDUSTRIAL | PVS | SAP IDR Billed | 24070.2 | 43416.08 | 832295.47 | 1168675.62 |  | 2068457.37
HI/012/2018 | SMALL INDUSTRIAL | SVL | SAP IDR Billed | 91121.89 | 87881.5 | 2644373.34 | 4557648.08 |  | 7381024.81
HI/012/2018 | LARGE INDUSTRIAL | TVS | SAP IDR Billed | 29652.48 | 292285.44 | 4997229.46 | 1092692.31 |  | 6411859.69
HI/012/2018 | MUNICIPAL | SLS | SAP STL Billed |  |  |  |  | 2418308.38 | 2418308.38
HI/012/2018 Total |  |  |  | 4327473.37 | 11316371.09 | 34154291.79 | 60061470.4 | 5153716.48 | 115013323.13
Grand Total |  |  |  | 56321760.57 | 147261056.59 | 508980002.4 | 916420746.14 | 61250596.92 | 1690234162.62

## Proof of Rev Output
Q7 Actual- Secondary Service Greater Than 10KVA (SVL) | [5 empty] | Q7 Actual - Primary Service (PVS) | [5 empty] | Q7 Actual- Transmission Service (TVS)
Total | [5 empty] | Total | [5 empty] | Total
2018-01-01 | Billing Quantity |  |  | Revenue $ |  | 2018-01-01 | Billing Quantity |  |  | Revenue $ |  | 2018-01-01 | Billing Quantity |  |  | Revenue $
Rate Component Description | Bill Unit | Standard Customer | Total | Standard Customer | Total | Rate Component Description | Bill Unit | Standard Customer | Total | Standard Customer | Total | Rate Component Description | Bill Unit | Standard Customer | Total | Standard Customer | Total
Customer Charge -IDR Metered: Standard Class | customer | 4165 | 4165 | 266903.29 | 266903.29 | Customer Charge -IDR Metered: Standard Class | customer | 663 | 663 | 49652.02 | 49652.02 | Customer Charge | customer | 265 | 265 | 39135.1 | 39135.1
Customer Charge -Non_IDR Metered: Standard Class | customer | 143367 | 143367 | 317823.52 | 317823.52 | Customer Charge -Non_IDR Metered: Standard Class | customer | 425 | 425 | 1445.49 | 1445.49 | Metering Charge | customer | 265 | 265 | 367384.38 | 367384.38
--------------Component Total---------------------------------------- | customer | 147532 | 147532 | 584726.81 | 584726.81 | --------------Component Total---------------------------------------- | customer | 1088 | 1088 | 51097.51 | 51097.51 | Transmission Charge | KVA_4CP | 3183513.02 | 3183513.02 | 6733086.41 | 6733086.41
Metering Charge -IDR Metered: Standard Class | customer | 4165 | 4165 | 255713.13 | 255713.13 | Metering Charge -IDR Metered: Standard Class | customer | 663 | 663 | 89558.64 | 89558.64 | Distribution Charge | KVA_4CP | 3183513.02 | 3183513.02 | 1472254.09 | 1472254.09
Metering Charge -Non_IDR Metered: Standard Class | customer | 143367 | 143367 | 2646654.65 | 2646654.65 | Metering Charge -Non_IDR Metered: Standard Class | customer | 425 | 425 | 73223.08 | 73223.08 | Base Rate |  |  |  | 8611859.98 | 8611859.98
--------------Component Total---------------------------------------- | customer | 147532 | 147532 | 2902367.78 | 2902367.78 | --------------Component Total---------------------------------------- | customer | 1088 | 1088 | 162781.72 | 162781.72
Transmission Charge -IDR Metered: Standard Class | KVA_4CP | 2737849.5 | 2737849.5 | 6086696.96 | 6086696.96 | Transmission Charge -IDR Metered: Standard Class | KVA_4CP | 642091.46 | 642091.46 | 1367168.78 | 1367168.78
Transmission Charge -IDR Metered: Standard Class | KVA_NCP | 202070 | 202070 | 252545.78 | 252545.78 | Transmission Charge -IDR Metered: Standard Class | KVA_NCP | 58212 | 58212 | 83434.72 | 83434.72
Transmission Charge -Non_IDR Metered: Standard Class | KVA_NCP | 6438148 | 6438148 | 9149115.65 | 9149115.65 | Transmission Charge -Non_IDR Metered: Standard Class | KVA_NCP | 87072 | 87072 | 146389.1 | 146389.1
--------------Component Total---------------------------------------- | KVA_4CP | 2737849.5 | 2737849.5 | 6086696.96 | 6086696.96 | --------------Component Total---------------------------------------- | KVA_4CP | 642091.46 | 642091.46 | 1367168.78 | 1367168.78
--------------Component Total---------------------------------------- | KVA_NCP | 6640218 | 6640218 | 9401661.43 | 9401661.43 | --------------Component Total---------------------------------------- | KVA_NCP | 145284 | 145284 | 229823.82 | 229823.82
Distribution Charge (NCP Billing KVA) IDR Metered: Standard Class | Billing_KVA | 1958626 | 1958626 | 5913399.89 | 5913399.89 | Distribution Charge (NCP Billing KVA) IDR Metered: Standard Class | Billing_KVA | 665819 | 665819 | 1304023.25 | 1304023.25
Distribution Charge (NCP Billing KVA) Non_IDR Metered: Standard Class | Billing_KVA | 4779320 | 4779320 | 14508707.56 | 14508707.56 | Distribution Charge (NCP Billing KVA) Non_IDR Metered: Standard Class | Billing_KVA | 61797 | 61797 | 121593.71 | 121593.71
Distribution Charge (Ratchet Billing KVA) IDR Metered: Standard Class | Billing_KVA | 1698226 | 1698226 | 5120161.12 | 5120161.12 | Distribution Charge (Ratchet Billing KVA) IDR Metered: Standard Class | Billing_KVA | 413527 | 413527 | 805949.24 | 805949.24
Distribution Charge (Ratchet Billing KVA) Non_IDR Metered: Standard Class | Billing_KVA | 2201447 | 2201447 | 6677965.69 | 6677965.69 | Distribution Charge (Ratchet Billing KVA) Non_IDR Metered: Standard Class | Billing_KVA | 35942 | 35942 | 71897.25 | 71897.25
--------------Component Total---------------------------------------- | Billing_KVA | 10637619 | 10637619 | 32220234.26 | 32220234.26 | --------------Component Total---------------------------------------- | Billing_KVA | 1177085 | 1177085 | 2303463.45 | 2303463.45
Base Rate -IDR Metered: Standard Class |  |  |  | 17895420.17 | 17895420.17 | Base Rate -IDR Metered: Standard Class |  |  |  | 3699786.65 | 3699786.65
Base Rate -Non_IDR Metered: Standard Class |  |  |  | 33300267.07 | 33300267.07 | Base Rate -Non_IDR Metered: Standard Class |  |  |  | 414548.63 | 414548.63
2018-02-01 | [5 empty] | 2018-02-01 | [5 empty] | 2018-02-01
Customer Charge -IDR Metered: Standard Class | customer | 4560 | 4560 | 236005.91 | 236005.91 | Customer Charge -IDR Metered: Standard Class | customer | 677 | 677 | 42293.72 | 42293.72 | Customer Charge | customer | 203 | 203 | 29091.35 | 29091.35
Customer Charge -Non_IDR Metered: Standard Class | customer | 129408 | 129408 | 286167.42 | 286167.42 | Customer Charge -Non_IDR Metered: Standard Class | customer | 418 | 418 | 1397.63 | 1397.63 | Metering Charge | customer | 203 | 203 | 273097.76 | 273097.76
--------------Component Total---------------------------------------- | customer | 133968 | 133968 | 522173.33 | 522173.33 | --------------Component Total---------------------------------------- | customer | 1095 | 1095 | 43691.35 | 43691.35 | Transmission Charge | KVA_4CP | 2238320.44 | 2238320.44 | 4741401.97 | 4741401.97
Metering Charge -IDR Metered: Standard Class | customer | 4560 | 4560 | 226110.28 | 226110.28 | Metering Charge -IDR Metered: Standard Class | customer | 677 | 677 | 76286.16 | 76286.16 | Distribution Charge | KVA_4CP | 2238320.44 | 2238320.44 | 1036753.15 | 1036753.15
Metering Charge -Non_IDR Metered: Standard Class | customer | 129408 | 129408 | 2383062.7 | 2383062.7 | Metering Charge -Non_IDR Metered: Standard Class | customer | 418 | 418 | 70799.03 | 70799.03 | Base Rate |  |  |  | 6080344.23 | 6080344.23
--------------Component Total---------------------------------------- | customer | 133968 | 133968 | 2609172.98 | 2609172.98 | --------------Component Total---------------------------------------- | customer | 1095 | 1095 | 147085.19 | 147085.19
Transmission Charge -IDR Metered: Standard Class | KVA_4CP | 2840342.89 | 2840342.89 | 5057883.1 | 5057883.1 | Transmission Charge -IDR Metered: Standard Class | KVA_4CP | 654163.21 | 654163.21 | 1157660.97 | 1157660.97
Transmission Charge -IDR Metered: Standard Class | KVA_NCP | 95103 | 95103 | 116022.18 | 116022.18 | Transmission Charge -IDR Metered: Standard Class | KVA_NCP | 9666 | 9666 | 13559.28 | 13559.28
Transmission Charge -Non_IDR Metered: Standard Class | KVA_NCP | 5699427 | 5699427 | 8089555.42 | 8089555.42 | Transmission Charge -Non_IDR Metered: Standard Class | KVA_NCP | 83133 | 83133 | 141341.39 | 141341.39
--------------Component Total---------------------------------------- | KVA_4CP | 2840342.89 | 2840342.89 | 5057883.1 | 5057883.1 | --------------Component Total---------------------------------------- | KVA_4CP | 654163.21 | 654163.21 | 1157660.97 | 1157660.97
--------------Component Total---------------------------------------- | KVA_NCP | 5794530 | 5794530 | 8205577.6 | 8205577.6 | --------------Component Total---------------------------------------- | KVA_NCP | 92799 | 92799 | 154900.67 | 154900.67
Distribution Charge (NCP Billing KVA) IDR Metered: Standard Class | Billing_KVA | 1799050 | 1799050 | 4696905.34 | 4696905.34 | Distribution Charge (NCP Billing KVA) IDR Metered: Standard Class | Billing_KVA | 571598 | 571598 | 997193.37 | 997193.37
Distribution Charge (NCP Billing KVA) Non_IDR Metered: Standard Class | Billing_KVA | 3983746 | 3983746 | 12082810.03 | 12082810.03 | Distribution Charge (NCP Billing KVA) Non_IDR Metered: Standard Class | Billing_KVA | 53530 | 53530 | 106959.93 | 106959.93
Distribution Charge (Ratchet Billing KVA) IDR Metered: Standard Class | Billing_KVA | 2012108 | 2012108 | 4677444.72 | 4677444.72 | Distribution Charge (Ratchet Billing KVA) IDR Metered: Standard Class | Billing_KVA | 479203 | 479203 | 770454.38 | 770454.38
Distribution Charge (Ratchet Billing KVA) Non_IDR Metered: Standard Class | Billing_KVA | 2258948 | 2258948 | 6833734.8 | 6833734.8 | Distribution Charge (Ratchet Billing KVA) Non_IDR Metered: Standard Class | Billing_KVA | 40266 | 40266 | 80289.61 | 80289.61
--------------Component Total---------------------------------------- | Billing_KVA | 10053852 | 10053852 | 28290894.89 | 28290894.89 | --------------Component Total---------------------------------------- | Billing_KVA | 1144597 | 1144597 | 1954897.29 | 1954897.29
Base Rate -IDR Metered: Standard Class |  |  |  | 15010371.53 | 15010371.53 | Base Rate -IDR Metered: Standard Class |  |  |  | 3057447.88 | 3057447.88
Base Rate -Non_IDR Metered: Standard Class |  |  |  | 29675330.37 | 29675330.37 | Base Rate -Non_IDR Metered: Standard Class |  |  |  | 400787.59 | 400787.59
2018-03-01 | [5 empty] | 2018-03-01 | [5 empty] | 2018-03-01
Customer Charge -IDR Metered: Standard Class | customer | 3819 | 3819 | 236759.94 | 236759.94 | Customer Charge -IDR Metered: Standard Class | customer | 614 | 614 | 43493.14 | 43493.14 | Customer Charge | customer | 217 | 217 | 28540.52 | 28540.52
Customer Charge -Non_IDR Metered: Standard Class | customer | 136613 | 136613 | 301861.32 | 301861.32 | Customer Charge -Non_IDR Metered: Standard Class | customer | 418 | 418 | 1433.79 | 1433.79 | Metering Charge | customer | 217 | 217 | 267926.74 | 267926.74
--------------Component Total---------------------------------------- | customer | 140432 | 140432 | 538621.26 | 538621.26 | --------------Component Total---------------------------------------- | customer | 1032 | 1032 | 44926.93 | 44926.93 | Transmission Charge | KVA_4CP | 2119411.62 | 2119411.62 | 4308701.72 | 4308701.72
Metering Charge -IDR Metered: Standard Class | customer | 3819 | 3819 | 226833.37 | 226833.37 | Metering Charge -IDR Metered: Standard Class | customer | 614 | 614 | 78449.75 | 78449.75 | Distribution Charge | KVA_4CP | 2119411.62 | 2119411.62 | 942139.06 | 942139.06
Metering Charge -Non_IDR Metered: Standard Class | customer | 136613 | 136613 | 2513738.22 | 2513738.22 | Metering Charge -Non_IDR Metered: Standard Class | customer | 418 | 418 | 72630.73 | 72630.73 | Base Rate |  |  |  | 5547308.04 | 5547308.04
--------------Component Total---------------------------------------- | customer | 140432 | 140432 | 2740571.59 | 2740571.59 | --------------Component Total---------------------------------------- | customer | 1032 | 1032 | 151080.48 | 151080.48
Transmission Charge -IDR Metered: Standard Class | KVA_4CP | 2429085.14 | 2429085.14 | 5243642.9 | 5243642.9 | Transmission Charge -IDR Metered: Standard Class | KVA_4CP | 592165.48 | 592165.48 | 1207050.72 | 1207050.72
Transmission Charge -IDR Metered: Standard Class | KVA_NCP | 115062 | 115062 | 143432.71 | 143432.71 | Transmission Charge -IDR Metered: Standard Class | KVA_NCP | 15739 | 15739 | 24409.72 | 24409.72
Transmission Charge -Non_IDR Metered: Standard Class | KVA_NCP | 5708388 | 5708388 | 8102511.09 | 8102511.09 | Transmission Charge -Non_IDR Metered: Standard Class | KVA_NCP | 78320 | 78320 | 132302.19 | 132302.19
--------------Component Total---------------------------------------- | KVA_4CP | 2429085.14 | 2429085.14 | 5243642.9 | 5243642.9 | --------------Component Total---------------------------------------- | KVA_4CP | 592165.48 | 592165.48 | 1207050.72 | 1207050.72
--------------Component Total---------------------------------------- | KVA_NCP | 5823450 | 5823450 | 8245943.8 | 8245943.8 | --------------Component Total---------------------------------------- | KVA_NCP | 94059 | 94059 | 156711.91 | 156711.91
Distribution Charge (NCP Billing KVA) IDR Metered: Standard Class | Billing_KVA | 1851004 | 1851004 | 5474185.82 | 5474185.82 | Distribution Charge (NCP Billing KVA) IDR Metered: Standard Class | Billing_KVA | 628562 | 628562 | 1199200.93 | 1199200.93
Distribution Charge (NCP Billing KVA) Non_IDR Metered: Standard Class | Billing_KVA | 3570194 | 3570194 | 10823353.47 | 10823353.47 | Distribution Charge (NCP Billing KVA) Non_IDR Metered: Standard Class | Billing_KVA | 39848 | 39848 | 78962.05 | 78962.05
Distribution Charge (Ratchet Billing KVA) IDR Metered: Standard Class | Billing_KVA | 1457045 | 1457045 | 4250598.97 | 4250598.97 | Distribution Charge (Ratchet Billing KVA) IDR Metered: Standard Class | Billing_KVA | 346445 | 346445 | 661061.83 | 661061.83
Distribution Charge (Ratchet Billing KVA) Non_IDR Metered: Standard Class | Billing_KVA | 2811995 | 2811995 | 8515959.29 | 8515959.29 | Distribution Charge (Ratchet Billing KVA) Non_IDR Metered: Standard Class | Billing_KVA | 51992 | 51992 | 103558.91 | 103558.91
--------------Component Total---------------------------------------- | Billing_KVA | 9690238 | 9690238 | 29064097.55 | 29064097.55 | --------------Component Total---------------------------------------- | Billing_KVA | 1066847 | 1066847 | 2042783.72 | 2042783.72
Base Rate -IDR Metered: Standard Class |  |  |  | 15575453.71 | 15575453.71 | Base Rate -IDR Metered: Standard Class |  |  |  | 3213666.09 | 3213666.09
Base Rate -Non_IDR Metered: Standard Class |  |  |  | 30257423.39 | 30257423.39 | Base Rate -Non_IDR Metered: Standard Class |  |  |  | 388887.67 | 388887.67
2018-04-01 | [5 empty] | 2018-04-01 | [5 empty] | 2018-04-01
Customer Charge -IDR Metered: Standard Class | customer | 3735 | 3735 | 242155.67 | 242155.67 | Customer Charge -IDR Metered: Standard Class | customer | 582 | 582 | 44275.77 | 44275.77 | Customer Charge | customer | 277 | 277 | 31191.72 | 31191.72
Customer Charge -Non_IDR Metered: Standard Class | customer | 136406 | 136406 | 301689.69 | 301689.69 | Customer Charge -Non_IDR Metered: Standard Class | customer | 415 | 415 | 1442.86 | 1442.86 | Metering Charge | customer | 277 | 277 | 292815.39 | 292815.39
--------------Component Total---------------------------------------- | customer | 140141 | 140141 | 543845.36 | 543845.36 | --------------Component Total---------------------------------------- | customer | 997 | 997 | 45718.63 | 45718.63 | Transmission Charge | KVA_4CP | 3057544.37 | 3057544.37 | 5398104.64 | 5398104.64
Metering Charge -IDR Metered: Standard Class | customer | 3735 | 3735 | 232003 | 232003 | Metering Charge -IDR Metered: Standard Class | customer | 582 | 582 | 79861.41 | 79861.41 | Distribution Charge | KVA_4CP | 3057544.37 | 3057544.37 | 1180347.5 | 1180347.5
Metering Charge -Non_IDR Metered: Standard Class | customer | 136406 | 136406 | 2512301.33 | 2512301.33 | Metering Charge -Non_IDR Metered: Standard Class | customer | 415 | 415 | 73090.1 | 73090.1 | Base Rate |  |  |  | 6902459.25 | 6902459.25
--------------Component Total---------------------------------------- | customer | 140141 | 140141 | 2744304.33 | 2744304.33 | --------------Component Total---------------------------------------- | customer | 997 | 997 | 152951.51 | 152951.51
Transmission Charge -IDR Metered: Standard Class | KVA_4CP | 2395571.06 | 2395571.06 | 5252842.67 | 5252842.67 | Transmission Charge -IDR Metered: Standard Class | KVA_4CP | 573091.35 | 573091.35 | 1227070.05 | 1227070.05
Transmission Charge -IDR Metered: Standard Class | KVA_NCP | 144029 | 144029 | 201796.1 | 201796.1 | Transmission Charge -IDR Metered: Standard Class | KVA_NCP | 29957 | 29957 | 51011.68 | 51011.68
Transmission Charge -Non_IDR Metered: Standard Class | KVA_NCP | 5552572 | 5552572 | 7864707.92 | 7864707.92 | Transmission Charge -Non_IDR Metered: Standard Class | KVA_NCP | 76982 | 76982 | 130596.79 | 130596.79
--------------Component Total---------------------------------------- | KVA_4CP | 2395571.06 | 2395571.06 | 5252842.67 | 5252842.67 | --------------Component Total---------------------------------------- | KVA_4CP | 573091.35 | 573091.35 | 1227070.05 | 1227070.05
--------------Component Total---------------------------------------- | KVA_NCP | 5696601 | 5696601 | 8066504.02 | 8066504.02 | --------------Component Total---------------------------------------- | KVA_NCP | 106939 | 106939 | 181608.47 | 181608.47
Distribution Charge (NCP Billing KVA) IDR Metered: Standard Class | Billing_KVA | 1898091 | 1898091 | 5711261.48 | 5711261.48 | Distribution Charge (NCP Billing KVA) IDR Metered: Standard Class | Billing_KVA | 608230 | 608230 | 1216185.81 | 1216185.81
Distribution Charge (NCP Billing KVA) Non_IDR Metered: Standard Class | Billing_KVA | 3251045 | 3251045 | 9836239.62 | 9836239.62 | Distribution Charge (NCP Billing KVA) Non_IDR Metered: Standard Class | Billing_KVA | 38025 | 38025 | 75957.45 | 75957.45
Distribution Charge (Ratchet Billing KVA) IDR Metered: Standard Class | Billing_KVA | 1385704 | 1385704 | 4160290.25 | 4160290.25 | Distribution Charge (Ratchet Billing KVA) IDR Metered: Standard Class | Billing_KVA | 354207 | 354207 | 694284.99 | 694284.99
Distribution Charge (Ratchet Billing KVA) Non_IDR Metered: Standard Class | Billing_KVA | 3063708 | 3063708 | 9259000.6 | 9259000.6 | Distribution Charge (Ratchet Billing KVA) Non_IDR Metered: Standard Class | Billing_KVA | 54951 | 54951 | 109449.73 | 109449.73
--------------Component Total---------------------------------------- | Billing_KVA | 9598548 | 9598548 | 28966791.95 | 28966791.95 | --------------Component Total---------------------------------------- | Billing_KVA | 1055413 | 1055413 | 2095877.98 | 2095877.98
Base Rate -IDR Metered: Standard Class |  |  |  | 15800349.17 | 15800349.17 | Base Rate -IDR Metered: Standard Class |  |  |  | 3312689.71 | 3312689.71
Base Rate -Non_IDR Metered: Standard Class |  |  |  | 29773939.16 | 29773939.16 | Base Rate -Non_IDR Metered: Standard Class |  |  |  | 390536.93 | 390536.93
2018-05-01 | [5 empty] | 2018-05-01 | [5 empty] | 2018-05-01
Customer Charge -IDR Metered: Standard Class | customer | 3966 | 3966 | 251306.1 | 251306.1 | Customer Charge -IDR Metered: Standard Class | customer | 626 | 626 | 46662.08 | 46662.08 | Customer Charge | customer | 268 | 268 | 34712.97 | 34712.97
Customer Charge -Non_IDR Metered: Standard Class | customer | 143511 | 143511 | 317382.22 | 317382.22 | Customer Charge -Non_IDR Metered: Standard Class | customer | 431 | 431 | 1468.87 | 1468.87 | Metering Charge | customer | 268 | 268 | 325871.2 | 325871.2
--------------Component Total---------------------------------------- | customer | 147477 | 147477 | 568688.32 | 568688.32 | --------------Component Total---------------------------------------- | customer | 1057 | 1057 | 48130.95 | 48130.95 | Transmission Charge | KVA_4CP | 2674178.19 | 2674178.19 | 5665831.45 | 5665831.45
Metering Charge -IDR Metered: Standard Class | customer | 3966 | 3966 | 240769.8 | 240769.8 | Metering Charge -IDR Metered: Standard Class | customer | 626 | 626 | 84165.61 | 84165.61 | Distribution Charge | KVA_4CP | 2674178.19 | 2674178.19 | 1238888.54 | 1238888.54
Metering Charge -Non_IDR Metered: Standard Class | customer | 143511 | 143511 | 2642996.63 | 2642996.63 | Metering Charge -Non_IDR Metered: Standard Class | customer | 431 | 431 | 74407.96 | 74407.96 | Base Rate |  |  |  | 7265304.16 | 7265304.16
--------------Component Total---------------------------------------- | customer | 147477 | 147477 | 2883766.43 | 2883766.43 | --------------Component Total---------------------------------------- | customer | 1057 | 1057 | 158573.57 | 158573.57
Transmission Charge -IDR Metered: Standard Class | KVA_4CP | 2510485.95 | 2510485.95 | 5516569.73 | 5516569.73 | Transmission Charge -IDR Metered: Standard Class | KVA_4CP | 613645.95 | 613645.95 | 1304383 | 1304383
Transmission Charge -IDR Metered: Standard Class | KVA_NCP | 165268 | 165268 | 226574.59 | 226574.59 | Transmission Charge -IDR Metered: Standard Class | KVA_NCP | 20126 | 20126 | 32032.49 | 32032.49
Transmission Charge -Non_IDR Metered: Standard Class | KVA_NCP | 6066543 | 6066543 | 8573990.21 | 8573990.21 | Transmission Charge -Non_IDR Metered: Standard Class | KVA_NCP | 81548 | 81548 | 138238.13 | 138238.13
--------------Component Total---------------------------------------- | KVA_4CP | 2510485.95 | 2510485.95 | 5516569.73 | 5516569.73 | --------------Component Total---------------------------------------- | KVA_4CP | 613645.95 | 613645.95 | 1304383 | 1304383
--------------Component Total---------------------------------------- | KVA_NCP | 6231811 | 6231811 | 8800564.8 | 8800564.8 | --------------Component Total---------------------------------------- | KVA_NCP | 101674 | 101674 | 170270.62 | 170270.62
Distribution Charge (NCP Billing KVA) IDR Metered: Standard Class | Billing_KVA | 2437153 | 2437153 | 7330567.71 | 7330567.71 | Distribution Charge (NCP Billing KVA) IDR Metered: Standard Class | Billing_KVA | 779462 | 779462 | 1547766.58 | 1547766.58
Distribution Charge (NCP Billing KVA) Non_IDR Metered: Standard Class | Billing_KVA | 4055749 | 4055749 | 12239733.01 | 12239733.01 | Distribution Charge (NCP Billing KVA) Non_IDR Metered: Standard Class | Billing_KVA | 47521 | 47521 | 94995.11 | 94995.11
Distribution Charge (Ratchet Billing KVA) IDR Metered: Standard Class | Billing_KVA | 1086036 | 1086036 | 3244814.09 | 3244814.09 | Distribution Charge (Ratchet Billing KVA) IDR Metered: Standard Class | Billing_KVA | 273027 | 273027 | 527411.27 | 527411.27
Distribution Charge (Ratchet Billing KVA) Non_IDR Metered: Standard Class | Billing_KVA | 2691317 | 2691317 | 8124124.37 | 8124124.37 | Distribution Charge (Ratchet Billing KVA) Non_IDR Metered: Standard Class | Billing_KVA | 46840 | 46840 | 93141.95 | 93141.95
--------------Component Total---------------------------------------- | Billing_KVA | 10270255 | 10270255 | 30939239.18 | 30939239.18 | --------------Component Total---------------------------------------- | Billing_KVA | 1146850 | 1146850 | 2263314.91 | 2263314.91
Base Rate -IDR Metered: Standard Class |  |  |  | 16810602.02 | 16810602.02 | Base Rate -IDR Metered: Standard Class |  |  |  | 3542421.03 | 3542421.03
Base Rate -Non_IDR Metered: Standard Class |  |  |  | 31898226.44 | 31898226.44 | Base Rate -Non_IDR Metered: Standard Class |  |  |  | 402252.02 | 402252.02
2018-06-01 | [5 empty] | 2018-06-01 | [5 empty] | 2018-06-01
Customer Charge -IDR Metered: Standard Class | customer | 3752 | 3752 | 242719.58 | 242719.58 | Customer Charge -IDR Metered: Standard Class | customer | 591 | 591 | 44329.45 | 44329.45 | Customer Charge | customer | 186 | 186 | 26656.35 | 26656.35
Customer Charge -Non_IDR Metered: Standard Class | customer | 137322 | 137322 | 302316.42 | 302316.42 | Customer Charge -Non_IDR Metered: Standard Class | customer | 434 | 434 | 1460.05 | 1460.05 | Metering Charge | customer | 186 | 186 | 250238.92 | 250238.92
--------------Component Total---------------------------------------- | customer | 141074 | 141074 | 545036 | 545036 | --------------Component Total---------------------------------------- | customer | 1025 | 1025 | 45789.5 | 45789.5 | Transmission Charge | KVA_4CP | 2090827.77 | 2090827.77 | 4252861.07 | 4252861.07
Metering Charge -IDR Metered: Standard Class | customer | 3752 | 3752 | 232543.3 | 232543.3 | Metering Charge -IDR Metered: Standard Class | customer | 591 | 591 | 79958.29 | 79958.29 | Distribution Charge | KVA_4CP | 2090827.77 | 2090827.77 | 929929.01 | 929929.01
Metering Charge -Non_IDR Metered: Standard Class | customer | 137322 | 137322 | 2517521.69 | 2517521.69 | Metering Charge -Non_IDR Metered: Standard Class | customer | 434 | 434 | 73960.57 | 73960.57 | Base Rate |  |  |  | 5459685.35 | 5459685.35
--------------Component Total---------------------------------------- | customer | 141074 | 141074 | 2750064.99 | 2750064.99 | --------------Component Total---------------------------------------- | customer | 1025 | 1025 | 153918.86 | 153918.86
Transmission Charge -IDR Metered: Standard Class | KVA_4CP | 2359969.9 | 2359969.9 | 5227104.59 | 5227104.59 | Transmission Charge -IDR Metered: Standard Class | KVA_4CP | 575614.62 | 575614.62 | 1213961.55 | 1213961.55
Transmission Charge -IDR Metered: Standard Class | KVA_NCP | 170561 | 170561 | 232701.13 | 232701.13 | Transmission Charge -IDR Metered: Standard Class | KVA_NCP | 29105 | 29105 | 44703.31 | 44703.31
Transmission Charge -Non_IDR Metered: Standard Class | KVA_NCP | 6221117 | 6221117 | 8761680.37 | 8761680.37 | Transmission Charge -Non_IDR Metered: Standard Class | KVA_NCP | 86424 | 86424 | 145346.3 | 145346.3
--------------Component Total---------------------------------------- | KVA_4CP | 2359969.9 | 2359969.9 | 5227104.59 | 5227104.59 | --------------Component Total---------------------------------------- | KVA_4CP | 575614.62 | 575614.62 | 1213961.55 | 1213961.55
--------------Component Total---------------------------------------- | KVA_NCP | 6391678 | 6391678 | 8994381.5 | 8994381.5 | --------------Component Total---------------------------------------- | KVA_NCP | 115529 | 115529 | 190049.61 | 190049.61
Distribution Charge (NCP Billing KVA) IDR Metered: Standard Class | Billing_KVA | 2873862 | 2873862 | 8701313.13 | 8701313.13 | Distribution Charge (NCP Billing KVA) IDR Metered: Standard Class | Billing_KVA | 778901 | 778901 | 1534330.29 | 1534330.29
Distribution Charge (NCP Billing KVA) Non_IDR Metered: Standard Class | Billing_KVA | 4860439 | 4860439 | 14632574.33 | 14632574.33 | Distribution Charge (NCP Billing KVA) Non_IDR Metered: Standard Class | Billing_KVA | 62422 | 62422 | 123014.95 | 123014.95
Distribution Charge (Ratchet Billing KVA) IDR Metered: Standard Class | Billing_KVA | 611825 | 611825 | 1831822.22 | 1831822.22 | Distribution Charge (Ratchet Billing KVA) IDR Metered: Standard Class | Billing_KVA | 227752 | 227752 | 440866.04 | 440866.04
Distribution Charge (Ratchet Billing KVA) Non_IDR Metered: Standard Class | Billing_KVA | 1859947 | 1859947 | 5575259.98 | 5575259.98 | Distribution Charge (Ratchet Billing KVA) Non_IDR Metered: Standard Class | Billing_KVA | 33483 | 33483 | 66782.55 | 66782.55
--------------Component Total---------------------------------------- | Billing_KVA | 10206073 | 10206073 | 30740969.66 | 30740969.66 | --------------Component Total---------------------------------------- | Billing_KVA | 1102558 | 1102558 | 2164993.83 | 2164993.83
Base Rate -IDR Metered: Standard Class |  |  |  | 16468203.95 | 16468203.95 | Base Rate -IDR Metered: Standard Class |  |  |  | 3358148.93 | 3358148.93
Base Rate -Non_IDR Metered: Standard Class |  |  |  | 31789352.79 | 31789352.79 | Base Rate -Non_IDR Metered: Standard Class |  |  |  | 410564.42 | 410564.42
2018-07-01 | [5 empty] | 2018-07-01 | [5 empty] | 2018-07-01
Customer Charge -IDR Metered: Standard Class | customer | 3787 | 3787 | 244600.14 | 244600.14 | Customer Charge -IDR Metered: Standard Class | customer | 597 | 597 | 45066.07 | 45066.07 | Customer Charge | customer | 253 | 253 | 33008.98 | 33008.98
Customer Charge -Non_IDR Metered: Standard Class | customer | 137307 | 137307 | 302574.99 | 302574.99 | Customer Charge -Non_IDR Metered: Standard Class | customer | 419 | 419 | 1455.62 | 1455.62 | Metering Charge | customer | 253 | 253 | 309874.86 | 309874.86
--------------Component Total---------------------------------------- | customer | 141094 | 141094 | 547175.13 | 547175.13 | --------------Component Total---------------------------------------- | customer | 1016 | 1016 | 46521.69 | 46521.69 | Transmission Charge | KVA_4CP | 2431267.85 | 2431267.85 | 5086701.95 | 5086701.95
Metering Charge -IDR Metered: Standard Class | customer | 3787 | 3787 | 234345.04 | 234345.04 | Metering Charge -IDR Metered: Standard Class | customer | 597 | 597 | 81286.94 | 81286.94 | Distribution Charge | KVA_4CP | 2431267.85 | 2431267.85 | 1112256.31 | 1112256.31
Metering Charge -Non_IDR Metered: Standard Class | customer | 137307 | 137307 | 2519675.38 | 2519675.38 | Metering Charge -Non_IDR Metered: Standard Class | customer | 419 | 419 | 73736.92 | 73736.92 | Base Rate |  |  |  | 6541842.1 | 6541842.1
--------------Component Total---------------------------------------- | customer | 141094 | 141094 | 2754020.42 | 2754020.42 | --------------Component Total---------------------------------------- | customer | 1016 | 1016 | 155023.86 | 155023.86
Transmission Charge -IDR Metered: Standard Class | KVA_4CP | 2367404.41 | 2367404.41 | 5239809.77 | 5239809.77 | Transmission Charge -IDR Metered: Standard Class | KVA_4CP | 575863.08 | 575863.08 | 1233169.28 | 1233169.28
Transmission Charge -IDR Metered: Standard Class | KVA_NCP | 180652 | 180652 | 251489.36 | 251489.36 | Transmission Charge -IDR Metered: Standard Class | KVA_NCP | 47033 | 47033 | 78931.06 | 78931.06
Transmission Charge -Non_IDR Metered: Standard Class | KVA_NCP | 6252081 | 6252081 | 8843610.61 | 8843610.61 | Transmission Charge -Non_IDR Metered: Standard Class | KVA_NCP | 86798 | 86798 | 147607.63 | 147607.63
--------------Component Total---------------------------------------- | KVA_4CP | 2367404.41 | 2367404.41 | 5239809.77 | 5239809.77 | --------------Component Total---------------------------------------- | KVA_4CP | 575863.08 | 575863.08 | 1233169.28 | 1233169.28
--------------Component Total---------------------------------------- | KVA_NCP | 6432733 | 6432733 | 9095099.97 | 9095099.97 | --------------Component Total---------------------------------------- | KVA_NCP | 133831 | 133831 | 226538.69 | 226538.69
Distribution Charge (NCP Billing KVA) IDR Metered: Standard Class | Billing_KVA | 2887303 | 2887303 | 8736868.24 | 8736868.24 | Distribution Charge (NCP Billing KVA) IDR Metered: Standard Class | Billing_KVA | 800345 | 800345 | 1597544.32 | 1597544.32
Distribution Charge (NCP Billing KVA) Non_IDR Metered: Standard Class | Billing_KVA | 4921848 | 4921848 | 14877948.16 | 14877948.16 | Distribution Charge (NCP Billing KVA) Non_IDR Metered: Standard Class | Billing_KVA | 62321 | 62321 | 124653.14 | 124653.14
Distribution Charge (Ratchet Billing KVA) IDR Metered: Standard Class | Billing_KVA | 622091 | 622091 | 1890071.41 | 1890071.41 | Distribution Charge (Ratchet Billing KVA) IDR Metered: Standard Class | Billing_KVA | 223946 | 223946 | 443360.88 | 443360.88
Distribution Charge (Ratchet Billing KVA) Non_IDR Metered: Standard Class | Billing_KVA | 1816820 | 1816820 | 5474046.85 | 5474046.85 | Distribution Charge (Ratchet Billing KVA) Non_IDR Metered: Standard Class | Billing_KVA | 34561 | 34561 | 68960.82 | 68960.82
--------------Component Total---------------------------------------- | Billing_KVA | 10248062 | 10248062 | 30978934.66 | 30978934.66 | --------------Component Total---------------------------------------- | Billing_KVA | 1121173 | 1121173 | 2234519.16 | 2234519.16
Base Rate -IDR Metered: Standard Class |  |  |  | 16597183.96 | 16597183.96 | Base Rate -IDR Metered: Standard Class |  |  |  | 3479358.55 | 3479358.55
Base Rate -Non_IDR Metered: Standard Class |  |  |  | 32017855.99 | 32017855.99 | Base Rate -Non_IDR Metered: Standard Class |  |  |  | 416414.13 | 416414.13
2018-08-01 | [5 empty] | 2018-08-01 | [5 empty] | 2018-08-01
Customer Charge -IDR Metered: Standard Class | customer | 4130 | 4130 | 264472.04 | 264472.04 | Customer Charge -IDR Metered: Standard Class | customer | 636 | 636 | 48388.49 | 48388.49 | Customer Charge | customer | 270 | 270 | 34054.02 | 34054.02
Customer Charge -Non_IDR Metered: Standard Class | customer | 149804 | 149804 | 330474.92 | 330474.92 | Customer Charge -Non_IDR Metered: Standard Class | customer | 452 | 452 | 1577.11 | 1577.11 | Metering Charge | customer | 270 | 270 | 319685.31 | 319685.31
--------------Component Total---------------------------------------- | customer | 153934 | 153934 | 594946.96 | 594946.96 | --------------Component Total---------------------------------------- | customer | 1088 | 1088 | 49965.6 | 49965.6 | Transmission Charge | KVA_4CP | 2576474.35 | 2576474.35 | 5432214.16 | 5432214.16
Metering Charge -IDR Metered: Standard Class | customer | 4130 | 4130 | 253383.7 | 253383.7 | Metering Charge -IDR Metered: Standard Class | customer | 636 | 636 | 87279.65 | 87279.65 | Distribution Charge | KVA_4CP | 2576474.35 | 2576474.35 | 1187805.88 | 1187805.88
Metering Charge -Non_IDR Metered: Standard Class | customer | 149804 | 149804 | 2752020.7 | 2752020.7 | Metering Charge -Non_IDR Metered: Standard Class | customer | 452 | 452 | 79890.73 | 79890.73 | Base Rate |  |  |  | 6973759.37 | 6973759.37
--------------Component Total---------------------------------------- | customer | 153934 | 153934 | 3005404.4 | 3005404.4 | --------------Component Total---------------------------------------- | customer | 1088 | 1088 | 167170.38 | 167170.38
Transmission Charge -IDR Metered: Standard Class | KVA_4CP | 2621845.19 | 2621845.19 | 5839651.71 | 5839651.71 | Transmission Charge -IDR Metered: Standard Class | KVA_4CP | 620345.69 | 620345.69 | 1335410.26 | 1335410.26
Transmission Charge -IDR Metered: Standard Class | KVA_NCP | 197171 | 197171 | 274541.07 | 274541.07 | Transmission Charge -IDR Metered: Standard Class | KVA_NCP | 32107 | 32107 | 53872.54 | 53872.54
Transmission Charge -Non_IDR Metered: Standard Class | KVA_NCP | 6860114 | 6860114 | 9703062.81 | 9703062.81 | Transmission Charge -Non_IDR Metered: Standard Class | KVA_NCP | 100202 | 100202 | 170030.11 | 170030.11
--------------Component Total---------------------------------------- | KVA_4CP | 2621845.19 | 2621845.19 | 5839651.71 | 5839651.71 | --------------Component Total---------------------------------------- | KVA_4CP | 620345.69 | 620345.69 | 1335410.26 | 1335410.26
--------------Component Total---------------------------------------- | KVA_NCP | 7057285 | 7057285 | 9977603.88 | 9977603.88 | --------------Component Total---------------------------------------- | KVA_NCP | 132309 | 132309 | 223902.65 | 223902.65
Distribution Charge (NCP Billing KVA) IDR Metered: Standard Class | Billing_KVA | 3265014 | 3265014 | 9937521.47 | 9937521.47 | Distribution Charge (NCP Billing KVA) IDR Metered: Standard Class | Billing_KVA | 859170 | 859170 | 1718733.13 | 1718733.13
Distribution Charge (NCP Billing KVA) Non_IDR Metered: Standard Class | Billing_KVA | 5476638 | 5476638 | 16539608.31 | 16539608.31 | Distribution Charge (NCP Billing KVA) Non_IDR Metered: Standard Class | Billing_KVA | 78103 | 78103 | 155675.16 | 155675.16
Distribution Charge (Ratchet Billing KVA) IDR Metered: Standard Class | Billing_KVA | 616154 | 616154 | 1865487.9 | 1865487.9 | Distribution Charge (Ratchet Billing KVA) IDR Metered: Standard Class | Billing_KVA | 233975 | 233975 | 468609.72 | 468609.72
Distribution Charge (Ratchet Billing KVA) Non_IDR Metered: Standard Class | Billing_KVA | 1901409 | 1901409 | 5749373.81 | 5749373.81 | Distribution Charge (Ratchet Billing KVA) Non_IDR Metered: Standard Class | Billing_KVA | 31744 | 31744 | 63580.85 | 63580.85
--------------Component Total---------------------------------------- | Billing_KVA | 11259215 | 11259215 | 34091991.49 | 34091991.49 | --------------Component Total---------------------------------------- | Billing_KVA | 1202992 | 1202992 | 2406598.86 | 2406598.86
Base Rate -IDR Metered: Standard Class |  |  |  | 18435057.89 | 18435057.89 | Base Rate -IDR Metered: Standard Class |  |  |  | 3712293.79 | 3712293.79
Base Rate -Non_IDR Metered: Standard Class |  |  |  | 35074540.55 | 35074540.55 | Base Rate -Non_IDR Metered: Standard Class |  |  |  | 470753.96 | 470753.96
2018-09-01 | [5 empty] | 2018-09-01 | [5 empty] | 2018-09-01
Customer Charge -IDR Metered: Standard Class | customer | 3442 | 3442 | 224289.42 | 224289.42 | Customer Charge -IDR Metered: Standard Class | customer | 532 | 532 | 40436.72 | 40436.72 | Customer Charge | customer | 193 | 193 | 28401.51 | 28401.51
Customer Charge -Non_IDR Metered: Standard Class | customer | 123549 | 123549 | 273673.89 | 273673.89 | Customer Charge -Non_IDR Metered: Standard Class | customer | 384 | 384 | 1338.69 | 1338.69 | Metering Charge | customer | 193 | 193 | 266621.9 | 266621.9
--------------Component Total---------------------------------------- | customer | 126991 | 126991 | 497963.31 | 497963.31 | --------------Component Total---------------------------------------- | customer | 916 | 916 | 41775.41 | 41775.41 | Transmission Charge | KVA_4CP | 2110638.58 | 2110638.58 | 4469551.85 | 4469551.85
Metering Charge -IDR Metered: Standard Class | customer | 3442 | 3442 | 214885.82 | 214885.82 | Metering Charge -IDR Metered: Standard Class | customer | 532 | 532 | 72936.81 | 72936.81 | Distribution Charge | KVA_4CP | 2110638.58 | 2110638.58 | 977310.49 | 977310.49
Metering Charge -Non_IDR Metered: Standard Class | customer | 123549 | 123549 | 2279001.71 | 2279001.71 | Metering Charge -Non_IDR Metered: Standard Class | customer | 384 | 384 | 67812.83 | 67812.83 | Base Rate |  |  |  | 5741885.75 | 5741885.75
--------------Component Total---------------------------------------- | customer | 126991 | 126991 | 2493887.53 | 2493887.53 | --------------Component Total---------------------------------------- | customer | 916 | 916 | 140749.64 | 140749.64
Transmission Charge -IDR Metered: Standard Class | KVA_4CP | 2052626.18 | 2052626.18 | 4579433.74 | 4579433.74 | Transmission Charge -IDR Metered: Standard Class | KVA_4CP | 504240.44 | 504240.44 | 1083733.15 | 1083733.15
Transmission Charge -IDR Metered: Standard Class | KVA_NCP | 196575 | 196575 | 266590.79 | 266590.79 | Transmission Charge -IDR Metered: Standard Class | KVA_NCP | 53581 | 53581 | 90771.23 | 90771.23
Transmission Charge -Non_IDR Metered: Standard Class | KVA_NCP | 5683694 | 5683694 | 8062535.4 | 8062535.4 | Transmission Charge -Non_IDR Metered: Standard Class | KVA_NCP | 83991 | 83991 | 141958.81 | 141958.81
--------------Component Total---------------------------------------- | KVA_4CP | 2052626.18 | 2052626.18 | 4579433.74 | 4579433.74 | --------------Component Total---------------------------------------- | KVA_4CP | 504240.44 | 504240.44 | 1083733.15 | 1083733.15
--------------Component Total---------------------------------------- | KVA_NCP | 5880269 | 5880269 | 8329126.19 | 8329126.19 | --------------Component Total---------------------------------------- | KVA_NCP | 137572 | 137572 | 232730.04 | 232730.04
Distribution Charge (NCP Billing KVA) IDR Metered: Standard Class | Billing_KVA | 2688886 | 2688886 | 8189834.1 | 8189834.1 | Distribution Charge (NCP Billing KVA) IDR Metered: Standard Class | Billing_KVA | 708094 | 708094 | 1407565.51 | 1407565.51
Distribution Charge (NCP Billing KVA) Non_IDR Metered: Standard Class | Billing_KVA | 4573654 | 4573654 | 13866417.99 | 13866417.99 | Distribution Charge (NCP Billing KVA) Non_IDR Metered: Standard Class | Billing_KVA | 64117 | 64117 | 127186.31 | 127186.31
Distribution Charge (Ratchet Billing KVA) IDR Metered: Standard Class | Billing_KVA | 434904 | 434904 | 1309734.39 | 1309734.39 | Distribution Charge (Ratchet Billing KVA) IDR Metered: Standard Class | Billing_KVA | 206943 | 206943 | 404898.1 | 404898.1
Distribution Charge (Ratchet Billing KVA) Non_IDR Metered: Standard Class | Billing_KVA | 1517101 | 1517101 | 4579684.44 | 4579684.44 | Distribution Charge (Ratchet Billing KVA) Non_IDR Metered: Standard Class | Billing_KVA | 29497 | 29497 | 58984.6 | 58984.6
--------------Component Total---------------------------------------- | Billing_KVA | 9214545 | 9214545 | 27945670.92 | 27945670.92 | --------------Component Total---------------------------------------- | Billing_KVA | 1008651 | 1008651 | 1998634.52 | 1998634.52
Base Rate -IDR Metered: Standard Class |  |  |  | 14784768.26 | 14784768.26 | Base Rate -IDR Metered: Standard Class |  |  |  | 3100341.52 | 3100341.52
Base Rate -Non_IDR Metered: Standard Class |  |  |  | 29061313.43 | 29061313.43 | Base Rate -Non_IDR Metered: Standard Class |  |  |  | 397281.24 | 397281.24
2018-10-01 | [5 empty] | 2018-10-01 | [5 empty] | 2018-10-01
Customer Charge -IDR Metered: Standard Class | customer | 4066 | 4066 | 265082.04 | 265082.04 | Customer Charge -IDR Metered: Standard Class | customer | 638 | 638 | 48296.43 | 48296.43 | Customer Charge | customer | 226 | 226 | 31835.23 | 31835.23
Customer Charge -Non_IDR Metered: Standard Class | customer | 148527 | 148527 | 329322.34 | 329322.34 | Customer Charge -Non_IDR Metered: Standard Class | customer | 451 | 451 | 1572.93 | 1572.93 | Metering Charge | customer | 226 | 226 | 298856.23 | 298856.23
--------------Component Total---------------------------------------- | customer | 152593 | 152593 | 594404.38 | 594404.38 | --------------Component Total---------------------------------------- | customer | 1089 | 1089 | 49869.36 | 49869.36 | Transmission Charge | KVA_4CP | 2558606.03 | 2558606.03 | 5179125.78 | 5179125.78
Metering Charge -IDR Metered: Standard Class | customer | 4066 | 4066 | 253968.17 | 253968.17 | Metering Charge -IDR Metered: Standard Class | customer | 638 | 638 | 87113.58 | 87113.58 | Distribution Charge | KVA_4CP | 2558606.03 | 2558606.03 | 1132465.68 | 1132465.68
Metering Charge -Non_IDR Metered: Standard Class | customer | 148527 | 148527 | 2742421.13 | 2742421.13 | Metering Charge -Non_IDR Metered: Standard Class | customer | 451 | 451 | 79679.18 | 79679.18 | Base Rate |  |  |  | 6642282.92 | 6642282.92
--------------Component Total---------------------------------------- | customer | 152593 | 152593 | 2996389.3 | 2996389.3 | --------------Component Total---------------------------------------- | customer | 1089 | 1089 | 166792.76 | 166792.76
Transmission Charge -IDR Metered: Standard Class | KVA_4CP | 2591679.06 | 2591679.06 | 5777196.47 | 5777196.47 | Transmission Charge -IDR Metered: Standard Class | KVA_4CP | 621138.52 | 621138.52 | 1332519.03 | 1332519.03
Transmission Charge -IDR Metered: Standard Class | KVA_NCP | 238751 | 238751 | 323897.6 | 323897.6 | Transmission Charge -IDR Metered: Standard Class | KVA_NCP | 44282 | 44282 | 74195.54 | 74195.54
Transmission Charge -Non_IDR Metered: Standard Class | KVA_NCP | 6614502 | 6614502 | 9390056.59 | 9390056.59 | Transmission Charge -Non_IDR Metered: Standard Class | KVA_NCP | 98839 | 98839 | 166249.26 | 166249.26
--------------Component Total---------------------------------------- | KVA_4CP | 2591679.06 | 2591679.06 | 5777196.47 | 5777196.47 | --------------Component Total---------------------------------------- | KVA_4CP | 621138.52 | 621138.52 | 1332519.03 | 1332519.03
--------------Component Total---------------------------------------- | KVA_NCP | 6853253 | 6853253 | 9713954.19 | 9713954.19 | --------------Component Total---------------------------------------- | KVA_NCP | 143121 | 143121 | 240444.8 | 240444.8
Distribution Charge (NCP Billing KVA) IDR Metered: Standard Class | Billing_KVA | 3174792 | 3174792 | 9647784.04 | 9647784.04 | Distribution Charge (NCP Billing KVA) IDR Metered: Standard Class | Billing_KVA | 838480 | 838480 | 1674210.33 | 1674210.33
Distribution Charge (NCP Billing KVA) Non_IDR Metered: Standard Class | Billing_KVA | 5080047 | 5080047 | 15415182.14 | 15415182.14 | Distribution Charge (NCP Billing KVA) Non_IDR Metered: Standard Class | Billing_KVA | 70342 | 70342 | 138692.37 | 138692.37
Distribution Charge (Ratchet Billing KVA) IDR Metered: Standard Class | Billing_KVA | 626011 | 626011 | 1901452.81 | 1901452.81 | Distribution Charge (Ratchet Billing KVA) IDR Metered: Standard Class | Billing_KVA | 252446 | 252446 | 502551.24 | 502551.24
Distribution Charge (Ratchet Billing KVA) Non_IDR Metered: Standard Class | Billing_KVA | 2080420 | 2080420 | 6291277.58 | 6291277.58 | Distribution Charge (Ratchet Billing KVA) Non_IDR Metered: Standard Class | Billing_KVA | 39494 | 39494 | 78288.89 | 78288.89
--------------Component Total---------------------------------------- | Billing_KVA | 10961270 | 10961270 | 33255696.57 | 33255696.57 | --------------Component Total---------------------------------------- | Billing_KVA | 1200762 | 1200762 | 2393742.83 | 2393742.83
Base Rate -IDR Metered: Standard Class |  |  |  | 18169381.13 | 18169381.13 | Base Rate -IDR Metered: Standard Class |  |  |  | 3718886.15 | 3718886.15
Base Rate -Non_IDR Metered: Standard Class |  |  |  | 34168259.78 | 34168259.78 | Base Rate -Non_IDR Metered: Standard Class |  |  |  | 464482.63 | 464482.63
2018-11-01 | [5 empty] | 2018-11-01 | [5 empty] | 2018-11-01
Customer Charge -IDR Metered: Standard Class | customer | 3613 | 3613 | 234964.84 | 234964.84 | Customer Charge -IDR Metered: Standard Class | customer | 565 | 565 | 41817.86 | 41817.86 | Customer Charge | customer | 235 | 235 | 32483.88 | 32483.88
Customer Charge -Non_IDR Metered: Standard Class | customer | 132117 | 132117 | 291591.18 | 291591.18 | Customer Charge -Non_IDR Metered: Standard Class | customer | 429 | 429 | 1428.17 | 1428.17 | Metering Charge | customer | 235 | 235 | 304945.47 | 304945.47
--------------Component Total---------------------------------------- | customer | 135730 | 135730 | 526556.02 | 526556.02 | --------------Component Total---------------------------------------- | customer | 994 | 994 | 43246.03 | 43246.03 | Transmission Charge | KVA_4CP | 2329869.14 | 2329869.14 | 4936028.68 | 4936028.68
Metering Charge -IDR Metered: Standard Class | customer | 3613 | 3613 | 225113.63 | 225113.63 | Metering Charge -IDR Metered: Standard Class | customer | 565 | 565 | 75428 | 75428 | Distribution Charge | KVA_4CP | 2329869.14 | 2329869.14 | 1079310.13 | 1079310.13
Metering Charge -Non_IDR Metered: Standard Class | customer | 132117 | 132117 | 2428210.85 | 2428210.85 | Metering Charge -Non_IDR Metered: Standard Class | customer | 429 | 429 | 72346.61 | 72346.61 | Base Rate |  |  |  | 6352768.16 | 6352768.16
--------------Component Total---------------------------------------- | customer | 135730 | 135730 | 2653324.48 | 2653324.48 | --------------Component Total---------------------------------------- | customer | 994 | 994 | 147774.61 | 147774.61
Transmission Charge -IDR Metered: Standard Class | KVA_4CP | 2214794.3 | 2214794.3 | 4943106.87 | 4943106.87 | Transmission Charge -IDR Metered: Standard Class | KVA_4CP | 525746.36 | 525746.36 | 1130013.75 | 1130013.75
Transmission Charge -IDR Metered: Standard Class | KVA_NCP | 190030 | 190030 | 268707.78 | 268707.78 | Transmission Charge -IDR Metered: Standard Class | KVA_NCP | 53661 | 53661 | 89654.06 | 89654.06
Transmission Charge -Non_IDR Metered: Standard Class | KVA_NCP | 5763078 | 5763078 | 8153799.58 | 8153799.58 | Transmission Charge -Non_IDR Metered: Standard Class | KVA_NCP | 94596 | 94596 | 160799.64 | 160799.64
--------------Component Total---------------------------------------- | KVA_4CP | 2214794.3 | 2214794.3 | 4943106.87 | 4943106.87 | --------------Component Total---------------------------------------- | KVA_4CP | 525746.36 | 525746.36 | 1130013.75 | 1130013.75
--------------Component Total---------------------------------------- | KVA_NCP | 5953108 | 5953108 | 8422507.36 | 8422507.36 | --------------Component Total---------------------------------------- | KVA_NCP | 148257 | 148257 | 250453.7 | 250453.7
Distribution Charge (NCP Billing KVA) IDR Metered: Standard Class | Billing_KVA | 2403320 | 2403320 | 7339042.79 | 7339042.79 | Distribution Charge (NCP Billing KVA) IDR Metered: Standard Class | Billing_KVA | 658076 | 658076 | 1314456.53 | 1314456.53
Distribution Charge (NCP Billing KVA) Non_IDR Metered: Standard Class | Billing_KVA | 4180612 | 4180612 | 12647585.34 | 12647585.34 | Distribution Charge (NCP Billing KVA) Non_IDR Metered: Standard Class | Billing_KVA | 59298 | 59298 | 118667.18 | 118667.18
Distribution Charge (Ratchet Billing KVA) IDR Metered: Standard Class | Billing_KVA | 769390 | 769390 | 2339471.32 | 2339471.32 | Distribution Charge (Ratchet Billing KVA) IDR Metered: Standard Class | Billing_KVA | 256629 | 256629 | 512836.63 | 512836.63
Distribution Charge (Ratchet Billing KVA) Non_IDR Metered: Standard Class | Billing_KVA | 2056006 | 2056006 | 6182846.67 | 6182846.67 | Distribution Charge (Ratchet Billing KVA) Non_IDR Metered: Standard Class | Billing_KVA | 45233 | 45233 | 90078.88 | 90078.88
--------------Component Total---------------------------------------- | Billing_KVA | 9409328 | 9409328 | 28508946.12 | 28508946.12 | --------------Component Total---------------------------------------- | Billing_KVA | 1019236 | 1019236 | 2036039.22 | 2036039.22
Base Rate -IDR Metered: Standard Class |  |  |  | 15350407.23 | 15350407.23 | Base Rate -IDR Metered: Standard Class |  |  |  | 3164206.83 | 3164206.83
Base Rate -Non_IDR Metered: Standard Class |  |  |  | 29704033.62 | 29704033.62 | Base Rate -Non_IDR Metered: Standard Class |  |  |  | 443320.48 | 443320.48
2019-12-18 | [5 empty] | 2019-12-18 | [5 empty] | 2019-12-18
Customer Charge -IDR Metered: Standard Class | customer | 3496 | 3496 | 227091.57 | 227091.57 | Customer Charge -IDR Metered: Standard Class | customer | 536 | 536 | 40833.15 | 40833.15 | Customer Charge | customer | 196 | 196 | 29652.48 | 29652.48
Customer Charge -Non_IDR Metered: Standard Class | customer | 124534 | 124534 | 274042.78 | 274042.78 | Customer Charge -Non_IDR Metered: Standard Class | customer | 410 | 410 | 1374.6 | 1374.6 | Metering Charge | customer | 196 | 196 | 278365.44 | 278365.44
--------------Component Total---------------------------------------- | customer | 128030 | 128030 | 501134.35 | 501134.35 | --------------Component Total---------------------------------------- | customer | 946 | 946 | 42207.75 | 42207.75 | Transmission Charge | KVA_4CP | 2358518.73 | 2358518.73 | 4997229.46 | 4997229.46
Metering Charge -IDR Metered: Standard Class | customer | 3496 | 3496 | 217570.48 | 217570.48 | Metering Charge -IDR Metered: Standard Class | customer | 536 | 536 | 73651.87 | 73651.87 | Distribution Charge | KVA_4CP | 2358518.73 | 2358518.73 | 1092692.31 | 1092692.31
Metering Charge -Non_IDR Metered: Standard Class | customer | 124534 | 124534 | 2282065.9 | 2282065.9 | Metering Charge -Non_IDR Metered: Standard Class | customer | 410 | 410 | 69632.41 | 69632.41 | Base Rate |  |  |  | 6397939.69 | 6397939.69
--------------Component Total---------------------------------------- | customer | 128030 | 128030 | 2499636.38 | 2499636.38 | --------------Component Total---------------------------------------- | customer | 946 | 946 | 143284.28 | 143284.28
Transmission Charge -IDR Metered: Standard Class | KVA_4CP | 2059477.07 | 2059477.07 | 4598002.56 | 4598002.56 | Transmission Charge -IDR Metered: Standard Class | KVA_4CP | 496597.94 | 496597.94 | 1068170.61 | 1068170.61
Transmission Charge -IDR Metered: Standard Class | KVA_NCP | 191162 | 191162 | 268242.55 | 268242.55 | Transmission Charge -IDR Metered: Standard Class | KVA_NCP | 55706 | 55706 | 92954.34 | 92954.34
Transmission Charge -Non_IDR Metered: Standard Class | KVA_NCP | 5435198 | 5435198 | 7676632.85 | 7676632.85 | Transmission Charge -Non_IDR Metered: Standard Class | KVA_NCP | 83015 | 83015 | 138593.95 | 138593.95
--------------Component Total---------------------------------------- | KVA_4CP | 2059477.07 | 2059477.07 | 4598002.56 | 4598002.56 | --------------Component Total---------------------------------------- | KVA_4CP | 496597.94 | 496597.94 | 1068170.61 | 1068170.61
--------------Component Total---------------------------------------- | KVA_NCP | 5626360 | 5626360 | 7944875.4 | 7944875.4 | --------------Component Total---------------------------------------- | KVA_NCP | 138721 | 138721 | 231548.29 | 231548.29
Distribution Charge (NCP Billing KVA) IDR Metered: Standard Class | Billing_KVA | 1765457 | 1765457 | 5382877.2 | 5382877.2 | Distribution Charge (NCP Billing KVA) IDR Metered: Standard Class | Billing_KVA | 563404 | 563404 | 1126780.21 | 1126780.21
Distribution Charge (NCP Billing KVA) Non_IDR Metered: Standard Class | Billing_KVA | 3656135 | 3656135 | 11042175.74 | 11042175.74 | Distribution Charge (NCP Billing KVA) Non_IDR Metered: Standard Class | Billing_KVA | 41406 | 41406 | 80729.21 | 80729.21
Distribution Charge (Ratchet Billing KVA) IDR Metered: Standard Class | Billing_KVA | 1165583 | 1165583 | 3554051.83 | 3554051.83 | Distribution Charge (Ratchet Billing KVA) IDR Metered: Standard Class | Billing_KVA | 316975 | 316975 | 631169.03 | 631169.03
Distribution Charge (Ratchet Billing KVA) Non_IDR Metered: Standard Class | Billing_KVA | 2283470 | 2283470 | 6864921.86 | 6864921.86 | Distribution Charge (Ratchet Billing KVA) Non_IDR Metered: Standard Class | Billing_KVA | 56217 | 56217 | 110582.43 | 110582.43
--------------Component Total---------------------------------------- | Billing_KVA | 8870645 | 8870645 | 26844026.63 | 26844026.63 | --------------Component Total---------------------------------------- | Billing_KVA | 978002 | 978002 | 1949260.88 | 1949260.88
Base Rate -IDR Metered: Standard Class |  |  |  | 14247836.19 | 14247836.19 | Base Rate -IDR Metered: Standard Class |  |  |  | 3033559.21 | 3033559.21
Base Rate -Non_IDR Metered: Standard Class |  |  |  | 28139839.13 | 28139839.13 | Base Rate -Non_IDR Metered: Standard Class |  |  |  | 400912.6 | 400912.6
[10 empty] | 3434471.81 | 3434471.81