## Poles & Lamp Count
2019 RATE CASE
CENTERPOINT ENERGY HOUSTON ELECTRIC, LLC
POLES & LAMP COUNT
TEST YEAR ENDING 12/31/2018
SPONSOR: M. TROXLE
|  | Lamp Type | [5 empty] | Annual (Amt * 12 mos) |  |  | Monthly Number of Poles
| Sched | Lumen | Type | Mo Kwh/Lamp | Watt | Service | Pole | # of Lamps | # of Poles | Brk Away Base | OH Cond | UG Cond | Total
A6000HPS | A | 6000 | HPS | 29 | 70 | OH | W | 5772 | 5772 | 0 | 481 | 0 | 481
B6000HPS | B | 6000 | HPS | 29 | 70 | OH | S | 192 | 192 | 0 | 16 | 0 | 16
D6000HPS | D | 6000 | HPS | 28.9638 | 70 | UG | S | 60648 | 60648 | 0 | 0 | 5054 | 5054
A9500HPS | A | 9500 | HPS | 38 | 100 | OH | W | 160980 | 160968 | 0 | 13414 | 0 | 13414
B9500HPS | B | 9500 | HPS | 38 | 100 | OH | S | 276 | 276 | 0 | 23 | 0 | 23
D9500HPS | D | 9500 | HPS | 38 | 100 | UG | S | 2210016 | 2210016 | 816 | 0 | 184168 | 184168
E9500HPS | E | 9500 | HPS | 38 | 100 | UG | S | 25632 | 12816 | 0 | 0 | 1068 | 1068
A15000HPS | A | 15000 | HPS | 58 | 150 | OH | W | 54960 | 54948 | 0 | 4579 | 0 | 4579
B15000HPS | B | 15000 | HPS | 58 | 150 | OH | S | 168 | 168 | 0 | 14 | 0 | 14
C15000HPS | C | 15000 | HPS | 58 | 150 | OH | S | 96 | 48 | 0 | 4 | 0 | 4
D15000HPS | D | 15000 | HPS | 58 | 150 | UG | S | 113292 | 113292 | 72 | 0 | 9441 | 9441
E15000HPS | E | 15000 | HPS | 58 | 150 | UG | S | 19344 | 9672 | 0 | 0 | 806 | 806
A28000HPS | A | 28000 | HPS | 106 | 250 | OH | W | 65472 | 65400 | 0 | 5450 | 0 | 5450
B28000HPS | B | 28000 | HPS | 106 | 250 | OH | S | 1728 | 1728 | 0 | 144 | 0 | 144
C28000HPS | C | 28000 | HPS | 106 | 250 | OH | S | 216 | 108 | 0 | 9 | 0 | 9
D28000HPS | D | 28000 | HPS | 106 | 250 | UG | S | 104472 | 104472 | 156 | 0 | 8706 | 8706
E28000HPS | E | 28000 | HPS | 106 | 250 | UG | S | 23616 | 11808 | 24 | 0 | 984 | 984
A50000HPS | A | 50000 | HPS | 160 | 400 | OH | W | 6288 | 6180 | 0 | 515 | 0 | 515
B50000HPS | B | 50000 | HPS | 160 | 400 | OH | S | 48 | 48 | 0 | 4 | 0 | 4
D50000HPS | D | 50000 | HPS | 160 | 400 | UG | S | 9108 | 9108 | 24 | 0 | 759 | 759
E50000HPS | E | 50000 | HPS | 160 | 400 | UG | S | 432 | 216 | 0 | 0 | 18 | 18
A2000LED | A | 2000 | LED | 8 | 20 | OH | W | 0 | 0 | 0 | 0 | 0 | 0
D2000LED | D | 2000 | LED | 8 | 20 | UG | S | 0 | 0 | 0 | 0 | 0 | 0
A4800LED | A | 4800 | LED | 17 | 45 | OH | W | 605160 | 605160 | 0 | 50430 | 0 | 50430
B4800LED | B | 4800 | LED | 17 | 45 | OH | S | 1632 | 1632 | 0 | 136 | 0 | 136
D4800LED | D | 4800 | LED | 17 | 45 | UG | S | 1041864 | 1041864 | 0 | 0 | 86822 | 86822
E4800LED | E | 4800 | LED | 17 | 45 | UG | S | 3120 | 1560 | 0 | 0 | 130 | 130
A7900LED | A | 7900 | LED | 32 | 95 | OH | W | 228216 | 228216 | 0 | 19018 | 0 | 19018
B7900LED | B | 7900 | LED | 32 | 95 | OH | S | 300 | 300 | 0 | 25 | 0 | 25
C7900LED | C | 7900 | LED | 32 | 95 | OH | S | 864 | 432 | 0 | 36 | 0 | 36
D7900LED | D | 7900 | LED | 32 | 95 | UG | S | 64404 | 64404 | 0 | 0 | 5367 | 5367
E7900LED | E | 7900 | LED | 32 | 95 | UG | S | 6624 | 3312 | 0 | 0 | 276 | 276
A10850LED | A | 10850 | LED | 38 | 115 | OH | W | 283740 | 282996 | 0 | 23583 | 0 | 23583
B10850LED | B | 10850 | LED | 38 | 115 | OH | S | 2760 | 2760 | 0 | 230 | 0 | 230
C10850LED | C | 10850 | LED | 38 | 115 | OH | S | 2928 | 1464 | 0 | 122 | 0 | 122
D10850LED | D | 10850 | LED | 38 | 115 | UG | S | 240348 | 240348 | 0 | 0 | 20029 | 20029
E10850LED | E | 10850 | LED | 38 | 115 | UG | S | 13728 | 6864 | 288 | 0 | 572 | 572
A15100LED | A | 15100 | LED | 64 | 180 | OH | W | 684 | 684 | 0 | 57 | 0 | 57
B15100LED | B | 15100 | LED | 64 | 180 | OH | S | 0 | 0 | 0 | 0 | 0 | 0
C15100LED | C | 15100 | LED | 64 | 180 | OH | S | 0 | 0 | 0 | 0 | 0 | 0
D15100LED | D | 15100 | LED | 64 | 180 | UG | S | 22272 | 22272 | 0 | 0 | 1856 | 1856
E15100LED | E | 15100 | LED | 64 | 180 | UG | S | 600 | 300 | 0 | 0 | 25 | 25
A7900MH | A | 7900 | MH | 40 | 100 | OH | W | 24 | 24 | 0 | 2 | 0 | 2
D7900MH | D | 7900 | MH | 40 | 100 | UG | S | 28224 | 28224 | 0 | 0 | 2352 | 2352
E7900MH | E | 7900 | MH | 40 | 100 | UG | S | 1176 | 588 | 0 | 0 | 49 | 49
D+A*47900MH | D+A*4 | 7900 | MH | 40 | 100 | UG | S | 480 | 96 | 0 | 0 | 8 | 8
A12900MH | A | 12900 | MH | 70 | 175 | OH | W | 12 | 12 | 0 | 1 | 0 | 1
D12900MH | D | 12900 | MH | 70 | 175 | UG | S | 5880 | 5880 | 0 | 0 | 490 | 490
E12900MH | E | 12900 | MH | 70 | 175 | UG | S | 1752 | 876 | 0 | 0 | 73 | 73
A19475MH | A | 19475 | MH | 96 | 250 | OH | W | 1776 | 1038 | 0 | 86.5 | 0 | 86.5
D19475MH | D | 19475 | MH | 96 | 250 | UG | S | 8652 | 8652 | 0 | 0 | 721 | 721
E19475MH | E | 19475 | MH | 95.661 | 250 | UG | S | 1152 | 576 | 0 | 0 | 48 | 48
A32200MH | A | 32200 | MH | 159 | 400 | OH | W | 1224 | 636 | 0 | 53 | 0 | 53
D32200MH | D | 32200 | MH | 159 | 400 | UG | S | 2268 | 2268 | 0 | 0 | 189 | 189
E32200MH | E | 32200 | MH | 159 | 400 | UG | S | 2376 | 1188 | 0 | 0 | 99 | 99
A4200MV | A | 4200 | MV | 159 | 100 | OH | W | 4704 | 4704 | 0 | 392 | 0 | 392
B4200MV | B | 4200 | MV | 41 | 100 | OH | S | 12 | 12 | 0 | 1 | 0 | 1
D4200MV | D | 4200 | MV | 41 | 100 | UG | S | 24060 | 24060 | 0 | 0 | 2005 | 2005
A7800MV | A | 7800 | MV | 69 | 175 | OH | W | 612 | 612 | 0 | 51 | 0 | 51
D7800MV | D | 7800 | MV | 69 | 175 | UG | S | 504 | 504 | 0 | 0 | 42 | 42
A22600MV | A | 22600 | MV | 150 | 400 | OH | W | 1128 | 1128 | 0 | 94 | 0 | 94
B22600MV | B | 22600 | MV | 150 | 400 | OH | S | 24 | 24 | 0 | 2 | 0 | 2
D22600MV | D | 22600 | MV | 150 | 400 | UG | S | 84 | 84 | 0 | 0 | 7 | 7
E22600MV | E | 22600 | MV | 150 | 400 | UG | S | 48 | 24 | 0 | 0 | 2 | 2
[11 empty] | Served OH | Served UG | Total Poles
| TOTAL | [6 empty] | 5468172 | 5413662 | 1380 | 118972.5 | 332166 | 451138.5
[11 empty] | 26.37% | 73.63% | 100%

## SLS LAMP REPORT_dec2018
2019 RATE CASE | [13 empty] | 2019 RATE CASE | [7 empty] | 2019 RATE CASE
CENTERPOINT ENERGY HOUSTON ELECTRIC, LLC | [13 empty] | CENTERPOINT ENERGY HOUSTON ELECTRIC, LLC | [7 empty] | CENTERPOINT ENERGY HOUSTON ELECTRIC, LLC
SLS LAMP REPORT DEC 2018 | [13 empty] | SLS LAMP REPORT DEC 2018 | [7 empty] | SLS LAMP REPORT DEC 2018
TEST YEAR ENDING 12/31/2018 | [13 empty] | TEST YEAR ENDING 12/31/2018 | [7 empty] | TEST YEAR ENDING 12/31/2018
SPONSR: M. TROXLE | [13 empty] | SPONSOR: M. TROXLE | [7 empty] | SPONSOR: M. TROXLE
|  |  |  | STREET LIGHTING SERVICE - SLS | [9 empty] | STREET LIGHTING SERVICE - SLS | [7 empty] | STREET LIGHTING SERVICE - SLS
| RATE |  |  | Lamp Type | [6 empty] | Brk-Awy | Dec 2018 Ending |  | Lamp Type |  | Annual Lamps = (Dec No * 12) |  |  | Annual Poles (Dec *12) |  |  | Lamp Type |  |  |  | Annual | Annual |  | Brk-Awy
EqRateFact | CODE | LUMEN | DESCRIPTION | Lumen | Type | Watt | Service | Pole | Lamps | Sched | Base | Lamp Count |  | Lumen | Type | Break-Away | OH | UG | OH | UG |  | Lumen | Type | Service | Pole | # of Lamps | # of Poles | Sched | Base | Watt
GHA |  | 6000 | HIGH PRESSURE SODIUM VAPOR OVERHEAD BRACKET SINGLE | 6000 | HPS | 70 | OH | W | 1 | A |  | 481 | A6000HPS | 6000 | HPS |  | 5772 |  | 5772 |  | A6000HPS | 6000 | HPS | OH | W | 5772 | 5772 | A | 0
LHA |  | 9500 | HIGH PRESSURE SODIUM VAPOR OVERHEAD BRACKET SINGLE | 9500 | HPS | 100 | OH | W | 1 | A |  | 13363 | A9500HPS | 9500 | HPS |  | 160356 |  | 160356
LHB |  | 9500 | HIGH PRESSURE SODIUM VAPOR OVERHEAD NEW WOOD POLE | 9500 | HPS | 100 | OH | W | 1 | A |  | 50 | A9500HPS | 9500 | HPS |  | 600 |  | 600
LHK |  | 9500 | HIGH PRESSURE SODIUM VAPOR OVERHEAD WOOD TWIN | 9500 | HPS | 100 | OH | W | 2 | A |  | 2 | A9500HPS | 9500 | HPS |  | 24 |  | 12 |  | A9500HPS | 9500 | HPS | OH | W | 160980 | 160968 | A | 0
PHA |  | 15000 | HIGH PRESSURE SODIUM VAPOR OVERHEAD BRACKET | 15000 | HPS | 150 | OH | W | 1 | A |  | 4576 | A15000HPS | 15000 | HPS |  | 54912 |  | 54912
PHB |  | 15000 | HIGH PRESSURE SODIUM VAPOR OVERHEAD NEW WOOD POLE | 15000 | HPS | 150 | OH | W | 1 | A |  | 2 | A15000HPS | 15000 | HPS |  | 24 |  | 24
PHK |  | 15000 | HIGH PRESSURE SODIUM VAPOR OVERHEAD WOOD POLE TWIN | 15000 | HPS | 150 | OH | W | 2 | A |  | 2 | A15000HPS | 15000 | HPS |  | 24 |  | 12 |  | A15000HPS | 15000 | HPS | OH | W | 54960 | 54948 | A | 0
SHQ |  | 28000 | HIGH PRESSURE SODIUM FLOOD LIGHT ATTACHMENT SINGLE | 28000 | HPS | 250 | OH | W | 1 | A |  | 1 | A28000HPS | 28000 | HPS |  | 12 |  | 12
SHA |  | 28000 | HIGH PRESSURE SODIUM VAPOR OVERHEAD BRACKET SINGLE | 28000 | HPS | 250 | OH | W | 1 | A |  | 5425 | A28000HPS | 28000 | HPS |  | 65100 |  | 65100
SHB |  | 28000 | HIGH PRESSURE SODIUM VAPOR OVERHEAD NEW WOOD POLE | 28000 | HPS | 250 | OH | W | 1 | A |  | 18 | A28000HPS | 28000 | HPS |  | 216 |  | 216
SHK |  | 28000 | HIGH PRESSURE SODIUM VAPOR OVERHEAD WOOD TWIN | 28000 | HPS | 250 | OH | W | 2 | A |  | 12 | A28000HPS | 28000 | HPS |  | 144 |  | 72 |  | A28000HPS | 28000 | HPS | OH | W | 65472 | 65400 | A | 0
THA |  | 50000 | HIGH PRESSURE SODIUM VAPOR OVERHEAD BRACKET SINGLE | 50000 | HPS | 400 | OH | W | 1 | A |  | 506 | A50000HPS | 50000 | HPS |  | 6072 |  | 6072
THK |  | 50000 | HIGH PRESSURE SODIUM VAPOR OVERHEAD WOOD TWIN | 50000 | HPS | 400 | OH | W | 2 | A |  | 18 | A50000HPS | 50000 | HPS |  | 216 |  | 108 |  | A50000HPS | 50000 | HPS | OH | W | 6288 | 6180 | A | 0
CDA |  | 4800 | LIGHT EMITTING DIODE OVERHEAD BRACKET | 4800 | LED | 45 | OH | W | 1 | A |  | 502 | A4800LED | 4800 | LED |  | 6024 |  | 6024
DDA |  | 4800 | LIGHT EMITTING DIODE OVERHEAD BRACKET | 4800 | LED | 45 | OH | W | 1 | A |  | 49532 | A4800LED | 4800 | LED |  | 594384 |  | 594384
MDA |  | 4800 | LIGHT EMITTING DIODE OVERHEAD BRACKET | 4800 | LED | 45 | OH | W | 1 | A |  | 253 | A4800LED | 4800 | LED |  | 3036 |  | 3036
DDB |  | 4800 | LIGHT EMITTING DIODE OVERHEAD NEW WOOD POLE | 4800 | LED | 45 | OH | W | 1 | A |  | 143 | A4800LED | 4800 | LED |  | 1716 |  | 1716 |  | A4800LED | 4800 | LED | OH | W | 605160 | 605160 | A | 0
BDA |  | 7900 | LIGHT EMITTING DIODE OVERHEAD BRACKET | 7900 | LED | 95 | OH | W | 1 | A |  | 138 | A7900LED | 7900 | LED |  | 1656 |  | 1656
IDA |  | 7900 | LIGHT EMITTING DIODE OVERHEAD BRACKET | 7900 | LED | 95 | OH | W | 1 | A |  | 18872 | A7900LED | 7900 | LED |  | 226464 |  | 226464
IDB |  | 7900 | LIGHT EMITTING DIODE OVERHEAD NEW WOOD POLE | 7900 | LED | 95 | OH | W | 1 | A |  | 8 | A7900LED | 7900 | LED |  | 96 |  | 96 |  | A7900LED | 7900 | LED | OH | W | 228216 | 228216 | A | 0
HDA |  | 10850 | LIGHT EMITTING DIODE OVERHEAD BRACKET | 10850 | LED | 115 | OH | W | 1 | A |  | 23191 | A10850LED | 10850 | LED |  | 278292 |  | 278292
QDA |  | 10850 | LIGHT EMITTING DIODE OVERHEAD BRACKET | 10850 | LED | 115 | OH | W | 1 | A |  | 126 | A10850LED | 10850 | LED |  | 1512 |  | 1512
HDB |  | 10850 | LIGHT EMITTING DIODE OVERHEAD NEW WOOD POLE | 10850 | LED | 115 | OH | W | 1 | A |  | 204 | A10850LED | 10850 | LED |  | 2448 |  | 2448
HDK |  | 10850 | LIGHT EMITTING DIODE OVERHEAD WOOD POLE TWIN | 10850 | LED | 115 | OH | W | 2 | A |  | 124 | A10850LED | 10850 | LED |  | 1488 |  | 744 |  | A10850LED | 10850 | LED | OH | W | 283740 | 282996 | A | 0
FDA |  | 15100 | LIGHT EMITTING DIODE OVERHEAD BRACKET | 15100 | LED | 180 | OH | W | 1 | A |  | 52 | A15100LED | 15100 | LED |  | 624 |  | 624
NDA |  | 15100 | LIGHT EMITTING DIODE OVERHEAD BRACKET | 15100 | LED | 180 | OH | W | 1 | A |  | 5 | A15100LED | 15100 | LED |  | 60 |  | 60 |  | A15100LED | 15100 | LED | OH | W | 684 | 684 | A | 0
WBA |  | 7900 | METAL HALIDE OVERHEAD BRACKET | 7900 | MH | 100 | OH | W | 1 | A |  | 2 | A7900MH | 7900 | MH |  | 24 |  | 24 |  | A7900MH | 7900 | MH | OH | W | 24 | 24 | A | 0
VBA |  | 12900 | METAL HALIDE OVERHEAD BRACKET | 12900 | MH | 175 | OH | W | 1 | A |  | 1 | A12900MH | 12900 | MH |  | 12 |  | 12 |  | A12900MH | 12900 | MH | OH | W | 12 | 12 | A | 0
XBA |  | 19475 | METAL HALIDE OVERHEAD BRACKET | 19475 | MH | 250 | OH | W | 1 | A |  | 25 | A19475MH | 19475 | MH |  | 300 |  | 300
XBK |  | 19475 | METAL HALIDE OVERHEAD WOOD POLE TWIN | 19475 | MH | 250 | OH | W | 2 | A |  | 123 | A19475MH | 19475 | MH |  | 1476 |  | 738 |  | A19475MH | 19475 | MH | OH | W | 1776 | 1038 | A | 0
YBR |  | 32200 | METAL HALIDE FLOOD LIGHT ATTACHMENT TWIN | 32200 | MH | 400 | OH | W | 2 | A |  | 98 | A32200MH | 32200 | MH |  | 1176 |  | 588
YBA |  | 32200 | METAL HALIDE OVERHEAD BRACKET | 32200 | MH | 400 | OH | W | 1 | A |  | 4 | A32200MH | 32200 | MH |  | 48 |  | 48 |  | A32200MH | 32200 | MH | OH | W | 1224 | 636 | A | 0
EMA |  | 4200 | MERCURY VAPOR OVERHEAD BRACKET | 4200 | MV | 100 | OH | W | 1 | A |  | 392 | A4200MV | 4200 | MV |  | 4704 |  | 4704 |  | A4200MV | 4200 | MV | OH | W | 4704 | 4704 | A | 0
KMA |  | 7800 | MERCURY VAPOR OVERHEAD BRACKET | 7800 | MV | 175 | OH | W | 1 | A |  | 51 | A7800MV | 7800 | MV |  | 612 |  | 612 |  | A7800MV | 7800 | MV | OH | W | 612 | 612 | A | 0
RMA |  | 22600 | MERCURY VAPOR OVERHEAD BRACKET | 22600 | MV | 400 | OH | W | 1 | A |  | 94 | A22600MV | 22600 | MV |  | 1128 |  | 1128 |  | A22600MV | 22600 | MV | OH | W | 1128 | 1128 | A | 0
GHC |  | 6000 | HIGH PRESSURE SODIUM VAPOR OVERHEAD STANDARD SINGLE | 6000 | HPS | 70 | OH | S | 1 | B |  | 16 | B6000HPS | 6000 | HPS |  | 192 |  | 192 |  | B6000HPS | 6000 | HPS | OH | S | 192 | 192 | B | 0
LHC |  | 9500 | HIGH PRESSURE SODIUM VAPOR OVERHEAD STANDARD SINGLE | 9500 | HPS | 100 | OH | S | 1 | B |  | 23 | B9500HPS | 9500 | HPS |  | 276 |  | 276 |  | B9500HPS | 9500 | HPS | OH | S | 276 | 276 | B | 0
PHC |  | 15000 | HIGH PRESSURE SODIUM VAPOR OVERHEAD STANDARD SINGLE | 15000 | HPS | 150 | OH | S | 1 | B |  | 14 | B15000HPS | 15000 | HPS |  | 168 |  | 168 |  | B15000HPS | 15000 | HPS | OH | S | 168 | 168 | B | 0
SHC |  | 28000 | HIGH PRESSURE SODIUM VAPOR OVERHEAD STANDARD SINGLE | 28000 | HPS | 250 | OH | S | 1 | B |  | 144 | B28000HPS | 28000 | HPS |  | 1728 |  | 1728 |  | B28000HPS | 28000 | HPS | OH | S | 1728 | 1728 | B | 0
THC |  | 50000 | HIGH PRESSURE SODIUM VAPOR OVERHEAD STANDARD SINGLE | 50000 | HPS | 400 | OH | S | 1 | B |  | 4 | B50000HPS | 50000 | HPS |  | 48 |  | 48 |  | B50000HPS | 50000 | HPS | OH | S | 48 | 48 | B | 0
DDC |  | 4800 | LIGHT EMITTING DIODE OVERHEAD STANDARD SINGLE | 4800 | LED | 45 | OH | S | 1 | B |  | 131 | B4800LED | 4800 | LED |  | 1572 |  | 1572
MDC |  | 4800 | LIGHT EMITTING DIODE OVERHEAD STANDARD SINGLE | 4800 | LED | 45 | OH | S | 1 | B |  | 5 | B4800LED | 4800 | LED |  | 60 |  | 60 |  | B4800LED | 4800 | LED | OH | S | 1632 | 1632 | B | 0
IDC |  | 7900 | LIGHT EMITTING DIODE OVERHEAD STANDARD SINGLE | 7900 | LED | 95 | OH | S | 1 | B |  | 25 | B7900LED | 7900 | LED |  | 300 |  | 300 |  | B7900LED | 7900 | LED | OH | S | 300 | 300 | B | 0
HDC |  | 10850 | LIGHT EMITTING DIODE OVERHEAD STANDARD SINGLE | 10850 | LED | 115 | OH | S | 1 | B |  | 230 | B10850LED | 10850 | LED |  | 2760 |  | 2760 |  | B10850LED | 10850 | LED | OH | S | 2760 | 2760 | B | 0
EMC |  | 4200 | MERCURY VAPOR OVERHEAD STANDARD SINGLE | 4200 | MV | 100 | OH | S | 1 | B |  | 1 | B4200MV | 4200 | MV |  | 12 |  | 12 |  | B4200MV | 4200 | MV | OH | S | 12 | 12 | B | 0
RMC |  | 22600 | MERCURY VAPOR OVERHEAD STANDARD SINGLE | 22600 | MV | 400 | OH | S | 1 | B |  | 2 | B22600MV | 22600 | MV |  | 24 |  | 24 |  | B22600MV | 22600 | MV | OH | S | 24 | 24 | B | 0
PHD |  | 15000 | HIGH PRESSURE SODIUM VAPOR OVERHEAD STANDARD TWIN | 15000 | HPS | 150 | OH | S | 2 | C |  | 8 | C15000HPS | 15000 | HPS |  | 96 |  | 48 |  | C15000HPS | 15000 | HPS | OH | S | 96 | 48 | C | 0
SHD |  | 28000 | HIGH PRESSURE SODIUM VAPOR OVERHEAD STANDARD TWIN | 28000 | HPS | 250 | OH | S | 2 | C |  | 18 | C28000HPS | 28000 | HPS |  | 216 |  | 108 |  | C28000HPS | 28000 | HPS | OH | S | 216 | 108 | C | 0
IDD |  | 7900 | LIGHT EMITTING DIODE OVERHEAD STANDARD TWIN | 7900 | LED | 95 | OH | S | 2 | C |  | 72 | C7900LED | 7900 | LED |  | 864 |  | 432 |  | C7900LED | 7900 | LED | OH | S | 864 | 432 | C | 0
HDD |  | 10850 | LIGHT EMITTING DIODE OVERHEAD STANDARD TWIN | 10850 | LED | 115 | OH | S | 2 | C |  | 244 | C10850LED | 10850 | LED |  | 2928 |  | 1464 |  | C10850LED | 10850 | LED | OH | S | 2928 | 1464 | C | 0
GHE |  | 6000 | HIGH PRESSURE SODIUM VAPOR UNDERGROUND STANDARD SINGLE | 6000 | HPS | 70 | UG | S | 1 | D |  | 5054 | D6000HPS | 6000 | HPS |  |  | 60648 |  | 60648 | D6000HPS | 6000 | HPS | UG | S | 60648 | 60648 | D | 0
LHG |  | 9500 | HIGH PRESSURE SODIUM VAPOR UNDERGROUND BREAKAWAY SINGLE | 9500 | HPS | 100 | UG | S | 1 | D | BW | 68 | D9500HPS | 9500 | HPS | 816 |  | 816 |  | 816
LHE |  | 9500 | HIGH PRESSURE SODIUM VAPOR UNDERGROUND STANDARD SINGLE | 9500 | HPS | 100 | UG | S | 1 | D |  | 178909 | D9500HPS | 9500 | HPS |  |  | 2146908 |  | 2146908
LHS |  | 9500 | HIGH PRESSURE SODIUM VAPOR UNDERGROUND TRADITION SINGLE | 9500 | HPS | 100 | UG | S | 1 | D |  | 5191 | D9500HPS | 9500 | HPS |  |  | 62292 |  | 62292 | D9500HPS | 9500 | HPS | UG | S | 2210016 | 2210016 | D | 816
PHG |  | 15000 | HIGH PRESSURE SODIUM VAPOR BREAKAWAY STANDARD SINGLE | 15000 | HPS | 150 | UG | S | 1 | D | BW | 6 | D15000HPS | 15000 | HPS | 72 |  | 72 |  | 72
PHE |  | 15000 | HIGH PRESSURE SODIUM VAPOR UNDERGROUND STANDARD SINGLE | 15000 | HPS | 150 | UG | S | 1 | D |  | 8678 | D15000HPS | 15000 | HPS |  |  | 104136 |  | 104136
PHS |  | 15000 | HIGH PRESSURE SODIUM VAPOR UNDERGROUND TRADITION SINGLE | 15000 | HPS | 150 | UG | S | 1 | D |  | 757 | D15000HPS | 15000 | HPS |  |  | 9084 |  | 9084 | D15000HPS | 15000 | HPS | UG | S | 113292 | 113292 | D | 72
SHG |  | 28000 | HIGH PRESSURE SODIUM VAPOR UNDERGROUND BREAKAWAY SINGLE | 28000 | HPS | 250 | UG | S | 1 | D | BW | 13 | D28000HPS | 28000 | HPS | 156 |  | 156 |  | 156
SHE |  | 28000 | HIGH PRESSURE SODIUM VAPOR UNDERGROUND STANDARD SINGLE | 28000 | HPS | 250 | UG | S | 1 | D |  | 8085 | D28000HPS | 28000 | HPS |  |  | 97020 |  | 97020
SHS |  | 28000 | HIGH PRESSURE SODIUM VAPOR UNDERGROUND TRADITION SINGLE | 28000 | HPS | 250 | UG | S | 1 | D |  | 608 | D28000HPS | 28000 | HPS |  |  | 7296 |  | 7296 | D28000HPS | 28000 | HPS | UG | S | 104472 | 104472 | D | 156
THG |  | 50000 | HIGH PRESSURE SODIUM VAPOR UNDERGROUND BREAKAWAY SINGLE | 50000 | HPS | 400 | UG | S | 1 | D | BW | 2 | D50000HPS | 50000 | HPS | 24 |  | 24 |  | 24
THE |  | 50000 | HIGH PRESSURE SODIUM VAPOR UNDERGROUND STANDARD SINGLE | 50000 | HPS | 400 | UG | S | 1 | D |  | 757 | D50000HPS | 50000 | HPS |  |  | 9084 |  | 9084 | D50000HPS | 50000 | HPS | UG | S | 9108 | 9108 | D | 24
CDE |  | 4800 | LIGHT EMITTING DIODE UNDERGROUND STANDARD SINGLE | 4800 | LED | 45 | UG | S | 1 | D |  | 328 | D4800LED | 4800 | LED |  |  | 3936 |  | 3936
DDE |  | 4800 | LIGHT EMITTING DIODE UNDERGROUND STANDARD SINGLE | 4800 | LED | 45 | UG | S | 1 | D |  | 83434 | D4800LED | 4800 | LED |  |  | 1001208 |  | 1001208
MDE |  | 4800 | LIGHT EMITTING DIODE UNDERGROUND STANDARD SINGLE | 4800 | LED | 45 | UG | S | 1 | D |  | 2415 | D4800LED | 4800 | LED |  |  | 28980 |  | 28980
ZDE |  | 4800 | LIGHT EMITTING DIODE UNDERGROUND STANDARD SINGLE | 4800 | LED | 45 | UG | S | 1 | D |  | 28 | D4800LED | 4800 | LED |  |  | 336 |  | 336
DDS |  | 4800 | LIGHT EMITTING DIODE UNDERGROUND STND TRADITION SINGLE | 4800 | LED | 45 | UG | S | 1 | D |  | 617 | D4800LED | 4800 | LED |  |  | 7404 |  | 7404 | D4800LED | 4800 | LED | UG | S | 1041864 | 1041864 | D | 0
BDE |  | 7900 | LIGHT EMITTING DIODE UNDERGROUND STANDARD SINGLE | 7900 | LED | 95 | UG | S | 1 | D |  | 14 | D7900LED | 7900 | LED |  |  | 168 |  | 168
IDE |  | 7900 | LIGHT EMITTING DIODE UNDERGROUND STANDARD SINGLE | 7900 | LED | 95 | UG | S | 1 | D |  | 5353 | D7900LED | 7900 | LED |  |  | 64236 |  | 64236 | D7900LED | 7900 | LED | UG | S | 64404 | 64404 | D | 0
HDE |  | 10850 | LIGHT EMITTING DIODE UNDERGROUND STANDARD SINGLE | 10850 | LED | 115 | UG | S | 1 | D |  | 18832 | D10850LED | 10850 | LED |  |  | 225984 |  | 225984
QDE |  | 10850 | LIGHT EMITTING DIODE UNDERGROUND STANDARD SINGLE | 10850 | LED | 115 | UG | S | 1 | D |  | 1197 | D10850LED | 10850 | LED |  |  | 14364 |  | 14364 | D10850LED | 10850 | LED | UG | S | 240348 | 240348 | D | 0
FDE |  | 15100 | LIGHT EMITTING DIODE UNDERGROUND STANDARD SINGLE | 15100 | LED | 180 | UG | S | 1 | D |  | 448 | D15100LED | 15100 | LED |  |  | 5376 |  | 5376
NDE |  | 15100 | LIGHT EMITTING DIODE UNDERGROUND STANDARD SINGLE | 15100 | LED | 180 | UG | S | 1 | D |  | 1408 | D15100LED | 15100 | LED |  |  | 16896 |  | 16896 | D15100LED | 15100 | LED | UG | S | 22272 | 22272 | D | 0
WBE |  | 7900 | METAL HALIDE UNDERGROUND STANDARD SINGLE | 7900 | MH | 100 | UG | S | 1 | D |  | 2352 | D7900MH | 7900 | MH |  |  | 28224 |  | 28224 | D7900MH | 7900 | MH | UG | S | 28224 | 28224 | D | 0
VBE |  | 12900 | METAL HALIDE UNDERGROUND STANDARD SINGLE | 12900 | MH | 175 | UG | S | 1 | D |  | 490 | D12900MH | 12900 | MH |  |  | 5880 |  | 5880 | D12900MH | 12900 | MH | UG | S | 5880 | 5880 | D | 0
XBE |  | 19475 | METAL HALIDE UNDERGROUND STANDARD SINGLE | 19475 | MH | 250 | UG | S | 1 | D |  | 721 | D19475MH | 19475 | MH |  |  | 8652 |  | 8652 | D19475MH | 19475 | MH | UG | S | 8652 | 8652 | D | 0
YBE |  | 32200 | METAL HALIDE UNDERGROUND STANDARD SINGLE | 32200 | MH | 400 | UG | S | 1 | D |  | 189 | D32200MH | 32200 | MH |  |  | 2268 |  | 2268 | D32200MH | 32200 | MH | UG | S | 2268 | 2268 | D | 0
EME |  | 4200 | MERCURY VAPOR UNDERGROUND STANDARD SINGLE | 4200 | MV | 100 | UG | S | 1 | D |  | 2005 | D4200MV | 4200 | MV |  |  | 24060 |  | 24060 | D4200MV | 4200 | MV | UG | S | 24060 | 24060 | D | 0
KME |  | 7800 | MERCURY VAPOR UNDERGROUND STANDARD SINGLE | 7800 | MV | 175 | UG | S | 1 | D |  | 42 | D7800MV | 7800 | MV |  |  | 504 |  | 504 | D7800MV | 7800 | MV | UG | S | 504 | 504 | D | 0
RME |  | 22600 | MERCURY VAPOR UNDERGROUND STANDARD SINGLE | 22600 | MV | 400 | UG | S | 1 | D |  | 7 | D22600MV | 22600 | MV |  |  | 84 |  | 84 | D22600MV | 22600 | MV | UG | S | 84 | 84 | D | 0
LHF |  | 9500 | HIGH PRESSURE SODIUM VAPOR UNDERGROUND STANDARD TWIN | 9500 | HPS | 100 | UG | S | 2 | E |  | 1296 | E9500HPS | 9500 | HPS |  |  | 15552 |  | 7776
LHT |  | 9500 | HIGH PRESSURE SODIUM VAPOR UNDERGROUND TRADITION TWIN | 9500 | HPS | 100 | UG | S | 2 | E |  | 840 | E9500HPS | 9500 | HPS |  |  | 10080 |  | 5040 | E9500HPS | 9500 | HPS | UG | S | 25632 | 12816 | E | 0
PHF |  | 15000 | HIGH PRESSURE SODIUM VAPOR UNDERGROUND STANDARD TWIN | 15000 | HPS | 150 | UG | S | 2 | E |  | 1612 | E15000HPS | 15000 | HPS |  |  | 19344 |  | 9672 | E15000HPS | 15000 | HPS | UG | S | 19344 | 9672 | E | 0
SHH |  | 28000 | HIGH PRESSURE SODIUM VAPOR UNDERGROUND BREAKAWAY TWIN | 28000 | HPS | 250 | UG | S | 2 | E | BW | 2 | E28000HPS | 28000 | HPS | 24 |  | 24 |  | 12
SHF |  | 28000 | HIGH PRESSURE SODIUM VAPOR UNDERGROUND STANDARD TWIN | 28000 | HPS | 250 | UG | S | 2 | E |  | 1710 | E28000HPS | 28000 | HPS |  |  | 20520 |  | 10260
SHT |  | 28000 | HIGH PRESSURE SODIUM VAPOR UNDERGROUND TRADITION TWIN | 28000 | HPS | 250 | UG | S | 2 | E |  | 256 | E28000HPS | 28000 | HPS |  |  | 3072 |  | 1536 | E28000HPS | 28000 | HPS | UG | S | 23616 | 11808 | E | 24
THF |  | 50000 | HIGH PRESSURE SODIUM VAPOR UNDERGROUND STANDARD TWIN | 50000 | HPS | 400 | UG | S | 2 | E |  | 36 | E50000HPS | 50000 | HPS |  |  | 432 |  | 216 | E50000HPS | 50000 | HPS | UG | S | 432 | 216 | E | 0
DDF |  | 4800 | LIGHT EMITTING DIODE UNDERGROUND STANDARD TWIN | 4800 | LED | 45 | UG | S | 2 | E |  | 260 | E4800LED | 4800 | LED |  |  | 3120 |  | 1560 | E4800LED | 4800 | LED | UG | S | 3120 | 1560 | E | 0
IDF |  | 7900 | LIGHT EMITTING DIODE UNDERGROUND STANDARD TWIN | 7900 | LED | 95 | UG | S | 2 | E |  | 552 | E7900LED | 7900 | LED |  |  | 6624 |  | 3312 | E7900LED | 7900 | LED | UG | S | 6624 | 3312 | E | 0
HDH |  | 10850 | LIGHT EMITTING DIODE BREAKAWAY STANDARD TWIN | 10850 | LED | 115 | UG | S | 2 | E | BW | 24 | E10850LED | 10850 | LED | 288 |  | 288 |  | 144
HDF |  | 10850 | LIGHT EMITTING DIODE UNDERGROUND STANDARD TWIN | 10850 | LED | 115 | UG | S | 2 | E |  | 1120 | E10850LED | 10850 | LED |  |  | 13440 |  | 6720 | E10850LED | 10850 | LED | UG | S | 13728 | 6864 | E | 288
FDF |  | 15100 | LIGHT EMITTING DIODE UNDERGROUND STANDARD TWIN | 15100 | LED | 180 | UG | S | 2 | E |  | 16 | E15100LED | 15100 | LED |  |  | 192 |  | 96
NDF |  | 15100 | LIGHT EMITTING DIODE UNDERGROUND STANDARD TWIN | 15100 | LED | 180 | UG | S | 2 | E |  | 34 | E15100LED | 15100 | LED |  |  | 408 |  | 204 | E15100LED | 15100 | LED | UG | S | 600 | 300 | E | 0
WBF |  | 7900 | METAL HALIDE UNDERGROUND STANDARD TWIN | 7900 | MH | 100 | UG | S | 2 | E |  | 98 | E7900MH | 7900 | MH |  |  | 1176 |  | 588 | E7900MH | 7900 | MH | UG | S | 1176 | 588 | E | 0
VBF |  | 12900 | METAL HALIDE UNDERGROUND STANDARD TWIN | 12900 | MH | 175 | UG | S | 2 | E |  | 146 | E12900MH | 12900 | MH |  |  | 1752 |  | 876 | E12900MH | 12900 | MH | UG | S | 1752 | 876 | E | 0
XBF |  | 19475 | METAL HALIDE UNDERGROUND STANDARD TWIN | 19475 | MH | 250 | UG | S | 2 | E |  | 96 | E19475MH | 19475 | MH |  |  | 1152 |  | 576 | E19475MH | 19475 | MH | UG | S | 1152 | 576 | E | 0
YBF |  | 32200 | METAL HALIDE UNDERGROUND STANDARD TWIN | 32200 | MH | 400 | UG | S | 2 | E |  | 198 | E32200MH | 32200 | MH |  |  | 2376 |  | 1188 | E32200MH | 32200 | MH | UG | S | 2376 | 1188 | E | 0
RMF |  | 22600 | MERCURY VAPOR UNDERGROUND STANDARD TWIN | 22600 | MV | 400 | UG | S | 2 | E |  | 4 | E22600MV | 22600 | MV |  |  | 48 |  | 24 | E22600MV | 22600 | MV | UG | S | 48 | 24 | E | 0
WB5 |  | 7900 | METAL HALIDE DECORATIVE STANDARD 5-LAMPS | 7900 | MH | 100 | UG | S | 5 | D+A*4 |  | 40 | D+A*47900MH | 7900 | MH |  |  | 480 |  | 96 | D+A*47900MH | 7900 | MH | UG | S | 480 | 96 | D+A*4 | 0
|  |  | TOTAL | [8 empty] | 455681
[10 empty] | Schedule A |  | 118396 |  | TOTAL |  | 1380 | 1431996 | 4036176 | 1427670 | 3985992 | [5 empty] | 5468172 | 5413662 |  | 1380
| Notes: | [8 empty] | Schedule B |  | 595 |  | PERCENT OF TOTAL |  |  | 26.19% | 73.81% | 26.37% | 73.63%
[10 empty] | Schedule C |  | 342
| Pole Types: | [8 empty] | Schedule D |  | 328008
| Wood - Wood. Bracket, New Pole, Flood. and New Wood | [8 empty] | Schedule D+A*4 |  | 40 |  |  |  | 0 | 1420752 | 0 | 1418478 | 0
| Standard - Ornamental, Decorative, Traditional, and Breakaway Base | [8 empty] | Schedule E |  | 8300 |  |  |  | 0 | 7140 | 0 | 7140 | 0
[16 empty] | 0 | 4104 | 0 | 2052 | 0
| Accounts: | [8 empty] | TOTAL |  | 455681 |  |  |  | 1068 | 0 | 3936096 | 0 | 3936096
| 941 - Incorporated areas | [14 empty] | 0 | 0 | 480 | 0 | 96
| 961 - Un-incorporated areas | [14 empty] | 312 | 0 | 99600 | 0 | 49800
| Pole Installation Costs: | [14 empty] | 1380 | 1431996 | 4036176 | 1427670 | 3985992 | Annual
| Wood | 571.67 | [14 empty] | 119333 | 336348 | 118972.5 | 332166 | Monthly
| Standard | 1804.21
[17 empty] | 26.19% | 73.81% | 26.37% | 73.63%
Data Contacts:
Marsha Sommerfeld
Shelton Mitchell

## Tariff Comp
| 2019 RATE CASE | [8 empty] | 2019 RATE CASE | [7 empty] | 2019 RATE CASE | [8 empty] | 2019 RATE CASE | [7 empty] | 2019 RATE CASE | [8 empty] | 2019 RATE CASE | [7 empty] | 2019 RATE CASE
| CENTERPOINT ENERGY HOUSTON ELECTRIC, LLC | [8 empty] | CENTERPOINT ENERGY HOUSTON ELECTRIC, LLC | [7 empty] | CENTERPOINT ENERGY HOUSOTN ELECTRIC, LLC | [8 empty] | CENTERPOINT ENERGY HOUSTON ELECTRIC, LLC | [7 empty] | CENTERPOINT ENERGY HOUSOTN ELECTRIC, LLC | [8 empty] | CENTERPOINT ENERGY HOUSTON ELECTRIC, LLC | [7 empty] | CENTERPOINT ENERGY HOUSTON ELECTRIC, LLC
| TARIFF COMP | [8 empty] | TARIFF COMP | [7 empty] | TARIFF COMP | [8 empty] | TARIFF COMP | [7 empty] | TARIFF COMP | [8 empty] | TARIFF COMP | [7 empty] | TARIFF COMP
| TEST YEAR ENDING 12/31/2018 | [8 empty] | TEST YEAR ENDING 12/31/2018 | [7 empty] | TEST YEAR ENDING 12/31/2018 | [8 empty] | TEST YEAR ENDING 12/31/2018 | [7 empty] | TEST YEAR ENDING 12/31/2018 | [8 empty] | TEST YEAR ENDING 12/31/2018 | [7 empty] | TEST YEAR ENDING 12/31/2018
| SPONSOR: M. TROXLE | [8 empty] | SPONSOR: M. TROXLE | [7 empty] | SPONSOR: M. TROXLE | [8 empty] | SPONSOR: M. TROXLE | [7 empty] | SPONSOR: M. TROXLE | [8 empty] | SPONSOR: M. TROXLE | [7 empty] | SPONSOR: M. TROXLE
| ANNUAL NUMBER OF LAMPS | [8 empty] | CURRENT PRICES - SLS | [7 empty] | CURRENT REVENUE - SLS | [8 empty] | PROPOSED PRICES - SLS | [7 empty] | PROPOSED REVENUE - SLS | [8 empty] | PROPOSED CHANGE IN UNIT CHARGES - SLS (Weighted Average taken for current prices) | [7 empty] | PERCENT INCREASE/DECREASE IN REVENUE - SLS
| Lamp Type | Lumen | Sched. A | Sched. B 1 | Sched.C | Sched. D | Sched. E | 1 Sched. D & 4 Sched A's | Total | Lamp Type | Lumen | Sched. A | Sched. B 1 | Sched.C | Sched. D | Sched. E | 1 Sched. D & 4 Sched A's | Lamp Type | Lumen | Sched. A | Sched. B 1 | Sched.C | Sched. D | Sched. E | 1 Sched. D & 4 Sched A's | Total | Lamp Type | Lumen | Sched. A | Sched. B | Sched.C | Sched. D | Sched. E | 1 Sched. D & 4 Sched A's | Lamp Type | Lumen | Sched. A | Sched. B | Sched.C | Sched. D | Sched. E | 1 Sched. D & 4 Sched A's | Total | Lamp Type | Lumen | Sched. A | Sched. B | Sched.C | Sched. D | Sched. E | 1 Sched. D & 4 Sched A's | Lamp Type | Lumen | Sched. A | Sched. B | Sched.C | Sched. D | Sched. E | 1 Sched. D & 4 Sched A's | Total | Sched. A | Sched. B 1 | Sched.C | Sched. D | Sched. E | 1 Sched. D & 4 Sched A's
| MV | 22600 | 1128 | 24 | 0 | 84 | 48 | 0 |  | MV | 22600 | 5.15 | 17.75 | 11.5 | 19.75 | 13.14 | N/A | MV | 22600 | 5809.2 | 426 | 0 | 1659 | 630.72 | N/A |  | MV | 22600 | 4.4206 | 18.8328 | N/A | 13.1366 | 11.7272 | N/A | MV | 22600 | 4986.4166 | 451.9874 | N/A | 1103.4703 | 562.9038 | N/A |  | MV | 22600 | -0.72942 | 1.0828 | N/A | -6.6134 | -1.4128 |  | MV | 22600 | -14.16% | 6.1% | N/A | -33.49% | -10.75% |  |  | A22600MV | B22600MV |  | D22600MV | E22600MV
| MV | 7800 | 612 | 0 | 0 | 504 | 0 | 0 |  | MV | 7800 | 3.64 | N/A | N/A | 15.89 | 10.4 | N/A | MV | 7800 | 2227.68 | N/A | N/A | 8008.56 | 0 | N/A |  | MV | 7800 | 3.8669 | N/A | N/A | 12.5828 | N/A | N/A | MV | 7800 | 2366.5251 | N/A | N/A | 6341.7513 | N/A | N/A |  | MV | 7800 | 0.22687 | N/A | N/A | -3.3072 | N/A |  | MV | 7800 | 6.233% | N/A | N/A | -20.81% | N/A |  |  | A7800MV |  |  | D7800MV
| MV | 4200 | 4704 | 12 | 0 | 24060 | 0 | 0 |  | MV | 4200 | 3.54 | 16.91 | N/A | 13.7 | N/A | N/A | MV | 4200 | 16652.16 | 202.92 | N/A | 329622 | N/A | N/A |  | MV | 4200 | 3.8935 | 18.3612 | N/A | 12.6095 | N/A | N/A | MV | 4200 | 18315.0271 | 220.3345 | N/A | 303383.8354 | N/A | N/A |  | MV | 4200 | 0.3535 | 1.4512 | N/A | -1.0905 | N/A |  | MV | 4200 | 9.986% | New | N/A | -7.96% | N/A |  |  | A4200MV | B4200MV |  | D4200MV
| Total MV: |  | 6444 | 36 | 0 | 24648 | 48 | 0 | 31176 | [8 empty] | Total MV: |  | 24689.04 | 628.92 | 0 | 339289.56 | 630.72 | 0 | 365238.24 | [8 empty] | Total MV: |  | 25667.9688 | 672.3219 | 0 | 310829.057 | 562.9038 |  | 337732.2514 | [8 empty] | Total MV: | [7 empty] | -7.531%
| HPS | 50000 | 6288 | 48 | 0 | 9108 | 432 | 0 |  | HPS | 50000 | 7.93 | 20.65 | 14.01 | 23.28 | 15.5 | N/A | HPS | 50000 | 49863.84 | 991.2 | 0 | 212034.24 | 6696 | N/A |  | HPS | 50000 | 4.3909 | 18.8031 | N/A | 13.1068 | 11.6974 | N/A | HPS | 50000 | 27609.6898 | 902.5478 | N/A | 119376.942 | 5053.2914 | N/A |  | HPS | 50000 | -3.5391 | -1.8469 | N/A | -10.1732 | -3.8026 |  | HPS | 50000 | -44.63% | -8.944% | N/A | -43.7% | -24.53% |  |  | A50000HPS | B50000HPS |  | D50000HPS | E50000HPS
| HPS | 28000 | 65472 | 1728 | 216 | 104472 | 23616 | 0 |  | HPS | 28000 | 5.15 | 17.75 | 11.66 | 19.75 | 13.15 | N/A | HPS | 28000 | 337180.8 | 30672 | 2518.56 | 2063322 | 310550.4 | N/A |  | HPS | 28000 | 4.2614 | 18.6736 | 10.2769 | 12.9774 | 11.568 | N/A | HPS | 28000 | 279001.4807 | 32268.0008 | 2219.807 | 1355770.2388 | 273189.0889 | N/A |  | HPS | 28000 | -0.88861 | 0.92361 | -1.3831 | -6.7726 | -1.582 |  | HPS | 28000 | -17.25% | 5.203% | -11.86% | -34.29% | -12.03% |  |  | A28000HPS | B28000HPS | C28000HPS | D28000HPS | E28000HPS
| HPS | 15000 | 54960 | 168 | 96 | 113292 | 19344 | 0 |  | HPS | 15000 | 3.64 | 16.2 | 10.77 | 15.89 | 10.4 | N/A | HPS | 15000 | 200054.4 | 2721.6 | 1033.92 | 1800209.88 | 201177.6 | N/A |  | HPS | 15000 | 4.1363 | 18.5486 | 10.1518 | 12.8523 | 11.4429 | N/A | HPS | 15000 | 227332.8248 | 3116.1577 | 974.5757 | 1456062.9014 | 221351.6944 | N/A |  | HPS | 15000 | 0.49633 | 2.3486 | -0.61817 | -3.0377 | 1.0429 |  | HPS | 15000 | 13.64% | 14.5% | -5.74% | -19.12% | 10.03% |  |  | A15000HPS | B15000HPS | C15000HPS | D15000HPS | E15000HPS
| HPS | 9500 | 160980 | 276 | 0 | 2210016 | 25632 | 0 |  | HPS | 9500 | 3.64 | 16.2 | N/A | 12.92 | 8.88 | N/A | HPS | 9500 | 585967.2 | 4471.2 | N/A | 28553406.72 | 227612.16 | N/A |  | HPS | 9500 | 4.1176 | 18.4987 | N/A | 12.8336 | 11.4242 | N/A | HPS | 9500 | 662849.7298 | 5105.6475 | N/A | 28362371.5815 | 292824.3378 | N/A |  | HPS | 9500 | 0.47759 | 2.2987 | N/A | -0.086441 | 2.5442 |  | HPS | 9500 | 13.12% | New | N/A | -0.669% | 28.65% |  |  | A9500HPS | B9500HPS |  | D9500HPS | E9500HPS
| HPS | 6000 | 5772 | 192 | 0 | 60648 | 0 | 0 |  | HPS | 6000 | 3.58 | 16.13 | N/A | 12.46 | N/A | N/A | HPS | 6000 | 20663.76 | 3096.96 | N/A | 755674.08 | N/A | N/A |  | HPS | 6000 | 4.0817 | 18.4939 | N/A | 12.7977 | N/A | N/A | HPS | 6000 | 23559.5256 | 3550.8321 | N/A | 776152.527 | N/A | N/A |  | HPS | 6000 | 0.50169 | 2.3639 | N/A | 0.33766 | N/A |  | HPS | 6000 | 14.01% | New | N/A | 2.71% | N/A |  |  | A6000HPS | B6000HPS |  | D6000HPS
| Total HPS: |  | 293472 | 2412 | 312 | 2497536 | 69024 | 0 | 2862756 | [8 empty] | Total HPS: |  | 1193730 | 41952.96 | 3552.48 | 33384646.92 | 746036.16 | 0 | 35369918.52 | [8 empty] | Total HPS: |  | 1220353.2507 | 44943.1859 | 3194.3827 | 32069734.1907 | 792418.4125 |  | 34130643.4226 | [8 empty] | Total HPS: | [7 empty] | -3.504%
| MH | 32200 | 1224 | 0 | 0 | 2268 | 2376 | 0 |  | MH | 32200 | 9.49 | N/A | N/A | 23.94 | 18.56 | N/A | MH | 32200 | 11615.76 | N/A | N/A | 54295.92 | 44098.56 | N/A |  | MH | 32200 | 5.4045 | N/A | N/A | 19.3585 | 15.9422 | N/A | MH | 32200 | 6615.1226 | N/A | N/A | 43905.1815 | 37878.7059 | N/A |  | MH | 32200 | -4.0855 | N/A | N/A | -4.5815 | -2.6178 |  | MH | 32200 | -43.05% | N/A | N/A | -19.14% | -14.1% |  |  | A32200MH |  |  | D32200MH | E32200MH
| MH | 19475 | 1776 | 0 | 0 | 8652 | 1152 | 0 |  | MH | 19475 | 10.34 | N/A | N/A | 26.43 | 18.35 | N/A | MH | 19475 | 18363.84 | N/A | N/A | 228672.36 | 21139.2 | N/A |  | MH | 19475 | 10.0001 | N/A | N/A | 18.5496 | 15.1158 | N/A | MH | 19475 | 17760.2154 | N/A | N/A | 160491.512 | 17413.4452 | N/A |  | MH | 19475 | -0.33988 | N/A | N/A | -7.8804 | -3.2342 |  | MH | 19475 | -3.287% | N/A | N/A | -29.82% | -17.62% |  |  | A19475MH |  |  | D19475MH | E19475MH
| MH | 12900 | 12 | 0 | 0 | 5880 | 1752 | 0 |  | MH | 12900 | 11.01 | N/A | N/A | 23.52 | 17.09 | N/A | MH | 12900 | 132.12 | N/A | N/A | 138297.6 | 29941.68 | N/A |  | MH | 12900 | 7.9877 | N/A | N/A | 16.626 | 14.2719 | N/A | MH | 12900 | 95.8521 | N/A | N/A | 97760.7109 | 25004.2895 | N/A |  | MH | 12900 | -3.0223 | N/A | N/A | -6.894 | -2.8181 |  | MH | 12900 | -27.45% | N/A | N/A | -29.31% | -16.49% |  |  | A12900MH |  |  | D12900MH | E12900MH
| MH | 7900 | 24 | 0 | 0 | 28224 | 1176 | 480 |  | MH | 7900 | 11.69 | N/A | N/A | 23.29 | 19.68 | 14.01 | MH | 7900 | 280.56 | N/A | N/A | 657336.96 | 23143.68 | 6724.8 |  | MH | 7900 | 7.2905 | N/A | N/A | 15.9288 | 13.5747 | 9.02 | MH | 7900 | 174.9729 | N/A | N/A | 449575.2802 | 15963.8623 | 4329.6 |  | MH | 7900 | -4.3995 | N/A | N/A | -7.3612 | -6.1053 | -4.99 | MH | 7900 | -37.63% | N/A | N/A | -31.61% | -31.02% | -35.62% |  | A7900MH |  |  | D7900MH | E7900MH | D+A*47900MH
| Total MH: |  | 3036 | 0 | 0 | 45024 | 6456 | 480 | 54996 | [8 empty] | Total MH: |  | 30392.28 | 0 | 0 | 1078602.84 | 118323.12 | 6724.8 | 1234043.04 | [8 empty] | Total MH: |  | 24646.1629 | 0 | 0 | 751732.6846 | 96260.303 | 4329.6 | 876968.7506 | [8 empty] | Total MH: | [7 empty] | -28.94%
| LED | 15100 | 684 | 0 | 0 | 22272 | 600 | 0 |  | LED | 15100 | 7.93 | 20.56 | 14.01 | 23.28 | 15.5 | N/A | LED | 15100 | 5424.12 | 0 | 0 | 518492.16 | 9300 | N/A |  | LED | 15100 | 5.2012 | N/A | N/A | 6.9697 | 25.5997 | N/A | LED | 15100 | 3557.5919 | N/A | N/A | 155228.2616 | 15359.8233 | N/A |  | LED | 15100 | -2.7288 | N/A | N/A | -16.3103 | 10.0997 |  | LED | 15100 | -34.41% | N/A | N/A | -70.06% | 65.16% |  |  | A15100LED |  |  | D15100LED | E15100LED
| LED | 10850 | 283740 | 2760 | 2928 | 240348 | 13728 | 0 |  | LED | 10850 | 5.15 | 17.75 | 11.66 | 19.75 | 13.15 | N/A | LED | 10850 | 1461261 | 48990 | 34140.48 | 4746873 | 180523.2 | N/A |  | LED | 10850 | 4.7738 | 19.2082 | 22.1628 | 13.5119 | 12.3725 | N/A | LED | 10850 | 1354513.934 | 53014.6427 | 64892.6706 | 3247569.5285 | 169849.4143 | N/A |  | LED | 10850 | -0.37621 | 1.4582 | 10.5028 | -6.2381 | -0.77752 |  | LED | 10850 | -7.305% | 8.215% | 90.08% | -31.59% | -5.913% |  |  | A10850LED | B10850LED | C10850LED | D10850LED | E10850LED
| LED | 7900 | 228216 | 300 | 864 | 64404 | 6624 | 0 |  | LED | 7900 | 3.64 | 16.2 | 10.77 | 15.89 | 10.4 | N/A | LED | 7900 | 830706.24 | 4860 | 9305.28 | 1023379.56 | 68889.6 | N/A |  | LED | 7900 | 4.3724 | 18.8068 | 10.68 | 13.1105 | 11.9711 | N/A | LED | 7900 | 997843.6929 | 5642.035 | 9227.5012 | 844370.3767 | 79296.3028 | N/A |  | LED | 7900 | 0.73237 | 2.6068 | -0.090022 | -2.7795 | 1.5711 |  | LED | 7900 | 20.12% | 16.09% | -0.8359% | -17.49% | 15.11% |  |  | A7900LED | B7900LED | C7900LED | D7900LED | E7900LED
| LED | 4800 | 605160 | 1632 | 0 | 1041864 | 3120 | 0 |  | LED | 4800 | 3.64 | 16.2 | N/A | 12.92 | 8.88 | N/A | LED | 4800 | 2202782.4 | 26438.4 | N/A | 13460882.88 | 27705.6 | N/A |  | LED | 4800 | 3.9279 | 18.3623 | N/A | 12.666 | 11.5266 | N/A | LED | 4800 | 2376987.8439 | 29967.2491 | N/A | 13196279.1202 | 35962.8727 | N/A |  | LED | 4800 | 0.28787 | 2.1623 | N/A | -0.25397 | 2.6466 |  | LED | 4800 | 7.908% | 13.35% | N/A | -1.966% | 29.8% |  |  | A4800LED | B4800LED |  | D4800LED | E4800LED
| LED | 2000 | 0 | 0 | 0 | 0 | 0 | 0 |  | LED | 2000 | 0 | N/A | N/A | 0 | N/A | N/A | LED | 2000 | 0 | N/A | N/A | 0 | N/A | N/A |  | LED | 2000 | 0 | N/A | N/A | 0 | N/A | N/A | LED | 2000 | 0 | N/A | N/A | 0 | N/A | N/A |  | LED | 2000 | 0 | N/A | N/A | 0 | N/A |  | LED | 2000 | N/A | N/A | N/A | N/A | N/A |  |  | A2000LED |  |  | D2000LED
Total LED: |  |  | 1117800 | 4692 | 3792 | 1368888 | 24072 | 0 | 2519244 | [8 empty] | Total LED |  | 4500173.76 | 80288.4 | 43445.76 | 19749627.6 | 286418.4 | 0 | 0 | [8 empty] | Total LED: |  | 4732903.0627 | 88623.9269 | 74120.1718 | 17443447.287 | 300468.4131 | 0 | 22639562.8615
| Total |  | 1420752 | 7140 | 4104 | 3936096 | 99600 | 480 | 5468172 | [8 empty] | Total |  | 5748985.08 | 122870.28 | 46998.24 | 54552166.92 | 1151408.4 | 6724.8 | 61629153.72 | [8 empty] | Total |  | 6003570.4452 | 134239.4347 | 77314.5545 | 50575743.2194 | 1189710.0324 | 4329.6 | 57984907.2861 | [8 empty] | Total | [7 empty] | -5.913%
| Supplemental /Other Charges or Credits: | [25 empty] | Supplemental Charges: | [7 empty] | Supplemental Charges: | [8 empty] | Supplemental Charges: | [7 empty] | Supplemental Charges:
| Break-away Base | [7 empty] | 1380 | [17 empty] | Break-away Base | [5 empty] | per lamp | 1.03 | Break-away Base Revenue | [7 empty] | 1421.4 | Break-away Base | [6 empty] | -0.06 | Break-away Base | [7 empty] | -5.505%
| 1. If no rate schedule for lamp type use schedule A for same lumen | [33 empty] | Total Proposed Revenue - SLS | [7 empty] | 57986328.6861 | Total - SLS | [7 empty] | Total - SLS | [7 empty] | -5.913%
Supplemental Charges:
[10 empty] | Break-away Base | [5 empty] | per lamp | 1.09 | Supplemental Charges:
[18 empty] | Break-away Base Revenue | [7 empty] | 1504.2
[18 empty] | Total Current Revenue - SLS | [7 empty] | 61630657.92
1. If no rate schedule for lamp type use schedule A for same lumen

## Proof of Rev
2019 RATE CASE
CENTERPOINT ENERGY HOUSTON ELECTRIC, LLC
PROOF OF REVENUE
TEST YEAR ENDING 12/31/2018
SPONSOR: M. TROXLE
STREET LIGHTING SERVICE - SLS
[5 empty] | Current |  | Proposed |  | Increase or Decrease
Schedule | Lamp Type | Lumen1 | Watt | Annual No. of Lamps | Price2 | Revenue | Price | Revenue | Per Lamp | Revenue | %
A | MV | 22600 | 400 | 1128 | 5.15 | 5809.2 | 4.4206 | 4986.42 | -0.72942 | -822.78 | -14.16%
A | MV | 7800 | 175 | 612 | 3.64 | 2227.68 | 3.8669 | 2366.53 | 0.22687 | 138.85 | 6.233%
A | MV | 4200 | 100 | 4704 | 3.54 | 16652.16 | 3.8935 | 18315.03 | 0.3535 | 1662.87 | 9.986%
B | MV | 22600 | 400 | 24 | 17.75 | 426 | 18.8328 | 451.99 | 1.0828 | 25.99 | 6.101%
B | MV | 4200 | 100 | 12 | 16.91 | 202.92 | 18.3612 | 220.33 | 1.4512 | 17.41 | 8.58%
D | MV | 22600 | 400 | 84 | 19.75 | 1659 | 13.1366 | 1103.47 | -6.6134 | -555.53 | -33.49%
D | MV | 7800 | 175 | 504 | 15.89 | 8008.56 | 12.5828 | 6341.75 | -3.3072 | -1666.81 | -20.81%
D | MV | 4200 | 100 | 24060 | 13.7 | 329622 | 12.6095 | 303383.84 | -1.0905 | -26238.16 | -7.96%
E | MV | 22600 | 400 | 48 | 13.14 | 630.72 | 11.7272 | 562.9 | -1.4128 | -67.82 | -10.75%
A | HPS | 50000 | 400 | 6288 | 7.93 | 49863.84 | 4.3909 | 27609.69 | -3.5391 | -22254.15 | -44.63%
A | HPS | 28000 | 250 | 65472 | 5.15 | 337180.8 | 4.2614 | 279001.48 | -0.88861 | -58179.32 | -17.25%
A | HPS | 15000 | 150 | 54960 | 3.64 | 200054.4 | 4.1363 | 227332.82 | 0.49633 | 27278.42 | 13.64%
A | HPS | 9500 | 100 | 160980 | 3.64 | 585967.2 | 4.1176 | 662849.73 | 0.47759 | 76882.53 | 13.12%
A | HPS | 6000 | 70 | 5772 | 3.58 | 20663.76 | 4.0817 | 23559.53 | 0.50169 | 2895.77 | 14.01%
B | HPS | 50000 | 400 | 48 | 20.65 | 991.2 | 18.8031 | 902.55 | -1.8469 | -88.65 | -8.944%
B | HPS | 28000 | 250 | 1728 | 17.75 | 30672 | 18.6736 | 32268 | 0.92361 | 1596 | 5.203%
B | HPS | 15000 | 150 | 168 | 16.2 | 2721.6 | 18.5486 | 3116.16 | 2.3486 | 394.56 | 14.5%
B | HPS | 9500 | 100 | 276 | 16.2 | 4471.2 | 18.4987 | 5105.65 | 2.2987 | 634.45 | 14.19%
B | HPS | 6000 | 70 | 192 | 16.13 | 3096.96 | 18.4939 | 3550.83 | 2.3639 | 453.87 | 14.66%
C | HPS | 28000 | 250 | 216 | 11.66 | 2518.56 | 10.2769 | 2219.81 | -1.3831 | -298.75 | -11.86%
C | HPS | 15000 | 150 | 96 | 10.77 | 1033.92 | 10.1518 | 974.58 | -0.61817 | -59.34 | -5.739%
D | HPS | 50000 | 400 | 9108 | 23.28 | 212034.24 | 13.1068 | 119376.94 | -10.1732 | -92657.3 | -43.7%
D | HPS | 28000 | 250 | 104472 | 19.75 | 2063322 | 12.9774 | 1355770.24 | -6.7726 | -707551.76 | -34.29%
D | HPS | 15000 | 150 | 113292 | 15.89 | 1800209.88 | 12.8523 | 1456062.9 | -3.0377 | -344146.98 | -19.12%
D | HPS | 9500 | 100 | 2210016 | 12.92 | 28553406.72 | 12.8336 | 28362371.58 | -0.086441 | -191035.14 | -0.669%
D | HPS | 6000 | 70 | 60648 | 12.46 | 755674.08 | 12.7977 | 776152.53 | 0.33766 | 20478.45 | 2.71%
E | HPS | 50000 | 400 | 432 | 15.5 | 6696 | 11.6974 | 5053.29 | -3.8026 | -1642.71 | -24.53%
E | HPS | 28000 | 250 | 23616 | 13.15 | 310550.4 | 11.568 | 273189.09 | -1.582 | -37361.31 | -12.03%
E | HPS | 15000 | 150 | 19344 | 10.4 | 201177.6 | 11.4429 | 221351.69 | 1.0429 | 20174.09 | 10.03%
E | HPS | 9500 | 100 | 25632 | 8.88 | 227612.16 | 11.4242 | 292824.34 | 2.5442 | 65212.18 | 28.65%
A | MH | 32200 | 400 | 1224 | 9.49 | 11615.76 | 5.4045 | 6615.12 | -4.0855 | -5000.64 | -43.05%
A | MH | 19475 | 250 | 1776 | 10.34 | 18363.84 | 10.0001 | 17760.22 | -0.33988 | -603.62 | -3.287%
A | MH | 12900 | 175 | 12 | 11.01 | 132.12 | 7.9877 | 95.85 | -3.0223 | -36.27 | -27.45%
A | MH | 7900 | 100 | 24 | 11.69 | 280.56 | 7.2905 | 174.97 | -4.3995 | -105.59 | -37.64%
D | MH | 32200 | 400 | 2268 | 23.94 | 54295.92 | 19.3585 | 43905.18 | -4.5815 | -10390.74 | -19.14%
D | MH | 19475 | 250 | 8652 | 26.43 | 228672.36 | 18.5496 | 160491.51 | -7.8804 | -68180.85 | -29.82%
D | MH | 12900 | 175 | 5880 | 23.52 | 138297.6 | 16.626 | 97760.71 | -6.894 | -40536.89 | -29.31%
D | MH | 7900 | 100 | 28224 | 23.29 | 657336.96 | 15.9288 | 449575.28 | -7.3612 | -207761.68 | -31.61%
E | MH | 32200 | 400 | 2376 | 18.56 | 44098.56 | 15.9422 | 37878.71 | -2.6178 | -6219.85 | -14.1%
E | MH | 19475 | 250 | 1152 | 18.35 | 21139.2 | 15.1158 | 17413.45 | -3.2342 | -3725.75 | -17.62%
E | MH | 12900 | 175 | 1752 | 17.09 | 29941.68 | 14.2719 | 25004.29 | -2.8181 | -4937.39 | -16.49%
E | MH | 7900 | 100 | 1176 | 19.68 | 23143.68 | 13.5747 | 15963.86 | -6.1053 | -7179.82 | -31.02%
A | LED | 15100 | 180 | 684 | 7.93 | 5424.12 | 5.2012 | 3557.59 | -2.7288 | -1866.53 | -34.41%
A | LED | 10850 | 115 | 283740 | 5.15 | 1461261 | 4.7738 | 1354513.93 | -0.37621 | -106747.07 | -7.305%
A | LED | 7900 | 95 | 228216 | 3.64 | 830706.24 | 4.3724 | 997843.69 | 0.73237 | 167137.45 | 20.12%
A | LED | 4800 | 45 | 605160 | 3.64 | 2202782.4 | 3.9279 | 2376987.84 | 0.28787 | 174205.44 | 7.908%
A | LED | 2000 | 20 | 0 | 0 | 0 | 3.9279 | 0 | 3.9279 | 0
B | LED | 10850 | 115 | 2760 | 17.75 | 48990 | 19.2082 | 53014.64 | 1.4582 | 4024.64 | 8.215%
B | LED | 7900 | 95 | 300 | 16.2 | 4860 | 18.8068 | 5642.04 | 2.6068 | 782.04 | 16.09%
B | LED | 4800 | 45 | 1632 | 16.2 | 26438.4 | 18.3623 | 29967.25 | 2.1623 | 3528.85 | 13.35%
C | LED | 10850 | 115 | 2928 | 11.66 | 34140.48 | 22.1628 | 64892.67 | 10.5028 | 30752.19 | 90.08%
C | LED | 7900 | 95 | 864 | 10.77 | 9305.28 | 10.68 | 9227.5 | -0.090022 | -77.78 | -0.8359%
D | LED | 15100 | 180 | 22272 | 23.28 | 518492.16 | 6.9697 | 155228.26 | -16.3103 | -363263.9 | -70.06%
D | LED | 10850 | 115 | 240348 | 19.75 | 4746873 | 13.5119 | 3247569.53 | -6.2381 | -1499303.47 | -31.59%
D | LED | 7900 | 95 | 64404 | 15.89 | 1023379.56 | 13.1105 | 844370.38 | -2.7795 | -179009.18 | -17.49%
D | LED | 4800 | 45 | 1041864 | 12.92 | 13460882.88 | 12.666 | 13196279.12 | -0.25397 | -264603.76 | -1.966%
D | LED | 2000 | 20 | 0 | 0 | 0 | 12.666 | 0 | 12.666 | 0
E | LED | 15100 | 180 | 600 | 15.5 | 9300 | 25.5997 | 15359.82 | 10.0997 | 6059.82 | 65.16%
E | LED | 10850 | 115 | 13728 | 13.15 | 180523.2 | 12.3725 | 169849.41 | -0.77752 | -10673.79 | -5.913%
E | LED | 7900 | 95 | 6624 | 10.4 | 68889.6 | 11.9711 | 79296.3 | 1.5711 | 10406.7 | 15.11%
E | LED | 4800 | 45 | 3120 | 8.88 | 27705.6 | 11.5266 | 35962.87 | 2.6466 | 8257.27 | 29.8%
1D & 4A'S | MH | 7900 | 100 | 480 | 14.01 | 6724.8 | 9.0182 | 4328.73 | -4.9918 | -2396.07 | -35.63%
Total Lamps |  |  |  | 5468172 |  | 61629153.72 |  | 57984906.41 |  | -3644247.31 | -5.913%
Break-away Base |  |  |  | 1380 | 1.09 | 1504.2 | 1.03 | 1421.4 | -0.06 | -82.8 | -5.505%
Total Revenue | [5 empty] | 61630657.92 |  | 57986327.81 |  | -3644330.11 | -5.913%
1 Amount stated is the most recent manufacturers specifications for initial lumen.
2 There is also one unique lamp type under MH 7,900, that is charged for 1 Schedule D and 4 Schedule A's
Note on H71: 00914593: This amount is derived from 1 Schedule D and 4 Schedule A's

## O&M Allocations Data
2019 RATE CASE
CENTERPOINT ENRGY HOUSTON ELECTRIC, LLC
O&M ALLOCATIONS DATA
TEST YEAR ENDING 12/31/2018
SPONSOR: M. TROXLE
Data for Allocation of FERC Account 373
Sched | Lamp Type | Lumen | Watt | Annual No. of Lamps | Lamps Per Pole | Lamp Related O&M | Pole Related O&M | Annual O&M Fixture Related | Annual O&M Pole Related | Trans. Portion of Pole Related | Number of Poles | Annual Trans. Related O&M
A | MV | 22600 | 400 | 1128 | 1 | 2.2429 | 9.7183 | 210.8297 | 913.5233 | 1.6625 | 94 | 156.275
A | MV | 7800 | 175 | 612 | 1 | 1.8208 | 9.7183 | 92.8631 | 495.635 | 1.6625 | 51 | 84.7875
A | MV | 4200 | 100 | 4704 | 1 | 2.0527 | 9.7183 | 804.6432 | 3809.5867 | 1.6625 | 392 | 651.7
B | MV | 22600 | 400 | 24 | 1 | 2.2429 | 9.3492 | 4.4857 | 18.6983 | 1.6625 | 2 | 3.325
B | MV | 4200 | 100 | 12 | 1 | 2.0527 | 9.7183 | 2.0527 | 9.7183 | 1.6625 | 1 | 1.6625
D | MV | 22600 | 400 | 84 | 1 | 2.2429 | 9.3492 | 15.7001 | 65.4442 | 1.6625 | 7 | 11.6375
D | MV | 7800 | 175 | 504 | 1 | 1.8208 | 9.3492 | 76.4755 | 392.665 | 1.6625 | 42 | 69.825
D | MV | 4200 | 100 | 24060 | 1 | 2.0527 | 9.3492 | 4115.586 | 18745.0792 | 1.6625 | 2005 | 3333.3125
E | MV | 22600 | 400 | 48 | 2 | 4.4857 | 9.7183 | 17.943 | 19.4367 | 1.6625 | 2 | 3.325
A | HPS | 50000 | 400 | 6288 | 1 | 1.8625 | 9.7183 | 975.9255 | 5092.4067 | 1.6625 | 524 | 871.15
A | HPS | 28000 | 250 | 65472 | 1 | 1.9199 | 9.7183 | 10475.0399 | 53023.2267 | 1.6625 | 5456 | 9070.6
A | HPS | 15000 | 150 | 54960 | 1 | 1.9278 | 9.7183 | 8829.495 | 44509.9667 | 1.6625 | 4580 | 7614.25
A | HPS | 9500 | 100 | 160980 | 1 | 1.805 | 9.7183 | 24214.0035 | 130371.4417 | 1.6625 | 13415 | 22302.4375
A | HPS | 6000 | 70 | 5772 | 1 | 1.8704 | 9.7183 | 899.6521 | 4674.5183 | 1.6625 | 481 | 799.6625
B | HPS | 50000 | 400 | 48 | 1 | 1.8625 | 9.3492 | 7.4498 | 37.3967 | 1.6625 | 4 | 6.65
B | HPS | 28000 | 250 | 1728 | 1 | 1.9199 | 9.3492 | 276.4673 | 1346.28 | 1.6625 | 144 | 239.4
B | HPS | 15000 | 150 | 168 | 1 | 1.9278 | 9.3492 | 26.9897 | 130.8883 | 1.6625 | 14 | 23.275
B | HPS | 9500 | 100 | 276 | 1 | 1.5183 | 9.3492 | 34.9217 | 215.0308 | 1.6625 | 23 | 38.2375
B | HPS | 6000 | 70 | 192 | 1 | 1.8704 | 9.3492 | 29.9261 | 149.5867 | 1.6625 | 16 | 26.6
C | HPS | 28000 | 250 | 216 | 2 | 3.8398 | 9.7183 | 69.1168 | 87.465 | 1.6625 | 9 | 14.9625
C | HPS | 15000 | 150 | 96 | 2 | 3.8557 | 9.7183 | 30.8454 | 38.8733 | 1.6625 | 4 | 6.65
D | HPS | 50000 | 400 | 9108 | 1 | 1.8625 | 9.3492 | 1413.6021 | 7096.0175 | 1.6625 | 759 | 1261.8375
D | HPS | 28000 | 250 | 104472 | 1 | 1.9199 | 9.3492 | 16714.7539 | 81393.845 | 1.6625 | 8706 | 14473.725
D | HPS | 15000 | 150 | 113292 | 1 | 1.9278 | 9.3492 | 18200.7123 | 88265.4825 | 1.6625 | 9441 | 15695.6625
D | HPS | 9500 | 100 | 2210016 | 1 | 1.805 | 9.3492 | 332422.2578 | 1721817.3267 | 1.6625 | 184168 | 306179.3
D | HPS | 6000 | 70 | 60648 | 1 | 1.8704 | 9.3492 | 9452.8938 | 47250.6883 | 1.6625 | 5054 | 8402.275
E | HPS | 50000 | 400 | 432 | 2 | 3.7249 | 9.7183 | 134.0966 | 174.93 | 1.6625 | 18 | 29.925
E | HPS | 28000 | 250 | 23616 | 2 | 3.8398 | 9.7183 | 7556.7736 | 9562.84 | 1.6625 | 984 | 1635.9
E | HPS | 15000 | 150 | 19344 | 2 | 3.8557 | 9.7183 | 6215.3476 | 7832.9767 | 1.6625 | 806 | 1339.975
E | HPS | 9500 | 100 | 25632 | 2 | 3.61 | 9.7183 | 7710.9372 | 10379.18 | 1.6625 | 1068 | 1775.55
A | MH | 32200 | 400 | 1224 | 2 | 16.5402 | 38.8733 | 1687.0974 | 1982.54 | 6.65 | 51 | 339.15
A | MH | 19475 | 250 | 1776 | 1 | 10.398 | 38.8733 | 1538.9095 | 5753.2533 | 6.65 | 148 | 984.2
A | MH | 12900 | 175 | 12 | 1 | 9.3012 | 23.324 | 9.3012 | 23.324 | 3.99 | 1 | 3.99
A | MH | 7900 | 100 | 24 | 1 | 10.4424 | 23.324 | 20.8848 | 46.648 | 3.99 | 2 | 7.98
D | MH | 32200 | 400 | 2268 | 1 | 16.5402 | 37.3967 | 3126.0923 | 7067.97 | 6.65 | 189 | 1256.85
D | MH | 19475 | 250 | 8652 | 1 | 10.398 | 37.3967 | 7496.9849 | 26962.9967 | 6.65 | 721 | 4794.65
D | MH | 12900 | 175 | 5880 | 1 | 9.3012 | 22.438 | 4557.5739 | 10994.62 | 3.99 | 490 | 1955.1
D | MH | 7900 | 100 | 28224 | 1 | 10.4424 | 22.438 | 24560.57 | 52774.176 | 3.99 | 2352 | 9384.48
E | MH | 32200 | 400 | 2376 | 2 | 33.0803 | 38.8733 | 6549.9076 | 3848.46 | 6.65 | 99 | 658.35
E | MH | 19475 | 250 | 1152 | 2 | 20.7961 | 38.8733 | 1996.4232 | 1865.92 | 6.65 | 48 | 319.2
E | MH | 12900 | 175 | 1752 | 2 | 18.6023 | 23.324 | 2715.942 | 1702.652 | 3.99 | 73 | 291.27
E | MH | 7900 | 100 | 1176 | 2 | 20.8848 | 23.324 | 2046.7142 | 1142.876 | 3.99 | 49 | 195.51
A | LED | 15100 | 180 | 684 | 1 | 2.1779 | 5.831 | 124.1393 | 332.367 | 0.9975 | 57 | 56.8575
A | LED | 10850 | 115 | 283740 | 1 | 2.1779 | 5.831 | 51496.0104 | 137873.995 | 0.9975 | 23645 | 23585.8875
A | LED | 7900 | 95 | 228216 | 1 | 2.1779 | 5.831 | 41418.9523 | 110893.958 | 0.9975 | 19018 | 18970.455
A | LED | 4800 | 45 | 605160 | 1 | 2.1779 | 5.831 | 109830.5691 | 294057.33 | 0.9975 | 50430 | 50303.925
A | LED | 2000 | 20 | 0 | 1 | 2.1779 | 5.831 | 0 | 0 | 0.9975 | 0 | 0
B | LED | 10850 | 115 | 2760 | 1 | 2.1779 | 5.6095 | 500.9128 | 1290.185 | 0.9975 | 230 | 229.425
B | LED | 7900 | 95 | 300 | 1 | 2.1779 | 5.6095 | 54.447 | 140.2375 | 0.9975 | 25 | 24.9375
B | LED | 4800 | 45 | 1632 | 1 | 2.1779 | 5.6095 | 296.1919 | 762.892 | 0.9975 | 136 | 135.66
C | LED | 10850 | 115 | 2928 | 1 | 4.3558 | 5.831 | 1062.8062 | 1422.764 | 0.9975 | 244 | 243.39
C | LED | 7900 | 95 | 864 | 2 | 4.3558 | 5.831 | 313.615 | 209.916 | 0.9975 | 36 | 35.91
D | LED | 15100 | 180 | 22272 | 2 | 2.1779 | 5.6095 | 4042.1482 | 5205.616 | 0.9975 | 928 | 925.68
D | LED | 10850 | 115 | 240348 | 1 | 2.1779 | 5.6095 | 43620.7906 | 112352.6755 | 0.9975 | 20029 | 19978.9275
D | LED | 7900 | 95 | 64404 | 1 | 2.1779 | 5.6095 | 11688.6905 | 30106.1865 | 0.9975 | 5367 | 5353.5825
D | LED | 4800 | 45 | 1041864 | 1 | 2.1779 | 5.6095 | 189088.0363 | 487028.009 | 0.9975 | 86822 | 86604.945
D | LED | 2000 | 20 | 0 | 1 | 2.1779 | 5.6095 | 0 | 0 | 0.9975 | 0 | 0
E | LED | 15100 | 180 | 600 | 1 | 4.3558 | 5.831 | 217.7882 | 291.55 | 0.9975 | 50 | 49.875
E | LED | 10850 | 115 | 13728 | 2 | 4.3558 | 5.831 | 4982.9931 | 3335.332 | 10.64 | 572 | 6086.08
E | LED | 7900 | 95 | 6624 | 2 | 4.3558 | 5.831 | 2404.3813 | 1609.356 |  | 276 | 0
E | LED | 4800 | 45 | 3120 | 2 | 4.3558 | 5.831 | 1132.4984 | 758.03 |  | 130 | 0
1D & 4A'S | MH | 7900 | 100 | 480 | 5 | 52.2121 | 115.734 | 2088.4838 | 925.872 |  | 8 | 0
| Total SLS Lamps |  |  | 5457948 |  |  |  | 966076.2783 | 3537388.6037 |  | 450082 | 628900.1425
| Overhead |  |  | 1430868 |  |  |  | 255127.7144 | 798800.129 |  | 119139 | 136677.1175
| Underground |  |  | 4027080 |  |  |  | 710948.5639 | 2738588.4747 |  | 330943 | 492223.025

## Overall O&M Lighting Allocators
2019 RATE CASE
CENTERPOINT ENERGY HOUSTON ELECTRIC, LLC
OVERALL O&M LIGHTING ALLOCATORS
TEST YEAR ENDING 12/31/2018
SPONSOR: M. TROXLE
(Based on Lighting Cost Study December 31, 2018 Test Year)
| Weighted Annual Fixture Replacement Cost |  | Transportation O&M
| SLS-OH | 255127.7144 | 136677.1175
| SLS-UG | 710948.5639 | 492223.025
| SLS Total | 966076.2783 | 628900.1425
| MLS | 818314.1526 | 102356.135
| Total | 1784390.4309 | 731256.2775
Fixture Replacement Allocation Factors
| SLS-OH | 14.3% | 18.69%
| SLS-UG | 39.84% | 67.31%
| SLS Total | 54.14% | 86%
| MLS | 45.86% | 14%
|  | 100% | 100%

## SLS Rate Design
2019 RATE CASE
CENTERPOINT ENERGY HOUSTON ELECTRIC, LLC
SLS RATE DESIGN
TEST YEAR ENDING 12/31/2018
SPONSOR: M. TROXLE
[8 empty] | [A] | [B] |  | [C] | [D] | [E] | [F] | [G] = [C]/[B] | [H] | [I] | [J] | [K] | [L] | [M] | [N] | [O] | [P] | [Q]
SLS Rate Design Worksheet: |  |  |  | LAMP TYPE DATA - TEST YR ENDING DECEMBER 31, 2018 | [5 empty] | CURRENT COST ANALYSIS |  |  |  |  | RELATIVE FIXTURE CHARGE FACTOR |  | PLANT ALLOCATION FACTOR |  | ANNUAL O&M ALLOCATION FACTORS | [6 empty] | (Plant and O&M using Rev Req Dk#) |  |  | Unit Charge |  |  | PROPOSED REVENUE REQUIREMENT CHECK | Over or (Under) | 0.0094436
[19 empty] | Fixture Related |  |  | Pole Related |  |  |  | Plant | O&M |  | Plant | O&M | TOTAL
|  |  |  | Sched. | Lamp Type | Previous Lumen | Watt | Annual No. of Billed Lamps | Lamps Per Pole 1 | Previous Lumen | Initial Invest. Cost per Pole | Lamp Related O&M Per Yr | Pole Related O&M Per Yr | Total O&M | Initial Invest. per Lamp | Relative Lamp Type Cost Factors | Initial Invest. | Plant Alloc. Factor | Per Lamp | Per Year | O&M Fixture Factor | Per Pole | No. of Poles | Per Year | O&M Labor Factor |  | Fixture Related | Pole Related | $/mo. | $/mo. | $/mo. |  |  |  | Comments on Lamps with no COS or New Rate
TOTAL CURRENT REVENUE |  | 61630657.92 |  | A | MV | 22600 | 400 | 1128 | 1 | 22600V | 423.3742 | 2.2429 | 9.7183 | 11.9612 | 423.3742 | 0.2716 | 39797.1772 | 6.084e-05 | 2.2429 | 210.8297 | 0.00022305 | 9.7183 | 94 | 913.5233 | 0.00025801 | 3064.4733 | 274.4141 | 1647.5292 | 2.7167 | 1.7039 | 4.4206 | 4986.4166 |  |  | Ratio off A MV 22,600 for full move | #REF! | #REF!
Lamp Revenue |  | 61629153.72 |  | A | MV | 7800 | 175 | 612 | 1 | 7800V | 344.2177 | 1.8208 | 9.7183 | 11.5392 | 344.2177 | 0.22082 | 17555.1048 | 2.6838e-05 | 1.8208 | 92.8631 | 9.8244e-05 | 9.7183 | 51 | 495.635 | 0.00013998 | 1351.7831 | 120.8698 | 893.8722 | 2.2088 | 1.6581 | 3.8669 | 2366.5251 |  |  |  | #REF! | #REF!
Break Away Revenue |  | 1504.2 |  | A | MV | 4200 | 100 | 4704 | 1 | 4200V | 344.4492 | 2.0527 | 9.7183 | 11.771 | 344.4492 | 0.22097 | 135024.0995 | 0.00020642 | 2.0527 | 804.6432 | 0.00085127 | 9.7183 | 392 | 3809.5867 | 0.0010759 | 10397.1633 | 1047.3165 | 6870.5473 | 2.2103 | 1.6832 | 3.8935 | 18315.0271 |  |  |  | #REF! | #REF!
REVENUE REQUIREMENT INPUT: |  | Dkt # | Original Submittal | B | MV | 22600 | 400 | 24 | 1 | 22600V | 2678.0152 | 2.2429 | 9.3492 | 11.592 | 2678.0152 | 1.718 | 5356.0304 | 8.1881e-06 | 2.2429 | 4.4857 | 4.7457e-06 | 9.3492 | 2 | 18.6983 | 5.281e-06 | 412.4265 | 5.8386 | 33.7222 | 17.1844 | 1.6484 | 18.8328 | 451.9874 |  |  |  | #REF! | #REF!
Total Revenue Requirement |  | 57986327.8194 |  | B | MV | 4200 | 100 | 12 | 1 | 4200V | 2599.0902 | 2.0527 | 9.7183 | 11.771 | 2599.0902 | 1.6673 | 2599.0902 | 3.9734e-06 | 2.0527 | 2.0527 | 2.1716e-06 | 9.7183 | 1 | 9.7183 | 2.7448e-06 | 200.1359 | 2.6717 | 17.5269 | 16.678 | 1.6832 | 18.3612 | 220.3345 |  |  | Ratio off B MV 22,600 for full move | #REF! | #REF!
O&M -FIXTURE |  | 1230299.6604 |  | D | MV | 22600 | 400 | 84 | 1 | 22600V | 1790.3132 | 2.2429 | 9.3492 | 11.592 | 1790.3132 | 1.1485 | 12532.1923 | 1.9159e-05 | 2.2429 | 15.7001 | 1.661e-05 | 9.3492 | 7 | 65.4442 | 1.8483e-05 | 965.0074 | 20.4351 | 118.0278 | 11.4882 | 1.6484 | 13.1366 | 1103.4703 |  |  |  | #REF! | #REF!
O&M -Pole |  | 6385580.4715 |  | D | MV | 7800 | 175 | 504 | 1 | 7800V | 1711.1567 | 1.8208 | 9.3492 | 11.17 | 1711.1567 | 1.0977 | 71868.5814 | 0.00010987 | 1.8208 | 76.4755 | 8.0907e-05 | 9.3492 | 42 | 392.665 | 0.0001109 | 5534.0445 | 99.5398 | 708.167 | 10.9802 | 1.6026 | 12.5828 | 6341.7513 |  |  |  | #REF! | #REF!
(REV REQT less O&M & Break Away Rev) |  | 50369026.2876 |  | D | MV | 4200 | 100 | 24060 | 1 | 4200V | 1711.3882 | 2.0527 | 9.3492 | 11.4018 | 1711.3882 | 1.0979 | 3431333.3217 | 0.0052457 | 2.0527 | 4115.586 | 0.0043541 | 9.3492 | 2005 | 18745.0792 | 0.0052942 | 264220.4829 | 5356.8101 | 33806.5424 | 10.9817 | 1.6277 | 12.6095 | 303383.8354 |  |  | Currently billed on Schd A - Ratio off B MV 22,600 for all metrics | #REF! | #REF!
|  |  |  | E | MV | 22600 | 400 | 48 | 2 | 22600V | 3351.6721 | 4.4857 | 9.7183 | 14.2041 | 1675.836 | 1.0751 | 6703.3441 | 1.0248e-05 | 2.2429 | 8.9715 | 9.4913e-06 | 9.7183 | 2 | 19.4367 | 5.4895e-06 | 516.1728 | 11.6772 | 35.0538 | 10.7536 | 0.97356 | 11.7272 | 562.9038 |  |  | Ratio off B MV 4,200 Based on relative Lamp type cost factor for full move | #REF! | #REF!
Amount of Increase/Decrease |  | -3644330.1006 | -5.913% | A | HPS | 50000 | 400 | 6288 | 1 | 50000V | 425.1717 | 1.8625 | 9.7183 | 11.5808 | 425.1717 | 0.27275 | 222789.9649 | 0.00034059 | 1.8625 | 975.9255 | 0.0010325 | 9.7183 | 524 | 5092.4067 | 0.0014383 | 17155.3348 | 1270.256 | 9184.0989 | 2.7283 | 1.6626 | 4.3909 | 27609.6898 |  |  | Ratio off B MV 4,200 Based on relative Lamp type cost factor for full move | #REF! | #REF!
|  |  |  | A | HPS | 28000 | 250 | 65472 | 1 | 28000V | 404.0243 | 1.9199 | 9.7183 | 11.6382 | 404.0243 | 0.25919 | 2204356.3481 | 0.0033699 | 1.9199 | 10475.0399 | 0.011082 | 9.7183 | 5456 | 53023.2267 | 0.014975 | 169740.4607 | 13634.2187 | 95626.8013 | 2.5926 | 1.6688 | 4.2614 | 279001.4807 |  |  |  | #REF! | #REF!
|  |  |  | A | HPS | 15000 | 150 | 54960 | 1 | 15000V | 384.4019 | 1.9278 | 9.7183 | 11.6462 | 384.4019 | 0.2466 | 1760560.9156 | 0.0026915 | 1.9278 | 8829.495 | 0.0093411 | 9.7183 | 4580 | 44509.9667 | 0.012571 | 135567.2014 | 11492.3921 | 80273.2313 | 2.4667 | 1.6697 | 4.1363 | 227332.8248 |  |  |  | #REF! | #REF!
Current Break Away Base Charge |  | 1.09 |  | A | HPS | 9500 | 100 | 160980 | 1 | 9500V | 383.5577 | 1.805 | 9.7183 | 11.5233 | 383.5577 | 0.24606 | 5145426.3235 | 0.0078661 | 1.805 | 24214.0035 | 0.025617 | 9.7183 | 13415 | 130371.4417 | 0.036821 | 396209.5491 | 31516.7315 | 235123.4492 | 2.4612 | 1.6564 | 4.1176 | 662849.7298 |  |  |  | #REF! | #REF!
Proposed Break Away Base Charge |  | 1.03 |  | A | HPS | 6000 | 70 | 5772 | 1 | 6000V | 376.858 | 1.8704 | 9.7183 | 11.5887 | 376.858 | 0.24176 | 181268.7204 | 0.00027712 | 1.8704 | 899.6521 | 0.00095178 | 9.7183 | 481 | 4674.5183 | 0.0013202 | 13958.1044 | 1170.9792 | 8430.442 | 2.4182 | 1.6634 | 4.0817 | 23559.5256 |  |  |  | #REF! | #REF!
Proposed Break Away Base Revenue |  | 1421.4 |  | B | HPS | 50000 | 400 | 48 | 1 | 50000V | 2679.8127 | 1.8625 | 9.3492 | 11.2116 | 2679.8127 | 1.7191 | 10719.2507 | 1.6387e-05 | 1.8625 | 7.4498 | 7.8815e-06 | 9.3492 | 4 | 37.3967 | 1.0562e-05 | 825.4067 | 9.6966 | 67.4445 | 17.196 | 1.6071 | 18.8031 | 902.5478 |  |  |  | #REF! | #REF!
|  |  |  | B | HPS | 28000 | 250 | 1728 | 1 | 28000V | 2658.6652 | 1.9199 | 9.3492 | 11.2691 | 2658.6652 | 1.7056 | 382847.7942 | 0.00058528 | 1.9199 | 276.4673 | 0.00029249 | 9.3492 | 144 | 1346.28 | 0.00038023 | 29480.1523 | 359.8474 | 2428.001 | 17.0603 | 1.6133 | 18.6736 | 32268.0008 |  |  |  | #REF! | #REF!
From the Cost Allocation Model |  |  |  | B | HPS | 15000 | 150 | 168 | 1 | 15000V | 2639.0429 | 1.9278 | 9.3492 | 11.277 | 2639.0429 | 1.693 | 36946.601 | 5.6483e-05 | 1.9278 | 26.9897 | 2.8554e-05 | 9.3492 | 14 | 130.8883 | 3.6967e-05 | 2844.9724 | 35.1296 | 236.0557 | 16.9344 | 1.6142 | 18.5486 | 3116.1577 |  |  | Ratio on E MV 22,600 | #REF! | #REF!
Approved Staff O&M |  |  |  | B | HPS | 9500 | 100 | 276 | 1 | 9500V | 2638.1987 | 1.5183 | 9.3492 | 10.8675 | 2638.1987 | 1.6924 | 60678.5693 | 9.2763e-05 | 1.5183 | 34.9217 | 3.6945e-05 | 9.3492 | 23 | 215.0308 | 6.0731e-05 | 4672.3881 | 45.4537 | 387.8057 | 16.9289 | 1.5698 | 18.4987 | 5105.6475 |  |  |  | #REF! | #REF!
|  |  |  | B | HPS | 6000 | 70 | 192 | 1 | 6000V | 2631.499 | 1.8704 | 9.3492 | 11.2195 | 2631.499 | 1.6881 | 42103.9844 | 6.4367e-05 | 1.8704 | 29.9261 | 3.166e-05 | 9.3492 | 16 | 149.5867 | 4.2248e-05 | 3242.1027 | 38.9515 | 269.7779 | 16.886 | 1.608 | 18.4939 | 3550.8321 |  |  |  | #REF! | #REF!
Max Increase | 10 |  |  | C | HPS | 28000 | 250 | 216 | 2 | 28000V | 2910.5689 | 3.8398 | 9.7183 | 13.5582 | 1455.2844 | 0.93358 | 26195.1198 | 4.0046e-05 | 1.9199 | 34.5584 | 3.6561e-05 | 9.7183 | 9 | 87.465 | 2.4703e-05 | 2017.0839 | 44.9809 | 157.7422 | 9.3384 | 0.93853 | 10.2769 | 2219.807 |  |  |  | #REF! | #REF!
Min Decrease | 0 |  |  | C | HPS | 15000 | 150 | 96 | 2 | 15000V | 2871.3242 | 3.8557 | 9.7183 | 13.574 | 1435.6621 | 0.921 | 11485.297 | 1.7558e-05 | 1.9278 | 15.4227 | 1.6316e-05 | 9.7183 | 4 | 38.8733 | 1.0979e-05 | 884.394 | 20.074 | 70.1076 | 9.2124 | 0.93939 | 10.1518 | 974.5757 |  |  | Ratio off A HPS 28000 for full move | #REF! | #REF!
|  |  |  | D | HPS | 50000 | 400 | 9108 | 1 | 50000V | 1792.1106 | 1.8625 | 9.3492 | 11.2116 | 1792.1106 | 1.1497 | 1360211.9799 | 0.0020794 | 1.8625 | 1413.6021 | 0.0014955 | 9.3492 | 759 | 7096.0175 | 0.0020041 | 104739.4213 | 1839.9319 | 12797.5889 | 11.4997 | 1.6071 | 13.1068 | 119376.942 |  |  | Ratio off A HPS 50000 for full move | #REF! | #REF!
|  |  |  | D | HPS | 28000 | 250 | 104472 | 1 | 28000V | 1770.9632 | 1.9199 | 9.3492 | 11.2691 | 1770.9632 | 1.1361 | 15418005.7427 | 0.02357 | 1.9199 | 16714.7539 | 0.017683 | 9.3492 | 8706 | 81393.845 | 0.022988 | 1187221.5671 | 21755.775 | 146792.8968 | 11.364 | 1.6133 | 12.9774 | 1355770.2388 |  |  |  | #REF! | #REF!
|  |  |  | D | HPS | 15000 | 150 | 113292 | 1 | 15000V | 1751.3409 | 1.9278 | 9.3492 | 11.277 | 1751.3409 | 1.1235 | 16534409.4698 | 0.025277 | 1.9278 | 18200.7123 | 0.019255 | 9.3492 | 9441 | 88265.4825 | 0.024929 | 1273187.1974 | 23689.8852 | 159185.8188 | 11.2381 | 1.6142 | 12.8523 | 1456062.9014 |  |  |  | #REF! | #REF!
|  |  |  | D | HPS | 9500 | 100 | 2210016 | 1 | 9500V | 1750.4966 | 1.805 | 9.3492 | 11.1542 | 1750.4966 | 1.123 | 322385465.2491 | 0.49285 | 1.805 | 332422.2578 | 0.35168 | 9.3492 | 184168 | 1721817.3267 | 0.4863 | 24824415.2738 | 432677.8539 | 3105278.4537 | 11.2327 | 1.6009 | 12.8336 | 28362371.5815 |  |  |  | #REF! | #REF!
|  |  |  | D | HPS | 6000 | 70 | 60648 | 1 | 6000V | 1743.797 | 1.8704 | 9.3492 | 11.2195 | 1743.797 | 1.1187 | 8813150.0548 | 0.013473 | 1.8704 | 9452.8938 | 0.010001 | 9.3492 | 5054 | 47250.6883 | 0.013345 | 678632.6321 | 12303.8025 | 85216.0924 | 11.1897 | 1.608 | 12.7977 | 776152.527 |  |  |  | #REF! | #REF!
|  |  |  | E | HPS | 50000 | 400 | 432 | 2 | 50000V | 3355.267 | 3.7249 | 9.7183 | 13.4432 | 1677.6335 | 1.0762 | 60394.8057 | 9.2329e-05 | 1.8625 | 67.0483 | 7.0934e-05 | 9.7183 | 18 | 174.93 | 4.9406e-05 | 4650.5376 | 87.2695 | 315.4843 | 10.7651 | 0.9323 | 11.6974 | 5053.2914 |  |  |  | #REF! | #REF!
|  |  |  | E | HPS | 28000 | 250 | 23616 | 2 | 28000V | 3312.9721 | 3.8398 | 9.7183 | 13.5582 | 1656.4861 | 1.0627 | 3259964.5663 | 0.0049837 | 1.9199 | 3778.3868 | 0.0039973 | 9.7183 | 984 | 9562.84 | 0.0027008 | 251024.6984 | 4917.9147 | 17246.4759 | 10.6294 | 0.93853 | 11.568 | 273189.0889 |  |  |  | #REF! | #REF!
|  |  |  | E | HPS | 15000 | 150 | 19344 | 2 | 15000V | 3273.7275 | 3.8557 | 9.7183 | 13.574 | 1636.8637 | 1.0501 | 2638624.3641 | 0.0040338 | 1.9278 | 3107.6738 | 0.0032878 | 9.7183 | 806 | 7832.9767 | 0.0022123 | 203180.0873 | 4044.9206 | 14126.6866 | 10.5035 | 0.93939 | 11.4429 | 221351.6944 |  |  |  | #REF! | #REF!
|  |  |  | E | HPS | 9500 | 100 | 25632 | 2 | 9500V | 3272.039 | 3.61 | 9.7183 | 13.3283 | 1636.0195 | 1.0495 | 3494537.6226 | 0.0053423 | 1.805 | 3855.4686 | 0.0040789 | 9.7183 | 1068 | 10379.18 | 0.0029314 | 269087.3581 | 5018.2436 | 18718.736 | 10.4981 | 0.92607 | 11.4242 | 292824.3378 |  |  |  | #REF! | #REF!
|  |  |  | A | MH | 32200 | 400 | 1224 | 2 | 32200H | 494.4285 | 16.5402 | 38.8733 | 55.4135 | 247.2143 | 0.15859 | 25215.8538 | 3.8549e-05 | 8.2701 | 843.5487 | 0.00089243 | 38.8733 | 51 | 1982.54 | 0.00055993 | 1941.6782 | 1097.9555 | 3575.4889 | 1.5863 | 3.8182 | 5.4045 | 6615.1226 |  |  | Ratio off B HPS 15,000 for all metrics - Currently billed on A | #REF! | #REF!
|  |  |  | A | MH | 19475 | 250 | 1776 | 1 | 19475V | 472.1917 | 10.398 | 38.8733 | 49.2714 | 472.1917 | 0.30292 | 69884.3719 | 0.00010684 | 10.398 | 1538.9095 | 0.0016281 | 38.8733 | 148 | 5753.2533 | 0.0016249 | 5381.2558 | 2003.031 | 10375.9286 | 3.03 | 6.9701 | 10.0001 | 17760.2154 |  |  | Ratio off B HPS 15,000 for all metrics - Currently billed on A | #REF! | #REF!
|  |  |  | A | MH | 12900 | 175 | 12 | 1 | 12900V | 541.2987 | 9.3012 | 23.324 | 32.6252 | 541.2987 | 0.34725 | 541.2987 | 8.2752e-07 | 9.3012 | 9.3012 | 9.8401e-06 | 23.324 | 1 | 23.324 | 6.5874e-06 | 41.6812 | 12.1063 | 42.0646 | 3.4734 | 4.5142 | 7.9877 | 95.8521 |  |  |  | #REF! | #REF!
|  |  |  | A | MH | 7900 | 100 | 24 | 1 | 7900V | 413.3656 | 10.4424 | 23.324 | 33.7664 | 413.3656 | 0.26518 | 826.7312 | 1.2639e-06 | 10.4424 | 20.8848 | 2.2095e-05 | 23.324 | 2 | 46.648 | 1.3175e-05 | 63.6602 | 27.1835 | 84.1292 | 2.6525 | 4.638 | 7.2905 | 174.9729 |  |  |  | #REF! | #REF!
|  |  |  | D | MH | 32200 | 400 | 2268 | 1 | 32200H | 1861.3675 | 16.5402 | 37.3967 | 53.9368 | 1861.3675 | 1.1941 | 351798.4503 | 0.00053782 | 16.5402 | 3126.0923 | 0.0033072 | 37.3967 | 189 | 7067.97 | 0.0019962 | 27089.2821 | 4068.8939 | 12747.0055 | 11.9441 | 7.4144 | 19.3585 | 43905.1815 |  |  |  | #REF! | #REF!
|  |  |  | D | MH | 19475 | 250 | 8652 | 1 | 19475V | 1839.1307 | 10.398 | 37.3967 | 47.7947 | 1839.1307 | 1.1798 | 1326013.2048 | 0.0020272 | 10.398 | 7496.9849 | 0.0079314 | 37.3967 | 721 | 26962.9967 | 0.0076152 | 102106.0377 | 9758.0089 | 48627.4655 | 11.8014 | 6.7482 | 18.5496 | 160491.512 |  |  |  | #REF! | #REF!
|  |  |  | D | MH | 12900 | 175 | 5880 | 1 | 12900V | 1908.2377 | 9.3012 | 22.438 | 31.7392 | 1908.2377 | 1.2242 | 935036.4662 | 0.0014294 | 9.3012 | 4557.5739 | 0.0048217 | 22.438 | 490 | 10994.62 | 0.0031052 | 71999.9381 | 5932.0976 | 19828.6752 | 12.2449 | 4.3811 | 16.626 | 97760.7109 |  |  |  | #REF! | #REF!
|  |  |  | D | MH | 7900 | 100 | 28224 | 1 | 7900V | 1780.3046 | 10.4424 | 22.438 | 32.8804 | 1780.3046 | 1.1421 | 4187276.3673 | 0.0064014 | 10.4424 | 24560.57 | 0.025984 | 22.438 | 2352 | 52774.176 | 0.014905 | 322429.8196 | 31967.8194 | 95177.6412 | 11.424 | 4.5049 | 15.9288 | 449575.2802 |  |  | Ratio off D HPS 28000 for full move | #REF! | #REF!
|  |  |  | E | MH | 32200 | 400 | 2376 | 2 | 32200H | 3499.2275 | 33.0803 | 38.8733 | 71.9537 | 1749.6137 | 1.1224 | 346423.52 | 0.0005296 | 16.5402 | 3274.9538 | 0.0034647 | 38.8733 | 99 | 3848.46 | 0.0010869 | 26675.4003 | 4262.6507 | 6940.6549 | 11.227 | 4.7152 | 15.9422 | 37878.7059 |  |  | Ratio off D HPS 50000 for full move | #REF! | #REF!
|  |  |  | E | MH | 19475 | 250 | 1152 | 2 | 19475V | 3449.307 | 20.7961 | 38.8733 | 59.6694 | 1724.6535 | 1.1064 | 165566.7364 | 0.00025311 | 10.398 | 998.2116 | 0.0010561 | 38.8733 | 48 | 1865.92 | 0.00052699 | 12749.0159 | 1299.2633 | 3365.166 | 11.0669 | 4.049 | 15.1158 | 17413.4452 |  |  |  | #REF! | #REF!
|  |  |  | E | MH | 12900 | 175 | 1752 | 2 | 12900V | 3587.5211 | 18.6023 | 23.324 | 41.9263 | 1793.7605 | 1.1507 | 261889.0377 | 0.00040037 | 9.3012 | 1357.971 | 0.0014367 | 23.324 | 73 | 1702.652 | 0.00048088 | 20166.0525 | 1767.523 | 3070.714 | 11.5103 | 2.7616 | 14.2719 | 25004.2895 |  |  |  | #REF! | #REF!
|  |  |  | E | MH | 7900 | 100 | 1176 | 2 | 7900V | 3331.6548 | 20.8848 | 23.324 | 44.2088 | 1665.8274 | 1.0686 | 163251.0875 | 0.00024957 | 10.4424 | 1023.3571 | 0.0010827 | 23.324 | 49 | 1142.876 | 0.00032278 | 12570.7057 | 1331.9925 | 2061.1642 | 10.6894 | 2.8853 | 13.5747 | 15963.8623 |  |  |  | #REF! | #REF!
|  |  |  | A | LED | 15100 | 180 | 684 | 1 | 15100 | 637.1635 | 2.1779 | 5.831 | 8.0089 | 637.1635 | 0.40875 | 36318.3168 | 5.5522e-05 | 2.1779 | 124.1393 | 0.00013133 | 5.831 | 57 | 332.367 | 9.3871e-05 | 2796.5931 | 161.5785 | 599.4202 | 4.0886 | 1.1126 | 5.2012 | 3557.5919
|  |  |  | A | LED | 10850 | 115 | 283740 | 1 | 10850 | 570.562 | 2.1779 | 5.831 | 8.0089 | 570.562 | 0.36602 | 13490938.042 | 0.020624 | 2.1779 | 51496.0104 | 0.05448 | 5.831 | 23645 | 137873.995 | 0.03894 | 1038832.9639 | 67026.7491 | 248654.221 | 3.6612 | 1.1126 | 4.7738 | 1354513.934 |  |  |  | #REF! | #REF!
|  |  |  | A | LED | 7900 | 95 | 228216 | 1 | 7900 | 508.0048 | 2.1779 | 5.831 | 8.0089 | 508.0048 | 0.32589 | 9661235.3199 | 0.01477 | 2.1779 | 41418.9523 | 0.043819 | 5.831 | 19018 | 110893.958 | 0.03132 | 743937.1296 | 53910.5399 | 199996.0234 | 3.2598 | 1.1126 | 4.3724 | 997843.6929 |  |  | Ratio off E HPS 28,000 for full move | #REF! | #REF!
|  |  |  | A | LED | 4800 | 45 | 605160 | 1 | 4800 | 438.7344 | 2.1779 | 5.831 | 8.0089 | 438.7344 | 0.28145 | 22125374.1964 | 0.033824 | 2.1779 | 109830.5691 | 0.11619 | 5.831 | 50430 | 294057.33 | 0.083051 | 1703704.2185 | 142954.4918 | 530329.1336 | 2.8153 | 1.1126 | 3.9279 | 2376987.8439 |  |  |  | #REF! | #REF!
|  |  |  | A | LED | 2000 | 20 | 0 | 1 | 2000 | 438.7344 | 2.1779 | 5.831 | 8.0089 | 438.7344 | 0.28145 | 0 | 0 | 2.1779 | 0 | 0 | 5.831 | 0 | 0 | 0 | 0 | 0 | 0 | 2.8153 | 1.1126 | 3.9279 | 0
|  |  |  | B | LED | 10850 | 115 | 2760 | 1 | 10850 | 2825.203 | 2.1779 | 5.6095 | 7.7874 | 2825.203 | 1.8124 | 649796.6811 | 0.00099338 | 2.1779 | 500.9128 | 0.00052994 | 5.6095 | 230 | 1290.185 | 0.00036439 | 50035.8248 | 651.9836 | 2326.8343 | 18.1289 | 1.0793 | 19.2082 | 53014.6427
|  |  |  | B | LED | 7900 | 95 | 300 | 1 | 7900 | 2762.6458 | 2.1779 | 5.6095 | 7.7874 | 2762.6458 | 1.7723 | 69066.1445 | 0.00010559 | 2.1779 | 54.447 | 5.7602e-05 | 5.6095 | 25 | 140.2375 | 3.9607e-05 | 5318.2505 | 70.8678 | 252.9168 | 17.7275 | 1.0793 | 18.8068 | 5642.035 |  |  | Ratio off E HPS 50,000 for full move | #REF! | #REF!
|  |  |  | B | LED | 4800 | 45 | 1632 | 1 | 4800 | 2693.3753 | 2.1779 | 5.6095 | 7.7874 | 2693.3753 | 1.7278 | 366299.0474 | 0.00055998 | 2.1779 | 296.1919 | 0.00031336 | 5.6095 | 136 | 762.892 | 0.00021546 | 28205.8611 | 385.5207 | 1375.8673 | 17.283 | 1.0793 | 18.3623 | 29967.2491 |  |  |  | #REF! | #REF!
|  |  |  | C | LED | 10850 | 115 | 2928 | 1 | 10850 | 3243.6443 | 4.3558 | 5.831 | 10.1868 | 3243.6443 | 2.0808 | 791449.2119 | 0.0012099 | 4.3558 | 1062.8062 | 0.0011244 | 5.831 | 244 | 1422.764 | 0.00040183 | 60943.3924 | 1383.3391 | 2565.9391 | 20.814 | 1.3488 | 22.1628 | 64892.6706 |  |  |  | #REF! | #REF!
|  |  |  | C | LED | 7900 | 95 | 864 | 2 | 7900 | 3118.53 | 4.3558 | 5.831 | 10.1868 | 1559.265 | 1.0003 | 112267.0783 | 0.00017163 | 2.1779 | 156.8075 | 0.00016589 | 5.831 | 36 | 209.916 | 5.9287e-05 | 8644.8208 | 204.0992 | 378.5812 | 10.0056 | 0.6744 | 10.68 | 9227.5012 |  |  |  | #REF! | #REF!
|  |  |  | D | LED | 15100 | 180 | 22272 | 2 | 15100 | 2004.1024 | 2.1779 | 5.6095 | 7.7874 | 1002.0512 | 0.64283 | 1859807.0367 | 0.0028432 | 1.0889 | 2021.0741 | 0.0021382 | 5.6095 | 928 | 5205.616 | 0.0014702 | 143209.3788 | 2630.6121 | 9388.2707 | 6.43 | 0.53964 | 6.9697 | 155228.2616 |  |  |  | #REF! | #REF!
|  |  |  | D | LED | 10850 | 115 | 240348 | 1 | 10850 | 1937.5009 | 2.1779 | 5.6095 | 7.7874 | 1937.5009 | 1.2429 | 38806206.2851 | 0.059325 | 2.1779 | 43620.7906 | 0.046148 | 5.6095 | 20029 | 112352.6755 | 0.031732 | 2988166.2912 | 56776.433 | 202626.8043 | 12.4327 | 1.0793 | 13.5119 | 3247569.5285 |  |  |  | #REF! | #REF!
|  |  |  | D | LED | 7900 | 95 | 64404 | 1 | 7900 | 1874.9438 | 2.1779 | 5.6095 | 7.7874 | 1874.9438 | 1.2028 | 10062823.1524 | 0.015384 | 2.1779 | 11688.6905 | 0.012366 | 5.6095 | 5367 | 30106.1865 | 0.0085029 | 774860.3076 | 15213.8956 | 54296.1735 | 12.0312 | 1.0793 | 13.1105 | 844370.3767 |  |  |  | #REF! | #REF!
|  |  |  | D | LED | 4800 | 45 | 1041864 | 1 | 4800 | 1805.6733 | 2.1779 | 5.6095 | 7.7874 | 1805.6733 | 1.1584 | 156772169.4407 | 0.23967 | 2.1779 | 189088.0363 | 0.20005 | 5.6095 | 86822 | 487028.009 | 0.13755 | 12071814.2009 | 246115.3061 | 878349.6131 | 11.5867 | 1.0793 | 12.666 | 13196279.1202 |  |  |  | #REF! | #REF!
|  |  |  | D | LED | 2000 | 20 | 0 | 1 | 2000 | 1805.6733 | 2.1779 | 5.6095 | 7.7874 | 1805.6733 | 1.1584 | 0 | 0 | 2.1779 | 0 | 0 | 5.6095 | 0 | 0 | 0 | 0 | 0 | 0 | 11.5867 | 1.0793 | 12.666 | 0
|  |  |  | E | LED | 15100 | 180 | 600 | 1 | 15100 | 3779.2505 | 4.3558 | 5.831 | 10.1868 | 3779.2505 | 2.4244 | 188962.5256 | 0.00028888 | 4.3558 | 217.7882 | 0.00023041 | 5.831 | 50 | 291.55 | 8.2343e-05 | 14550.545 | 283.4711 | 525.8072 | 24.2509 | 1.3488 | 25.5997 | 15359.8233 |  |  |  | #REF! | #REF!
|  |  |  | E | LED | 10850 | 115 | 13728 | 2 | 10850 | 3646.0476 | 4.3558 | 5.831 | 10.1868 | 1823.0238 | 1.1695 | 2085539.2087 | 0.0031883 | 2.1779 | 2491.4966 | 0.0026359 | 5.831 | 572 | 3335.332 | 0.000942 | 160591.2703 | 3242.9097 | 6015.2343 | 11.6981 | 0.6744 | 12.3725 | 169849.4143 |  |  |  | #REF! | #REF!
|  |  |  | E | LED | 7900 | 95 | 6624 | 2 | 7900 | 3520.9332 | 4.3558 | 5.831 | 10.1868 | 1760.4666 | 1.1294 | 971777.5657 | 0.0014856 | 2.1779 | 1202.1906 | 0.0012719 | 5.831 | 276 | 1609.356 | 0.00045453 | 74829.0864 | 1564.7606 | 2902.4557 | 11.2967 | 0.6744 | 11.9711 | 79296.3028 |  |  |  | #REF! | #REF!
|  |  |  | E | LED | 4800 | 45 | 3120 | 2 | 4800 | 3382.3923 | 4.3558 | 5.831 | 10.1868 | 1691.1962 | 1.0849 | 439711.0045 | 0.00067221 | 2.1779 | 566.2492 | 0.00059906 | 5.831 | 130 | 758.03 | 0.00021409 | 33858.7491 | 737.0249 | 1367.0987 | 10.8522 | 0.6744 | 11.5266 | 35962.8727 |  |  |  | #REF! | #REF!
|  |  |  | 1D & 4A'S | MH | 7900 | 100 | 480 | 5 | 7900V | 3433.7671 | 52.2121 | 115.734 | 167.9461 | 686.7534 | 0.44056 | 27470.1365 | 4.1995e-05 | 10.4424 | 417.6968 | 0.0004419 | 115.734 | 8 | 925.872 | 0.0002615 | 2115.2631 | 543.6704 | 1669.7999 | 4.4068 | 4.6114 | 9.0182 | 4328.7334 |  |  |  | #REF! | #REF!
[15 empty] | AVG | [20 empty] | #REF! | #REF!
|  |  |  | Overhead |  |  |  | 0 | [17 empty] | 4441870.4629 | 330979.2682 | 1442274.7032
|  |  |  | Underground |  |  |  | 5468172 | [17 empty] | 45927155.8247 | 899320.3921 | 4943305.7683
|  |  |  | Total Lamps |  |  |  | 5468172 | [6 empty] | 1558.8155 | 1 | 654123845.2054 | 1 |  | 945227.4645 | 1 |  | 450496 | 3540681.8617 | 1 | 50369026.2876 | 1230299.6604 | 6385580.4715 |  |  |  | 57984906.4194
|  |  |  | Break Away Base |  |  |  | 1380 | [22 empty] | 1.03 | 1421.4
[24 empty] | Total Schedule A |  | 4244143.2507 | 327720.8136 | 1431706.3808
|  |  |  | Total SLS | [19 empty] | Total Schedule B |  | 125237.5211 | 1605.9613 | 7395.9523 |  |  |  | 57986327.8194
[24 empty] | Total Schedule C |  | 72489.6911 | 1652.4933 | 3172.3701 |  |  |  | 57986327.8194
|  |  |  | 1. For Schedule A where the number of lamps per pole varies, this is the weighted average lamps per pole. | [19 empty] | Total OH |  | 4441870.4629 | 330979.2682 | 1442274.7032 |  |  | Check | 0

## SCHEDULE A
2019 RATE CASE
CENTERPOINT ENERGY HOUSTON ELECTRIC, LLC
SCHEDULE A
TEST YEAR ENDING 12/31/2018
SPONSOR: M. TROXLE
2018 WEIGHTED AVERAGE STREET LIGHT COSTS
SCHEDULE A 120 VOLT | [18 empty] | Avg Inc | Max Inc | Min Inc
| MERCURY VAPOR |  |  | HIGH PRESSURE SODIUM |  |  |  |  | METAL HALIDE |  |  |  | LED
BASIC DATA | 100W | 175W | 400W | 70W | 100W | 150W | 250W | 400W | 100W | 175W | 250W | 400W | 20W | 45W | 95W | 115W | 180W
LAMP RATED INITIAL LUMENS (read comment) | 4200V | 7800V | 22600V | 6000V | 9500V | 15000V | 28000V | 50000V | 7900V | 12900V | 19475V | 32200H | 2000 | 4800 | 7900 | 10850 | 15100
LAMP RATED MEAN LUMENS | 3300V | 6800V | 14400V | 5500V | 8000V | 13800V | 26100V | 45000V | 5800V | 8400V | 12500V | 23000H
LAMP LIFE HOURS | 24000 | 24000 | 24000 | 24000 | 24000 | 24000 | 24000 | 24000 | 10000 | 10000 | 6000 | 6000 | 80000 | 80000 | 80000 | 80000 | 80000
WATTAGE INCLUDING BALLAST
AVERAGE HOURS OF OPERATION | 4000 | 4000 | 4000 | 4000 | 4000 | 4000 | 4000 | 4000 | 4000 | 4000 | 4000 | 4000 | 4000 | 4000 | 4000 | 4000 | 4000
ESTIMATED ANNUAL KWH | 492 | 828 | 1800 | 348 | 456 | 696 | 1272 | 1920 | 480 | 840 | 1152 | 1908 | 96 | 204 | 384 | 456 | 768
MOUNTING ARM LENGTH (FEET) | 8 | 8 | 8 | 8 | 8 | 8 | 8 | 8 | 8 | 8 | 8 | 8 | 8 | 8 | 8 | 8 | 8
MOUNTING HEIGHT(FEET) | 25 | 25 | 25 | 25 | 25 | 25 | 25 | 25 | 25 | 25 | 25 | 25 | 25 | 25 | 25 | 25 | 25
INITIAL INVESTMENT
LUMINAIRE | 53 | 54 | 110 | 77.72 | 82.97 | 82.97 | 97.42 | 113.24 | 92.01 | 188.36 | 144.05 | 152.63 | 114.28 | 114.28 | 165.15 | 211.09 | 260
LAMP | 6.97 | 5.8 | 7.93 | 6.05 | 5.72 | 6.34 | 6.3 | 6.01 | 18.57 | 16.17 | 9.73 | 17.48 | 0 | 0 | 0 | 0 | 0
PHOTOVOLTAIC ELECTRIC RELAY (PER) | 3.39 | 3.39 | 3.39 | 3.39 | 3.39 | 3.39 | 3.39 | 3.39 | 3.39 | 3.39 | 3.39 | 3.39 | 18.32 | 18.32 | 18.32 | 18.32 | 18.32
MOUNTING BRACKET (8') | 46.34 | 46.34 | 46.34 | 46.34 | 46.34 | 46.34 | 46.34 | 46.34 | 46.34 | 46.34 | 46.34 | 46.34 | 46.34 | 46.34 | 46.34 | 46.34 | 46.34
100' SPAN - #4-2C TWIST @ $.20/FT | 20 | 20 | 20 | 20 | 20 | 20 | 20 | 20 | 20 | 20 | 20 | 20 | 20 | 20 | 20 | 20 | 20
ARM WIRING /SPLICES/MISC. COMPONENTS | 7.53 | 7.53 | 7.53 | 7.53 | 7.53 | 7.53 | 7.53 | 7.53 | 7.53 | 7.53 | 7.53 | 7.53 | 7.53 | 7.53 | 7.53 | 7.53 | 7.53
INITIAL MATERIAL COST (SUB-TOTAL) | 137.23 | 137.06 | 195.19 | 161.03 | 165.95 | 166.57 | 180.98 | 196.51 | 187.84 | 281.79 | 231.04 | 247.37 | 206.47 | 206.47 | 257.34 | 303.28 | 352.19
INSTALLATION COST (LABOR) | 134.35 | 134.35 | 134.35 | 134.35 | 134.35 | 134.35 | 134.35 | 134.35 | 134.35 | 134.35 | 134.35 | 134.35 | 134.35 | 134.35 | 134.35 | 134.35 | 134.35
OVERHEAD (STORES & ENGR.) | 72.8692 | 72.8077 | 93.8342 | 81.478 | 83.2577 | 83.4819 | 88.6943 | 94.3117 | 91.1756 | 125.1587 | 106.8017 | 112.7085 | 97.9144 | 97.9144 | 116.3148 | 132.932 | 150.6235
TOTAL INVESTMENT COST | 344.4492 | 344.2177 | 423.3742 | 376.858 | 383.5577 | 384.4019 | 404.0243 | 425.1717 | 413.3656 | 541.2987 | 472.1917 | 494.4285 | 438.7344 | 438.7344 | 508.0048 | 570.562 | 637.1635
OPERATING EXPENSES
FIXTURE REPLACEMENT COST | 10.36 | 9.19 | 11.32 | 9.44 | 9.11 | 9.73 | 9.69 | 9.4 | 21.96 | 19.56 | 13.12 | 20.87 | 36.64 | 36.64 | 36.64 | 36.64 | 36.64 | 2
TRANSPORTATION COST | 9.975 | 9.975 | 9.975 | 9.975 | 9.975 | 9.975 | 9.975 | 9.975 | 9.975 | 9.975 | 9.975 | 9.975 | 19.95 | 19.95 | 19.95 | 19.95 | 19.95
Labor Cost/Hr | 94.89 | 94.89 | 94.89 | 94.89 | 94.89 | 94.89 | 94.89 | 94.89 | 94.89 | 94.89 | 94.89 | 94.89 | 94.89 | 94.89 | 94.89 | 94.89 | 94.89
Man Hours | 0.5 | 0.5 | 0.5 | 0.5 | 0.5 | 0.5 | 0.5 | 0.5 | 0.5 | 0.5 | 0.5 | 0.5 | 0.5 | 0.5 | 0.5 | 0.5 | 0.5
COORDINATION COST | 0.89 | 0.89 | 0.89 | 0.89 | 0.89 | 0.89 | 0.89 | 0.89 | 0.89 | 0.89 | 0.89 | 0.89 | 0.89 | 0.89 | 0.89 | 0.89 | 0.89
REPLACEMENT COST (LABOR) | 48.335 | 48.335 | 48.335 | 48.335 | 48.335 | 48.335 | 48.335 | 48.335 | 48.335 | 48.335 | 48.335 | 48.335 | 96.67 | 96.67 | 96.67 | 96.67 | 96.67
OVERHEAD (STORES ) | 1.956 | 1.7351 | 2.1372 | 1.7823 | 1.72 | 1.837 | 1.8295 | 1.7747 | 4.146 | 3.6929 | 2.4771 | 3.9403 | 6.9176 | 6.9176 | 6.9176 | 6.9176 | 6.9176
TOTAL COST TO REPLACE FIXTURE | 70.626 | 69.2351 | 71.7672 | 69.5323 | 69.14 | 69.877 | 69.8295 | 69.4847 | 84.416 | 81.5629 | 73.9071 | 83.1203 | 160.1776 | 160.1776 | 160.1776 | 160.1776 | 160.1776
Lamp Life (years) | 6 | 6 | 6 | 6 | 6 | 6 | 6 | 6 | 2.5 | 2.5 | 1.5 | 1.5 | 20 | 20 | 20 | 20 | 20
ANNUAL OPERATING & MAINTENANCE COST | 11.771 | 11.5392 | 11.9612 | 11.5887 | 11.5233 | 11.6462 | 11.6382 | 11.5808 | 33.7664 | 32.6252 | 49.2714 | 55.4135 | 8.0089 | 8.0089 | 8.0089 | 8.0089 | 8.0089
Lamp Related O&M | 2.0527 | 1.8208 | 2.2429 | 1.8704 | 1.805 | 1.9278 | 1.9199 | 1.8625 | 10.4424 | 9.3012 | 10.398 | 16.5402 | 2.1779 | 2.1779 | 2.1779 | 2.1779 | 2.1779
Pole Related O&M | 9.7183 | 9.7183 | 9.7183 | 9.7183 | 9.7183 | 9.7183 | 9.7183 | 9.7183 | 23.324 | 23.324 | 38.8733 | 38.8733 | 5.831 | 5.831 | 5.831 | 5.831 | 5.831
Transportation Portion of Pole Related O&M | 1.6625 | 1.6625 | 1.6625 | 1.6625 | 1.6625 | 1.6625 | 1.6625 | 1.6625 | 3.99 | 3.99 | 6.65 | 6.65 | 0.9975 | 0.9975 | 0.9975 | 0.9975 | 0.9975
ASSUMPTIONS:
Overhead (Stores & Engr.) (need to be updated) | Factor | Application
Engineering/Construction Overhead Rate = | 17.29% | Apply to Sum of Material and Labor Cost
Stores Overhead Rate = | 18.88% | Apply only to Material Cost
Rates are based on estimated 2018 expenditure levels.
Transportation Costs: (Truck w/ Single Bucket) |  |  | 19.95
Coordination Support |  |  | 0.89
Man Hours:
Man Hours:
Man Hours for Fixture Replacement | 0.5
Note on A11: CARLTON PORTER: All lamps listed,except 100 watt MH, are coated lamps.
Note on A25: CARLTON PORTER: Material used in these calculations are identified on Distribution Standard ST1-Material with last review date 3/29/2 but do not include luminaire, lamp, PER, pole, or mounting bracket/arm. $2.62 -108711 - Connector transformer Ground (1) .23 -107997 - Wire CU -Grounding (.1 lbs@ $2.27/lb) .96 -108249 - Internal Arm Wiring - 12' #12 CU White Neutral @.08cents/ft .96 -108248 - Internal Arm Wiring - 12' #12 CU Black Feed @.08cents/ft .82 -110895 - Bolt 5/8" X12" (1) .59 -110871 - Washer - Curved 4"X4" (1) .44 -110807 - Lag Screw -(2 @ .22 cents each) .52 -108641 - Connector - #6-#4 (2 @ .26 cents each)) $7.41 - Total - Wire/Splices/Misc Component

## SCHEDULE B
2019 RATE CASE
CENTERPOINT ENRGY HOUSTON ELECTRIC, LLC
SCHEDULE B
TEST YEAR ENDING 12/31/2018
SPONSOR: M. TROXLE
2018 WEIGHTED AVERAGE STREET LIGHT COSTS
| SCHEDULE B - 120 VOLT 30' BASE PLATE TYPE FOUNDATION MOUNTED STANDARD with 8'ARM | [11 empty] | Avg Inc | Max Inc | Min Inc
| MERCURY VAPOR |  | HIGH PRESSURE SODIUM |  |  |  |  | LED
BASIC DATA | 100W | 400W | 70W | 100W | 150W | 250W | 400W | 45W | 95W | 115W | 180W
LAMP RATED INITIAL LUMENS | 4200V | 22600V | 6000V | 9500V | 15000V | 28000V | 50000V | 4800 | 7900 | 10850 | 15100
LAMP RATED MEAN LUMENS | 3300V | 14400V | 5500V | 8000V | 13800V | 26100V | 45000V
LAMP LIFE HOURS | 24000 | 24000 | 24000 | 24000 | 24000 | 24000 | 24000 | 80000 | 80000 | 80000 | 80000
WATTAGE INCLUDING BALLAST | 123
AVERAGE HOURS OF OPERATION | 4000 | 4000 | 4000 | 4000 | 4000 | 4000 | 4000 | 4000 | 4000 | 4000 | 4000
ESTIMATED ANNUAL KWH | 492 | 1800 | 348 | 456 | 696 | 1272 | 1920 | 204 | 384 | 456 | 768
MOUNTING ARM LENGTH (FEET) | 8 | 8 | 8 | 8 | 8 | 8 | 8 | 8 | 8 | 8 | 8
MOUNTING HEIGHT(FEET) | 30 | 30 | 30 | 30 | 30 | 30 | 30 | 30 | 30 | 30 | 30
INITIAL INVESTMENT
LUMINAIRE | 53 | 110 | 77.72 | 82.97 | 82.97 | 97.42 | 113.24 | 114.28 | 165.15 | 211.09 | 260
LAMP | 6.97 | 7.93 | 6.05 | 5.72 | 6.34 | 6.3 | 6.01 | 0 | 0 | 0 | 0
PHOTOVOLTAIC ELECTRIC RELAY (PER)-TWO | 3.39 | 3.39 | 3.39 | 3.39 | 3.39 | 3.39 | 3.39 | 18.32 | 18.32 | 18.32 | 18.32
MOUNTING BRACKET /ARM (8' ARM) | 75 | 75 | 75 | 75 | 75 | 75 | 75 | 75 | 75 | 75 | 75
30' BASE PLATE TYPE POLE | 674 | 674 | 674 | 674 | 674 | 674 | 674 | 674 | 674 | 674 | 674
FOUNDATION REBAR.ANCHOR BOLT KIT (SAP 243140) | 298.18 | 298.18 | 298.18 | 298.18 | 298.18 | 298.18 | 298.18 | 298.18 | 298.18 | 298.18 | 298.18
POLE WIRE / SPLICES/ MISC.COMPONENTS | 10.39 | 10.39 | 10.39 | 10.39 | 10.39 | 10.39 | 10.39 | 10.39 | 10.39 | 10.39 | 10.39
OH WIRE @150' -SOURCE TO POLE @.20/FT | 33 | 33 | 33 | 33 | 33 | 33 | 33 | 33 | 33 | 33 | 33
INITIAL MATERIAL COST (SUB-TOTAL) | 1153.93 | 1211.89 | 1177.73 | 1182.65 | 1183.27 | 1197.68 | 1213.21 | 1223.17 | 1274.04 | 1319.98 | 1368.89
INSTALLATION COST (LABOR) | 876.25 | 876.25 | 876.25 | 876.25 | 876.25 | 876.25 | 876.25 | 876.25 | 876.25 | 876.25 | 876.25
OVERHEAD (STORES & ENGR.) | 568.9102 | 589.8752 | 577.519 | 579.2987 | 579.5229 | 584.7352 | 590.3527 | 593.9553 | 612.3558 | 628.973 | 646.6644
TOTAL INVESTMENT COST | 2599.0902 | 2678.0152 | 2631.499 | 2638.1987 | 2639.0429 | 2658.6652 | 2679.8127 | 2693.3753 | 2762.6458 | 2825.203 | 2891.8044
OPERATING EXPENSES
FIXTURE COST | 10.36 | 11.32 | 9.44 | 9.11 | 9.73 | 9.69 | 9.4 | 36.64 | 36.64 | 36.64 | 36.64 | 2
TRANSPORTATION COST | 9.975 | 9.975 | 9.975 | 9.975 | 9.975 | 9.975 | 9.975 | 19.95 | 19.95 | 19.95 | 19.95
Labor Cost/Hr | 94.89 | 90.46 | 90.46 | 90.46 | 90.46 | 90.46 | 90.46 | 90.46 | 90.46 | 90.46 | 90.46
Man Hours | 0.5 | 0.5 | 0.5 | 0.5 | 0.5 | 0.5 | 0.5 | 0.5 | 0.5 | 0.5 | 0.5
COORDINATION COST | 0.89 | 0.89 | 0.89 | 0.89 | 0.89 | 0.89 | 0.89 | 0.89 | 0.89 | 0.89 | 0.89
REPLACEMENT COST (LABOR) | 48.335 | 46.12 | 46.12 | 46.12 | 46.12 | 46.12 | 46.12 | 92.24 | 92.24 | 92.24 | 92.24
OVERHEAD (STORES ) | 1.956 | 2.1372 | 1.7823 | 0 | 1.837 | 1.8295 | 1.7747 | 6.9176 | 6.9176 | 6.9176 | 6.9176
TOTAL COST TO REPLACE FIXTURE | 70.626 | 69.5522 | 67.3173 | 65.205 | 67.662 | 67.6145 | 67.2697 | 155.7476 | 155.7476 | 155.7476 | 155.7476
Lamp Life (years) | 6 | 6 | 6 | 6 | 6 | 6 | 6 | 20 | 20 | 20 | 20
ANNUAL OPERATING & MAINTENANCE COST | 11.771 | 11.592 | 11.2195 | 10.8675 | 11.277 | 11.2691 | 11.2116 | 7.7874 | 7.7874 | 7.7874 | 7.7874
Lamp Related O&M | 2.0527 | 2.2429 | 1.8704 | 1.5183 | 1.9278 | 1.9199 | 1.8625 | 2.1779 | 2.1779 | 2.1779 | 2.1779
Pole Related O&M | 9.7183 | 9.3492 | 9.3492 | 9.3492 | 9.3492 | 9.3492 | 9.3492 | 5.6095 | 5.6095 | 5.6095 | 5.6095
Transportation Portion of Pole Related O&M | 1.6625 | 1.6625 | 1.6625 | 1.6625 | 1.6625 | 1.6625 | 1.6625 | 0.9975 | 0.9975 | 0.9975 | 0.9975
ASSUMPTIONS:
Overhead (Stores & Engr.) | Factor
Construction Overhead Rate = | 0.17291
Stores Overhead Rate = | 0.1888
Rates are based on estimated 2006 expenditure levels.
Transportation Costs: (Truck w/ Single Bucket) | 19.95
Coordination Support | 0.89
Man Hours:
Fixture Replacement | 0.5
Note on A11: CARLTON PORTER: All lamps listed, except 100 watt MH, are coated lamps.
Note on A26: CARLTON PORTER: Material used in these calculations are identified on Distribution Standard ST2000-Material with last review date 3/12/2 but do not include luminaire, lamp, PER, pole, or mounting bracket/arm. $ 2.45 = INSULATOR PIN (111106)(1) $ 5.05 = INSULATOR (109254) (1) $ .61 = WIRE GRIP (111225) $ .96 = WHIRE#12 CU WIRE (108249) $ .96 = BLACK #12 CU WIRE(108248) $ .36 = WIRE CONNECTOR (108289) (2) $10.39 = TOTAL POLE WIRE/SPLICES/MISC.COMPONENTS
Note on A27: CARLTON PORTER: $30.00 = 150' OF #4-2C TWIST SECONDARY (108029) @ .20 CENTS /FT
Note on A29: CARLTON PORTER: Installation labor is based on installing base plate foundation mounted type pole with 150 feet of #4 2C twist serice conductor and all material identified on Distribution Standard ST2000-Materail with last review date 3/12/2. $233 of labor cost to erect pole atop foundation and assemble all components $255 of labor cost to install concrete foundation for use with 30' base plate type pole.This cost includes the actual cost of the concrete that will will be pouredby installer of foundation. $51 of labor to intall 150' #4 2c twist secondary cable $539 = Total labor cost

## SCHEDULE C
2019 RATE CASE
CENTERPOINT ENERGY HOUSTON ELECTRIC, LLC
SCHEDULE C
TEST YEAR ENDING 12/31/2018
SPONSOR: M. TROXLE
2018 Weighted Average Street Light Costs
| Schedule C - 120 Volt 30' Base Plate Type Foundation Mounted Standard with Twin 8' Arms | [5 empty] | Avg Inc | Max Inc | Min Inc
| High Pressure Sodium |  | LED
BASIC DATA | 150W | 250W | 95W | 115W | 180W
LAMP RATED INITIAL LUMENS | 15000V | 28000V | 7900 | 10850 | 15100
LAMP RATED MEAN LUMENS | 13800V | 26100V
LAMP LIFE HOURS | 24000 | 24000 | 80000 | 80000 | 80000
WATTAGE INCLUDING BALLAST
AVERAGE HOURS OF OPERATION | 4000 | 4000 | 4000 | 4000 | 4000
ESTIMATED ANNUAL KWH | 696 | 1272 | 384 | 456 | 768
MOUNTING ARM LENGTH (FEET) | 8 | 8 | 8 | 8 | 8
MOUNTING HEIGHT(FEET) | 30 | 30 | 30 | 30 | 30
INITIAL INVESTMENT
LUMINAIRE (2) | 165.94 | 194.84 | 330.3 | 422.18 | 520
LAMP (2) | 12.68 | 12.6 | 0 | 0 | 0
PHOTOVOLTAIC ELECTRIC RELAY (PER)-(2) | 6.78 | 6.78 | 36.64 | 36.64 | 36.64
MOUNTING BRACKET /ARM (8'Arm) (2) | 150.96 | 150.96 | 150.96 | 150.96 | 150.96
30' BASE PLATE TYPE POLE | 674 | 674 | 674 | 674 | 674
FOUNDATION REBAR.ANCHOR BOLT KIT (SAP 243140) | 298.18 | 298.18 | 298.18 | 298.18 | 298.18
POLE WIRE / SPLICES/ MISC.COMPONENTS | 12.31 | 12.31 | 12.31 | 12.31 | 12.31
OH WIRE @150' -SOURCE TO POLE @.20/FT | 33 | 33 | 33 | 33 | 33
INITIAL MATERIAL COST (SUB-TOTAL) | 1353.85 | 1382.67 | 1535.39 | 1627.27 | 1725.09
INSTALLATION COST (LABOR) | 876.25 | 876.25 | 876.25 | 876.25 | 876.25
OVERHEAD (STORES & ENGR.) | 641.2242 | 651.6489 | 706.89 | 740.1243 | 775.5073
TOTAL INVESTMENT COST | 2871.3242 | 2910.5689 | 3118.53 | 3243.6443 | 3376.8473
OPERATING EXPENSES
FIXTURE COST | 19.46 | 19.38 | 73.28 | 73.28 | 73.28 | 2
TRANSPORTATION COST | 9.975 | 9.975 | 19.95 | 19.95 | 19.95
Labor Cost/Hr | 94.89 | 94.89 | 94.89 | 94.89 | 94.89
Man Hours | 0.5 | 0.5 | 0.5 | 0.5 | 0.5
COORDINATION COST | 0.89 | 0.89 | 0.89 | 0.89 | 0.89
REPLACEMENT COST (LABOR) | 48.335 | 48.335 | 96.67 | 96.67 | 96.67
OVERHEAD (STORES ) | 3.674 | 3.6589 | 13.8353 | 13.8353 | 13.8353
TOTAL COST TO REPLACE FIXTURE | 81.444 | 81.3489 | 203.7353 | 203.7353 | 203.7353
Lamp Life (years) | 6 | 6 | 20 | 20 | 20
ANNUAL OPERATING & MAINTENANCE COST | 13.574 | 13.5582 | 10.1868 | 10.1868 | 10.1868
Lamp Related O&M | 3.8557 | 3.8398 | 4.3558 | 4.3558 | 4.3558
Pole Related O&M | 9.7183 | 9.7183 | 5.831 | 5.831 | 5.831
Transportation Portion of Pole Related O&M | 1.6625 | 1.6625 | 0.9975 | 0.9975 | 0.9975
ASSUMPTIONS:
Overhead (Stores & Engr.) | Factor | Application
Construction Overhead Rate = | 0.17291 | Applied to Sum of Material and Labor Cost
Stores Overhead Rate = | 18.88% | Applied only to Material Cost
Rates are based on estimated 2018 expenditure levels.
Transportation Costs: (Truck w/ Single Bucket) |  |  | 19.95
Coordination Support |  |  | 0.89
Man Hours:
Fixture Replacement | 0.5
Note on A11: CARLTON PORTER: All lamps listed, except 100 watt MH, are coated lamps.
Note on A26: CARLTON PORTER: Material used in these calculations are identified on Distribution Standard ST2000-Material with last review date 3/12/2 but do not include luminaire, lamp, PER, pole, or mounting bracket/arm. $ 2.45 = INSULATOR PIN (111106)(1) $ 5.05 = INSULATOR (109254) (1) $ .61 = WIRE GRIP (111225) $ 1.92 = 24 FT OF WIRE#12 CU WIRE (108249) $ 1.92 = 24 FT OF WIRE BLACK #12 CU WIRE(108248) $ .36 = WIRE CONNECTOR (108289) (2) $12.31 = TOTAL POLE WIRE/SPLICES/MISC.COMPONENTS
Note on A27: CARLTON PORTER: $30.00 = 150' OF #4-2C TWIST SECONDARY (108029) @ .20 CENTS /FT
Note on A29: CARLTON PORTER: Installation labor is based on installing base plate foundation mounted type pole with 150 feet of #4 2C twist serice conductor and all material identified on Distribution Standard ST2000-Materail with last review date 3/12/2. $233 of labor cost to erect pole atop foundation and assemble all components $255 of labor cost to install concrete foundation for use with 30' base plate type pole.This cost includes the actual cost of the concrete that will will be pouredby installer of foundation. $51 of labor to intall 150' #4 2c twist secondary cable $17 of labor to install additional arm and luminaire $556 = Total labor cost

## SCHEDULE D
2019 RATE CASE
CENTERPOINT ENERGY HOUSTON ELECTRIC, LLC
SCHEDULE D
TEST YEAR ENDING 12/31/2018
SPONSOR: M. TROXLE
2018 WEIGHTED AVG STREET LIGHT COST
Schedule D - 120 Volt 30' Direct Embedded Standard with 4' Arm | [18 empty] | Avg Inc | Max Inc | Min Inc
| Mercury Vapor |  |  | High Pressure Sodium |  |  |  |  | Metal Halide |  |  |  | LED
BASIC DATA | 100W | 175W | 400W | 70W | 100W | 150W | 250W | 400W | 100W | 175W | 250W | 400W | 20W | 45W | 95W | 115W | 180W
LAMP RATED INITIAL LUMENS | 4200V | 7800V | 22600V | 6000V | 9500V | 15000V | 28000V | 50000V | 7900V | 12900V | 19475V | 32200H | 2000 | 4800 | 7900 | 10850 | 15100
LAMP RATED MEAN LUMENS | 3300V | 6800V | 14400V | 5500V | 8000V | 13800V | 26100V | 45000V | 5800V | 8400V | 12500V | 23000H
LAMP LIFE HOURS | 24000 | 24000 | 24000 | 24000 | 24000 | 24000 | 24000 | 24000 | 10000 | 10000 | 6000 | 6000 | 80000 | 80000 | 80000 | 80000 | 80000
WATTAGE INCLUDING BALLAST
AVERAGE HOURS OF OPERATION | 4000 | 4000 | 4000 | 4000 | 4000 | 4000 | 4000 | 4000 | 4000 | 4000 | 4000 | 4000 | 4000 | 4000 | 4000 | 4000 | 4000
ESTIMATED ANNUAL KWH | 492 | 828 | 1800 | 348 | 456 | 696 | 1272 | 1920 | 480 | 840 | 1152 | 1908 | 96 | 204 | 384 | 456 | 768
MOUNTING ARM LENGTH (FEET) | 4 | 4 | 4 | 4 | 4 | 4 | 4 | 4 | 4 | 4 | 4 | 4 | 4 | 4 | 4 | 4 | 4
MOUNTING HEIGHT(FEET) | 25 | 25 | 25 | 25 | 25 | 25 | 25 | 25 | 25 | 25 | 25 | 25 | 25 | 25 | 25 | 25 | 25
INITIAL INVESTMENT
LUMINAIRE | 53 | 54 | 110 | 77.72 | 82.97 | 82.97 | 97.42 | 113.24 | 92.01 | 188.36 | 144.05 | 152.63 | 114.28 | 114.28 | 165.15 | 211.09 | 260
LAMP | 6.97 | 5.8 | 7.93 | 6.05 | 5.72 | 6.34 | 6.3 | 6.01 | 18.57 | 16.17 | 9.73 | 17.48 | 0 | 0 | 0 | 0 | 0
PHOTOVOLTAIC ELECTRIC RELAY (PER) | 3.39 | 3.39 | 3.39 | 3.39 | 3.39 | 3.39 | 3.39 | 3.39 | 3.39 | 3.39 | 3.39 | 3.39 | 18.32 | 18.32 | 18.32 | 18.32 | 18.32
MOUNTING BRACKET /ARM (2') | 51 | 51 | 51 | 51 | 51 | 51 | 51 | 51 | 51 | 51 | 51 | 51 | 51 | 51 | 51 | 51 | 51
30' DIRECT EMBEDDED POLE | 371 | 371 | 371 | 371 | 371 | 371 | 371 | 371 | 371 | 371 | 371 | 371 | 371 | 371 | 371 | 371 | 371
POLE WIRE / SPLICES/ MISC.COMPONENTS | 29.71 | 29.71 | 29.71 | 29.71 | 29.71 | 29.71 | 29.71 | 29.71 | 29.71 | 29.71 | 29.71 | 29.71 | 29.71 | 29.71 | 29.71 | 29.71 | 29.71
UG WIRE @150' -SOURCE TO POLE@.42/FT | 63 | 63 | 63 | 63 | 63 | 63 | 63 | 63 | 63 | 63 | 63 | 63 | 63 | 63 | 63 | 63 | 63
INITIAL MATERIAL COST (SUB-TOTAL) | 578.07 | 577.9 | 636.03 | 601.87 | 606.79 | 607.41 | 621.82 | 637.35 | 628.68 | 722.63 | 671.88 | 688.21 | 647.31 | 647.31 | 698.18 | 744.12 | 793.03
INSTALLATION COST (LABOR) | 787.97 | 787.97 | 787.97 | 787.97 | 787.97 | 787.97 | 787.97 | 787.97 | 787.97 | 787.97 | 787.97 | 787.97 | 787.97 | 787.97 | 787.97 | 787.97 | 787.97
OVERHEAD (STORES & ENGR.) | 345.3482 | 345.2867 | 366.3132 | 353.957 | 355.7366 | 355.9609 | 361.1732 | 366.7906 | 363.6546 | 397.6377 | 379.2807 | 385.1875 | 370.3933 | 370.3933 | 388.7938 | 405.4109 | 423.1024
TOTAL INVESTMENT COST | 1711.3882 | 1711.1567 | 1790.3132 | 1743.797 | 1750.4966 | 1751.3409 | 1770.9632 | 1792.1106 | 1780.3046 | 1908.2377 | 1839.1307 | 1861.3675 | 1805.6733 | 1805.6733 | 1874.9438 | 1937.5009 | 2004.1024
OPERATING EXPENSES
FIXTURE COST | 10.36 | 9.19 | 11.32 | 9.44 | 9.11 | 9.73 | 9.69 | 9.4 | 21.96 | 19.56 | 13.12 | 20.87 | 36.64 | 36.64 | 36.64 | 36.64 | 36.64 | 2
TRANSPORTATION COST | 9.975 | 9.975 | 9.975 | 9.975 | 9.975 | 9.975 | 9.975 | 9.975 | 9.975 | 9.975 | 9.975 | 9.975 | 19.95 | 19.95 | 19.95 | 19.95 | 19.95
Labor Cost/Hr | 90.46 | 90.46 | 90.46 | 90.46 | 90.46 | 90.46 | 90.46 | 90.46 | 90.46 | 90.46 | 90.46 | 90.46 | 90.46 | 90.46 | 90.46 | 90.46 | 90.46
Man Hours | 0.5 | 0.5 | 0.5 | 0.5 | 0.5 | 0.5 | 0.5 | 0.5 | 0.5 | 0.5 | 0.5 | 0.5 | 0.5 | 0.5 | 0.5 | 0.5 | 0.5
COORDINATION COST | 0.89 | 0.89 | 0.89 | 0.89 | 0.89 | 0.89 | 0.89 | 0.89 | 0.89 | 0.89 | 0.89 | 0.89 | 0.89 | 0.89 | 0.89 | 0.89 | 0.89
REPLACEMENT COST (LABOR) | 46.12 | 46.12 | 46.12 | 46.12 | 46.12 | 46.12 | 46.12 | 46.12 | 46.12 | 46.12 | 46.12 | 46.12 | 92.24 | 92.24 | 92.24 | 92.24 | 92.24
OVERHEAD (STORES ) | 1.956 | 1.7351 | 2.1372 | 1.7823 | 1.72 | 1.837 | 1.8295 | 1.7747 | 4.146 | 3.6929 | 2.4771 | 3.9403 | 6.9176 | 6.9176 | 6.9176 | 6.9176 | 6.9176
TOTAL COST TO REPLACE FIXTURE | 68.411 | 67.0201 | 69.5522 | 67.3173 | 66.925 | 67.662 | 67.6145 | 67.2697 | 82.201 | 79.3479 | 71.6921 | 80.9053 | 155.7476 | 155.7476 | 155.7476 | 155.7476 | 155.7476
Lamp Life (years) | 6 | 6 | 6 | 6 | 6 | 6 | 6 | 6 | 2.5 | 2.5 | 1.5 | 1.5 | 20 | 20 | 20 | 20 | 20
ANNUAL OPERATING & MAINTENANCE COST | 11.4018 | 11.17 | 11.592 | 11.2195 | 11.1542 | 11.277 | 11.2691 | 11.2116 | 32.8804 | 31.7392 | 47.7947 | 53.9368 | 7.7874 | 7.7874 | 7.7874 | 7.7874 | 7.7874
Lamp Related O&M | 2.0527 | 1.8208 | 2.2429 | 1.8704 | 1.805 | 1.9278 | 1.9199 | 1.8625 | 10.4424 | 9.3012 | 10.398 | 16.5402 | 2.1779 | 2.1779 | 2.1779 | 2.1779 | 2.1779
Pole Related O&M | 9.3492 | 9.3492 | 9.3492 | 9.3492 | 9.3492 | 9.3492 | 9.3492 | 9.3492 | 22.438 | 22.438 | 37.3967 | 37.3967 | 5.6095 | 5.6095 | 5.6095 | 5.6095 | 5.6095
Transportation Portion of Pole Related O&M | 1.6625 | 1.6625 | 1.6625 | 1.6625 | 1.6625 | 1.6625 | 1.6625 | 1.6625 | 3.99 | 3.99 | 6.65 | 6.65 | 0.9975 | 0.9975 | 0.9975 | 0.9975 | 0.9975
ASSUMPTIONS:
Overhead (Stores & Engr.)
| Factor | Application
Construction Overhead Rate =
Stores Overhead Rate = | 0.17291 | Apply to Sum of Material and Labor Cost
Rates are based on estimated 2018 expenditure levels. | 18.88% | Apply only to Material Cost
Transportation Costs: (Truck w/ Single Bucket) |  |  | 19.95
Coordination Support |  |  | 0.89
Man Hours:
Fixture Replacement | 0.5
Note on A11: CARLTON PORTER: All lamps listed, except 100 watt MH, are coated lamps.
Note on A25: CARLTON PORTER: Material used in these calculations are identified on Distribution Standard ST1-Materail with last review date 3/29/2 but do not include luminaire, lamp, PER, pole, or mounting bracket/arm. $2.62 -108711 - Connector transformer Ground (1) .60 -109143 - Connector Insulating Compression (2@.30each) 1.13 -107997 - Wire CU -Grounding (.5 lbs@ $2.27/lb) .63 -106033 - Duct Collar (2 @.38 each) 7.38 -112460 - Fuse Kit (1) 5.61 -113043Fuse Midget 600 volt 2 amp (1) 2.32 -108249 - Internal Pole Wiring - 29' #12 CU White Neutral 2.32 -108248 - Internal Pole Wiring - 29' #12 CU Black Feed .65 -108675 - Ground Rod Clamp (1) 6.45 -111069 - Ground Rod (1) $29.71 - Total of Pole Wire/Splices/and Misc Component
Note on A26: marsha sommerfeld: Two separate 150' lengths of #4 UG conductor @ .15/ft used in calculations (one cable for electrical feed and another for neutral). Separate CU bond not included. Updated to .42/ft 02/12/2018
Note on A28: CARLTON PORTER: Installation labor is based on installing a direct embedded pole with 150 feet of bored underground serice conductor (energized and nuetral cable) and all material identified on Distribution Standard ST1-Materail with last review date 3/29/2. $507 of labor calcualted at $3.38 per foot of bore of 150 feet . The cost to erect and assemble pole is included in this cost.

## SCHEDULE E
2019 RATE CASE
CENTERPOINT ENERGY HOUSTON ELECTRIC, LLC
SCHEDULE E
TEST YEAR ENDING 12/31/2018
SPONSOR: M. TROXLE
2018 WEIGHTED AVERAGE STREET LIGHT COST
| SCHEDULE E - 120 VOLT 30' BASE PLATE TYPE FOUNDATION MOUNTED STANDARD with TWIN 8' ARMS | [13 empty] | Avg Inc | Max Inc | Min Inc
| Mercury Vapor | High Pressure Sodium |  |  |  | Metal Halide |  |  |  | LED
BASIC DATA | 400W | 100W | 150W | 250W | 400W | 100W | 175W | 250W | 400W | 45W | 95W | 115W | 180W
LAMP RATED INITIAL LUMENS | 22600V | 9500V | 15000V | 28000V | 50000V | 7900V | 12900V | 19475V | 32200H | 4800 | 7900 | 10850 | 15100
LAMP RATED MEAN LUMENS | 14400V | 8000V | 13800V | 26100V | 45000V | 5800V | 8400V | 12500V | 23000H
LAMP LIFE HOURS | 24000 | 24000 | 24000 | 24000 | 24000 | 10000 | 10000 | 6000 | 6000 | 80000 | 80000 | 80000 | 80000
WATTAGE INCLUDING BALLAST
AVERAGE HOURS OF OPERATION | 4000 | 4000 | 4000 | 4000 | 4000 | 4000 | 4000 | 4000 | 4000 | 4000 | 4000 | 4000 | 4000
ESTIMATED ANNUAL KWH | 1800 | 456 | 696 | 1272 | 1920 | 480 | 840 | 1152 | 1908 | 204 | 384 | 456 | 768
MOUNTING ARM LENGTH (FEET) | 8 | 8 | 8 | 8 | 8 | 8 | 8 | 8 | 8 | 8 | 8 | 8 | 8
MOUNTING HEIGHT(FEET) | 30 | 30 | 30 | 30 | 30 | 30 | 30 | 30 | 30 | 30 | 30 | 30 | 30
INITIAL INVESTMENT
LUMINAIRE (2) | 220 | 165.94 | 165.94 | 194.84 | 226.48 | 184.02 | 376.72 | 288.1 | 309.26 | 228.56 | 330.3 | 422.18 | 520
LAMP (2) | 15.86 | 11.44 | 12.68 | 12.6 | 12.02 | 37.14 | 32.34 | 19.46 | 34.96 | 0 | 0 | 0 | 0
PHOTOVOLTAIC ELECTRIC RELAY (PER)- (2) | 6.78 | 6.78 | 6.78 | 6.78 | 6.78 | 6.78 | 6.78 | 6.78 | 6.78 | 36.64 | 36.64 | 36.64 | 36.64
MOUNTING BRACKET /ARM (8') - (2) | 150.96 | 150.96 | 150.96 | 150.96 | 150.96 | 150.96 | 150.96 | 150.96 | 150.96 | 150.96 | 150.96 | 150.96 | 150.96
30' BASE PLATE TYPE POLE | 674 | 674 | 674 | 674 | 674 | 674 | 674 | 674 | 674 | 674 | 674 | 674 | 674
FOUNDATION REBAR.ANCHOR BOLT KIT (SAP 243162) | 373.08 | 373.08 | 373.08 | 373.08 | 373.08 | 373.08 | 373.08 | 373.08 | 373.08 | 373.08 | 373.08 | 373.08 | 373.08
POLE WIRE / SPLICES/ MISC.COMPONENTS | 37.87 | 37.87 | 37.87 | 37.87 | 37.87 | 37.87 | 37.87 | 37.87 | 37.87 | 37.87 | 37.87 | 37.87 | 37.87
UG WIRE @150' -SOURCE TO POLE@.42/FT | 63 | 63 | 63 | 63 | 63 | 63 | 63 | 63 | 63 | 63 | 63 | 63 | 63
INITIAL MATERIAL COST (SUB-TOTAL) | 1541.55 | 1483.07 | 1484.31 | 1513.13 | 1544.19 | 1526.85 | 1714.75 | 1613.25 | 1649.91 | 1564.11 | 1665.85 | 1757.73 | 1855.55
INSTALLATION COST (LABOR) | 1067.87 | 1067.87 | 1067.87 | 1067.87 | 1067.87 | 1067.87 | 1067.87 | 1067.87 | 1067.87 | 1067.87 | 1067.87 | 1067.87 | 1067.87
OVERHEAD (STORES & ENGR.) | 742.2521 | 721.099 | 721.5475 | 731.9721 | 743.207 | 736.9348 | 804.9011 | 768.187 | 781.4475 | 750.4123 | 787.2132 | 820.4476 | 855.8305
TOTAL INVESTMENT COST | 3351.6721 | 3272.039 | 3273.7275 | 3312.9721 | 3355.267 | 3331.6548 | 3587.5211 | 3449.307 | 3499.2275 | 3382.3923 | 3520.9332 | 3646.0476 | 3779.2505
OPERATING EXPENSES
FIXTURE COST | 22.64 | 18.22 | 19.46 | 19.38 | 18.8 | 43.92 | 39.12 | 26.24 | 41.74 | 73.28 | 73.28 | 73.28 | 73.28 | 2
TRANSPORTATION COST | 9.975 | 9.975 | 9.975 | 9.975 | 9.975 | 9.975 | 9.975 | 9.975 | 9.975 | 19.95 | 19.95 | 19.95 | 19.95
Labor Cost/Hr | 94.89 | 94.89 | 94.89 | 94.89 | 94.89 | 94.89 | 94.89 | 94.89 | 94.89 | 94.89 | 94.89 | 94.89 | 94.89
Man Hours | 0.5 | 0.5 | 0.5 | 0.5 | 0.5 | 0.5 | 0.5 | 0.5 | 0.5 | 0.5 | 0.5 | 0.5 | 0.5
COORDINATION COST | 0.89 | 0.89 | 0.89 | 0.89 | 0.89 | 0.89 | 0.89 | 0.89 | 0.89 | 0.89 | 0.89 | 0.89 | 0.89
REPLACEMENT COST (LABOR) | 48.335 | 48.335 | 48.335 | 48.335 | 48.335 | 48.335 | 48.335 | 48.335 | 48.335 | 96.67 | 96.67 | 96.67 | 96.67
OVERHEAD (STORES ) | 4.2744 | 3.4399 | 3.674 | 3.6589 | 3.5494 | 8.2921 | 7.3859 | 4.9541 | 7.8805 | 13.8353 | 13.8353 | 13.8353 | 13.8353
TOTAL COST TO REPLACE FIXTURE | 85.2244 | 79.9699 | 81.444 | 81.3489 | 80.6594 | 110.5221 | 104.8159 | 89.5041 | 107.9305 | 203.7353 | 203.7353 | 203.7353 | 203.7353
Lamp Life (years) | 6 | 6 | 6 | 6 | 6 | 2.5 | 2.5 | 1.5 | 1.5 | 20 | 20 | 20 | 20
ANNUAL OPERATING & MAINTENANCE COST | 14.2041 | 13.3283 | 13.574 | 13.5582 | 13.4432 | 44.2088 | 41.9263 | 59.6694 | 71.9537 | 10.1868 | 10.1868 | 10.1868 | 10.1868
Lamp Related O&M | 4.4857 | 3.61 | 3.8557 | 3.8398 | 3.7249 | 20.8848 | 18.6023 | 20.7961 | 33.0803 | 4.3558 | 4.3558 | 4.3558 | 4.3558
Pole Related O&M | 9.7183 | 9.7183 | 9.7183 | 9.7183 | 9.7183 | 23.324 | 23.324 | 38.8733 | 38.8733 | 5.831 | 5.831 | 5.831 | 5.831
Transportation Portion of Pole Related O&M | 1.6625 | 1.6625 | 1.6625 | 1.6625 | 1.6625 | 3.99 | 3.99 | 6.65 | 6.65 | 0.9975 | 0.9975 | 0.9975 | 0.9975
ASSUMPTIONS:
Overhead (Stores & Engr.) | Factor | Application |  | Factor
Construction Overhead Rate = | 0.17291 | Applied to Sum of Material and Labor Cost
Stores Overhead Rate = | 18.88% | Applied only to Material Cost
Rates are based on estimated 2018 expenditure levels.
Transportation Costs: (Truck w/ Single Bucket) |  |  | 19.95
Coordination Support |  |  | 0.89
Man Hours:
Fixture Replacement | 0.5
Note on A11: CARLTON PORTER: All lamps listed, except 100 watt MH, are coated lamps.
Note on A26: CARLTON PORTER: Material used in these calculations are identified on Distribution Standard ST1-Materail with last review date 3/29/2 but do not include luminaire, lamp, PER, pole, or mounting bracket/arm. $2.62 -108711 - Connector transformer Ground (1) .60 -109143 - Connector Insulating Compression (2@.30each) 1.13 -107997 - Wire CU -Grounding (.5 lbs@ $2.27/lb) .63 -106033 - Duct Collar (2 @.38 each) 7.38 -112460 - Fuse Kit (1) 5.61 -113043Fuse Midget 600 volt 2 amp (1) 5.92 -108249 - Internal Pole Wiring - 74' #12 CU White Neutral 5.92 -108248 - Internal Pole Wiring - 74' #12 CU Black Feed .65 -108675 - Ground Rod Clamp (1) 6.45 -111069 - Ground Rod (1) $36.91 - Total of Pole Wire/Splices/and Misc Component
Note on A27: CARLTON PORTER: Two separate 150' lengths of #4 UG conductor @ .15/ft used in calculations (one cable for electrical feed and another for neutral). Separate CU bond not included.
Note on A29: CARLTON PORTER: Installation labor is based on installing base plate foundation mounted type pole with 150 feet of bored underground serice conductor (energized and nuetral cable) and all material identified on Distribution Standard ST2000-Materail with last review date 3/12/2 with change or mounting arm and luminaire. $507 of labor cost calcualted at $3.38 per foot of bore of 150 feet . The cost to erect and assemble pole is included in this cost. $255 of labor cost to install concrete foundation for use with 30' base plate type pole.This cost include the actual cost of the concrete that will will be pouredby installer of foundation. $ 17 of labor to insall additional arm and lumnaire $779 = Total labor costs

## New LED (hidden)
Need to be reformatted | [5 empty] | 2006 WEIGHTED AVERAGE STREET LIGHT COSTS
[6 empty] | SCHEDULE D - 120 VOLT 30' DIRECT EMBEDDED STANDARD with 4' ARM | [14 empty] | Avg Inc | Max Inc | Min Inc
[6 empty] | MERCURY VAPOR | [5 empty] | HIGH PRESSURE SODIUM |  |  |  |  | METAL HALIDE
BASIC DATA | [5 empty] | 100W | 175W | 250W | 400W | 1000W | 70W | 100W | 150W | 250W | 400W | 50W | 100W | 175W | 250W | 400W
LAMP RATED INITIAL LUMENS | [5 empty] | 4200V | 7800V | 11200V | 22600V | 58000 | 6000V | 9500V | 15000V | 28000V | 50000V |  | 7900V | 12900V | 19475V | 32200H
LAMP RATED MEAN LUMENS | [5 empty] | 3300V | 6800V | 8400V | 14400V | 29000 | 5500V | 8000V | 13800V | 26100V | 45000V |  | 5800V | 8400V | 12500V | 23000H
LAMP LIFE HOURS | [5 empty] | 24000 | 24000 | 24000 | 24000 | 24000 | 24000 | 24000 | 24000 | 24000 | 24000 |  | 10000 | 10000 | 6000 | 15000
WATTAGE INCLUDING BALLAST
AVERAGE HOURS OF OPERATION |  |  |  | 4000 |  | 4000 | 4000 | 4000 | 4000 | 4000 | 4000 | 4000 | 4000 | 4000 | 4000 |  | 4000 | 4000 | 4000 | 4000
ESTIMATED ANNUAL KWH
MOUNTING ARM LENGTH (FEET) |  |  |  | Est Cost |  | 4 | 4 | 4 | 4 | 4 | 4 | 4 | 4 | 4 | 4 | 4 | 4 | 4 | 4 | 4
MOUNTING HEIGHT(FEET) | embed/curr | net/gross plt | less subsidy | LED | LED | 25 | 25 | 25 | 25 | 25 | 25 | 25 | 25 | 25 | 25 | 25 | 25 | 25 | 25 | 25
INITIAL INVESTMENT | Avg A364/365 |  | (PTB - No Longer Applies) | 60 watt | 60 watt
LUMINAIRE Includes Lamp and driver (ballast) |  |  |  | 375 | 375 | 53 | 54 | 60 | 110 | 200 | 38.76 | 44.37 | 44.37 | 82 | 76 |  | 85 | 64 | 97.5 | 141
Installation of new LED & removal Cost of HPS |  |  |  | 100 | 100
LAMP |  |  |  | 0 |  | 6.44 | 5.36 | 7.36 | 7.36 | 28.07 | 6.8 | 6.8 | 6.61 | 7.78 | 7.78 |  | 18.75 | 12.36 | 12.36 | 26.29
PHOTOVOLTAIC ELECTRIC RELAY (PER) | 0.53 | 0.56757 | 1 | 2.9 | 0.87235 | 2.9 | 2.9 | 2.9 | 2.9 | 2.9 | 2.9 | 2.9 | 2.9 | 2.9 | 2.9 |  | 2.9 | 2.9 | 2.9 | 2.9
MOUNTING BRACKET /ARM (4') | 0.53 | 0.56757 | 1 | 38.35 | 11.5361 | 38.35 | 38.35 | 33.26 | 38.35 | 38.35 | 38.35 | 38.35 | 38.35 | 38.35 | 38.35 |  | 38.35 | 38.35 | 38.35 | 38.35
30' DIRECT EMBEDDED POLE | 0.53 | 0.56757 | 1 | 257 | 77.3081 | 257 | 257 | 257 | 257 | 257 | 257 | 257 | 257 | 257 | 257 |  | 257 | 257 | 257 | 257
POLE WIRE / SPLICES/ MISC.COMPONENTS | 0.53 | 0.56757 | 1 | 29.71 | 8.9371 | 29.71 | 29.71 | 29.71 | 29.71 | 29.71 | 29.71 | 29.71 | 29.71 | 29.71 | 29.71 |  | 29.71 | 29.71 | 29.71 | 29.71
UG WIRE @150' -SOURCE TO POLE@.30/FT | 0.53 | 0.56757 | 1 | 45 | 13.5364 | 45 | 45 | 45 | 45 | 45 | 45 | 45 | 45 | 45 | 45 |  | 45 | 45 | 45 | 45
INITIAL MATERIAL COST (SUB-TOTAL) | 0.53 | 0.56757 | 1 | 847.96 | 255.0747 | 432.4 | 432.32 | 435.23 | 490.32 | 601.03 | 418.52 | 424.13 | 423.94 | 462.74 | 456.74 | 0 | 476.71 | 449.32 | 482.82 | 540.25
INSTALLATION COST (LABOR) excl luminaire & lamp | 0.53 | 0.56757 | 1 | 325.6218 | 97.9502 | 390 | 390 | 390 | 390 | 390 | 390 | 390 | 390 | 390 | 390 | 390 | 390 | 390 | 390 | 390
OVERHEAD (STORES & ENGR.) | 0.53 | 0.56757 | 1 | 238.2714 | 71.6744 | 145.5904 | 145.5712 | 146.2687 | 159.4732 | 186.0093 | 142.2635 | 143.6081 | 143.5626 | 152.8626 | 151.4244 | 41.9484 | 156.211 | 149.6459 | 157.6755 | 171.4409
TOTAL INVESTMENT COST |  |  |  | 1411.8532 | 1011.8894 | 967.9904 | 967.8912 | 971.4987 | 1039.7932 | 1177.0393 | 950.7835 | 957.7381 | 957.5026 | 1005.6026 | 998.1644 | 431.9484 | 1022.921 | 988.9659 | 1030.4955 | 1101.6909
|  | gen plt adder (less transportation) |  |  | 4.131%
ASSUMPTIONS: |  | general Plant added |  |  | 1053.6916
Overhead (Stores & Engr.) - Per Steve Winn (3/12/06) |  | stranded value less salvage |  |  | 29.641 |  |  | Factor | Application
Construction Overhead Rate = |  | Total |  |  | 1083.3326 |  |  | 0.10756 | Applied to Sum of Material and Labor Cost
Stores Overhead Rate = | [7 empty] | 0.13213 | Applied only to Material Cost
Rates are based on estimated 2006 expenditure levels.
Transportation Costs: (Truck w/ Single Bucket) per hour | [7 empty] | 12.4199
Coordination Support | [7 empty] | 1.579
Man Hours:
Fixture Replacement |  |  | Stranded Less Salvage
100 watt HPS
|  |  | 51.17 | luminaire+lamp
|  |  | 64.3782 | installation cost
|  |  | 115.5482 | total
|  |  | 0.56757 | net/gross plt
|  |  | 0.53 | embed/curr
|  |  | 1 | subsidized
|  |  | 34.758 | total
|  |  | 5.117 | salvage = .1 material
|  |  | 29.641 | write-off
Note on A5: CARLTON PORTER: All lamps listed, except 100 watt MH, are coated lamps.
Note on A20: CARLTON PORTER: Material used in these calculations are identified on Distribution Standard ST1-Materail with last review date 3/29/2 but do not include luminaire, lamp, PER, pole, or mounting bracket/arm. $2.62 -108711 - Connector transformer Ground (1) .60 -109143 - Connector Insulating Compression (2@.30each) 1.13 -107997 - Wire CU -Grounding (.5 lbs@ $2.27/lb) .63 -106033 - Duct Collar (2 @.38 each) 7.38 -112460 - Fuse Kit (1) 5.61 -113043Fuse Midget 600 volt 2 amp (1) 2.32 -108249 - Internal Pole Wiring - 29' #12 CU White Neutral 2.32 -108248 - Internal Pole Wiring - 29' #12 CU Black Feed .65 -108675 - Ground Rod Clamp (1) 6.45 -111069 - Ground Rod (1) $29.71 - Total of Pole Wire/Splices/and Misc Component
Note on A21: CARLTON PORTER: Two separate 150' lengths of #4 UG conductor @ .15/ft used in calculations (one cable for electrical feed and another for neutral). Separate CU bond not included.
Note on A23: CARLTON PORTER: Installation labor is based on installing a direct embedded pole with 150 feet of bored underground serice conductor (energized and nuetral cable) and all material identified on Distribution Standard ST1-Materail with last review date 3/29/2. $507 of labor calcualted at $3.38 per foot of bore of 150 feet . The cost to erect and assemble pole is included in this cost.

## New LED Monthly Charge (hidden)
New LED Monthly Charge |  |  |  | LED Lighting Revenue Requirements
Line |  | Time | Year | Year | Year | Year | Year | Year | Year | Year | Year | Year | Year | Year | Year | Year | Year | Year | Year | Year | Year | Year | Year | Year | Year | Year | Year | Year | Year | Year
No. | Description | 0 | 1 | 2 | 3 | 4 | 5 | 6 | 7 | 8 | 9 | 10 | 11 | 12 | 13 | 14 | 15 | 16 | 17 | 18 | 19 | 20 | 21 | 22 | 23 | 24 | 25 | 26 | 27 | 28
Rate Base:
1 | Gross Plant | 1083.3326 | 1083.3326 | 1083.3326 | 1083.3326 | 1083.3326 | 1083.3326 | 1083.3326 | 1083.3326 | 1083.3326 | 1083.3326 | 1083.3326 | 1083.3326 | 1083.3326 | 1083.3326 | 1083.3326 | 1083.3326 | 1083.3326 | 1083.3326 | 1083.3326 | 1083.3326 | 1083.3326 | 1083.3326 | 1083.3326 | 1083.3326 | 1083.3326 | 1083.3326 | 1083.3326 | 1083.3326 | 1083.3326
2 | Accumulated Depreciation | 0 | 38.7833 | 77.5666 | 116.3499 | 155.1332 | 193.9165 | 232.6999 | 271.4832 | 310.2665 | 349.0498 | 387.8331 | 426.6164 | 465.3997 | 504.183 | 542.9663 | 581.7496 | 620.5329 | 659.3163 | 698.0996 | 736.8829 | 775.6662 | 814.4495 | 853.2328 | 892.0161 | 930.7994 | 969.5827 | 1008.366 | 1047.1493 | 1083.3326
3 | Net Plant | 1083.3326 | 1044.5493 | 1005.766 | 966.9827 | 928.1994 | 889.4161 | 850.6328 | 811.8495 | 773.0662 | 734.2829 | 695.4996 | 656.7163 | 617.9329 | 579.1496 | 540.3663 | 501.583 | 462.7997 | 424.0164 | 385.2331 | 346.4498 | 307.6665 | 268.8832 | 230.0999 | 191.3165 | 152.5332 | 113.7499 | 74.9666 | 36.1833 | 0
4 | ADFIT | 0 | -0.64458 | -14.4424 | -26.1852 | -36.0322 | -44.1198 | -50.5846 | -55.5441 | -59.1158 | -62.4601 | -65.8005 | -69.1448 | -72.4852 | -75.8295 | -79.17 | -82.5142 | -85.8547 | -89.1989 | -92.5394 | -95.8836 | -99.2241 | -94.1091 | -80.5349 | -66.9608 | -53.3866 | -39.8125 | -26.2383 | -12.6642 | -2.8422e-14
5 | Rate Base | 1083.3326 | 1043.9048 | 991.3236 | 940.7975 | 892.1672 | 845.2963 | 800.0482 | 756.3054 | 713.9503 | 671.8228 | 629.699 | 587.5715 | 545.4477 | 503.3201 | 461.1964 | 419.0688 | 376.9451 | 334.8175 | 292.6937 | 250.5662 | 208.4424 | 174.7741 | 149.5649 | 124.3558 | 99.1466 | 73.9375 | 48.7283 | 23.5192 | -2.8422e-14
6 | Average Rate Base |  | 1063.6187 | 1017.6142 | 966.0605 | 916.4824 | 868.7318 | 822.6723 | 778.1768 | 735.1279 | 692.8866 | 650.7609 | 608.6352 | 566.5096 | 524.3839 | 482.2583 | 440.1326 | 398.0069 | 355.8813 | 313.7556 | 271.63 | 229.5043 | 191.6082 | 162.1695 | 136.9603 | 111.7512 | 86.542 | 61.3329 | 36.1237 | 11.7596
Return:
7 | Pre-tax Rate of Return (%) |  | 12.03% | 12.03% | 12.03% | 12.03% | 12.03% | 12.03% | 12.03% | 12.03% | 12.03% | 12.03% | 12.03% | 12.03% | 12.03% | 12.03% | 12.03% | 12.03% | 12.03% | 12.03% | 12.03% | 12.03% | 12.03% | 12.03% | 12.03% | 12.03% | 12.03% | 12.03% | 12.03% | 12.03%
8 | Required Return |  | 127.9533 | 122.419 | 116.2171 | 110.2528 | 104.5084 | 98.9675 | 93.6147 | 88.4359 | 83.3543 | 78.2865 | 73.2188 | 68.1511 | 63.0834 | 58.0157 | 52.948 | 47.8802 | 42.8125 | 37.7448 | 32.6771 | 27.6094 | 23.0505 | 19.509 | 16.4763 | 13.4437 | 10.411 | 7.3783 | 4.3457 | 1.4147
Expenses:
9 | Operating & Maint Expenses |  | 13.8596 | 14.1368 | 14.4195 | 14.7079 | 15.002 | 15.3021 | 15.6081 | 15.9203 | 16.2387 | 16.5635 | 16.8947 | 17.2326 | 17.5773 | 17.9288 | 18.2874 | 18.6532 | 19.0262 | 19.4067 | 19.7949 | 20.1908 | 20.5946 | 21.0065 | 21.4266 | 21.8551 | 22.2922 | 22.7381 | 23.1929 | 23.6567
10 | Other Taxes |  | 15.2492 | 15.5542 | 15.8653 | 16.1826 | 16.5062 | 16.8364 | 17.1731 | 17.5165 | 17.8669 | 18.2242 | 18.5887 | 18.9605 | 19.3397 | 19.7265 | 20.121 | 20.5234 | 20.9339 | 21.3526 | 21.7796 | 22.2152 | 22.6595 | 23.1127 | 23.575 | 24.0465 | 24.5274 | 25.0179 | 25.5183 | 24.2837
11 | Amortization Expense |  | 2.246 | 2.246 | 2.246 | 2.246 | 2.246 | 2.246 | 2.246 | 2.246 | 2.246 | 2.246 | 2.246 | 2.246 | 2.246 | 2.246 | 2.246 | 2.246 | 2.246 | 2.246 | 2.246 | 2.246 | 2.246 | 2.246 | 2.246 | 2.246 | 2.246 | 2.246 | 2.246 | 2.0954
12 | Depreciation Expense |  | 38.7833 | 38.7833 | 38.7833 | 38.7833 | 38.7833 | 38.7833 | 38.7833 | 38.7833 | 38.7833 | 38.7833 | 38.7833 | 38.7833 | 38.7833 | 38.7833 | 38.7833 | 38.7833 | 38.7833 | 38.7833 | 38.7833 | 38.7833 | 38.7833 | 38.7833 | 38.7833 | 38.7833 | 38.7833 | 38.7833 | 38.7833 | 36.1833
13 | Total Expenses |  | 70.1381 | 70.7203 | 71.3141 | 71.9198 | 72.5376 | 73.1677 | 73.8105 | 74.4661 | 75.1349 | 75.817 | 76.5127 | 77.2224 | 77.9463 | 78.6846 | 79.4377 | 80.2059 | 80.9894 | 81.7886 | 82.6038 | 83.4353 | 84.2834 | 85.1485 | 86.0309 | 86.9309 | 87.8489 | 88.7853 | 89.7405 | 86.2192
14 | Total Revenue Requirements | PMT | 198.0914 | 193.1392 | 187.5312 | 182.1726 | 177.046 | 172.1352 | 167.4252 | 162.902 | 158.4891 | 154.1035 | 149.7316 | 145.3735 | 141.0297 | 136.7003 | 132.3857 | 128.0861 | 123.8019 | 119.5334 | 115.2809 | 111.0447 | 107.3339 | 104.6575 | 102.5072 | 100.3746 | 98.2599 | 96.1637 | 94.0861 | 87.6338
15 | Rev Req per Month | 17.3124 | 16.5076 | 16.0949 | 15.6276 | 15.181 | 14.7538 | 14.3446 | 13.9521 | 13.5752 | 13.2074 | 12.842 | 12.4776 | 12.1145 | 11.7525 | 11.3917 | 11.0321 | 10.6738 | 10.3168 | 9.9611 | 9.6067 | 9.2537 | 8.9445 | 8.7215 | 8.5423 | 8.3645 | 8.1883 | 8.0136 | 7.8405 | 7.3028
|  | 109.1234 | NPV
| Book Depreciation |  | 38.7833 | 38.7833 | 38.7833 | 38.7833 | 38.7833 | 38.7833 | 38.7833 | 38.7833 | 38.7833 | 38.7833 | 38.7833 | 38.7833 | 38.7833 | 38.7833 | 38.7833 | 38.7833 | 38.7833 | 38.7833 | 38.7833 | 38.7833 | 38.7833 | 38.7833 | 38.7833 | 38.7833 | 38.7833 | 38.7833 | 38.7833 | 36.1833 | 1083.3326
| Tax Depreciation |  | 40.625 | 78.2058 | 72.3341 | 66.9175 | 61.8908 | 57.2541 | 52.9533 | 48.9883 | 48.3383 | 48.3275 | 48.3383 | 48.3275 | 48.3383 | 48.3275 | 48.3383 | 48.3275 | 48.3383 | 48.3275 | 48.3383 | 48.3275 | 24.1692 | 0 | 0 | 0 | 0 | 0 | 0 | 0 | 1083.3326
| Difference |  | -1.8417 | -39.4225 | -33.5508 | -28.1341 | -23.1075 | -18.4708 | -14.17 | -10.205 | -9.555 | -9.5442 | -9.555 | -9.5442 | -9.555 | -9.5442 | -9.555 | -9.5442 | -9.555 | -9.5442 | -9.555 | -9.5442 | 14.6142 | 38.7833 | 38.7833 | 38.7833 | 38.7833 | 38.7833 | 38.7833 | 36.1833 | -7.1054e-14
| Deferred taxes ( Diff * .35) |  | -0.64458 | -13.7979 | -11.7428 | -9.847 | -8.0876 | -6.4648 | -4.9595 | -3.5717 | -3.3442 | -3.3405 | -3.3442 | -3.3405 | -3.3442 | -3.3405 | -3.3442 | -3.3405 | -3.3442 | -3.3405 | -3.3442 | -3.3405 | 5.115 | 13.5742 | 13.5742 | 13.5742 | 13.5742 | 13.5742 | 13.5742 | 12.6642 | -2.8422e-14
| ADFIT |  | -0.64458 | -14.4424 | -26.1852 | -36.0322 | -44.1198 | -50.5846 | -55.5441 | -59.1158 | -62.4601 | -65.8005 | -69.1448 | -72.4852 | -75.8295 | -79.17 | -82.5142 | -85.8547 | -89.1989 | -92.5394 | -95.8836 | -99.2241 | -94.1091 | -80.5349 | -66.9608 | -53.3866 | -39.8125 | -26.2383 | -12.6642 | -2.8422e-14
| Tax Depreciation Rate |  | 3.75% | 7.219% | 6.677% | 6.177% | 5.713% | 5.285% | 4.888% | 4.522% | 4.462% | 4.461% | 4.462% | 4.461% | 4.462% | 4.461% | 4.462% | 4.461% | 4.462% | 4.461% | 4.462% | 4.461% | 2.231% | 0% | 0% | 0% | 0% | 0% | 0% | 0% | 100%
| Book Depreciation Rate |  | 3.58% | 3.58% | 3.58% | 3.58% | 3.58% | 3.58% | 3.58% | 3.58% | 3.58% | 3.58% | 3.58% | 3.58% | 3.58% | 3.58% | 3.58% | 3.58% | 3.58% | 3.58% | 3.58% | 3.58% | 3.58% | 3.58% | 3.58% | 3.58% | 3.58% | 3.58% | 3.58% | 3.34% | 100%
| Federal Income Tax Rate |  | 35% | 35% | 35% | 35% | 35% | 35% | 35% | 35% | 35% | 35% | 35% | 35% | 35% | 35% | 35% | 35% | 35% | 35% | 35% | 35% | 35% | 35% | 35% | 35% | 35% | 35% | 35% | 35%
Based On December 31, 2009
| Gross Plant ('000) | 0: 381581.0135
| Annual Carrying Costs (% of Gross Plant) | 0: 15.35%
| Monthly Carrying Costs (Annual/12) | 0: 1.279%
| Annual O&M Costs (% of Gross Plant) | 0: 3.979%
| Monthly O&M Costs (Annual/12) | 0: 0.3316%
| Annual Other Taxes (% of Gross) | 0: 1.408%
| Annual Amort (% of Gross) | 0: 0.2073%
Estimate of Gross Plant
INITIAL INVESTMENT
| LUMINAIRE Includes Lamp and driver (ballast) | 0: 375
| Installation of new LED & removal Cost of HPS | 0: 100
| LAMP | 0: 0
| PHOTOVOLTAIC ELECTRIC RELAY (PER) | 0: 0.87235
| MOUNTING BRACKET /ARM (4') | 0: 11.5361
| 30' DIRECT EMBEDDED POLE | 0: 77.3081
| POLE WIRE / SPLICES/ MISC.COMPONENTS | 0: 8.9371
| UG WIRE @150' -SOURCE TO POLE@.30/FT | 0: 13.5364
| INITIAL MATERIAL COST (SUB-TOTAL) | 0: 255.0747
| INSTALLATION COST (LABOR) excl luminaire & lamp | 0: 97.9502
| OVERHEAD (STORES & ENGR.) | 0: 71.6744
| TOTAL INITIAL INVESTMENT COST | 0: 1011.8894
| With General Plant Allocation | 0: 1053.6916; 1: @ 4.131%
| Stranded less Salvage | 0: 29.641
| Total | 0: 1083.3326
Note on B54: CARLTON PORTER: Material used in these calculations are identified on Distribution Standard ST1-Materail with last review date 3/29/2 but do not include luminaire, lamp, PER, pole, or mounting bracket/arm. $2.62 -108711 - Connector transformer Ground (1) .60 -109143 - Connector Insulating Compression (2@.30each) 1.13 -107997 - Wire CU -Grounding (.5 lbs@ $2.27/lb) .63 -106033 - Duct Collar (2 @.38 each) 7.38 -112460 - Fuse Kit (1) 5.61 -113043Fuse Midget 600 volt 2 amp (1) 2.32 -108249 - Internal Pole Wiring - 29' #12 CU White Neutral 2.32 -108248 - Internal Pole Wiring - 29' #12 CU Black Feed .65 -108675 - Ground Rod Clamp (1) 6.45 -111069 - Ground Rod (1) $29.71 - Total of Pole Wire/Splices/and Misc Component
Note on B55: CARLTON PORTER: Two separate 150' lengths of #4 UG conductor @ .15/ft used in calculations (one cable for electrical feed and another for neutral). Separate CU bond not included.
Note on B57: CARLTON PORTER: Installation labor is based on installing a direct embedded pole with 150 feet of bored underground serice conductor (energized and nuetral cable) and all material identified on Distribution Standard ST1-Materail with last review date 3/29/2. $507 of labor calcualted at $3.38 per foot of bore of 150 feet . The cost to erect and assemble pole is included in this cost.