## Summary Plant and Depr
Undine
Summary of Plant in Service and Accumulated and Annual Depreciation
|  |  |  | Total | [5 empty] | Orbit | [5 empty] | Suburban | [5 empty] | Gulf Coast | [5 empty] | Chuck Bell | [5 empty] | Community | [5 empty] | Consumers | [5 empty] | EMCAD | [5 empty] | Sugartree | [5 empty] | Bolivar
|  |  |  | Original Cost | CIAC | Original Cost less CIAC | Accrued Depreciation | Net Plant | Depreciation Expense | Original Cost | CIAC | Original Cost less CIAC | Accrued Depreciation | Net Plant | Depreciation Expense | Original Cost | CIAC | Original Cost less CIAC | Accrued Depreciation | Net Plant | Depreciation Expense | Original Cost | CIAC | Original Cost less CIAC | Accrued Depreciation | Net Plant | Depreciation Expense | Original Cost | CIAC | Original Cost less CIAC | Accrued Depreciation | Net Plant | Depreciation Expense | Original Cost | CIAC | Original Cost less CIAC | Accrued Depreciation | Net Plant | Depreciation Expense | Original Cost | CIAC | Original Cost less CIAC | Accrued Depreciation | Net Plant | Depreciation Expense | Original Cost | CIAC | Original Cost less CIAC | Accrued Depreciation | Net Plant | Depreciation Expense | Original Cost | CIAC | Original Cost less CIAC | Accrued Depreciation | Net Plant | Depreciation Expense | Original Cost | CIAC | Original Cost less CIAC | Accrued Depreciation | Net Plant | Depreciation Expense
Water - Undine Texas, LLC
Source of Supply
2 | Source of Supply | 303 | Land and Land Rights | 387742.29 | -250000 | 137742.29 | 0 | 137742.29 | 0 | 19262 | 0 | 19262 | 0 | 19262 | 0 | 17875 | 0 | 17875 | 0 | 17875 | 0 | 40400 | 0 | 40400 | 0 | 40400 | 0 | 0 | 0 | 0 | 0 | 0 | 0 | 1425 | 0 | 1425 | 0 | 1425 | 0 | 308780.29 | -250000 | 58780.29 | 0 | 58780.29 | 0 | 0 | 0 | 0 | 0 | 0 | 0 | 0 | 0 | 0 | 0 | 0 | 0 | 0 | 0 | 0 | 0 | 0 | 0
2 | Source of Supply | 304 | Structures and Inprovements | 42331 | 0 | 42331 | 19454.02 | 22876.98 | 2094.33 | [12 empty] | 41220 | 0 | 41220 | 18515.94 | 22704.06 | 2061 | 0 | 0 | 0 | 0 | 0 | 0 | 0 | 0 | 0 | 0 | 0 | 0 | 1111 | 0 | 1111 | 938.08 | 172.92 | 33.33 | 0 | 0 | 0 | 0 | 0 | 0 | 0 | 0 | 0 | 0 | 0 | 0 | 0 | 0 | 0 | 0 | 0 | 0
2 | Source of Supply | 307 | Wells and Springs | 1117223.3328 | -2542.9 | 1114680.4328 | 611414.3609 | 503266.0719 | 22967.0343 | 626249.71 | -286.95 | 625962.76 | 412638.4309 | 213324.3291 | 13423.9879 | 76913.96 | -21.15 | 76892.81 | 11602.8 | 65290.01 | 2194.497 | 160738 | 0 | 160738 | 29357.2 | 131380.8 | 3214.76 | 73799.2128 | 0 | 73799.2128 | 44715.63 | 29083.5828 | 1072.4764 | 8246 | 0 | 8246 | 7276.58 | 969.42 | 164.92 | 171276.45 | -2234.8 | 169041.65 | 105823.72 | 63217.93 | 2896.393 | 0 | 0 | 0 | 0 | 0 | 0 | 0 | 0 | 0 | 0 | 0 | 0 | 0 | 0 | 0 | 0 | 0 | 0
2 | Source of Supply | 309 | Source of Supply Mains | 61998.9 | 0 | 61998.9 | 2125.3 | 59873.6 | 1239.978 | [6 empty] | 61998.9 | 0 | 61998.9 | 2125.3 | 59873.6 | 1239.978 | 0 | 0 | 0 | 0 | 0 | 0 | 0 | 0 | 0 | 0 | 0 | 0 | [6 empty] | 0 | 0 | 0 | 0 | 0 | 0 | 0 | 0 | 0 | 0 | 0 | 0 | 0 | 0 | 0 | 0 | 0 | 0 | 0 | 0 | 0 | 0 | 0 | 0
Pumping Planrt
3 | Pumping Plant | 304 | Structures and Improvements | 868726.47 | -23237.03 | 845489.44 | 141650.4224 | 703839.0176 | 38939.722 | 651738.17 | -23237.03 | 628501.14 | 113677.2324 | 514823.9076 | 29180.307 | 193988.3 | 0 | 193988.3 | 5265.75 | 188722.55 | 9699.415 | 0 | 0 | 0 | 0 | 0 | 0 | 23000 | 0 | 23000 | 22707.44 | 292.56 | 60 | [6 empty] | 0 | 0 | 0 | 0 | 0 | 0 | 0 | 0 | 0 | 0 | 0 | 0 | 0 | 0 | 0 | 0 | 0 | 0 | 0 | 0 | 0 | 0 | 0 | 0
3 | Pumping Plant | 310 | Power Generation Equipment | 282899.78 | -1881.83 | 281017.95 | 8397.3744 | 272620.5756 | 28101.795 | 65088.11 | -97.64 | 64990.47 | 4328.4644 | 60662.0056 | 6499.047 | 112978.36 | -886.66 | 112091.7 | 889.98 | 111201.72 | 11209.17 | 0 | 0 | 0 | 0 | 0 | 0 | 0 | 0 | 0 | 0 | 0 | 0 | [6 empty] | 104833.31 | -897.53 | 103935.78 | 3178.93 | 100756.85 | 10393.578 | 0 | 0 | 0 | 0 | 0 | 0 | 0 | 0 | 0 | 0 | 0 | 0 | 0 | 0 | 0 | 0 | 0 | 0
3 | Pumping Plant | 311 | Pumping Equipment | 2082258.07 | -58305.75 | 2023952.32 | 437398.6792 | 1586553.6408 | 186971.699 | 1470688.49 | -56115.25 | 1414573.24 | 221703.8892 | 1192869.3508 | 130834.731 | 260459.72 | -170.96 | 260288.76 | 22260.76 | 238028 | 25532.876 | 108792.75 | 0 | 108792.75 | 86752.43 | 22040.32 | 10879.275 | 108269.3 | -912.16 | 107357.14 | 70478.21 | 36878.93 | 7277.092 | 32989.98 | -167.52 | 32822.46 | 1246.84 | 31575.62 | 3282.246 | 101057.83 | -939.86 | 100117.97 | 34956.55 | 65161.42 | 9165.479 | 0 | 0 | 0 | 0 | 0 | 0 | 0 | 0 | 0 | 0 | 0 | 0 | 0 | 0 | 0 | 0 | 0 | 0
Water Treatment
4 | Water Treatment | 320 | Water Treatment Equipment | 476690.59 | -576.4 | 476114.19 | 216550.3963 | 259563.7937 | 21235.3095 | 224698.96 | -402.86 | 224296.1 | 86779.5763 | 137516.5237 | 8655.405 | 23251.84 | -173.54 | 23078.3 | 3478.46 | 19599.84 | 1153.915 | 227322.25 | 0 | 227322.25 | 125355.68 | 101966.57 | 11366.1125 | 1417.54 | 0 | 1417.54 | 936.68 | 480.86 | 59.877 | [6 empty] | 0 | 0 | 0 | 0 | 0 | 0 | 0 | 0 | 0 | 0 | 0 | 0 | 0 | 0 | 0 | 0 | 0 | 0 | 0 | 0 | 0 | 0 | 0 | 0
Transmission and Distribution Plant
5 | Transmission and Distribution Plant | 303 | Land and Land Rights | 150753 | 0 | 150753 | 0 | 150753 | 0 | 150753 | 0 | 150753 | 0 | 150753 | 0 | 0 | 0 | 0 | 0 | 0 | 0 | 0 | 0 | 0 | 0 | 0 | 0 | 0 | 0 | 0 | 0 | 0 | 0 | [6 empty] | 0 | 0 | 0 | 0 | 0 | 0 | 0 | 0 | 0 | 0 | 0 | 0 | 0 | 0 | 0 | 0 | 0 | 0 | 0 | 0 | 0 | 0 | 0 | 0
5 | Transmission and Distribution Plant | 330 | Distribution Reservoirs and Standpipes | 1850719.8 | -23425.44 | 1827294.36 | 551502.1616 | 1275792.1984 | 49061.1442 | 860938.83 | -22924.91 | 838013.92 | 248473.3616 | 589540.5584 | 25096.6576 | 369950.8 | 0 | 369950.8 | 73870.16 | 296080.64 | 10882.8662 | 299048.21 | 0 | 299048.21 | 56033.64 | 243014.57 | 5980.9642 | 128158.76 | 0 | 128158.76 | 76885 | 51273.76 | 3385.7628 | 12379 | 0 | 12379 | 10959.63 | 1419.37 | 247.58 | 180244.2 | -500.53 | 179743.67 | 85280.37 | 94463.3 | 3467.3134 | 0 | 0 | 0 | 0 | 0 | 0 | 0 | 0 | 0 | 0 | 0 | 0 | 0 | 0 | 0 | 0 | 0 | 0
5 | Transmission and Distribution Plant | 331 | Transmission and Distribution Mains | 3843859.3283 | -12512.56 | 3831346.7683 | 1612425.092 | 2218921.6763 | 73158.2606 | 892077.5924 | -3056.27 | 889021.3224 | 432795.062 | 456226.2604 | 17401.0316 | 912996.3 | -3965.21 | 909031.09 | 539417.4 | 369613.69 | 17265.2818 | 1291397.57 | 0 | 1291397.57 | 267939.07 | 1023458.5 | 25827.9514 | 61634.1759 | -1481.05 | 60153.1259 | 2495.48 | 57657.6459 | 1203.0625 | 138877.19 | -304.42 | 138572.77 | 111600.37 | 26972.4 | 2771.4554 | 546876.5 | -3705.61 | 543170.89 | 258177.71 | 284993.18 | 8689.4778 | 0 | 0 | 0 | 0 | 0 | 0 | 0 | 0 | 0 | 0 | 0 | 0 | 0 | 0 | 0 | 0 | 0 | 0
5 | Transmission and Distribution Plant | 333 | Services | 673975.8227 | -19108 | 654867.8227 | 80085.6755 | 574782.1472 | 32743.3911 | 398857.1 | -14593.76 | 384263.34 | 41618.8755 | 342644.4645 | 19213.167 | 93797.93 | -2370.04 | 91427.89 | 3471.95 | 87955.94 | 4571.3945 | 47487.6 | 0 | 47487.6 | 28987.41 | 18500.19 | 2374.38 | 10321.3227 | -527.72 | 9793.6027 | 2440.71 | 7352.8927 | 489.6801 | 4320.26 | -149.19 | 4171.07 | 101.46 | 4069.61 | 208.5535 | 119191.61 | -1467.29 | 117724.32 | 3465.27 | 114259.05 | 5886.216 | 0 | 0 | 0 | 0 | 0 | 0 | 0 | 0 | 0 | 0 | 0 | 0 | 0 | 0 | 0 | 0 | 0 | 0
5 | Transmission and Distribution Plant | 334 | Meters and Meter Installations | 279381.7386 | -12253.95 | 267127.7886 | 85541.0413 | 181586.7473 | 25565.0439 | 119738.07 | -9121.69 | 110616.38 | 33180.1113 | 77436.2687 | 9925.903 | 85556.01 | -2074.94 | 83481.07 | 3957.91 | 79523.16 | 8348.107 | 45956.1 | 0 | 45956.1 | 41778.99 | 4177.11 | 4595.61 | 11850.3986 | -79.07 | 11771.3286 | 4989.64 | 6781.6886 | 1165.1329 | 6152.26 | -578.87 | 5573.39 | 1194.72 | 4378.67 | 557.339 | 10128.9 | -399.38 | 9729.52 | 439.67 | 9289.85 | 972.952 | 0 | 0 | 0 | 0 | 0 | 0 | 0 | 0 | 0 | 0 | 0 | 0 | 0 | 0 | 0 | 0 | 0 | 0
5 | Transmission and Distribution Plant | 336 | Backflow Prevention Devices | 744 | 0 | 744 | 172 | 572 | 14.88 | [6 empty] | 744 | 0 | 744 | 172 | 572 | 14.88 | 0 | 0 | 0 | 0 | 0 | 0 | 0 | 0 | 0 | 0 | 0 | 0 | [6 empty] | 0 | 0 | 0 | 0 | 0 | 0 | 0 | 0 | 0 | 0 | 0 | 0 | 0 | 0 | 0 | 0 | 0 | 0 | 0 | 0 | 0 | 0 | 0 | 0
5 | Transmission and Distribution Plant | 339 | Other Plant and Miscellaneous Equipment | 6544.76 | 0 | 6544.76 | 3692.99 | 2851.77 | 327.238 | [6 empty] | 6544.76 | 0 | 6544.76 | 3692.99 | 2851.77 | 327.238 | 0 | 0 | 0 | 0 | 0 | 0 | 0 | 0 | 0 | 0 | 0 | 0 | [6 empty] | 0 | 0 | 0 | 0 | 0 | 0 | 0 | 0 | 0 | 0 | 0 | 0 | 0 | 0 | 0 | 0 | 0 | 0 | 0 | 0 | 0 | 0 | 0 | 0
Geneal Plant
6 | Geneal Plant | 304 | Structures & Improvements | 56637.23 | 0 | 56637.23 | 10509.7345 | 46127.4955 | 2831.8615 | 24899.96 | 0 | 24899.96 | 2382.6245 | 22517.3355 | 1244.998 | [6 empty] | 0 | 0 | 0 | 0 | 0 | 0 | 31737.27 | 0 | 31737.27 | 8127.11 | 23610.16 | 1586.8635 | 0 | 0 | 0 | 0 | 0 | 0 | 0 | 0 | 0 | 0 | 0 | 0 | 0 | 0 | 0 | 0 | 0 | 0 | 0 | 0 | 0 | 0 | 0 | 0 | 0 | 0 | 0 | 0 | 0 | 0
6 | General Plant | 340 | Office Furniture & Equipment | 1148 | 0 | 1148 | 124.1506 | 1023.8494 | 114.8 | 1148 | 0 | 1148 | 124.1506 | 1023.8494 | 114.8 | [6 empty] | 0 | 0 | 0 | 0 | 0 | 0 | 0 | 0 | 0 | 0 | 0 | 0 | 0 | 0 | 0 | 0 | 0 | 0 | 0 | 0 | 0 | 0 | 0 | 0 | 0 | 0 | 0 | 0 | 0 | 0 | 0 | 0 | 0 | 0 | 0 | 0 | 0 | 0 | 0 | 0 | 0 | 0
6 | General Plant | 341 | Transportation Equipment | 16586.05 | 0 | 16586.05 | 6775.1914 | 9810.8586 | 3317.21 | 16586.05 | 0 | 16586.05 | 6775.1914 | 9810.8586 | 3317.21 | [6 empty] | 0 | 0 | 0 | 0 | 0 | 0 | 0 | 0 | 0 | 0 | 0 | 0 | 0 | 0 | 0 | 0 | 0 | 0 | 0 | 0 | 0 | 0 | 0 | 0 | 0 | 0 | 0 | 0 | 0 | 0 | 0 | 0 | 0 | 0 | 0 | 0 | 0 | 0 | 0 | 0 | 0 | 0
6 | General Plant | 342 | Stores Equipment | 13509.49 | 0 | 13509.49 | 2141.5454 | 11367.9446 | 1350.949 | 13509.49 | 0 | 13509.49 | 2141.5454 | 11367.9446 | 1350.949 | [6 empty] | 0 | 0 | 0 | 0 | 0 | 0 | 0 | 0 | 0 | 0 | 0 | 0 | 0 | 0 | 0 | 0 | 0 | 0 | 0 | 0 | 0 | 0 | 0 | 0 | 0 | 0 | 0 | 0 | 0 | 0 | 0 | 0 | 0 | 0 | 0 | 0 | 0 | 0 | 0 | 0 | 0 | 0
6 | General Plant | 343 | Tools, Shop & Garage Equipment | 540 | 0 | 540 | 8.8706 | 531.1294 | 54 | 540 | 0 | 540 | 8.8706 | 531.1294 | 54 | [6 empty] | 0 | 0 | 0 | 0 | 0 | 0 | 0 | 0 | 0 | 0 | 0 | 0 | 0 | 0 | 0 | 0 | 0 | 0 | 0 | 0 | 0 | 0 | 0 | 0 | 0 | 0 | 0 | 0 | 0 | 0 | 0 | 0 | 0 | 0 | 0 | 0 | 0 | 0 | 0 | 0 | 0 | 0
6 | General Plant | 344 | Laboratory Equipment | 2317.71 | -29.99 | 2287.72 | 220.1267 | 2067.5933 | 228.772 | 2317.71 | -29.99 | 2287.72 | 220.1267 | 2067.5933 | 228.772 | [6 empty] | 0 | 0 | 0 | 0 | 0 | 0 | 0 | 0 | 0 | 0 | 0 | 0 | 0 | 0 | 0 | 0 | 0 | 0 | 0 | 0 | 0 | 0 | 0 | 0 | 0 | 0 | 0 | 0 | 0 | 0 | 0 | 0 | 0 | 0 | 0 | 0 | 0 | 0 | 0 | 0 | 0 | 0
6 | General Plant | 346 | Communication Equipment | 51193.58 | 0 | 51193.58 | 6805.8989 | 44387.6811 | 10238.716 | 51193.58 | 0 | 51193.58 | 6805.8989 | 44387.6811 | 10238.716 | [6 empty] | 0 | 0 | 0 | 0 | 0 | 0 | 0 | 0 | 0 | 0 | 0 | 0 | 0 | 0 | 0 | 0 | 0 | 0 | 0 | 0 | 0 | 0 | 0 | 0 | 0 | 0 | 0 | 0 | 0 | 0 | 0 | 0 | 0 | 0 | 0 | 0 | 0 | 0 | 0 | 0 | 0 | 0
Total Water |  |  |  | 12267780.9424 | -403873.85 | 11863907.0924 | 3796995.0317 | 8066912.0607 | 500556.134 | 5590284.8224 | -129866.35 | 5460418.4724 | 1613653.4117 | 3846765.0607 | 276779.6821 | 2217055.88 | -9662.5 | 2207393.38 | 670205.46 | 1537187.92 | 92439.6185 | 2262362.48 | 0 | 2262362.48 | 654720.36 | 1607642.12 | 66300.0531 | 450187.98 | -3000 | 447187.98 | 233775.9 | 213412.08 | 16299.9472 | 204389.69 | -1200 | 203189.69 | 132379.6 | 70810.09 | 7232.0939 | 1543500.09 | -260145 | 1283355.09 | 492260.3 | 791094.79 | 41504.7392 | 0 | 0 | 0 | 0 | 0 | 0 | 0 | 0 | 0 | 0 | 0 | 0 | 0 | 0 | 0 | 0 | 0 | 0
Sewer - Undine Texas environmental, LLC
Collection Plant
2 | Collection Plant | 360.21 | Collection Sewers Force - 4" to 30" PVC | 103855.83 | -10344.23 | 93511.6 | 20010.14 | 73501.46 | 1870.232 | 0 | 0 | 0 | 0 | 0 | 0 | 0 | 0 | 0 | 0 | 0 | 0 | 0 | 0 | 0 | 0 | 0 | 0 | 0 | 0 | 0 | 0 | 0 | 0 | 0 | 0 | 0 | 0 | 0 | 0 | 0 | 0 | 0 | 0 | 0 | 0 | 49618.61 | 0 | 49618.61 | 19201.18 | 30417.43 | 992.3722 | 54237.22 | -10344.23 | 43892.99 | 808.96 | 43084.03 | 877.8598 | 0 | 0 | 0 | 0 | 0 | 0
2 | Collection Plant | 361.21 | Collection Sewers Gravity - 4" to 30" PVC | 7759840.98 | 0 | 7759840.98 | 1537651.7 | 6103112.28 | 152815.2796 | 119077 | 0 | 119077 | 0 | 0 | 0 | 0 | 0 | 0 | 0 | 0 | 0 | 1125696 | 0 | 1125696 | 311737.48 | 813958.52 | 22513.92 | 0 | 0 | 0 | 0 | 0 | 0 | 0 | 0 | 0 | 0 | 0 | 0 | 0 | 0 | 0 | 0 | 0 | 0 | 209561.4 | 0 | 209561.4 | 73504.29 | 136057.11 | 4191.228 | 0 | 0 | 0 | 0 | 0 | 0 | 6305506.58 | 0 | 6305506.58 | 1152409.93 | 5153096.65 | 126110.1316
2 | Collection Plant | 361.22 | Collection Sewers Gravity - Manholes | 9524.73 | 0 | 9524.73 | 913.5 | 8611.23 | 380.9892 | 0 | 0 | 0 | 0 | 0 | 0 | 0 | 0 | 0 | 0 | 0 | 0 | 0 | 0 | 0 | 0 | 0 | 0 | 0 | 0 | 0 | 0 | 0 | 0 | 0 | 0 | 0 | 0 | 0 | 0 | 0 | 0 | 0 | 0 | 0 | 0 | 9524.73 | 0 | 9524.73 | 913.5 | 8611.23 | 380.9892 | 0 | 0 | 0 | 0 | 0 | 0 | 0 | 0 | 0 | 0 | 0 | 0
2 | Collection Plant | 363.21 | Services to Customers - Services | 53287.21 | -55.77 | 53231.44 | 11399.56 | 41831.88 | 1399.9869 | 0 | 0 | 0 | 0 | 0 | 0 | 0 | 0 | 0 | 0 | 0 | 0 | 0 | 0 | 0 | 0 | 0 | 0 | 0 | 0 | 0 | 0 | 0 | 0 | 0 | 0 | 0 | 0 | 0 | 0 | 0 | 0 | 0 | 0 | 0 | 0 | 0 | 0 | 0 | 0 | 0 | 0 | 53287.21 | -55.77 | 53231.44 | 11399.56 | 41831.88 | 1399.9869 | 0 | 0 | 0 | 0 | 0 | 0
2 | Collection Plant | 363.22 | Services to Customers - Elder Valves | 59712.58 | -3900 | 55812.58 | 11403.38 | 44409.2 | 1467.8709 | 0 | 0 | 0 | 0 | 0 | 0 | 0 | 0 | 0 | 0 | 0 | 0 | 0 | 0 | 0 | 0 | 0 | 0 | 0 | 0 | 0 | 0 | 0 | 0 | 0 | 0 | 0 | 0 | 0 | 0 | 0 | 0 | 0 | 0 | 0 | 0 | 0 | 0 | 0 | 0 | 0 | 0 | 59712.58 | -3900 | 55812.58 | 11403.38 | 44409.2 | 1467.8709 | 0 | 0 | 0 | 0 | 0 | 0
System Pumping Plant
3 | System Pumping Plant | 353.3 | Land and Land Rights | 18000 | 0 | 18000 | 0 | 18000 | 0 | 0 | 0 | 0 | 0 | 0 | 0 | 0 | 0 | 0 | 0 | 0 | 0 | 18000 | 0 | 18000 | 0 | 18000 | 0 | 0 | 0 | 0 | 0 | 0 | 0 | 0 | 0 | 0 | 0 | 0 | 0 | 0 | 0 | 0 | 0 | 0 | 0 | 0 | 0 | 0 | 0 | 0 | 0 | 0 | 0 | 0 | 0 | 0 | 0 | 0 | 0 | 0 | 0 | 0 | 0
3 | System Pumping Plant | 354.3 | Structures and Inprovements | 209177.95 | 0 | 209177.95 | 100116.81 | 109061.14 | 10298.3375 | 0 | 0 | 0 | 0 | 0 | 0 | 0 | 0 | 0 | 0 | 0 | 0 | 8028 | 0 | 8028 | 755.07 | 7272.93 | 240.84 | 0 | 0 | 0 | 0 | 0 | 0 | 0 | 0 | 0 | 0 | 0 | 0 | 0 | 0 | 0 | 0 | 0 | 0 | 0 | 0 | 0 | 0 | 0 | 0 | 0 | 0 | 0 | 0 | 0 | 0 | 201149.95 | 0 | 201149.95 | 99361.74 | 101788.21 | 10057.4975
3 | System Pumping Plant | 371.3 | Pumping Equipment | 1249649.69 | 0 | 1249649.69 | 795534.99 | 315289.92 | 120825.25 | 138824.78 | 0 | 138824.78 | 0 | 0 | 0 | 0 | 0 | 0 | 0 | 0 | 0 | 116786.39 | 0 | 116786.39 | 91418.63 | 25367.76 | 11678.639 | 0 | 0 | 0 | 0 | 0 | 0 | 0 | 0 | 0 | 0 | 0 | 0 | 0 | 0 | 0 | 0 | 0 | 0 | 97427.59 | 0 | 97427.59 | 31626.21 | 65801.38 | 19485.518 | 2690.66 | 0 | 2690.66 | 331.83 | 2358.83 | 269.066 | 893920.27 | 0 | 893920.27 | 672158.32 | 221761.95 | 89392.027
Treatment and Disposal Plant
4 | Treatment and Disposal Plant | 353.4 | Land and Land Rights | 167907.75 | 0 | 167907.75 | 0 | 166007.75 | 0 | 1900 | 0 | 1900 | 0 | 0 | 0 | 0 | 0 | 0 | 0 | 0 | 0 | 15000 | 0 | 15000 | 0 | 15000 | 0 | 0 | 0 | 0 | 0 | 0 | 0 | 0 | 0 | 0 | 0 | 0 | 0 | 0 | 0 | 0 | 0 | 0 | 0 | 95000 | 0 | 95000 | 0 | 95000 | 0 | 0 | 0 | 0 | 0 | 0 | 0 | 56007.75 | 0 | 56007.75 | 0 | 56007.75 | 0
4 | Treatment and Disposal Plant | 354.41 | Structures and Improvements | 447875.721 | 0 | 447875.721 | 78402.43 | 68217.22 | 4710.1743 | 301256.071 | 0 | 301256.071 | 0 | 0 | 0 | 0 | 0 | 0 | 0 | 0 | 0 | 52200 | 0 | 52200 | 24795.89 | 27404.11 | 1566 | 0 | 0 | 0 | 0 | 0 | 0 | 0 | 0 | 0 | 0 | 0 | 0 | 0 | 0 | 0 | 0 | 0 | 0 | 94419.65 | 0 | 94419.65 | 53606.54 | 40813.11 | 3144.1743 | 0 | 0 | 0 | 0 | 0 | 0 | 0 | 0 | 0 | 0 | 0 | 0
4 | Treatment and Disposal Plant | 354.42 | Structures and Improvements - Fencing | 5909 | 0 | 5909 | 4531.33 | 1377.67 | 260.25 | 0 | 0 | 0 | 0 | 0 | 0 | 0 | 0 | 0 | 0 | 0 | 0 | 0 | 0 | 0 | 0 | 0 | 0 | 0 | 0 | 0 | 0 | 0 | 0 | 0 | 0 | 0 | 0 | 0 | 0 | 0 | 0 | 0 | 0 | 0 | 0 | 5909 | 0 | 5909 | 4531.33 | 1377.67 | 260.25 | 0 | 0 | 0 | 0 | 0 | 0 | 0 | 0 | 0 | 0 | 0 | 0
4 | Treatment and Disposal Plant | 355.4 | Power Generating Equipment | 10500 | 0 | 10500 | 945.22 | 9554.78 | 420 | 0 | 0 | 0 | 0 | 0 | 0 | 0 | 0 | 0 | 0 | 0 | 0 | 0 | 0 | 0 | 0 | 0 | 0 | 0 | 0 | 0 | 0 | 0 | 0 | 0 | 0 | 0 | 0 | 0 | 0 | 0 | 0 | 0 | 0 | 0 | 0 | 0 | 0 | 0 | 0 | 0 | 0 | 0 | 0 | 0 | 0 | 0 | 0 | 10500 | 0 | 10500 | 945.22 | 9554.78 | 420
4 | Treatment and Disposal Plant | 371.4 | Pumping Equipment | 12641.36 | 0 | 12641.36 | 2279.06 | 10362.3 | 1264.136 | 0 | 0 | 0 | 0 | 0 | 0 | 0 | 0 | 0 | 0 | 0 | 0 | 0 | 0 | 0 | 0 | 0 | 0 | 0 | 0 | 0 | 0 | 0 | 0 | 0 | 0 | 0 | 0 | 0 | 0 | 0 | 0 | 0 | 0 | 0 | 0 | 12641.36 | 0 | 12641.36 | 2279.06 | 10362.3 | 1264.136 | 0 | 0 | 0 | 0 | 0 | 0 | 0 | 0 | 0 | 0 | 0 | 0
4 | Treatment and Disposal Plant | 380.4 | Treatment and Disposal Equipment | 4276020.89 | 0 | 4276020.89 | 1793398.44 | 2237981.93 | 161255.2148 | 244640.52 | 0 | 244640.52 | 0 | 0 | 0 | 0 | 0 | 0 | 0 | 0 | 0 | 1425360.41 | 0 | 1425360.41 | 735533.89 | 689826.52 | 57014.4164 | 0 | 0 | 0 | 0 | 0 | 0 | 0 | 0 | 0 | 0 | 0 | 0 | 0 | 0 | 0 | 0 | 0 | 0 | 1167341.03 | 0 | 1167341.03 | 579079.1 | 588261.93 | 46693.6412 | 139339.79 | 0 | 139339.79 | 64603.55 | 74736.24 | 5573.5916 | 1299339.14 | 0 | 1299339.14 | 414181.9 | 885157.24 | 51973.5656
4 | Treatment and Disposal Plant | 381.4 | Plant Sewers | 33900 | 0 | 33900 | 8663.18 | 25236.82 | 678 | 0 | 0 | 0 | 0 | 0 | 0 | 0 | 0 | 0 | 0 | 0 | 0 | 0 | 0 | 0 | 0 | 0 | 0 | 0 | 0 | 0 | 0 | 0 | 0 | 0 | 0 | 0 | 0 | 0 | 0 | 0 | 0 | 0 | 0 | 0 | 0 | 33900 | 0 | 33900 | 8663.18 | 25236.82 | 678 | 0 | 0 | 0 | 0 | 0 | 0 | 0 | 0 | 0 | 0 | 0 | 0
4 | Treatment and Disposal Plant | 382.4 | Outfall Sewer Lines | 13800 | 0 | 13800 | 5726.29 | 8073.71 | 276 | 0 | 0 | 0 | 0 | 0 | 0 | 0 | 0 | 0 | 0 | 0 | 0 | 0 | 0 | 0 | 0 | 0 | 0 | 0 | 0 | 0 | 0 | 0 | 0 | 0 | 0 | 0 | 0 | 0 | 0 | 0 | 0 | 0 | 0 | 0 | 0 | 13800 | 0 | 13800 | 5726.29 | 8073.71 | 276 | 0 | 0 | 0 | 0 | 0 | 0 | 0 | 0 | 0 | 0 | 0 | 0
General Plant
7 | General Plant | 390.71 | Office Furniture and Equipment - Furn. and Eq. | 6317 | 0 | 6317 | 6317 | 0 | 0 | 0 | 0 | 0 | 0 | 0 | 0 | 0 | 0 | 0 | 0 | 0 | 0 | 0 | 0 | 0 | 0 | 0 | 0 | 0 | 0 | 0 | 0 | 0 | 0 | 0 | 0 | 0 | 0 | 0 | 0 | 0 | 0 | 0 | 0 | 0 | 0 | 6317 | 0 | 6317 | 6317 | 0 | 0 | 0 | 0 | 0 | 0 | 0 | 0 | 0 | 0 | 0 | 0 | 0 | 0
7 | General Plant | 390.72 | Office Furniture and Equipment - Computers | 1309.78 | 0 | 1309.78 | 1309.78 | 0 | 0 | 0 | 0 | 0 | 0 | 0 | 0 | 0 | 0 | 0 | 0 | 0 | 0 | 0 | 0 | 0 | 0 | 0 | 0 | 0 | 0 | 0 | 0 | 0 | 0 | 0 | 0 | 0 | 0 | 0 | 0 | 0 | 0 | 0 | 0 | 0 | 0 | 0 | 0 | 0 | 0 | 0 | 0 | 0 | 0 | 0 | 0 | 0 | 0 | 1309.78 | 0 | 1309.78 | 1309.78 | 0 | 0
7 | General Plant | 395.7 | Power Operated Equipmwent | 39421 | 0 | 39421 | 25322.3 | 14098.7 | 1688.1 | 0 | 0 | 0 | 0 | 0 | 0 | 0 | 0 | 0 | 0 | 0 | 0 | 0 | 0 | 0 | 0 | 0 | 0 | 0 | 0 | 0 | 0 | 0 | 0 | 0 | 0 | 0 | 0 | 0 | 0 | 0 | 0 | 0 | 0 | 0 | 0 | 39421 | 0 | 39421 | 25322.3 | 14098.7 | 1688.1 | 0 | 0 | 0 | 0 | 0 | 0 | 0 | 0 | 0 | 0 | 0 | 0
7 | General Plant | 396.7 | Communicaiton Equipmwent | 45840.9 | 0 | 45840.9 | 14782.06 | 31058.84 | 8684.026 | 0 | 0 | 0 | 0 | 0 | 0 | 0 | 0 | 0 | 0 | 0 | 0 | 0 | 0 | 0 | 0 | 0 | 0 | 0 | 0 | 0 | 0 | 0 | 0 | 0 | 0 | 0 | 0 | 0 | 0 | 0 | 0 | 0 | 0 | 0 | 0 | 40999.36 | 0 | 40999.36 | 14008.22 | 26991.14 | 8199.872 | 4841.54 | 0 | 4841.54 | 773.84 | 4067.7 | 484.154 | 0 | 0 | 0 | 0 | 0 | 0
Total Sewer |  |  |  | 14524492.371 | -14300 | 14510192.371 | 4418707.17 | 9285786.83 | 468293.8472 | 805698.371 | 0 | 805698.371 | 0 | 0 | 0 | 0 | 0 | 0 | 0 | 0 | 0 | 2761070.8 | 0 | 2761070.8 | 1164240.96 | 1596829.84 | 93013.8154 | 0 | 0 | 0 | 0 | 0 | 0 | 0 | 0 | 0 | 0 | 0 | 0 | 0 | 0 | 0 | 0 | 0 | 0 | 1875880.73 | 0 | 1875880.73 | 824778.2 | 1051102.53 | 87254.2809 | 314109 | -14300 | 299809 | 89321.12 | 210487.88 | 10072.5291 | 8767733.47 | 0 | 8767733.47 | 2340366.89 | 6427366.58 | 277953.2217

## ADIT
Undine
Accumulated Deferred Taxes at 9/30/19
| Total | Orbit | Suburban | Giulf Coast | Community | Consumers | Chuck Bell | EMCAD | Sugartree | Bolivar
Water
Oriuginal Cost at 12-31-17 | 7291219.6124 | 2917533.6124 | 905259.06 | 2254460.96 | 146035 | 701042.98 | 366888 | 0 | 0 | 0
Accumul;ated Deprecaiton at 12-31-17 | 3525112.59 | 1566431.09 | 614073.78 | 555765.29 | 125611.72 | 455798.7 | 207432.01 | 0 | 0 | 0
Net Book Basis at 12-31-17 | 3766107.0224 | 1351102.5224 | 291185.28 | 1698695.67 | 20423.28 | 245244.28 | 159455.99 | 0 | 0 | 0
Tax Basis at 12-31-17 | 7930302.2924 | 2917533.6124 | 905259.06 | 2254460.96 | 203189.69 | 1282970.97 | 366888 | 0 | 0 | 0
Accumualted Tax Deprecitation at 12-31 17 | 3856840.9975 | 1525951.9475 | 709667.52 | 756667.63 | 145418.17 | 530419.99 | 188715.74 | 0 | 0 | 0
Net Tax Basis at 12-31-17 | 4073461.2949 | 1391581.6649 | 195591.54 | 1497793.33 | 57771.52 | 752550.98 | 178172.26 | 0 | 0 | 0
Basis for Deferred Taxes at 12 31-17 | -307354.2724 | -40479.1425 | 95593.74 | 200902.34 | -37348.24 | -507306.7 | -18716.27 | 0 | 0 | 0
Accumulateed Deferred Taxes at 12-31-17 | -104500.4468 | -13762.9084 | 32501.8716 | 68306.8 | -12698.4 | -172484.28 | -6363.53 | 0 | 0 | 0
Excess Deferred Taxes 1-1-18 | -39956.0496 | -5262.2885 | 12427.1862 | 26117.3086 | -4855.2696 | -65949.873 | -2433.1133 | 0 | 0 | 0
Oriuginal Cost at 9-30-18 | 6545305.5524 | 3272535.6624 | 1017564.93 | 2255204.96
Accumul;ated Deprecaiton at 9-30-18 | 2880614.68 | 1668409.13 | 614073.78 | 598131.77
Net Book Basis at 9-30-18 | 3664690.8724 | 1604126.5324 | 403491.15 | 1657073.19 | 0 | 0 | 0 | 0 | 0 | 0
Tax Basis at 9-30-18 | 6545305.5524 | 3272535.6624 | 1017564.93 | 2255204.96
Accumualted Tax Deprecitation at 9-30-18 | 3132037.85 | 1579838.75 | 729101.48 | 823097.62
Net Tax Basis at 9-30-18 | 3413267.7024 | 1692696.9124 | 288463.45 | 1432107.34 | 0 | 0 | 0 | 0 | 0 | 0
Basis for Deferred Taxes at 9-30-18 | 251423.17 | -88570.38 | 115027.7 | 224965.85 | 0 | 0 | 0 | 0 | 0 | 0
Accumulateed Deferred Taxes at 9-30-18 | 52798.8657 | -18599.7798 | 24155.817 | 47242.8285 | 0 | 0 | 0 | 0 | 0 | 0
Oriuginal Cost at 9-30-19 | 11863907.0924 | 5460418.4724 | 2207393.38 | 2262362.48 | 203189.69 | 1283355.09 | 447187.98 | 0 | 0 | 0
Accumul;ated Deprecaiton at 9-30-19 | 3796995.0317 | 1613653.4117 | 670205.46 | 654720.36 | 132379.6 | 492260.3 | 233775.9 | 0 | 0 | 0
Net Book Basis at 9-30-19 | 8066912.0607 | 3846765.0607 | 1537187.92 | 1607642.12 | 70810.09 | 791094.79 | 213412.08 | 0 | 0 | 0
Tax Basis at 9-30-19 | 11746020.4424 | 5359120.6424 | 2191188.68 | 2262362.48 | 203189.69 | 1282970.97 | 447187.98 | 0 | 0 | 0
Accumualted Tax Deprecitation at 9-30 19 | 4301932.27 | 1714867.27 | 760003.11 | 911797.19 | 146386.68 | 558411.32 | 210466.7 | 0 | 0 | 0
Net Tax Basis at 9-30-19 | 7444088.1724 | 3644253.3724 | 1431185.57 | 1350565.29 | 56803.01 | 724559.65 | 236721.28 | 0 | 0 | 0
Basis for Deferred taxes at 9-30-19 | 622823.8883 | 202511.6883 | 106002.35 | 257076.83 | 14007.08 | 66535.14 | -23309.2 | 0 | 0 | 0
Accumulated Deferred Taxes at 9-30-19 - 2018 and 2019 Property | 195337.4138 | 51028.0745 | 2185.8081 | 11796.6429 | 10784.6172 | 120506.7864 | -964.5153 | 0 | 0 | 0
ADFIT pre 2018 property | -64544.3972 | -8500.6199 | 20074.6854 | 42189.4914 | -7843.1304 | -106534.407 | -3930.4167 | 0 | 0 | 0
Protected Excess ADFIT at 9-30-19 | -35972.4044 | -4737.6348 | 11188.1873 | 23513.3952 | -4371.1959 | -59374.6259 | -2190.5303 | 0 | 0 | 0
Protected Excess ADFIT at 8-30-18 | -38248.7731 | -5037.4369 | 11896.1867 | 25001.3457 | -4647.8095 | -63131.91 | -2329.1491 | 0 | 0 | 0
Unprotected Excess ADFIT | 0 | 0 | 0 | 0 | 0 | 0 | 0 | 0 | 0 | 0
Sewer
Oriuginal Cost at 12-31-17 | 13686592.521 | 759030.631 | 0 | 2742557.69 | 0 | 0 | 0 | 1356652.05 | 238634.5 | 8589717.65
Accumul;ated Deprecaiton at 12-31-17 | 4063154.77 | 329925.35 | 0 | 1014700.49 | 0 | 0 | 0 | 683157.64 | 72980.21 | 1962391.08
Net Book Basis at 12-31-17 | 9623437.751 | 429105.281 | 0 | 1727857.2 | 0 | 0 | 0 | 673494.41 | 165654.29 | 6627326.57
Tax Basis at 12-31-17 | 13636592.521 | 759030.631 | 0 | 2742557.69 | 0 | 0 | 0 | 1356652.05 | 238634.5 | 8539717.65
Accumualted Tax Deprecitation at 12-31 17 | 6297672.4 | 478806.74 | 0 | 1743450.54 | 0 | 0 | 0 | 972990.58 | 121595.31 | 2980829.23
Net Tax Basis at 12-31-17 | 7338920.121 | 280223.891 | 0 | 999107.15 | 0 | 0 | 0 | 383661.47 | 117039.19 | 5558888.42
Basis for Deferred Taxes at 12 31-17 | 2284517.63 | 148881.39 | 0 | 728750.05 | 0 | 0 | 0 | 289832.94 | 48615.1 | 1068438.15
Accumulateed deferred Taxes at 12-31-17 | 776735.99 | 50619.67 | 0 | 247775.02 | 0 | 0 | 0 | 98543.2 | 16529.13 | 363268.97
Excess Deferred Taxes 1-1-18 | 296987.2877 | 19354.5781 | 0 | 94737.5095 | 0 | 0 | 0 | 37678.2826 | 6319.959 | 138896.9585
Oriuginal Cost at 9-30-18 | 14379388.251 | 778885.781 | 0 | 2747065.69 | 0 | 0 | 0 | 1814999.71 | 287522.35 | 8750914.72
Accumul;ated Deprecaiton at 9-30-18 | 4470355.34 | 448259.16 | 0 | 1078631.78 | 0 | 0 | 0 | 741794.82 | 79494.16 | 2122175.42
Net Book Basis at 9-30-18 | 9909032.911 | 330626.621 | 0 | 1668433.91 | 0 | 0 | 0 | 1073204.89 | 208028.19 | 6628739.3
Tax Basis at 9-30-18 | 14367870.371 | 778885.781 | 0 | 2749993.69 | 0 | 0 | 0 | 1800553.83 | 287522.35 | 8750914.72
Accumualted Tax Deprecitation at 9-30-18 | 6824553.49 | 491758.36 | 0 | 1842499.59 | 0 | 0 | 0 | 1018904.52 | 186693.41 | 3284697.61
Net Tax Basis at 9-30-18 | 7543316.881 | 287127.421 | 0 | 907494.1 | 0 | 0 | 0 | 781649.31 | 100828.94 | 5466217.11
Basis for Deferred Taxes at 9-30-18 | 2365716.03 | 43499.2 | 0 | 760939.81 | 0 | 0 | 0 | 291555.58 | 107199.25 | 1162522.19
Accumulateed Deferred Taxes at 9-30-18 | 496800.37 | 9134.83 | 0 | 159797.36 | 0 | 0 | 0 | 61226.67 | 22511.84 | 244129.66
Oriuginal Cost at 9-30-19 | 14510192.371 | 805698.371 | 0 | 2761070.8 | 0 | 0 | 0 | 1875880.73 | 299809 | 8767733.47
Accumul;ated Deprecaiton at 9-30-19 | 4880726.0543 | 462018.8843 | 0 | 1164240.96 | 0 | 0 | 0 | 824778.2 | 89321.12 | 2340366.89
Net Book Basis at 9-30-19 | 9629466.3167 | 343679.4867 | 0 | 1596829.84 | 0 | 0 | 0 | 1051102.53 | 210487.88 | 6427366.58
Tax Basis at 9-30-19 | 14498433.631 | 804529.301 | 0 | 2761070.8 | 0 | 0 | 0 | 1865291.06 | 299809 | 8767733.47
Accumualted Tax Deprecitation at 9-30 19 | 7483460.94 | 509208.07 | 0 | 1983919.94 | 0 | 0 | 0 | 1096956.26 | 201735.31 | 3691641.36
Net Tax Basis at 9-30-19 | 7014972.691 | 295321.231 | 0 | 777150.86 | 0 | 0 | 0 | 768334.8 | 98073.69 | 5076092.11
Basis for Deferred taxes at 9-30-19 | 2614493.6257 | 48358.2557 | 0 | 819678.98 | 0 | 0 | 0 | 282767.73 | 112414.19 | 1351274.47
Accumulated Deferred Taxes at 9-30-19 - 2018 and 2019 Property | 69294.9614 | -21109.8563 | 0 | 19095.0758 | 0 | 0 | 0 | -1483.6967 | 13397.8099 | 59395.6287
ADFIT pre 2018 property | 479748.7 | 31265.09 | 0 | 153037.51 | 0 | 0 | 0 | 60864.92 | 10209.17 | 224372.01
Protected Excess ADFIT at 9-30-19 | 250598.3814 | 17778.8617 | 0 | 87024.6259 | 0 | 0 | 0 | 34610.7706 | 5805.4318 | 127588.9136
Protected Excess ADFIT at 9-30-18 | 286624.9958 | 18679.2721 | 0 | 91431.9882 | 0 | 0 | 0 | 36363.6331 | 6099.4479 | 134050.6544
Unprotected Excess ADFIT | 0 | 0 | 0 | 0 | 0 | 0 | 0 | 0 | 0 | 0
Basis for amortization of Excess ADFIT
Water
Annnul Depreciation | 510482.037 | 286705.5851 | 92439.6185 | 66300.0531 | 7232.0939 | 41504.7392 | 16299.9472
Remaining Life at 9/30/19 | 15.8025
Remaining Life at 9/30/18 | 16.8025
Remaing life at 1/1/18 | 17.5525
0.9003
0.95727
Sewer
Annnul Depreciation | 487684.3402 | 19390.4931 |  | 93013.8154 |  |  |  | 87254.2809 | 10072.5291 | 277953.2217
Remaining Life at 9/30/19 | 19.7453
Remaining Life at 9/30/18 | 20.7453
Remaing life at 1/1/18 | 21.4953
0.91859
0.96511
Water
Net Additions | 5318601.54
Sewer
Net Additions | 130804.12

## Post Test Year Additions
Undine-Water
Post Test Year Additions
[12 empty] | Estimate to | Estimate to | Estimate to | Original Cost
[6 empty] | Actual | Actual | Actual | Actual | Actual |  | Complete | Complete | Complete | Pro-forma | In-service
Control# | Utility | Type | System | Project | Description | 2016 | 2017 | 2018 | 2019 | Total |  | 2019 | 2020+ | Total | Total | Date |  | Account | Service Life | Depr. Exp
299 | Consumers | Specific | Spring Forest | Building |  |  |  | 7777.76 | 44044.3 | 51822.06 |  | 0 | 0 | 0 | 51822.06 | 2019-10-01 | 304 | Structures and Improvements | 30 | 1727.4 | 569164.92
212 | Suburban | Specific | Reservoir Acres | Water Plant | Building |  |  | 7777.78 | 41201.87 | 48979.65 |  | 11020.13 |  | 11020.13 | 59999.78 | 2019-12-01 | 304 | Structures and Improvements | 30 | 1999.99 | 264585.89
279 | Consumers | Specific | Meadowlake Estates | Building |  |  |  | 0 | 35698.08 | 35698.08 |  | 14301.92 | 0 | 14301.92 | 50000 | 2019-12-01 | 304 | Structures and Improvements | 30 | 1666.67
125 | Orbit | Fencing | Sandy Meadows | Fencing | Chain Link Fence 260' |  | 0 | 0 | 0 | 0 |  | 10000 |  | 10000 | 10000 | 2019-11-01 | 304 | Structures and Improvements - Fencing | 20 | 500
31 | Orbit | Fencing | Bernard Oaks | Fencing | Fence Repair - per Andy |  |  | 0 | 0 | 0 |  | 3000 |  | 3000 | 3000 | 2019-12-01 | 304 | Structures and Improvements - Fencing | 20 | 150
71 | Orbit | Fencing | Crystal Lake Estates | Fencing | 8' Wood Fence 160' |  | 0 | 0 | 0 | 0 |  | 6000 |  | 6000 | 6000 | 2019-12-01 | 304 | Structures and Improvements - Fencing | 20 | 300
79 | Orbit | Fencing | Demi-John Place | Fencing | Chain Link Fence 390' |  | 0 | 0 | 0 | 0 |  | 3000 |  | 3000 | 3000 | 2019-12-01 | 304 | Structures and Improvements - Fencing | 20 | 150
111 | Orbit | Fencing | Rosharon Road Estates | Fencing | Chain Link Fence 200' |  | 0 | 8472 | 0 | 8472 |  | 4000 |  | 4000 | 12472 | 2019-12-01 | 304 | Structures and Improvements - Fencing | 20 | 623.6
176 | Suburban | Specific | Beaumont Place | Flagstaff | Fence |  |  | 0 | 0 | 0 |  | 14000 |  | 14000 | 14000 | 2019-12-01 | 304 | Structures and Improvements - Fencing | 20 | 700
284 | Consumers | Specific | Meadowlake Estates | Fence |  |  |  | 0 | 0 | 0 |  | 7000 | 0 | 7000 | 7000 | 2019-12-01 | 304 | Structures and Improvements - Fencing | 20 | 350
149 | Orbit | Los Robles | Los Robles | Well |  |  | 0 | 68426.45 | 131736.64 | 200163.09 |  | 43672.8 |  | 43672.8 | 243835.89 | 2019-12-01 | 307 | Wells and Springs | 30 | 8127.86
208 | Suburban | Specific | Reservoir Acres | Water Plant | Demolition |  |  | 0 | 10750 | 10750 |  |  | 0 | 0 | 10750 | 2019-12-01 | 307 | Wells and Springs | 30 | 358.33
209 | Suburban | Specific | Reservoir Acres | Water Plant | Well Testing |  |  | 0 | 0 | 0 |  | 10000 | 0 | 10000 | 10000 | 2019-12-01 | 307 | Wells and Springs | 30 | 333.33
173 | Suburban | Specific | Beaumont Place | Flagstaff | Generator |  |  | 0 | 0 | 0 |  | 49000 |  | 49000 | 49000 | 2019-12-01 | 310 | Power Generation Equipment | 10 | 4900
215 | Suburban | Specific | Reservoir Acres | Water Plant | Generator |  |  | 0 | 0 | 0 |  | 50000 | 0 | 50000 | 50000 | 2019-12-01 | 310 | Power Generation Equipment | 10 | 5000
127 | Orbit | Specific | Sandy Meadows | Pump House |  |  | 0 | 8572.44 | 20307.35 | 28879.79 |  | 28720.28 |  | 28720.28 | 57600.07 | 2019-11-01 | 311 | Pumping Equipment | 10 | 5760.01
109 | Orbit | Specific | Riverside | Pump House |  |  | 0 | 8765.47 | 23569.42 | 32334.89 |  | 18652.8 |  | 18652.8 | 50987.69 | 2019-12-01 | 311 | Pumping Equipment | 10 | 5098.77
142 | Orbit | Specific | Wilco | Pump House |  |  | 0 | 8331.15 | 25824.88 | 34156.03 |  | 16397.76 |  | 16397.76 | 50553.79 | 2019-12-01 | 311 | Pumping Equipment | 10 | 5055.38
168 | Suburban | Specific | Beaumont Place | Danvers | Site Work and Yard Piping |  |  | 17285.43 | 10010.82 | 27296.25 |  | 4989.18 | 0 | 4989.18 | 32285.43 | 2019-12-01 | 311 | Pumping Equipment | 10 | 3228.54
218 | Suburban | Specific | Reservoir Acres | Water Plant | Site Work and Yard Piping |  |  | 0 | 14800 | 14800 |  | 0 | 0 | 0 | 14800 | 2019-12-01 | 311 | Pumping Equipment | 10 | 1480
282 | Consumers | Specific | Meadowlake Estates | Electrical |  |  |  | 0 | 19354.1 | 19354.1 |  | 0 | 0 | 0 | 19354.1 | 2019-12-01 | 311 | Pumping Equipment | 10 | 1935.41
283 | Consumers | Specific | Meadowlake Estates | Site Work, Yard Piping |  |  |  | 0 | 8200 | 8200 |  | 12090 | 0 | 12090 | 20290 | 2019-12-01 | 311 | Pumping Equipment | 10 | 2029
285 | Consumers | Specific | Meadowlake Estates | Transfer Switch |  |  |  | 0 | 0 | 0 |  | 7000 | 0 | 7000 | 7000 | 2019-12-01 | 311 | Pumping Equipment | 10 | 700
171 | Suburban | Specific | Beaumont Place | Flagstaff | 115,000 Gal GST |  |  | 12241.39 | 2195.2 | 14436.59 |  | 44563.41 |  | 44563.41 | 59000 | 2019-10-01 | 330 | Distribution Reservoirs and Standpipes | 30 | 1966.67 | 292508.76
277 | Consumers | Specific | Meadowlake Estates | 6,000 Gal PST |  |  |  | 0 | 31770 | 31770 |  | 0 | 0 | 0 | 31770 | 2019-10-01 | 330 | Distribution Reservoirs and Standpipes | 30 | 1059
298 | Consumers | Specific | Spring Forest | 65,000 Gal GST |  |  |  | 11451.75 | 80456.57 | 91908.32 |  | -40000 | 0 | -40000 | 51908.32 | 2019-10-01 | 330 | Distribution Reservoirs and Standpipes | 30 | 1730.28
211 | Suburban | Specific | Reservoir Acres | Water Plant | 60,000 Gal GST |  |  | 2972.01 | 45562.43 | 48534.44 |  | 25000 |  | 25000 | 73534.44 | 2019-12-01 | 330 | Distribution Reservoirs and Standpipes | 30 | 2451.15
216 | Suburban | Specific | Reservoir Acres | Water Plant | 6,000 Gal PST |  |  | 5709.2 | 2750 | 8459.2 |  | 22836.8 | 0 | 22836.8 | 31296 | 2019-12-01 | 330 | Distribution Reservoirs and Standpipes | 30 | 1043.2
278 | Consumers | Specific | Meadowlake Estates | 60,000 Gal GST |  |  |  | 0 | 11252.4 | 11252.4 |  | 33747.6 | 0 | 33747.6 | 45000 | 2019-12-01 | 330 | Distribution Reservoirs and Standpipes | 30 | 1500
128 | Orbit | Mission Units | Sandy Meadows | Mission Units |  |  | 0 | 0 | 2127.56 | 2127.56 |  | 0 |  | 0 | 2127.56 | 2019-11-01 | 346 | Communication Equipment | 5 | 425.51 | 7127.56
143 | Orbit | Mission Units | Wilco | Mission Units |  |  | 0 | 0 | 2127.56 | 2127.56 |  | 2872.44 |  | 2872.44 | 5000 | 2019-12-01 | 346 | Communication Equipment | 5 | 1000
[8 empty] | 167782.83 | 563739.18 | 731522.01 | 0 | 401865.12 | 0 | 401865.12 | 1133387.13 |  |  |  |  | 63350.1 | 1134

## Orbit
Orbit
2019-09-30
Function |  | Account |  | CCN | PWSID | Route | Location | In-service Date | In-service Year | In-service Month | Inv. Value | Overhead | AFUDC | Original Coat | CIAC | Original Cost less CIAC | Life | Age at 9/30/19 (yrs.) | Accumulated Deprecaiton 9/30/19 | Net Plant | Depreciaton Expense | Description |  |  | Orignal Cost at 12-31-17 | Accumulated Deprecaiton 12-31-17 | Orignal Cost at 9-30-18 | Accumulated Deprecaiton 9-30-18 | Tax Basis at 12-31-17 | Tax Basis at 9-30-18 | Tax Basis at 9-30-19 | Tax Life | Age at 12-31-17 | Age at 9-30-18 | Accumulated Tax Depreciation 12-31-17 | Accumulated Tax Depreciation 9-30-18 | Accumulated Tax Depreciation 9-30-19
Water
2 | Source of Supply | 303 | Land and Land Rights | 13260 | NA | 99 | VARIOUS | 2018-10-18 | 2018 | 10 | 10200 | 2579.73 |  | 12779.73 | 0 | 12779.73 | ND | 0.95003 | 0 | 12779.73 | 0 | System Mapping Project |  |  | 0 |  | 0 | 0 | 0 | 0 | 12779.73 | ND |  |  | 0 | 0 | 0
2 | Source of Supply | 303 | Land and Land Rights | 13260 | 0200346 | 8 | ROSHARON ROAD | 2019-04-30 | 2019 | 4 | 1948.5 | 547.11 | 170.4 | 2666.01 | 0 | 2666.01 | ND | 0.41889 | 0 | 2666.01 | 0 | Survey Well Locations |  |  | 0 |  | 0 | 0 | 0 | 0 | 2495.61 | ND |  |  | 0 | 0 | 0
2 | Source of Supply | 303 | Land and Land Rights | 13260 | 0200094 | 16 | MOORELAND | 2019-04-30 | 2019 | 4 | 2760 | 778.02 | 278.24 | 3816.26 | 0 | 3816.26 | ND | 0.41889 | 0 | 3816.26 | 0 | Survey Well Locations |  |  | 0 |  | 0 | 0 | 0 | 0 | 3538.02 | ND |  |  | 0 | 0 | 0
2 | Source of Supply | 307 | Wells and Springs | 13260 | 0200185 | 20 | DEMI-JOHN PLACE | 1960-07-01 | 1960 | 7 | 4322 |  |  | 4322 | 0 | 4322 | 30 | 59.2471 | 4322 | 0 | 0 | Initial Inventory |  |  | 4322 |  | 4322 | 4322 | 4322 | 4322 | 4322 | 25 | 57.4971 | 58.2471 | 4322 | 4322 | 4322
2 | Source of Supply | 307 | Wells and Springs | 13260 | 0200053 | 18 | SNUG HARBOR | 1965-07-01 | 1965 | 7 | 1312 |  |  | 1312 | 0 | 1312 | 30 | 54.2478 | 1312 | 0 | 0 | Initial Inventory |  |  | 1312 |  | 1312 | 1312 | 1312 | 1312 | 1312 | 25 | 52.4978 | 53.2478 | 1312 | 1312 | 1312
2 | Source of Supply | 307 | Wells and Springs | 13260 | 0200094 | 16 | MOORELAND | 1979-07-01 | 1979 | 7 | 4750 |  |  | 4750 | 0 | 4750 | 30 | 40.2491 | 4750 | 0 | 0 | Initial Inventory |  |  | 4750 |  | 4750 | 4750 | 4750 | 4750 | 4750 | 25 | 38.4991 | 39.2491 | 4750 | 4750 | 4750
2 | Source of Supply | 307 | Wells and Springs | 13260 | 0200245 | 25 | BEECHWOOD | 1979-07-01 | 1979 | 7 | 30000 |  |  | 30000 | 0 | 30000 | 30 | 40.2491 | 30000 | 0 | 0 | Initial Inventory |  |  | 30000 |  | 30000 | 30000 | 30000 | 30000 | 30000 | 25 | 38.4991 | 39.2491 | 30000 | 30000 | 30000
2 | Source of Supply | 307 | Wells and Springs | 13260 | 0200275 | 1 | CORONADO | 1980-07-01 | 1980 | 7 | 6500 |  |  | 6500 | 0 | 6500 | 30 | 39.2471 | 6500 | 0 | 0 | Initial Inventory |  |  | 6500 |  | 6500 | 6500 | 6500 | 6500 | 6500 | 25 | 37.4971 | 38.2471 | 6500 | 6500 | 6500
2 | Source of Supply | 307 | Wells and Springs | 13260 | 0200338 | 19 | BERNARD OAKS | 1980-07-01 | 1980 | 7 | 4750 |  |  | 4750 | 0 | 4750 | 30 | 39.2471 | 4750 | 0 | 0 | Initial Inventory |  |  | 4750 |  | 4750 | 4750 | 4750 | 4750 | 4750 | 25 | 37.4971 | 38.2471 | 4750 | 4750 | 4750
2 | Source of Supply | 307 | Wells and Springs | 13260 | 0200275 | 1 | CORONADO | 1981-07-01 | 1981 | 7 | 6500 |  |  | 6500 | 0 | 6500 | 30 | 38.2478 | 6500 | 0 | 0 | Initial Inventory |  |  | 6500 |  | 6500 | 6500 | 6500 | 6500 | 6500 | 25 | 36.4978 | 37.2478 | 6500 | 6500 | 6500
2 | Source of Supply | 307 | Wells and Springs | 13260 | 0200323 | 5 | BLUE SAGE | 1981-07-01 | 1981 | 7 | 7050 |  |  | 7050 | 0 | 7050 | 30 | 38.2478 | 7050 | 0 | 0 | Initial Inventory |  |  | 7050 |  | 7050 | 7050 | 7050 | 7050 | 7050 | 25 | 36.4978 | 37.2478 | 7050 | 7050 | 7050
2 | Source of Supply | 307 | Wells and Springs | 13260 | 0200324 | 3 | COLONY COVE | 1982-07-01 | 1982 | 7 | 13444 |  |  | 13444 | 0 | 13444 | 30 | 37.2485 | 13444 | 0 | 0 | Initial Inventory |  |  | 13444 |  | 13444 | 13444 | 13444 | 13444 | 13444 | 25 | 35.4985 | 36.2485 | 13444 | 13444 | 13444
2 | Source of Supply | 307 | Wells and Springs | 13260 | 0200325 | 6 | BRANDI | 1982-07-01 | 1982 | 7 | 8639 |  |  | 8639 | 0 | 8639 | 30 | 37.2485 | 8639 | 0 | 0 | Initial Inventory |  |  | 8639 |  | 8639 | 8639 | 8639 | 8639 | 8639 | 25 | 35.4985 | 36.2485 | 8639 | 8639 | 8639
2 | Source of Supply | 307 | Wells and Springs | 13260 | 0200460 | 12 | SAN BERNARD | 1982-07-01 | 1982 | 7 | 40000 |  |  | 40000 | 0 | 40000 | 30 | 37.2485 | 40000 | 0 | 0 | Initial Inventory |  |  | 40000 |  | 40000 | 40000 | 40000 | 40000 | 40000 | 25 | 35.4985 | 36.2485 | 40000 | 40000 | 40000
2 | Source of Supply | 307 | Wells and Springs | 13260 | 0200339 | 23 | LARKSPUR | 1982-07-01 | 1982 | 7 | 3500 |  |  | 3500 | 0 | 3500 | 30 | 37.2485 | 3500 | 0 | 0 | Initial Inventory |  |  | 3500 |  | 3500 | 3500 | 3500 | 3500 | 3500 | 25 | 35.4985 | 36.2485 | 3500 | 3500 | 3500
2 | Source of Supply | 307 | Wells and Springs | 13260 | 0200370 | 22 | WOLF GLEN | 1983-07-01 | 1983 | 7 | 5000 |  |  | 5000 | 0 | 5000 | 30 | 36.2491 | 5000 | 0 | 0 | Initial Inventory |  |  | 5000 |  | 5000 | 5000 | 5000 | 5000 | 5000 | 25 | 34.4991 | 35.2491 | 5000 | 5000 | 5000
2 | Source of Supply | 307 | Wells and Springs | 13260 | 0200506 | 29 | LEE RIDGE | 1984-07-01 | 1984 | 7 | 14650 |  |  | 14650 | 0 | 14650 | 30 | 35.2471 | 14650 | 0 | 0 | Initial Inventory |  |  | 14650 |  | 14650 | 14650 | 14650 | 14650 | 14650 | 25 | 33.4971 | 34.2471 | 14650 | 14650 | 14650
2 | Source of Supply | 307 | Wells and Springs | 13260 | 0200244 | 13 | ANGLE ACRES | 1985-07-01 | 1985 | 7 | 9000 |  |  | 9000 | 0 | 9000 | 30 | 34.2478 | 9000 | 0 | 0 | Initial Inventory |  |  | 9000 |  | 9000 | 9000 | 9000 | 9000 | 9000 | 25 | 32.4978 | 33.2478 | 9000 | 9000 | 9000
2 | Source of Supply | 307 | Wells and Springs | 13260 | 0200410 | 15 | BRIAR MEADOWS | 1985-07-01 | 1985 | 7 | 9000 |  |  | 9000 | 0 | 9000 | 30 | 34.2478 | 9000 | 0 | 0 | Initial Inventory |  |  | 9000 |  | 9000 | 9000 | 9000 | 9000 | 9000 | 25 | 32.4978 | 33.2478 | 9000 | 9000 | 9000
2 | Source of Supply | 307 | Wells and Springs | 13260 | 0200110, 0200108 | 17 | RYAN LONG | 1985-07-01 | 1985 | 7 | 10000 |  |  | 10000 | 0 | 10000 | 30 | 34.2478 | 10000 | 0 | 0 | Initial Inventory |  |  | 10000 |  | 10000 | 10000 | 10000 | 10000 | 10000 | 25 | 32.4978 | 33.2478 | 10000 | 10000 | 10000
2 | Source of Supply | 307 | Wells and Springs | 13260 | 0200432 | 27 | MARK V | 1985-07-01 | 1985 | 7 | 10000 |  |  | 10000 | 0 | 10000 | 30 | 34.2478 | 10000 | 0 | 0 | Initial Inventory |  |  | 10000 |  | 10000 | 10000 | 10000 | 10000 | 10000 | 25 | 32.4978 | 33.2478 | 10000 | 10000 | 10000
2 | Source of Supply | 307 | Wells and Springs | 13260 | 1610102 | 14 | SPANISH BIT | 1987-07-01 | 1987 | 7 | 26000 |  |  | 26000 | 0 | 26000 | 30 | 32.2491 | 26000 | 0 | 0 | Initial Inventory |  |  | 26000 |  | 26000 | 26000 | 26000 | 26000 | 26000 | 25 | 30.4991 | 31.2491 | 26000 | 26000 | 26000
2 | Source of Supply | 307 | Wells and Springs | 13260 | 0200058 | 28 | RIVERSIDE ESTATES | 1987-07-01 | 1987 | 7 | 8423 |  |  | 8423 | 0 | 8423 | 30 | 32.2491 | 8423 | 0 | 0 | Initial Inventory |  |  | 8423 |  | 8423 | 8423 | 8423 | 8423 | 8423 | 25 | 30.4991 | 31.2491 | 8423 | 8423 | 8423
2 | Source of Supply | 307 | Wells and Springs | 13260 | 0200185 | 11 | DEMI-JOHN ISLAND | 1991-07-01 | 1991 | 7 | 21106 |  |  | 21106 | 0 | 21106 | 30 | 28.2491 | 19874.2147 | 1231.7853 | 702.8298 | Initial Inventory |  |  | 21106 |  | 21106 | 19170.68 | 21106 | 21106 | 21106 | 25 | 26.4991 | 27.2491 | 21106 | 21106 | 21106
2 | Source of Supply | 307 | Wells and Springs | 13260 | 0200273 | 4 | COUNTRY MEADOWS | 1992-07-01 | 1992 | 7 | 12260 |  |  | 12260 | 0 | 12260 | 30 | 27.2471 | 11134.9779 | 1125.0221 | 408.258 | Initial Inventory |  |  | 12260 |  | 12260 | 10726.31 | 12260 | 12260 | 12260 | 25 | 25.4971 | 26.2471 | 12260 | 12260 | 12260
2 | Source of Supply | 307 | Wells and Springs | 13260 | 0200460 | 12 | SAN BERNARD | 1993-07-01 | 1993 | 7 | 1200 |  |  | 1200 | 0 | 1200 | 30 | 26.2478 | 1049.911 | 150.089 | 39.96 | Initial Inventory |  |  | 1200 |  | 1200 | 1009.91 | 1200 | 1200 | 1200 | 25 | 24.4978 | 25.2478 | 1175.89 | 1200 | 1200
2 | Source of Supply | 307 | Wells and Springs | 13260 | 0200335 | 7 | SANDY MEADOW | 1997-07-01 | 1997 | 7 | 20500 |  |  | 20500 | 0 | 20500 | 30 | 22.2478 | 15202.6466 | 5297.3534 | 682.65 | Initial Inventory |  |  | 20500 |  | 20500 | 14519.31 | 20500 | 20500 | 20500 | 25 | 20.4978 | 21.2478 | 16808.18 | 17423.18 | 18243.18
2 | Source of Supply | 307 | Wells and Springs | 13260 | 0200346 | 8 | ROSHARON ROAD | 1997-07-01 | 1997 | 7 | 20500 |  |  | 20500 | 0 | 20500 | 30 | 22.2478 | 15202.6466 | 5297.3534 | 682.65 | Initial Inventory |  |  | 20500 |  | 20500 | 14519.31 | 20500 | 20500 | 20500 | 25 | 20.4978 | 21.2478 | 16808.18 | 17423.18 | 18243.18
2 | Source of Supply | 307 | Wells and Springs | 13260 | 0200338 | 19 | BERNARD OAKS | 1997-07-01 | 1997 | 7 | 13500 |  |  | 13500 | 0 | 13500 | 30 | 22.2478 | 10011.499 | 3488.501 | 449.55 | Initial Inventory |  |  | 13500 |  | 13500 | 9561.5 | 13500 | 13500 | 13500 | 25 | 20.4978 | 21.2478 | 11068.8 | 11473.8 | 12013.8
2 | Source of Supply | 307 | Wells and Springs | 13260 | 0200083 | 24 | WILCO | 1997-07-01 | 1997 | 7 | 11500 |  |  | 11500 | 0 | 11500 | 30 | 22.2478 | 8528.3139 | 2971.6861 | 382.95 | Initial Inventory |  |  | 11500 |  | 11500 | 8144.98 | 11500 | 11500 | 11500 | 25 | 20.4978 | 21.2478 | 9428.98 | 9773.98 | 10233.98
2 | Source of Supply | 307 | Wells and Springs | 13260 | 0200432 | 27 | MARK V | 1997-07-01 | 1997 | 7 | 21000 |  |  | 21000 | 0 | 21000 | 30 | 22.2478 | 15573.4428 | 5426.5572 | 699.3 | Initial Inventory |  |  | 21000 |  | 21000 | 14873.44 | 21000 | 21000 | 21000 | 25 | 20.4978 | 21.2478 | 17218.13 | 17848.13 | 18688.13
2 | Source of Supply | 307 | Wells and Springs | 13260 | 0200274 | 2 | COUNTRY ACRES | 1998-07-01 | 1998 | 7 | 17496 |  |  | 17496 | 0 | 17496 | 30 | 21.2485 | 12392.1018 | 5103.8982 | 582.6168 | Initial Inventory |  |  | 17496 |  | 17496 | 11808.9 | 17496 | 17496 | 17496 | 25 | 19.4985 | 20.2485 | 13645.8 | 14170.68 | 14870.52
2 | Source of Supply | 307 | Wells and Springs | 13260 | 0200325 | 6 | BRANDI | 1998-07-01 | 1998 | 7 | 4000 |  |  | 4000 | 0 | 4000 | 30 | 21.2485 | 2833.128 | 1166.872 | 133.2 | Initial Inventory |  |  | 4000 |  | 4000 | 2699.79 | 4000 | 4000 | 4000 | 25 | 19.4985 | 20.2485 | 3119.75 | 3239.75 | 3399.75
2 | Source of Supply | 307 | Wells and Springs | 13260 | 0200410 | 15 | BRIAR MEADOWS | 1998-07-01 | 1998 | 7 | 2000 |  |  | 2000 | 0 | 2000 | 30 | 21.2485 | 1416.564 | 583.436 | 66.6 | Initial Inventory |  |  | 2000 |  | 2000 | 1349.9 | 2000 | 2000 | 2000 | 25 | 19.4985 | 20.2485 | 1559.88 | 1619.88 | 1699.88
2 | Source of Supply | 307 | Wells and Springs | 13260 | 0200592 | 30 | QUAIL VALLEY | 1999-07-01 | 1999 | 7 | 9793 |  |  | 9793 | 0 | 9793 | 30 | 20.2491 | 6609.9957 | 3183.0043 | 326.1069 | Initial Inventory |  |  | 9793 |  | 9793 | 6283.56 | 9793 | 9793 | 9793 | 25 | 18.4991 | 19.2491 | 7246.48 | 7540.27 | 7931.99
2 | Source of Supply | 307 | Wells and Springs | 13260 | 0200604 | 32 | COLONY TRAILS | 2001-07-01 | 2001 | 7 | 6844 |  |  | 6844 | 0 | 6844 | 30 | 18.2478 | 4162.9258 | 2681.0742 | 227.9052 | Initial Inventory |  |  | 6844 |  | 6844 | 3934.79 | 6844 | 6844 | 6844 | 25 | 16.4978 | 17.2478 | 4516.43 | 4721.75 | 4995.51
2 | Source of Supply | 307 | Wells and Springs | 13260 | 0200370 | 22 | WOLF GLEN | 2005-07-01 | 2005 | 7 | 10624 |  |  | 10624 | 0 | 10624 | 30 | 14.2478 | 5045.6122 | 5578.3878 | 353.7792 | Initial Inventory |  |  | 10624 |  | 10624 | 4691.48 | 10624 | 10624 | 10624 | 25 | 12.4978 | 13.2478 | 5311.05 | 5629.77 | 6054.73
2 | Source of Supply | 307 | Wells and Springs | 13260 | 0200638 | 34 | VILLAGE LAKES | 2007-07-01 | 2007 | 7 | 18108 |  |  | 18108 | 0 | 18108 | 30 | 12.2491 | 7393.5836 | 10714.4164 | 602.9964 | Initial Inventory |  |  | 18108 |  | 18108 | 6789.98 | 18108 | 18108 | 18108 | 25 | 10.4991 | 11.2491 | 7604.74 | 8147.98 | 8872.3
2 | Source of Supply | 307 | Wells and Springs | 13260 | 0200638 | 34 | VILLAGE LAKES | 2007-07-01 | 2007 | 7 | 18108 |  |  | 18108 | 0 | 18108 | 30 | 12.2491 | 7393.5836 | 10714.4164 | 602.9964 | Initial Inventory |  |  | 18108 |  | 18108 | 6789.98 | 18108 | 18108 | 18108 | 25 | 10.4991 | 11.2491 | 7604.74 | 8147.98 | 8872.3
2 | Source of Supply | 307 | Wells and Springs | 13260 | 0790504 | 36 | TEJAS LAKES | 2008-07-01 | 2008 | 7 | 14239 |  |  | 14239 | 0 | 14239 | 30 | 11.2471 | 5338.2443 | 8900.7557 | 474.1587 | Initial Inventory |  |  | 14239 |  | 14239 | 4863.61 | 14239 | 14239 | 14239 | 25 | 9.4971 | 10.2471 | 5409.16 | 5836.33 | 6405.89
2 | Source of Supply | 307 | Wells and Springs | 13260 | 0790425 | 39 | RIVER RANCH/723 | 2008-07-01 | 2008 | 7 | 14130 |  |  | 14130 | 0 | 14130 | 30 | 11.2471 | 5297.3799 | 8832.6201 | 470.529 | Initial Inventory |  |  | 14130 |  | 14130 | 4826.38 | 14130 | 14130 | 14130 | 25 | 9.4971 | 10.2471 | 5367.76 | 5791.66 | 6356.86
2 | Source of Supply | 307 | Wells and Springs | 13260 | 0790425 | 39 | RIVER RANCH/723 | 2008-07-01 | 2008 | 7 | 25494 |  |  | 25494 | 0 | 25494 | 30 | 11.2471 | 9557.778 | 15936.222 | 848.9502 | Initial Inventory |  |  | 25494 |  | 25494 | 8707.98 | 25494 | 25494 | 25494 | 25 | 9.4971 | 10.2471 | 9684.75 | 10449.57 | 11469.33
2 | Source of Supply | 307 | Wells and Springs | 13260 | 0200335 | 7 | SANDY MEADOW | 2009-07-01 | 2009 | 7 | 1630 |  |  | 1630 | 0 | 1630 | 30 | 10.2478 | 556.7958 | 1073.2042 | 54.279 | Initial Inventory |  |  | 1630 |  | 1630 | 502.46 | 1630 | 1630 | 1630 | 25 | 8.4978 | 9.2478 | 554.05 | 602.95 | 668.15
2 | Source of Supply | 307 | Wells and Springs | 13260 | 0200346 | 8 | ROSHARON ROAD | 2009-07-01 | 2009 | 7 | 3551 |  |  | 3551 | 0 | 3551 | 30 | 10.2478 | 1212.995 | 2338.005 | 118.2483 | Initial Inventory |  |  | 3551 |  | 3551 | 1094.63 | 3551 | 3551 | 3551 | 25 | 8.4978 | 9.2478 | 1207.02 | 1313.55 | 1455.59
2 | Source of Supply | 307 | Wells and Springs | 13260 | 0200460 | 12 | SAN BERNARD | 2009-07-01 | 2009 | 7 | 1364 |  |  | 1364 | 0 | 1364 | 30 | 10.2478 | 465.9322 | 898.0678 | 45.4212 | Initial Inventory |  |  | 1364 |  | 1364 | 420.47 | 1364 | 1364 | 1364 | 25 | 8.4978 | 9.2478 | 463.64 | 504.56 | 559.12
2 | Source of Supply | 307 | Wells and Springs | 13260 | 0200110, 0200108 | 17 | RYAN LONG | 2009-07-01 | 2009 | 7 | 3354 |  |  | 3354 | 0 | 3354 | 30 | 10.2478 | 1145.7013 | 2208.2987 | 111.6882 | Initial Inventory |  |  | 3354 |  | 3354 | 1033.9 | 3354 | 3354 | 3354 | 25 | 8.4978 | 9.2478 | 1140.06 | 1240.68 | 1374.84
2 | Source of Supply | 307 | Wells and Springs | 13260 | 1610102 | 14 | SPANISH BIT | 2011-07-01 | 2011 | 7 | 4250 |  |  | 4250 | 0 | 4250 | 30 | 8.2491 | 1168.6288 | 3081.3712 | 141.525 | Initial Inventory |  |  | 4250 |  | 4250 | 1026.96 | 4250 | 4250 | 4250 | 25 | 6.4991 | 7.2491 | 1104.85 | 1232.35 | 1402.35
2 | Source of Supply | 307 | Wells and Springs | 13260 | 0200094 | 16 | MOORELAND | 2011-07-01 | 2011 | 7 | 5500 |  |  | 5500 | 0 | 5500 | 30 | 8.2491 | 1512.3431 | 3987.6569 | 183.15 | Initial Inventory |  |  | 5500 |  | 5500 | 1329.01 | 5500 | 5500 | 5500 | 25 | 6.4991 | 7.2491 | 1429.81 | 1594.81 | 1814.81
2 | Source of Supply | 307 | Wells and Springs | 13260 | 0200083 | 24 | WILCO | 2011-07-01 | 2011 | 7 | 5500 |  |  | 5500 | 0 | 5500 | 30 | 8.2491 | 1512.3431 | 3987.6569 | 183.15 | Initial Inventory |  |  | 5500 |  | 5500 | 1329.01 | 5500 | 5500 | 5500 | 25 | 6.4991 | 7.2491 | 1429.81 | 1594.81 | 1814.81
2 | Source of Supply | 307 | Wells and Springs | 13260 | 0200604 | 32 | COLONY TRAILS | 2011-07-01 | 2011 | 7 | 7500 |  |  | 7500 | 0 | 7500 | 30 | 8.2491 | 2062.2861 | 5437.7139 | 249.75 | Initial Inventory |  |  | 7500 |  | 7500 | 1812.29 | 7500 | 7500 | 7500 | 25 | 6.4991 | 7.2491 | 1949.74 | 2174.74 | 2474.74
2 | Source of Supply | 307 | Wells and Springs | 13260 | 0200335 | 7 | SANDY MEADOW | 2012-07-01 | 2012 | 7 | 6400 |  |  | 6400 | 0 | 6400 | 30 | 7.2471 | 1546.0461 | 4853.9539 | 213.12 | Initial Inventory |  |  | 6400 |  | 6400 | 1332.71 | 6400 | 6400 | 6400 | 25 | 5.4971 | 6.2471 | 1407.26 | 1599.26 | 1855.26
2 | Source of Supply | 307 | Wells and Springs | 13260 | 0200335 | 7 | SANDY MEADOW | 2012-07-01 | 2012 | 7 | 15000 |  |  | 15000 | 0 | 15000 | 30 | 7.2471 | 3623.5455 | 11376.4545 | 499.5 | Initial Inventory |  |  | 15000 |  | 15000 | 3123.55 | 15000 | 15000 | 15000 | 25 | 5.4971 | 6.2471 | 3298.25 | 3748.25 | 4348.25
2 | Source of Supply | 307 | Wells and Springs | 13260 | 0200410 | 15 | BRIAR MEADOWS | 2012-07-01 | 2012 | 7 | 5500 |  |  | 5500 | 0 | 5500 | 30 | 7.2471 | 1328.6334 | 4171.3666 | 183.15 | Initial Inventory |  |  | 5500 |  | 5500 | 1145.3 | 5500 | 5500 | 5500 | 25 | 5.4971 | 6.2471 | 1209.36 | 1374.36 | 1594.36
2 | Source of Supply | 307 | Wells and Springs | 13260 | 0200110, 0200108 | 17 | RYAN LONG | 2012-07-01 | 2012 | 7 | 3800 |  |  | 3800 | 0 | 3800 | 30 | 7.2471 | 917.9649 | 2882.0351 | 126.54 | Initial Inventory |  |  | 3800 |  | 3800 | 791.3 | 3800 | 3800 | 3800 | 25 | 5.4971 | 6.2471 | 835.56 | 949.56 | 1101.56
2 | Source of Supply | 307 | Wells and Springs | 13260 | 0200410 | 15 | BRIAR MEADOWS | 2013-07-01 | 2013 | 7 | 825 |  |  | 825 | 0 | 825 | 30 | 6.2478 | 171.8138 | 653.1862 | 27.4725 | Initial Inventory |  |  | 825 |  | 825 | 144.31 | 825 | 825 | 825 | 25 | 4.4978 | 5.2478 | 148.43 | 173.18 | 206.18
2 | Source of Supply | 307 | Wells and Springs | 13260 | 0200110, 0200108 | 17 | RYAN LONG | 2013-07-01 | 2013 | 7 | 3324.51 |  |  | 3324.51 | 0 | 3324.51 | 30 | 6.2478 | 692.3597 | 2632.1503 | 110.7062 | Initial Inventory |  |  | 3324.51 |  | 3324.51 | 581.54 | 3324.51 | 3324.51 | 3324.51 | 25 | 4.4978 | 5.2478 | 598.12 | 697.85 | 830.83
2 | Source of Supply | 307 | Wells and Springs | 13260 | 0200604 | 32 | COLONY TRAILS | 2013-07-01 | 2013 | 7 | 2132.3 |  |  | 2132.3 | 0 | 2132.3 | 30 | 6.2478 | 444.0711 | 1688.2289 | 71.0056 | Initial Inventory |  |  | 2132.3 |  | 2132.3 | 372.99 | 2132.3 | 2132.3 | 2132.3 | 25 | 4.4978 | 5.2478 | 383.62 | 447.59 | 532.89
2 | Source of Supply | 307 | Wells and Springs | 13260 | NA | 99 | VARIOUS | 2013-07-01 | 2013 | 7 | 1402.48 |  |  | 1402.48 | 0 | 1402.48 | 30 | 6.2478 | 292.0793 | 1110.4007 | 46.7026 | Initial Inventory |  |  | 1402.48 |  | 1402.48 | 245.33 | 1402.48 | 1402.48 | 1402.48 | 25 | 4.4978 | 5.2478 | 252.32 | 294.4 | 350.5
2 | Source of Supply | 307 | Wells and Springs | 13260 | 0200335 | 7 | SANDY MEADOW | 2014-07-01 | 2014 | 7 | 2015.92 |  |  | 2015.92 | 0 | 2015.92 | 30 | 5.2485 | 352.6825 | 1663.2375 | 67.1301 | Initial Inventory |  |  | 2015.92 |  | 2015.92 | 285.49 | 2015.92 | 2015.92 | 2015.92 | 25 | 3.4985 | 4.2485 | 282.1 | 342.58 | 423.22
2 | Source of Supply | 307 | Wells and Springs | 13260 | 0200346 | 8 | ROSHARON ROAD | 2014-07-01 | 2014 | 7 | 1899.84 |  |  | 1899.84 | 0 | 1899.84 | 30 | 5.2485 | 332.3745 | 1567.4655 | 63.2647 | Initial Inventory |  |  | 1899.84 |  | 1899.84 | 269.05 | 1899.84 | 1899.84 | 1899.84 | 25 | 3.4985 | 4.2485 | 265.86 | 322.86 | 398.85
2 | Source of Supply | 307 | Wells and Springs | 13260 | 0200185 | 20 | DEMI-JOHN ISLAND | 2014-07-01 | 2014 | 7 | 1681.51 |  |  | 1681.51 | 0 | 1681.51 | 30 | 5.2485 | 294.1779 | 1387.3321 | 55.9943 | Initial Inventory |  |  | 1681.51 |  | 1681.51 | 238.13 | 1681.51 | 1681.51 | 1681.51 | 25 | 3.4985 | 4.2485 | 235.31 | 285.75 | 353.01
2 | Source of Supply | 307 | Wells and Springs | 13260 | 0200083 | 24 | WILCO | 2014-07-01 | 2014 | 7 | 2757.17 |  |  | 2757.17 | 0 | 2757.17 | 30 | 5.2485 | 482.3632 | 2274.8068 | 91.8138 | Initial Inventory |  |  | 2757.17 |  | 2757.17 | 390.46 | 2757.17 | 2757.17 | 2757.17 | 25 | 3.4985 | 4.2485 | 385.83 | 468.55 | 578.84
2 | Source of Supply | 307 | Wells and Springs | 13260 | 0200274 | 2 | COUNTRY ACRES | 2015-07-01 | 2015 | 7 | 2456.75 |  |  | 2456.75 | 0 | 2456.75 | 30 | 4.2491 | 347.9695 | 2108.7805 | 81.8098 | Initial Inventory |  |  | 2456.75 |  | 2456.75 | 266.08 | 2456.75 | 2456.75 | 2456.75 | 25 | 2.4991 | 3.2491 | 245.59 | 319.29 | 417.56
2 | Source of Supply | 307 | Wells and Springs | 13260 | 0200273 | 4 | COUNTRY MEADOWS | 2015-07-01 | 2015 | 7 | 10487.53 |  |  | 10487.53 | 0 | 10487.53 | 30 | 4.2491 | 1485.4343 | 9002.0957 | 349.2347 | Initial Inventory |  |  | 10487.53 |  | 10487.53 | 1135.85 | 10487.53 | 10487.53 | 10487.53 | 25 | 2.4991 | 3.2491 | 1048.39 | 1363.02 | 1782.52
2 | Source of Supply | 307 | Wells and Springs | 13260 | 0200323 | 5 | BLUE SAGE | 2015-07-01 | 2015 | 7 | 2140.7 |  |  | 2140.7 | 0 | 2140.7 | 30 | 4.2491 | 303.2048 | 1837.4952 | 71.2853 | Initial Inventory |  |  | 2140.7 |  | 2140.7 | 231.85 | 2140.7 | 2140.7 | 2140.7 | 25 | 2.4991 | 3.2491 | 214 | 278.22 | 363.85
2 | Source of Supply | 307 | Wells and Springs | 13260 | 0200335 | 7 | SANDY MEADOW | 2015-07-01 | 2015 | 7 | 4328.85 |  |  | 4328.85 | 0 | 4328.85 | 30 | 4.2491 | 613.1303 | 3715.7197 | 144.1507 | Initial Inventory |  |  | 4328.85 |  | 4328.85 | 468.84 | 4328.85 | 4328.85 | 4328.85 | 25 | 2.4991 | 3.2491 | 432.74 | 562.6 | 735.76
2 | Source of Supply | 307 | Wells and Springs | 13260 | 0200346 | 8 | ROSHARON ROAD | 2015-07-01 | 2015 | 7 | 2184.82 |  |  | 2184.82 | 0 | 2184.82 | 30 | 4.2491 | 309.4539 | 1875.3661 | 72.7545 | Initial Inventory |  |  | 2184.82 |  | 2184.82 | 236.63 | 2184.82 | 2184.82 | 2184.82 | 25 | 2.4991 | 3.2491 | 218.41 | 283.95 | 371.34
2 | Source of Supply | 307 | Wells and Springs | 13260 | 0200185 | 20 | DEMI-JOHN ISLAND | 2015-07-01 | 2015 | 7 | 4033.68 |  |  | 4033.68 | 0 | 4033.68 | 30 | 4.2491 | 571.323 | 3462.357 | 134.3215 | Initial Inventory |  |  | 4033.68 |  | 4033.68 | 436.87 | 4033.68 | 4033.68 | 4033.68 | 25 | 2.4991 | 3.2491 | 403.23 | 524.24 | 685.59
2 | Source of Supply | 307 | Wells and Springs | 13260 | 0200083 | 24 | WILCO | 2015-07-01 | 2015 | 7 | 3170.75 |  |  | 3170.75 | 0 | 3170.75 | 30 | 4.2491 | 449.0992 | 2721.6508 | 105.586 | Initial Inventory |  |  | 3170.75 |  | 3170.75 | 343.41 | 3170.75 | 3170.75 | 3170.75 | 25 | 2.4991 | 3.2491 | 316.97 | 412.09 | 538.92
2 | Source of Supply | 307 | Wells and Springs | 13260 | 0200604 | 32 | COLONY TRAILS | 2015-07-01 | 2015 | 7 | 1367.9 |  |  | 1367.9 | 0 | 1367.9 | 30 | 4.2491 | 193.7468 | 1174.1532 | 45.5511 | Initial Inventory |  |  | 1367.9 |  | 1367.9 | 148.15 | 1367.9 | 1367.9 | 1367.9 | 25 | 2.4991 | 3.2491 | 136.74 | 177.78 | 232.5
2 | Source of Supply | 307 | Wells and Springs | 13260 | 0790425 | 39 | RIVER RANCH/723 | 2015-07-01 | 2015 | 7 | 1974.29 |  |  | 1974.29 | 0 | 1974.29 | 30 | 4.2491 | 279.6348 | 1694.6552 | 65.7439 | Initial Inventory |  |  | 1974.29 |  | 1974.29 | 213.83 | 1974.29 | 1974.29 | 1974.29 | 25 | 2.4991 | 3.2491 | 197.36 | 256.59 | 335.56
2 | Source of Supply | 307 | Wells and Springs | 13260 | 0200323 | 5 | BLUE SAGE | 2016-07-01 | 2016 | 7 | 4122 |  |  | 4122 | 0 | 4122 | 30 | 3.2471 | 446.1503 | 3675.8497 | 137.2626 | Initial Inventory |  |  | 4122 |  | 4122 | 308.75 | 4122 | 4122 | 4122 | 25 | 1.4971 | 2.2471 | 246.84 | 370.5 | 535.38
2 | Source of Supply | 307 | Wells and Springs | 13260 | 0790425 | 39 | RIVER RANCH/723 | 2016-07-01 | 2016 | 7 | 2138 |  |  | 2138 | 0 | 2138 | 30 | 3.2471 | 231.4094 | 1906.5906 | 71.1954 | Initial Inventory |  |  | 2138 |  | 2138 | 160.14 | 2138 | 2138 | 2138 | 25 | 1.4971 | 2.2471 | 128.03 | 192.17 | 277.69
2 | Source of Supply | 307 | Wells and Springs | 13260 | 0200275 | 1 | CORONADO | 2017-10-31 | 2017 | 10 | 787.88 |  |  | 787.88 | 0 | 787.88 | 30 | 1.9138 | 50.2604 | 737.6196 | 26.2364 | Well repair |  |  | 787.88 |  | 787.88 | 24 | 787.88 | 787.88 | 787.88 | 25 | 0.16376 | 0.91376 | 15.7576 | 28.8 | 60.31
2 | Source of Supply | 307 | Wells and Springs | 13260 | 0200324 | 3 | COLONY COVE | 2017-10-31 | 2017 | 10 | 632.35 |  |  | 632.35 | 0 | 632.35 | 30 | 1.9138 | 40.3388 | 592.0112 | 21.0573 | Replaced Control Box |  |  | 632.35 |  | 632.35 | 19.26 | 632.35 | 632.35 | 632.35 | 25 | 0.16376 | 0.91376 | 12.647 | 23.11 | 48.41
2 | Source of Supply | 307 | Wells and Springs | 13260 | 0200273 | 4 | COUNTRY MEADOWS | 2017-10-31 | 2017 | 10 | 908.75 |  |  | 908.75 | 0 | 908.75 | 30 | 1.9138 | 57.9709 | 850.7791 | 30.2614 | Well repair |  |  | 908.75 |  | 908.75 | 27.68 | 908.75 | 908.75 | 908.75 | 25 | 0.16376 | 0.91376 | 18.175 | 33.22 | 69.57
2 | Source of Supply | 307 | Wells and Springs | 13260 | 0200110, 0200108 | 17 | RYAN LONG | 2017-10-31 | 2017 | 10 | 530 |  |  | 530 | 0 | 530 | 30 | 1.9138 | 33.8097 | 496.1903 | 17.649 | Replaced control box and break 1 1/2 HP Control Box |  |  | 530 |  | 530 | 16.14 | 530 | 530 | 530 | 25 | 0.16376 | 0.91376 | 10.6 | 19.37 | 40.57
2 | Source of Supply | 307 | Wells and Springs | 13260 | 0200338 | 19 | BERNARD OAKS | 2017-10-31 | 2017 | 10 | 482.35 |  |  | 482.35 | 0 | 482.35 | 30 | 1.9138 | 30.77 | 451.58 | 16.0623 | Installed new Control Box |  |  | 482.35 |  | 482.35 | 14.69 | 482.35 | 482.35 | 482.35 | 25 | 0.16376 | 0.91376 | 9.647 | 17.63 | 36.92
2 | Source of Supply | 307 | Wells and Springs | 13260 | 0200338 | 19 | BERNARD OAKS | 2018-04-03 | 2018 | 4 | 730.69 | 156.65 |  | 887.34 | 0 | 887.34 | 30 | 1.4921 | 44.1342 | 843.2058 | 29.5484 | New Well Control Box |  |  |  |  | 887.34 | 14.56 |  | 887.34 | 887.34 | 25 |  | 0.49213 |  | 17.47 | 52.96
2 | Source of Supply | 307 | Wells and Springs | 13260 | 0200506 | 29 | LEE RIDGE | 2019-06-18 | 2019 | 6 | 11045.4 | 7029.44 |  | 18074.84 | -273.18 | 17801.66 | 30 | 0.28474 | 168.9594 | 17632.7006 | 592.7953 | Well Rehab | [5 empty] | 0 |  |  | 17801.66 | 25 |  |  |  | 0 | 267.02
2 | Source of Supply | 307 | Wells and Springs | 13260 | 0200273 | 4 | COUNTRY MEADOWS | 2019-06-25 | 2019 | 6 | 185.61 | 118.12 |  | 303.73 | -4.59 | 299.14 | 30 | 0.26557 | 2.6481 | 296.4919 | 9.9614 | Liquid level sensor f/ whitewater | [5 empty] | 0 |  |  | 299.14 | 25 |  |  |  | 0 | 4.49
2 | Source of Supply | 307 | Wells and Springs | 13260 | 0200273 | 4 | COUNTRY MEADOWS | 2019-06-25 | 2019 | 6 | 371.22 | 236.25 |  | 607.47 | -9.18 | 598.29 | 30 | 0.26557 | 5.2963 | 592.9937 | 19.9231 | Liquid level sensor f/ whitewater | [5 empty] | 0 |  |  | 598.29 | 25 |  |  |  | 0 | 8.97
22927.76
3 | Pumping Plant | 304 | Structures and Improvements | 13260 | 0200275 | 1 | CORONADO | 1980-07-01 | 1980 | 7 | 2086 |  |  | 2086 | 0 | 2086 | 20 | 39.2471 | 2086 | 0 | 0 | Initial Inventory |  |  | 2086 |  | 2086 | 2086 | 2086 | 2086 | 2086 | 25 | 37.4971 | 38.2471 | 2086 | 2086 | 2086
3 | Pumping Plant | 304 | Structures and Improvements | 13260 | 0200274 | 2 | COUNTRY ACRES | 1980-07-01 | 1980 | 7 | 1241 |  |  | 1241 | 0 | 1241 | 20 | 39.2471 | 1241 | 0 | 0 | Initial Inventory |  |  | 1241 |  | 1241 | 1241 | 1241 | 1241 | 1241 | 25 | 37.4971 | 38.2471 | 1241 | 1241 | 1241
3 | Pumping Plant | 304 | Structures and Improvements | 13260 | 0200273 | 4 | COUNTRY MEADOWS | 1981-07-01 | 1981 | 7 | 1043 |  |  | 1043 | 0 | 1043 | 20 | 38.2478 | 1043 | 0 | 0 | Initial Inventory |  |  | 1043 |  | 1043 | 1043 | 1043 | 1043 | 1043 | 25 | 36.4978 | 37.2478 | 1043 | 1043 | 1043
3 | Pumping Plant | 304 | Structures and Improvements | 13260 | 0200323 | 5 | BLUE SAGE | 1981-07-01 | 1981 | 7 | 1043 |  |  | 1043 | 0 | 1043 | 20 | 38.2478 | 1043 | 0 | 0 | Initial Inventory |  |  | 1043 |  | 1043 | 1043 | 1043 | 1043 | 1043 | 25 | 36.4978 | 37.2478 | 1043 | 1043 | 1043
3 | Pumping Plant | 304 | Structures and Improvements | 13260 | 0200335 | 7 | SANDY MEADOW | 1982-07-01 | 1982 | 7 | 1522 |  |  | 1522 | 0 | 1522 | 20 | 37.2485 | 1522 | 0 | 0 | Initial Inventory |  |  | 1522 |  | 1522 | 1522 | 1522 | 1522 | 1522 | 25 | 35.4985 | 36.2485 | 1522 | 1522 | 1522
3 | Pumping Plant | 304 | Structures and Improvements | 13260 | 0200339 | 23 | LARKSPUR | 1982-07-01 | 1982 | 7 | 500 |  |  | 500 | 0 | 500 | 20 | 37.2485 | 500 | 0 | 0 | Initial Inventory |  |  | 500 |  | 500 | 500 | 500 | 500 | 500 | 25 | 35.4985 | 36.2485 | 500 | 500 | 500
3 | Pumping Plant | 304 | Structures and Improvements | 13260 | 0200506 | 29 | LEE RIDGE | 1984-07-01 | 1984 | 7 | 138 |  |  | 138 | 0 | 138 | 20 | 35.2471 | 138 | 0 | 0 | Initial Inventory |  |  | 138 |  | 138 | 138 | 138 | 138 | 138 | 25 | 33.4971 | 34.2471 | 138 | 138 | 138
3 | Pumping Plant | 304 | Structures and Improvements | 13260 | 0200244 | 13 | ANGLE ACRES | 1985-07-01 | 1985 | 7 | 3500 |  |  | 3500 | 0 | 3500 | 20 | 34.2478 | 3500 | 0 | 0 | Initial Inventory |  |  | 3500 |  | 3500 | 3500 | 3500 | 3500 | 3500 | 25 | 32.4978 | 33.2478 | 3500 | 3500 | 3500
3 | Pumping Plant | 304 | Structures and Improvements | 13260 | 0200410 | 15 | BRIAR MEADOWS | 1985-07-01 | 1985 | 7 | 3500 |  |  | 3500 | 0 | 3500 | 20 | 34.2478 | 3500 | 0 | 0 | Initial Inventory |  |  | 3500 |  | 3500 | 3500 | 3500 | 3500 | 3500 | 25 | 32.4978 | 33.2478 | 3500 | 3500 | 3500
3 | Pumping Plant | 304 | Structures and Improvements | 13260 | 0200110, 0200108 | 17 | RYAN LONG | 1985-07-01 | 1985 | 7 | 2000 |  |  | 2000 | 0 | 2000 | 20 | 34.2478 | 2000 | 0 | 0 | Initial Inventory |  |  | 2000 |  | 2000 | 2000 | 2000 | 2000 | 2000 | 25 | 32.4978 | 33.2478 | 2000 | 2000 | 2000
3 | Pumping Plant | 304 | Structures and Improvements | 13260 | 0200432 | 27 | MARK V | 1985-07-01 | 1985 | 7 | 3500 |  |  | 3500 | 0 | 3500 | 20 | 34.2478 | 3500 | 0 | 0 | Initial Inventory |  |  | 3500 |  | 3500 | 3500 | 3500 | 3500 | 3500 | 25 | 32.4978 | 33.2478 | 3500 | 3500 | 3500
3 | Pumping Plant | 304 | Structures and Improvements | 13260 | 0200058 | 28 | RIVERSIDE ESTATES | 1985-07-01 | 1985 | 7 | 1154 |  |  | 1154 | 0 | 1154 | 20 | 34.2478 | 1154 | 0 | 0 | Initial Inventory |  |  | 1154 |  | 1154 | 1154 | 1154 | 1154 | 1154 | 25 | 32.4978 | 33.2478 | 1154 | 1154 | 1154
3 | Pumping Plant | 304 | Structures and Improvements | 13260 | 1610102 | 14 | SPANISH BIT | 1987-07-01 | 1987 | 7 | 1000 |  |  | 1000 | 0 | 1000 | 20 | 32.2491 | 1000 | 0 | 0 | Initial Inventory |  |  | 1000 |  | 1000 | 1000 | 1000 | 1000 | 1000 | 25 | 30.4991 | 31.2491 | 1000 | 1000 | 1000
3 | Pumping Plant | 304 | Structures and Improvements | 13260 | 0200273 | 4 | COUNTRY MEADOWS | 1992-07-01 | 1992 | 7 | 3240 |  |  | 3240 | 0 | 3240 | 20 | 27.2471 | 3240 | 0 | 0 | Initial Inventory |  |  | 3240 |  | 3240 | 3240 | 3240 | 3240 | 3240 | 25 | 25.4971 | 26.2471 | 3240 | 3240 | 3240
3 | Pumping Plant | 304 | Structures and Improvements | 13260 | 0200274 | 2 | COUNTRY ACRES | 1997-07-01 | 1997 | 7 | 1000 |  |  | 1000 | 0 | 1000 | 20 | 22.2478 | 1000 | 0 | 0 | Initial Inventory |  |  | 1000 |  | 1000 | 1000 | 1000 | 1000 | 1000 | 25 | 20.4978 | 21.2478 | 819.91 | 849.91 | 889.91
3 | Pumping Plant | 304 | Structures and Improvements | 13260 | 0200273 | 4 | COUNTRY MEADOWS | 1997-07-01 | 1997 | 7 | 1200 |  |  | 1200 | 0 | 1200 | 20 | 22.2478 | 1200 | 0 | 0 | Initial Inventory |  |  | 1200 |  | 1200 | 1200 | 1200 | 1200 | 1200 | 25 | 20.4978 | 21.2478 | 983.89 | 1019.89 | 1067.89
3 | Pumping Plant | 304 | Structures and Improvements | 13260 | 0200110, 0200108 | 17 | RYAN LONG | 1997-07-01 | 1997 | 7 | 1000 |  |  | 1000 | 0 | 1000 | 20 | 22.2478 | 1000 | 0 | 0 | Initial Inventory |  |  | 1000 |  | 1000 | 1000 | 1000 | 1000 | 1000 | 25 | 20.4978 | 21.2478 | 819.91 | 849.91 | 889.91
3 | Pumping Plant | 304 | Structures and Improvements | 13260 | 0200083 | 24 | WILCO | 1997-07-01 | 1997 | 7 | 1500 |  |  | 1500 | 0 | 1500 | 20 | 22.2478 | 1500 | 0 | 0 | Initial Inventory |  |  | 1500 |  | 1500 | 1500 | 1500 | 1500 | 1500 | 25 | 20.4978 | 21.2478 | 1229.87 | 1274.87 | 1334.87
3 | Pumping Plant | 304 | Structures and Improvements | 13260 | 0200432 | 27 | MARK V | 1997-07-01 | 1997 | 7 | 4000 |  |  | 4000 | 0 | 4000 | 20 | 22.2478 | 4000 | 0 | 0 | Initial Inventory |  |  | 4000 |  | 4000 | 4000 | 4000 | 4000 | 4000 | 25 | 20.4978 | 21.2478 | 3279.64 | 3399.64 | 3559.64
3 | Pumping Plant | 304 | Structures and Improvements | 13260 | 0200058 | 28 | RIVERSIDE ESTATES | 1997-07-01 | 1997 | 7 | 6000 |  |  | 6000 | 0 | 6000 | 20 | 22.2478 | 6000 | 0 | 0 | Initial Inventory |  |  | 6000 |  | 6000 | 6000 | 6000 | 6000 | 6000 | 25 | 20.4978 | 21.2478 | 4919.47 | 5099.47 | 5339.47
3 | Pumping Plant | 304 | Structures and Improvements | 13260 | 0200274 | 2 | COUNTRY ACRES | 1998-07-01 | 1998 | 7 | 1628 |  |  | 1628 | 0 | 1628 | 20 | 21.2485 | 1628 | 0 | 0 | Initial Inventory |  |  | 1628 |  | 1628 | 1628 | 1628 | 1628 | 1628 | 25 | 19.4985 | 20.2485 | 1269.74 | 1318.58 | 1383.7
3 | Pumping Plant | 304 | Structures and Improvements | 13260 | 0200370 | 22 | WOLF GLEN | 1998-07-01 | 1998 | 7 | 1500 |  |  | 1500 | 0 | 1500 | 20 | 21.2485 | 1500 | 0 | 0 | Initial Inventory |  |  | 1500 |  | 1500 | 1500 | 1500 | 1500 | 1500 | 25 | 19.4985 | 20.2485 | 1169.91 | 1214.91 | 1274.91
3 | Pumping Plant | 304 | Structures and Improvements | 13260 | 0200592 | 30 | QUAIL VALLEY | 1999-07-01 | 1999 | 7 | 1600 |  |  | 1600 | 0 | 1600 | 20 | 20.2491 | 1600 | 0 | 0 | Initial Inventory |  |  | 1600 |  | 1600 | 1539.93 | 1600 | 1600 | 1600 | 25 | 18.4991 | 19.2491 | 1183.95 | 1231.95 | 1295.95
3 | Pumping Plant | 304 | Structures and Improvements | 13260 | 0200083 | 24 | WILCO | 2000-07-01 | 2000 | 7 | 500 |  |  | 500 | 0 | 500 | 20 | 19.2471 | 481.1773 | 18.8227 | 25 | Initial Inventory |  |  | 500 |  | 500 | 456.18 | 500 | 500 | 500 | 25 | 17.4971 | 18.2471 | 349.94 | 364.94 | 384.94
3 | Pumping Plant | 304 | Structures and Improvements | 13260 | 0200506 | 29 | LEE RIDGE | 2000-07-01 | 2000 | 7 | 500 |  |  | 500 | 0 | 500 | 20 | 19.2471 | 481.1773 | 18.8227 | 25 | Initial Inventory |  |  | 500 |  | 500 | 456.18 | 500 | 500 | 500 | 25 | 17.4971 | 18.2471 | 349.94 | 364.94 | 384.94
3 | Pumping Plant | 304 | Structures and Improvements | 13260 | 0200244 | 13 | ANGLE ACRES | 2001-07-01 | 2001 | 7 | 500 |  |  | 500 | 0 | 500 | 20 | 18.2478 | 456.1944 | 43.8056 | 25 | Initial Inventory |  |  | 500 |  | 500 | 431.19 | 500 | 500 | 500 | 25 | 16.4978 | 17.2478 | 329.96 | 344.96 | 364.96
3 | Pumping Plant | 304 | Structures and Improvements | 13260 | 0200335 | 7 | SANDY MEADOW | 2002-07-01 | 2002 | 7 | 1200 |  |  | 1200 | 0 | 1200 | 20 | 17.2485 | 1034.9076 | 165.0924 | 60 | Initial Inventory |  |  | 1200 |  | 1200 | 974.91 | 1200 | 1200 | 1200 | 25 | 15.4985 | 16.2485 | 743.93 | 779.93 | 827.93
3 | Pumping Plant | 304 | Structures and Improvements | 13260 | 0200432 | 27 | MARK V | 2002-07-01 | 2002 | 7 | 1000 |  |  | 1000 | 0 | 1000 | 20 | 17.2485 | 862.423 | 137.577 | 50 | Initial Inventory |  |  | 1000 |  | 1000 | 812.42 | 1000 | 1000 | 1000 | 25 | 15.4985 | 16.2485 | 619.94 | 649.94 | 689.94
3 | Pumping Plant | 304 | Structures and Improvements | 13260 | 0200604 | 32 | COLONY TRAILS | 2002-07-01 | 2002 | 7 | 1881 |  |  | 1881 | 0 | 1881 | 20 | 17.2485 | 1622.2177 | 258.7823 | 94.05 | Initial Inventory |  |  | 1881 |  | 1881 | 1528.17 | 1881 | 1881 | 1881 | 25 | 15.4985 | 16.2485 | 1166.1 | 1222.53 | 1297.77
3 | Pumping Plant | 304 | Structures and Improvements | 13260 | 0200185 | 11 | DEMI-JOHN ISLAND | 2005-07-01 | 2005 | 7 | 47169.22 |  |  | 47169.22 | 0 | 47169.22 | 20 | 14.2478 | 33602.8228 | 13566.3972 | 2358.461 | Initial Inventory |  |  | 47169.22 |  | 47169.22 | 31244.36 | 47169.22 | 47169.22 | 47169.22 | 25 | 12.4978 | 13.2478 | 23580.41 | 24995.49 | 26882.26
3 | Pumping Plant | 304 | Structures and Improvements | 13260 | 0200275 | 1 | CORONADO | 2006-07-01 | 2006 | 7 | 1662 |  |  | 1662 | 0 | 1662 | 20 | 13.2485 | 1100.947 | 561.053 | 83.1 | Initial Inventory |  |  | 1662 |  | 1662 | 1017.85 | 1662 | 1662 | 1662 | 25 | 11.4985 | 12.2485 | 764.42 | 814.28 | 880.76
3 | Pumping Plant | 304 | Structures and Improvements | 13260 | 0200323 | 5 | BLUE SAGE | 2006-07-01 | 2006 | 7 | 1662 |  |  | 1662 | 0 | 1662 | 20 | 13.2485 | 1100.947 | 561.053 | 83.1 | Initial Inventory |  |  | 1662 |  | 1662 | 1017.85 | 1662 | 1662 | 1662 | 25 | 11.4985 | 12.2485 | 764.42 | 814.28 | 880.76
3 | Pumping Plant | 304 | Structures and Improvements | 13260 | 1610102 | 14 | SPANISH BIT | 2006-07-01 | 2006 | 7 | 1662 |  |  | 1662 | 0 | 1662 | 20 | 13.2485 | 1100.947 | 561.053 | 83.1 | Initial Inventory |  |  | 1662 |  | 1662 | 1017.85 | 1662 | 1662 | 1662 | 25 | 11.4985 | 12.2485 | 764.42 | 814.28 | 880.76
3 | Pumping Plant | 304 | Structures and Improvements | 13260 | 0200410 | 15 | BRIAR MEADOWS | 2006-07-01 | 2006 | 7 | 1662 |  |  | 1662 | 0 | 1662 | 20 | 13.2485 | 1100.947 | 561.053 | 83.1 | Initial Inventory |  |  | 1662 |  | 1662 | 1017.85 | 1662 | 1662 | 1662 | 25 | 11.4985 | 12.2485 | 764.42 | 814.28 | 880.76
3 | Pumping Plant | 304 | Structures and Improvements | 13260 | 0200638 | 34 | VILLAGE LAKES | 2007-07-01 | 2007 | 7 | 6571 |  |  | 6571 | 0 | 6571 | 20 | 12.2491 | 4024.4564 | 2546.5436 | 328.55 | Initial Inventory |  |  | 6571 |  | 6571 | 3695.91 | 6571 | 6571 | 6571 | 25 | 10.4991 | 11.2491 | 2759.6 | 2956.73 | 3219.57
3 | Pumping Plant | 304 | Structures and Improvements | 13260 | 0200185 | 11 | DEMI-JOHN ISLAND | 2009-07-01 | 2009 | 7 | 225 |  |  | 225 | 0 | 225 | 20 | 10.2478 | 115.2875 | 109.7125 | 11.25 | Initial Inventory |  |  | 225 |  | 225 | 104.04 | 225 | 225 | 225 | 25 | 8.4978 | 9.2478 | 76.48 | 83.23 | 92.23
3 | Pumping Plant | 304 | Structures and Improvements | 13260 | 0200604 | 32 | COLONY TRAILS | 2010-07-01 | 2010 | 7 | 598 |  |  | 598 | 0 | 598 | 20 | 9.2485 | 276.529 | 321.471 | 29.9 | Initial Inventory |  |  | 598 |  | 598 | 246.63 | 598 | 598 | 598 | 25 | 7.4985 | 8.2485 | 179.36 | 197.3 | 221.22
3 | Pumping Plant | 304 | Structures and Improvements | 13260 | 0790425 | 39 | RIVER RANCH/723 | 2012-07-01 | 2012 | 7 | 5220 |  |  | 5220 | 0 | 5220 | 20 | 7.2471 | 1891.4908 | 3328.5092 | 261 | Initial Inventory |  |  | 5220 |  | 5220 | 1630.49 | 5220 | 5220 | 5220 | 25 | 5.4971 | 6.2471 | 1147.79 | 1304.39 | 1513.19
3 | Pumping Plant | 304 | Structures and Improvements | 13260 | 0200110, 0200108 | 17 | RYAN LONG | 2014-07-01 | 2014 | 7 | 3920 |  |  | 3920 | 0 | 3920 | 20 | 5.2485 | 1028.6982 | 2891.3018 | 196 | Initial Inventory |  |  | 3920 |  | 3920 | 832.7 | 3920 | 3920 | 3920 | 25 | 3.4985 | 4.2485 | 548.56 | 666.16 | 822.96
3 | Pumping Plant | 304 | Structures and Improvements | 13260 | 0200058 | 28 | RIVERSIDE ESTATES | 2014-07-01 | 2014 | 7 | 2230 |  |  | 2230 | 0 | 2230 | 20 | 5.2485 | 585.2033 | 1644.7967 | 111.5 | Initial Inventory |  |  | 2230 |  | 2230 | 473.7 | 2230 | 2230 | 2230 | 25 | 3.4985 | 4.2485 | 312.06 | 378.96 | 468.16
3 | Pumping Plant | 304 | Structures and Improvements | 13260 | 0200244 | 13 | ANGLE ACRES | 2015-07-01 | 2015 | 7 | 4600 |  |  | 4600 | 0 | 4600 | 20 | 4.2491 | 977.3032 | 3622.6968 | 230 | Initial Inventory |  |  | 4600 |  | 4600 | 747.3 | 4600 | 4600 | 4600 | 25 | 2.4991 | 3.2491 | 459.84 | 597.84 | 781.84
3 | Pumping Plant | 304 | Structures and Improvements | 13260 | 0200432 | 27 | MARK V | 2015-07-01 | 2015 | 7 | 2167.74 |  |  | 2167.74 | 0 | 2167.74 | 20 | 4.2491 | 460.552 | 1707.188 | 108.387 | Initial Inventory |  |  | 2167.74 |  | 2167.74 | 352.17 | 2167.74 | 2167.74 | 2167.74 | 25 | 2.4991 | 3.2491 | 216.7 | 281.73 | 368.44
3 | Pumping Plant | 304 | Structures and Improvements | 13260 | 0200058 | 28 | RIVERSIDE ESTATES | 2015-07-01 | 2015 | 7 | 2564.5 |  |  | 2564.5 | 0 | 2564.5 | 20 | 4.2491 | 544.8465 | 2019.6535 | 128.225 | Initial Inventory |  |  | 2564.5 |  | 2564.5 | 416.62 | 2564.5 | 2564.5 | 2564.5 | 25 | 2.4991 | 3.2491 | 256.36 | 333.3 | 435.88
3 | Pumping Plant | 304 | Structures and Improvements | 13260 | 0200244 | 13 | ANGLE ACRES | 2016-07-01 | 2016 | 7 | 8000 |  |  | 8000 | 0 | 8000 | 20 | 3.2471 | 1298.8364 | 6701.1636 | 400 | Initial Inventory |  |  | 8000 |  | 8000 | 898.84 | 8000 | 8000 | 8000 | 25 | 1.4971 | 2.2471 | 479.07 | 719.07 | 1039.07
3 | Pumping Plant | 304 | Structures and Improvements | 13260 | 0200110, 0200108 | 17 | RYAN LONG | 2016-07-01 | 2016 | 7 | 1940 |  |  | 1940 | 0 | 1940 | 20 | 3.2471 | 314.9678 | 1625.0322 | 97 | Initial Inventory |  |  | 1940 |  | 1940 | 217.97 | 1940 | 1940 | 1940 | 25 | 1.4971 | 2.2471 | 116.17 | 174.37 | 251.97
3 | Pumping Plant | 304 | Structures and Improvements | 13260 | 0200083 | 24 | WILCO | 2016-07-01 | 2016 | 7 | 1729 |  |  | 1729 | 0 | 1729 | 20 | 3.2471 | 280.711 | 1448.289 | 86.45 | Initial Inventory |  |  | 1729 |  | 1729 | 194.26 | 1729 | 1729 | 1729 | 25 | 1.4971 | 2.2471 | 103.54 | 155.41 | 224.57
3 | Pumping Plant | 304 | Structures and Improvements | 13260 | 0200058 | 28 | RIVERSIDE ESTATES | 2016-07-01 | 2016 | 7 | 145 |  |  | 145 | 0 | 145 | 20 | 3.2471 | 23.5414 | 121.4586 | 7.25 | Initial Inventory |  |  | 145 |  | 145 | 16.29 | 145 | 145 | 145 | 25 | 1.4971 | 2.2471 | 8.68 | 13.03 | 18.83
3 | Pumping Plant | 304 | Structures and Improvements | 13260 | 0200604 | 32 | COLONY TRAILS | 2016-07-01 | 2016 | 7 | 10128 |  |  | 10128 | 0 | 10128 | 20 | 3.2471 | 1644.3269 | 8483.6731 | 506.4 | Initial Inventory |  |  | 10128 |  | 10128 | 1137.93 | 10128 | 10128 | 10128 | 25 | 1.4971 | 2.2471 | 606.5 | 910.34 | 1315.46
3 | Pumping Plant | 304 | Structures and Improvements | 13260 | 0200460 | 12 | SAN BERNARD | 2018-02-28 | 2018 | 2 | 4569.93 | 979.71 |  | 5549.64 | 0 | 5549.64 | 20 | 1.5852 | 439.8688 | 5109.7712 | 277.482 | Stabilized Road for Truck and Machine Acces |  |  |  |  | 5549.64 | 162.39 |  | 5549.64 | 5549.64 | 25 |  | 0.58522 |  | 129.91 | 351.9
3 | Pumping Plant | 304 | Structures and Improvements | 13260 | 0200053 | 18 | SNUG HARBOR | 2018-05-01 | 2018 | 5 | 4140 | 887.55 |  | 5027.55 | 0 | 5027.55 | 20 | 1.4155 | 355.817 | 4671.733 | 251.3775 | Fence Installation |  |  |  |  | 5027.55 | 104.44 |  | 5027.55 | 5027.55 | 25 |  | 0.41547 |  | 83.55 | 284.65
3 | Pumping Plant | 304 | Structures and Improvements | 13260 | 0200346 | 8 | ROSHARON ROAD | 2018-06-04 | 2018 | 6 | 8472 | 1816.25 |  | 10288.25 | 0 | 10288.25 | 20 | 1.3224 | 680.2498 | 9608.0002 | 514.4125 | Installed Chain Link Fence w/ Gate |  |  |  |  | 10288.25 | 165.84 |  | 10288.25 | 10288.25 | 25 |  | 0.32238 |  | 132.67 | 544.2
3 | Pumping Plant | 304 | Structures and Improvements | 13260 | 0200324 | 3 | COLONY COVE | 2018-06-30 | 2018 | 6 | 7698.26 | 1650.38 |  | 9348.64 | 0 | 9348.64 | 20 | 1.2512 | 584.8499 | 8763.7901 | 467.432 | Installed Driveway |  |  |  |  | 9348.64 | 117.42 |  | 9348.64 | 9348.64 | 25 |  | 0.2512 |  | 93.93 | 467.88
3 | Pumping Plant | 304 | Structures and Improvements | 13260 | 0790504 | 36 | TEJAS LAKES | 2018-07-31 | 2018 | 7 | 11522.18 | 2470.15 |  | 13992.33 | 0 | 13992.33 | 20 | 1.1663 | 815.9798 | 13176.3502 | 699.6165 | Materials and Labor for Fence |  |  |  |  | 13992.33 | 116.36 |  | 13992.33 | 13992.33 | 25 |  | 0.16632 |  | 93.09 | 652.78
3 | Pumping Plant | 304 | Structures and Improvements | 13260 | 0200094 | 16 | MOORELAND | 2018-08-28 | 2018 | 8 | 3200 | 686.03 |  | 3886.03 | 0 | 3886.03 | 20 | 1.0897 | 211.7235 | 3674.3065 | 194.3015 | Fence |  |  |  |  | 3886.03 | 17.42 |  | 3886.03 | 3886.03 | 25 |  | 0.089665 |  | 13.94 | 169.38
3 | Pumping Plant | 304 | Structures and Improvements | 13260 | 0200185 | 11 | DEMI-JOHN ISLAND | 2018-09-07 | 2018 | 9 | 6000 | 1517.49 |  | 7517.49 | 0 | 7517.49 | 20 | 1.0623 | 399.2863 | 7118.2037 | 375.8745 | Deposit for Fence |  |  |  |  | 7517.49 | 23.41 |  | 7517.49 | 7517.49 | 25 |  | 0.062286 |  | 18.73 | 319.43
3 | Pumping Plant | 304 | Structures and Improvements | 13260 | 0200185 | 11 | DEMI-JOHN ISLAND | 2018-09-08 | 2018 | 9 | 6900 | 1745.11 |  | 8645.11 | 0 | 8645.11 | 20 | 1.0595 | 457.9956 | 8187.1144 | 432.2555 | Completion of Fence |  |  |  |  | 8645.11 | 25.74 |  | 8645.11 | 8645.11 | 25 |  | 0.059548 |  | 20.59 | 366.4
3 | Pumping Plant | 304 | Structures and Improvements | 13260 | 0200324 | 3 | COLONY COVE | 2019-04-30 | 2019 | 4 | 1289.02 | 359.9 | 87.9 | 1736.82 | -97.5 | 1639.32 | 20 | 0.41889 | 34.3348 | 1604.9852 | 81.966 | Cut and Removed Branches Encroaching on Property Line @ Colony Cove | [5 empty] | 0 |  |  | 1551.42 | 25 |  |  |  | 0 | 23.27
3 | Pumping Plant | 304 | Structures and Improvements | 13260 | 0200324 | 3 | COLONY COVE | 2019-04-30 | 2019 | 4 | 1996.14 | 557.33 | 136.12 | 2689.59 | -150.99 | 2538.6 | 20 | 0.41889 | 53.1699 | 2485.4301 | 126.93 | Pump House Foundation @ Colony Cove | [5 empty] | 0 |  |  | 2402.48 | 25 |  |  |  | 0 | 36.04
3 | Pumping Plant | 304 | Structures and Improvements | 13260 | 0200324 | 3 | COLONY COVE | 2019-04-30 | 2019 | 4 | 16436.68 | 4589.16 | 1120.87 | 22146.71 | -1243.25 | 20903.46 | 20 | 0.41889 | 437.8137 | 20465.6463 | 1045.173 | Pump House | [5 empty] | 0 |  |  | 19782.59 | 25 |  |  |  | 0 | 296.74
3 | Pumping Plant | 304 | Structures and Improvements | 13260 | 0200324 | 3 | COLONY COVE | 2019-04-30 | 2019 | 4 | 11657.42 | 3245.99 | 688.21 | 15591.62 | -875.27 | 14716.35 | 20 | 0.41889 | 308.2275 | 14408.1225 | 735.8175 | Pump House | [5 empty] | 0 |  |  | 14028.14 | 25 |  |  |  | 0 | 210.42
3 | Pumping Plant | 304 | Structures and Improvements | 13260 | 0200325 | 6 | BRANDI | 2019-04-30 | 2019 | 4 | 9433.08 | 2646.87 | 802.85 | 12882.8 | -723.2 | 12159.6 | 20 | 0.41889 | 254.6775 | 11904.9225 | 607.98 | Pump House | [5 empty] | 0 |  |  | 11356.75 | 25 |  |  |  | 0 | 170.35
3 | Pumping Plant | 304 | Structures and Improvements | 13260 | 0200346 | 8 | ROSHARON ROAD | 2019-04-30 | 2019 | 4 | 55082.47 | 15440.94 | 4506.94 | 75030.35 | -4211.98 | 70818.37 | 20 | 0.41889 | 1483.2595 | 69335.1105 | 3540.9185 | Pumping Equipment | [5 empty] | 0 |  |  | 66311.43 | 25 |  |  |  | 0 | 994.67
3 | Pumping Plant | 304 | Structures and Improvements | 13260 | 0200346 | 8 | ROSHARON ROAD | 2019-04-30 | 2019 | 4 | 1668.93 | 467.84 | 136.55 | 2273.32 | -127.62 | 2145.7 | 20 | 0.41889 | 44.9407 | 2100.7593 | 107.285 | Pump House Foundation Installation @ Rosharon Road Estates | [5 empty] | 0 |  |  | 2009.15 | 25 |  |  |  | 0 | 30.14
3 | Pumping Plant | 304 | Structures and Improvements | 13260 | 0200185 | 11 | DEMI-JOHN ISLAND | 2019-04-30 | 2019 | 4 | 1898.77 | 532.47 | 157.76 | 2589 | -145.34 | 2443.66 | 20 | 0.41889 | 51.1814 | 2392.4786 | 122.183 | Install Foundation for Pump House @ Demi John Island | [5 empty] | 0 |  |  | 2285.9 | 25 |  |  |  | 0 | 34.29
3 | Pumping Plant | 304 | Structures and Improvements | 13260 | 0200185 | 11 | DEMI-JOHN ISLAND | 2019-04-30 | 2019 | 4 | 22892.86 | 6419.79 | 1902.01 | 31214.66 | -1752.3 | 29462.36 | 20 | 0.41889 | 617.0761 | 28845.2839 | 1473.118 | Pump House | [5 empty] | 0 |  |  | 27560.35 | 25 |  |  |  | 0 | 413.41
3 | Pumping Plant | 304 | Structures and Improvements | 13260 | 0200460 | 12 | SAN BERNARD | 2019-04-30 | 2019 | 4 | 5000 | 1399.24 | 519.36 | 6918.6 | -388.39 | 6530.21 | 20 | 0.41889 | 136.7724 | 6393.4376 | 326.5105 | Material Draw for Fence @ San Bernard | [5 empty] | 0 |  |  | 6010.85 | 25 |  |  |  | 0 | 90.16
3 | Pumping Plant | 304 | Structures and Improvements | 13260 | 0200460 | 12 | SAN BERNARD | 2019-04-30 | 2019 | 4 | 5097.42 | 1426.5 | 529.48 | 7053.4 | -395.96 | 6657.44 | 20 | 0.41889 | 139.4371 | 6518.0029 | 332.872 | Fence @ San Bernard | [5 empty] | 0 |  |  | 6127.96 | 25 |  |  |  | 0 | 91.92
3 | Pumping Plant | 304 | Structures and Improvements | 13260 | 0200460 | 12 | SAN BERNARD | 2019-04-30 | 2019 | 4 | 2875 | 804.56 | 298.63 | 3978.19 | -223.32 | 3754.87 | 20 | 0.41889 | 78.6441 | 3676.2259 | 187.7435 | San Bernard Estates - Fence installation to Strong Fence Services | [5 empty] | 0 |  |  | 3456.24 | 25 |  |  |  | 0 | 51.84
3 | Pumping Plant | 304 | Structures and Improvements | 13260 | 0200460 | 12 | SAN BERNARD | 2019-04-30 | 2019 | 4 | 17832.97 | 4990.5 | 1852.36 | 24675.83 | -1385.23 | 23290.6 | 20 | 0.41889 | 487.8113 | 22802.7887 | 1164.53 | Pump House | [5 empty] | 0 |  |  | 21438.24 | 25 |  |  |  | 0 | 321.57
3 | Pumping Plant | 304 | Structures and Improvements | 13260 | 0200094 | 16 | MOORELAND | 2019-04-30 | 2019 | 4 | 1969.31 | 587.68 | 117.6 | 2674.59 | -150.14 | 2524.45 | 20 | 0.41889 | 52.8735 | 2471.5765 | 126.2225 | Installed Pad for Pump House @ Mooreland | [5 empty] | 0 |  |  | 2406.85 | 25 |  |  |  | 0 | 36.1
3 | Pumping Plant | 304 | Structures and Improvements | 13260 | 0200094 | 16 | MOORELAND | 2019-04-30 | 2019 | 4 | 19635.26 | 5859.56 | 1172.56 | 26667.38 | -1497.03 | 25170.35 | 20 | 0.41889 | 527.1819 | 24643.1681 | 1258.5175 | Pump House | [5 empty] | 0 |  |  | 23997.79 | 25 |  |  |  | 0 | 359.97
3 | Pumping Plant | 304 | Structures and Improvements | 13260 | 0200053 | 18 | SNUG HARBOR | 2019-04-30 | 2019 | 4 | 11616.28 | 3844.86 | 1431.79 | 16892.93 | -948.32 | 15944.61 | 20 | 0.41889 | 333.9528 | 15610.6572 | 797.2305 | Pump House | [5 empty] | 0 |  |  | 14512.82 | 25 |  |  |  | 0 | 217.69
3 | Pumping Plant | 304 | Structures and Improvements | 13260 | 0200338 | 19 | BERNARD OAKS | 2019-04-30 | 2019 | 4 | 1433.6 | 409.16 | 114.05 | 1956.81 | -109.85 | 1846.96 | 20 | 0.41889 | 38.6838 | 1808.2762 | 92.348 | Install Foundation for Pump House | [5 empty] | 0 |  |  | 1732.91 | 25 |  |  |  | 0 | 25.99
3 | Pumping Plant | 304 | Structures and Improvements | 13260 | 0200338 | 19 | BERNARD OAKS | 2019-04-30 | 2019 | 4 | 22727.71 | 6486.58 | 1808.1 | 31022.39 | -1741.5 | 29280.89 | 20 | 0.41889 | 613.2753 | 28667.6147 | 1464.0445 | Pump House | [5 empty] | 0 |  |  | 27472.79 | 25 |  |  |  | 0 | 412.09
3 | Pumping Plant | 304 | Structures and Improvements | 13260 | 0200185 | 20 | DEMI-JOHN PLACE | 2019-04-30 | 2019 | 4 | 1329.72 | 372.87 | 110.24 | 1812.83 | -101.77 | 1711.06 | 20 | 0.41889 | 35.8374 | 1675.2226 | 85.553 | Install Foundation for Pump House @ Demi John Place | [5 empty] | 0 |  |  | 1600.82 | 25 |  |  |  | 0 | 24.01
3 | Pumping Plant | 304 | Structures and Improvements | 13260 | 0200185 | 20 | DEMI-JOHN PLACE | 2019-04-30 | 2019 | 4 | 21976.09 | 6162.39 | 1821.92 | 29960.4 | -1681.89 | 28278.51 | 20 | 0.41889 | 592.2809 | 27686.2291 | 1413.9255 | Pump House | [5 empty] | 0 |  |  | 26456.59 | 25 |  |  |  | 0 | 396.85
3 | Pumping Plant | 304 | Structures and Improvements | 13260 | 0200245 | 25 | BEECHWOOD | 2019-04-30 | 2019 | 4 | 16837.9 | 5231.36 | 975.31 | 23044.57 | -1293.65 | 21750.92 | 20 | 0.41889 | 455.5634 | 21295.3566 | 1087.546 | Pump House | [5 empty] | 0 |  |  | 20775.61 | 25 |  |  |  | 0 | 311.63
3 | Pumping Plant | 304 | Structures and Improvements | 13260 | 0200639 | 31 | LOS ROBLES | 2019-04-30 | 2019 | 4 | 1541.02 | 430.66 | 109.97 | 2081.65 | -116.86 | 1964.79 | 20 | 0.41889 | 41.1517 | 1923.6383 | 98.2395 | Install Concrete Pad for Tejas Lakes Pump House | [5 empty] | 0 |  |  | 1854.82 | 25 |  |  |  | 0 | 27.82
3 | Pumping Plant | 304 | Structures and Improvements | 13260 | 0790504 | 36 | TEJAS LAKES | 2019-04-30 | 2019 | 4 | 17100.41 | 4778.92 | 1220.32 | 23099.65 | -1296.75 | 21802.9 | 20 | 0.41889 | 456.6521 | 21346.2479 | 1090.145 | Pump House | [5 empty] | 0 |  |  | 20582.58 | 25 |  |  |  | 0 | 308.74
3 | Pumping Plant | 304 | Structures and Improvements | 13260 | 0790504 | 36 | TEJAS LAKES | 2019-04-30 | 2019 | 4 | 36726.69 | 7922.5 | 1290.5 | 45939.69 | -2578.92 | 43360.77 | 20 | 0.41889 | 908.1722 | 42452.5978 | 2168.0385 | Pump House | [5 empty] | 0 |  |  | 42070.27 | 25 |  |  |  | 0 | 631.05
3 | Pumping Plant | 304 | Structures and Improvements | 13260 | 0200432 | 27 | MARK V | 2019-06-30 | 2019 | 9 | 17918.13 | 705.32 | 594.44 | 19217.89 | 0 | 19217.89 | 20 | 0.25188 | 242.0323 | 18975.8577 | 960.8945 | To put Mark V, Brandi Estates and Country Meadows into Plant in Service | [5 empty] | 0 |  |  | 18623.45 | 25 |  |  |  | 0 | 279.35
3 | Pumping Plant | 310 | Power Generation Equipment | 13260 | 0790510 | 38 | CRYSTAL LAKE | 2018-12-21 | 2018 | 12 | 7340 | 1856.39 |  | 9196.39 | 0 | 9196.39 | 10 | 0.77481 | 712.5471 | 8483.8429 | 919.639 | New ATS installed and tested | [5 empty] | 0 |  |  | 9196.39 | 25 |  |  |  | 0 | 137.95
3 | Pumping Plant | 310 | Power Generation Equipment | 13260 | 0790425 | 39 | RIVER RANCH/723 | 2018-12-21 | 2018 | 12 | 7340 | 1856.39 |  | 9196.39 | 0 | 9196.39 | 10 | 0.77481 | 712.5471 | 8483.8429 | 919.639 | New ATS installed and tested | [5 empty] | 0 |  |  | 9196.39 | 25 |  |  |  | 0 | 137.95
3 | Pumping Plant | 310 | Power Generation Equipment | 13260 | 0790504 | 36 | TEJAS LAKES | 2019-02-07 | 2019 | 2 | 29386.71 | 5965.8 |  | 35352.51 | 0 | 35352.51 | 10 | 0.64339 | 2274.5626 | 33077.9474 | 3535.251 | Generators | [5 empty] | 0 |  |  | 35352.51 | 25 |  |  |  | 0 | 530.29
3 | Pumping Plant | 310 | Power Generation Equipment | 13260 | 0200185 | 20 | DEMI-JOHN PLACE | 2019-03-01 | 2019 | 3 | 9603.45 |  |  | 9603.45 | 0 | 9603.45 | 10 | 0.58316 | 560.0369 | 9043.4131 | 960.345 | Deposit on Generator transferd from Suburban | [5 empty] | 0 |  |  | 9603.45 | 25 |  |  |  | 0 | 144.05
3 | Pumping Plant | 310 | Power Generation Equipment | 13260 | 0200094 | 16 | MOORELAND | 2019-04-30 | 2019 | 4 | 1280.7 | 382.19 | 76.48 | 1739.37 | -97.64 | 1641.73 | 10 | 0.41889 | 68.7706 | 1572.9594 | 164.173 | Install New Power Pole for Mooreland Pump House | [5 empty] | 0 |  |  | 1565.25 | 25 |  |  |  | 0 | 23.48
3 | Pumping Plant | 311 | Pumping Equipment | 13260 | 0200274 | 2 | COUNTRY ACRES | 1980-07-01 | 1980 | 7 | 2403 |  |  | 2403 | 0 | 2403 | 10 | 39.2471 | 2403 | 0 | 0 | Initial Inventory |  |  | 2403 |  | 2403 | 2403 | 2403 | 2403 | 2403 | 25 | 37.4971 | 38.2471 | 2403 | 2403 | 2403
3 | Pumping Plant | 311 | Pumping Equipment | 13260 | 0200273 | 4 | COUNTRY MEADOWS | 1981-07-01 | 1981 | 7 | 612 |  |  | 612 | 0 | 612 | 10 | 38.2478 | 612 | 0 | 0 | Initial Inventory |  |  | 612 |  | 612 | 612 | 612 | 612 | 612 | 25 | 36.4978 | 37.2478 | 612 | 612 | 612
3 | Pumping Plant | 311 | Pumping Equipment | 13260 | 0200323 | 5 | BLUE SAGE | 1981-07-01 | 1981 | 7 | 210 |  |  | 210 | 0 | 210 | 10 | 38.2478 | 210 | 0 | 0 | Initial Inventory |  |  | 210 |  | 210 | 210 | 210 | 210 | 210 | 25 | 36.4978 | 37.2478 | 210 | 210 | 210
3 | Pumping Plant | 311 | Pumping Equipment | 13260 | 0200335 | 7 | SANDY MEADOW | 1982-07-01 | 1982 | 7 | 587 |  |  | 587 | 0 | 587 | 10 | 37.2485 | 587 | 0 | 0 | Initial Inventory |  |  | 587 |  | 587 | 587 | 587 | 587 | 587 | 25 | 35.4985 | 36.2485 | 587 | 587 | 587
3 | Pumping Plant | 311 | Pumping Equipment | 13260 | 0200370 | 22 | WOLF GLEN | 1983-07-01 | 1983 | 7 | 4500 |  |  | 4500 | 0 | 4500 | 10 | 36.2491 | 4500 | 0 | 0 | Initial Inventory |  |  | 4500 |  | 4500 | 4500 | 4500 | 4500 | 4500 | 25 | 34.4991 | 35.2491 | 4500 | 4500 | 4500
3 | Pumping Plant | 311 | Pumping Equipment | 13260 | 0200506 | 29 | LEE RIDGE | 1984-07-01 | 1984 | 7 | 857 |  |  | 857 | 0 | 857 | 10 | 35.2471 | 857 | 0 | 0 | Initial Inventory |  |  | 857 |  | 857 | 857 | 857 | 857 | 857 | 25 | 33.4971 | 34.2471 | 857 | 857 | 857
3 | Pumping Plant | 311 | Pumping Equipment | 13260 | 0200244 | 13 | ANGLE ACRES | 1985-07-01 | 1985 | 7 | 4500 |  |  | 4500 | 0 | 4500 | 10 | 34.2478 | 4500 | 0 | 0 | Initial Inventory |  |  | 4500 |  | 4500 | 4500 | 4500 | 4500 | 4500 | 25 | 32.4978 | 33.2478 | 4500 | 4500 | 4500
3 | Pumping Plant | 311 | Pumping Equipment | 13260 | 0200410 | 15 | BRIAR MEADOWS | 1985-07-01 | 1985 | 7 | 4500 |  |  | 4500 | 0 | 4500 | 10 | 34.2478 | 4500 | 0 | 0 | Initial Inventory |  |  | 4500 |  | 4500 | 4500 | 4500 | 4500 | 4500 | 25 | 32.4978 | 33.2478 | 4500 | 4500 | 4500
3 | Pumping Plant | 311 | Pumping Equipment | 13260 | 0200432 | 27 | MARK V | 1985-07-01 | 1985 | 7 | 4258.93 |  |  | 4258.93 | 0 | 4258.93 | 10 | 34.2478 | 4258.93 | 0 | 0 | Initial Inventory |  |  | 4258.93 |  | 4258.93 | 4258.93 | 4258.93 | 4258.93 | 4258.93 | 25 | 32.4978 | 33.2478 | 4258.93 | 4258.93 | 4258.93
3 | Pumping Plant | 311 | Pumping Equipment | 13260 | 0200058 | 28 | RIVERSIDE ESTATES | 1986-07-01 | 1986 | 7 | 4189 |  |  | 4189 | 0 | 4189 | 10 | 33.2485 | 4189 | 0 | 0 | Initial Inventory |  |  | 4189 |  | 4189 | 4189 | 4189 | 4189 | 4189 | 25 | 31.4985 | 32.2485 | 4189 | 4189 | 4189
3 | Pumping Plant | 311 | Pumping Equipment | 13260 | 0200274 | 2 | COUNTRY ACRES | 1988-07-01 | 1988 | 7 | 2000 |  |  | 2000 | 0 | 2000 | 10 | 31.2471 | 2000 | 0 | 0 | Initial Inventory |  |  | 2000 |  | 2000 | 2000 | 2000 | 2000 | 2000 | 25 | 29.4971 | 30.2471 | 2000 | 2000 | 2000
3 | Pumping Plant | 311 | Pumping Equipment | 13260 | 0200273 | 4 | COUNTRY MEADOWS | 1989-07-01 | 1989 | 7 | 2261 |  |  | 2261 | 0 | 2261 | 10 | 30.2478 | 2261 | 0 | 0 | Initial Inventory |  |  | 2261 |  | 2261 | 2261 | 2261 | 2261 | 2261 | 25 | 28.4978 | 29.2478 | 2261 | 2261 | 2261
3 | Pumping Plant | 311 | Pumping Equipment | 13260 | 0200335 | 7 | SANDY MEADOW | 1991-07-01 | 1991 | 7 | 2000 |  |  | 2000 | 0 | 2000 | 10 | 28.2491 | 2000 | 0 | 0 | Initial Inventory |  |  | 2000 |  | 2000 | 2000 | 2000 | 2000 | 2000 | 25 | 26.4991 | 27.2491 | 2000 | 2000 | 2000
3 | Pumping Plant | 311 | Pumping Equipment | 13260 | 0200460 | 12 | SAN BERNARD | 1992-07-01 | 1992 | 7 | 500 |  |  | 500 | 0 | 500 | 10 | 27.2471 | 500 | 0 | 0 | Initial Inventory |  |  | 500 |  | 500 | 500 | 500 | 500 | 500 | 25 | 25.4971 | 26.2471 | 500 | 500 | 500
3 | Pumping Plant | 311 | Pumping Equipment | 13260 | 0200410 | 15 | BRIAR MEADOWS | 1992-07-01 | 1992 | 7 | 2000 |  |  | 2000 | 0 | 2000 | 10 | 27.2471 | 2000 | 0 | 0 | Initial Inventory |  |  | 2000 |  | 2000 | 2000 | 2000 | 2000 | 2000 | 25 | 25.4971 | 26.2471 | 2000 | 2000 | 2000
3 | Pumping Plant | 311 | Pumping Equipment | 13260 | 0200110, 0200108 | 17 | RYAN LONG | 1993-07-01 | 1993 | 7 | 3500 |  |  | 3500 | 0 | 3500 | 10 | 26.2478 | 3500 | 0 | 0 | Initial Inventory |  |  | 3500 |  | 3500 | 3500 | 3500 | 3500 | 3500 | 25 | 24.4978 | 25.2478 | 3429.69 | 3500 | 3500
3 | Pumping Plant | 311 | Pumping Equipment | 13260 | 0200339 | 23 | LARKSPUR | 1995-07-01 | 1995 | 7 | 800 |  |  | 800 | 0 | 800 | 10 | 24.2491 | 800 | 0 | 0 | Initial Inventory |  |  | 800 |  | 800 | 800 | 800 | 800 | 800 | 25 | 22.4991 | 23.2491 | 719.97 | 743.97 | 775.97
3 | Pumping Plant | 311 | Pumping Equipment | 13260 | 0200083 | 24 | WILCO | 1995-07-01 | 1995 | 7 | 505.93 |  |  | 505.93 | 0 | 505.93 | 10 | 24.2491 | 505.93 | 0 | 0 | Initial Inventory |  |  | 505.93 |  | 505.93 | 505.93 | 505.93 | 505.93 | 505.93 | 25 | 22.4991 | 23.2491 | 455.32 | 470.5 | 490.73
3 | Pumping Plant | 311 | Pumping Equipment | 13260 | 0200110, 0200108 | 17 | RYAN LONG | 1997-07-01 | 1997 | 7 | 2000 |  |  | 2000 | 0 | 2000 | 10 | 22.2478 | 2000 | 0 | 0 | Initial Inventory |  |  | 2000 |  | 2000 | 2000 | 2000 | 2000 | 2000 | 25 | 20.4978 | 21.2478 | 1639.82 | 1699.82 | 1779.82
3 | Pumping Plant | 311 | Pumping Equipment | 13260 | 0200432 | 27 | MARK V | 1998-07-01 | 1998 | 7 | 500 |  |  | 500 | 0 | 500 | 10 | 21.2485 | 500 | 0 | 0 | Initial Inventory |  |  | 500 |  | 500 | 500 | 500 | 500 | 500 | 25 | 19.4985 | 20.2485 | 389.97 | 404.97 | 424.97
3 | Pumping Plant | 311 | Pumping Equipment | 13260 | 0200604 | 32 | COLONY TRAILS | 2001-07-01 | 2001 | 7 | 1705 |  |  | 1705 | 0 | 1705 | 10 | 18.2478 | 1705 | 0 | 0 | Initial Inventory |  |  | 1705 |  | 1705 | 1705 | 1705 | 1705 | 1705 | 25 | 16.4978 | 17.2478 | 1125.15 | 1176.3 | 1244.5
3 | Pumping Plant | 311 | Pumping Equipment | 13260 | 0200335 | 7 | SANDY MEADOW | 2002-07-01 | 2002 | 7 | 2389.77 |  |  | 2389.77 | 0 | 2389.77 | 10 | 17.2485 | 2389.77 | 0 | 0 | Initial Inventory |  |  | 2389.77 |  | 2389.77 | 2389.77 | 2389.77 | 2389.77 | 2389.77 | 25 | 15.4985 | 16.2485 | 1481.51 | 1553.2 | 1648.79
3 | Pumping Plant | 311 | Pumping Equipment | 13260 | 0200604 | 32 | COLONY TRAILS | 2002-07-01 | 2002 | 7 | 7937 |  |  | 7937 | 0 | 7937 | 10 | 17.2485 | 7937 | 0 | 0 | Initial Inventory |  |  | 7937 |  | 7937 | 7937 | 7937 | 7937 | 7937 | 25 | 15.4985 | 16.2485 | 4920.45 | 5158.56 | 5476.04
3 | Pumping Plant | 311 | Pumping Equipment | 13260 | 0200638 | 34 | VILLAGE LAKES | 2007-07-01 | 2007 | 7 | 9816 |  |  | 9816 | 0 | 9816 | 10 | 12.2491 | 9816 | 0 | 0 | Initial Inventory |  |  | 9816 |  | 9816 | 9816 | 9816 | 9816 | 9816 | 25 | 10.4991 | 11.2491 | 4122.38 | 4416.86 | 4809.5
3 | Pumping Plant | 311 | Pumping Equipment | 13260 | 0200110, 0200108 | 17 | RYAN LONG | 2008-07-01 | 2008 | 7 | 1460 |  |  | 1460 | 0 | 1460 | 10 | 11.2471 | 1460 | 0 | 0 | Initial Inventory |  |  | 1460 |  | 1460 | 1460 | 1460 | 1460 | 1460 | 25 | 9.4971 | 10.2471 | 554.63 | 598.43 | 656.83
3 | Pumping Plant | 311 | Pumping Equipment | 13260 | 0790425 | 39 | RIVER RANCH/723 | 2008-07-01 | 2008 | 7 | 14443 |  |  | 14443 | 0 | 14443 | 10 | 11.2471 | 14443 | 0 | 0 | Initial Inventory |  |  | 14443 |  | 14443 | 14443 | 14443 | 14443 | 14443 | 25 | 9.4971 | 10.2471 | 5486.66 | 5919.95 | 6497.67
3 | Pumping Plant | 311 | Pumping Equipment | 13260 | 0790425 | 39 | RIVER RANCH/723 | 2008-07-01 | 2008 | 7 | 14164.86 |  |  | 14164.86 | 0 | 14164.86 | 10 | 11.2471 | 14164.86 | 0 | 0 | Initial Inventory |  |  | 14164.86 |  | 14164.86 | 14164.86 | 14164.86 | 14164.86 | 14164.86 | 25 | 9.4971 | 10.2471 | 5381 | 5805.94 | 6372.54
3 | Pumping Plant | 311 | Pumping Equipment | 13260 | 0200275 | 1 | CORONADO | 2009-07-01 | 2009 | 7 | 684.44 |  |  | 684.44 | 0 | 684.44 | 10 | 10.2478 | 684.44 | 0 | 0 | Initial Inventory |  |  | 684.44 |  | 684.44 | 632.95 | 684.44 | 684.44 | 684.44 | 25 | 8.4978 | 9.2478 | 232.65 | 253.18 | 280.56
3 | Pumping Plant | 311 | Pumping Equipment | 13260 | 0200274 | 2 | COUNTRY ACRES | 2009-07-01 | 2009 | 7 | 2423 |  |  | 2423 | 0 | 2423 | 10 | 10.2478 | 2423 | 0 | 0 | Initial Inventory |  |  | 2423 |  | 2423 | 2240.74 | 2423 | 2423 | 2423 | 25 | 8.4978 | 9.2478 | 823.6 | 896.29 | 993.21
3 | Pumping Plant | 311 | Pumping Equipment | 13260 | 0200273 | 4 | COUNTRY MEADOWS | 2009-07-01 | 2009 | 7 | 1036 |  |  | 1036 | 0 | 1036 | 10 | 10.2478 | 1036 | 0 | 0 | Initial Inventory |  |  | 1036 |  | 1036 | 958.07 | 1036 | 1036 | 1036 | 25 | 8.4978 | 9.2478 | 352.15 | 383.23 | 424.67
3 | Pumping Plant | 311 | Pumping Equipment | 13260 | 0200185 | 11 | DEMI-JOHN ISLAND | 2009-07-01 | 2009 | 7 | 1329 |  |  | 1329 | 0 | 1329 | 10 | 10.2478 | 1329 | 0 | 0 | Initial Inventory |  |  | 1329 |  | 1329 | 1229.03 | 1329 | 1329 | 1329 | 25 | 8.4978 | 9.2478 | 451.74 | 491.61 | 544.77
3 | Pumping Plant | 311 | Pumping Equipment | 13260 | 0200432 | 27 | MARK V | 2009-07-01 | 2009 | 7 | 2462 |  |  | 2462 | 0 | 2462 | 10 | 10.2478 | 2462 | 0 | 0 | Initial Inventory |  |  | 2462 |  | 2462 | 2276.8 | 2462 | 2462 | 2462 | 25 | 8.4978 | 9.2478 | 836.86 | 910.72 | 1009.2
3 | Pumping Plant | 311 | Pumping Equipment | 13260 | 0200638 | 34 | VILLAGE LAKES | 2009-07-01 | 2009 | 7 | 3692 |  |  | 3692 | 0 | 3692 | 10 | 10.2478 | 3692 | 0 | 0 | Initial Inventory |  |  | 3692 |  | 3692 | 3414.28 | 3692 | 3692 | 3692 | 25 | 8.4978 | 9.2478 | 1254.95 | 1365.71 | 1513.39
3 | Pumping Plant | 311 | Pumping Equipment | 13260 | 0200273 | 4 | COUNTRY MEADOWS | 2011-07-01 | 2011 | 7 | 5500 |  |  | 5500 | 0 | 5500 | 10 | 8.2491 | 4537.0294 | 962.9706 | 550 | Initial Inventory |  |  | 5500 |  | 5500 | 3987.03 | 5500 | 5500 | 5500 | 25 | 6.4991 | 7.2491 | 1429.81 | 1594.81 | 1814.81
3 | Pumping Plant | 311 | Pumping Equipment | 13260 | 0200323 | 5 | BLUE SAGE | 2011-07-01 | 2011 | 7 | 5500 |  |  | 5500 | 0 | 5500 | 10 | 8.2491 | 4537.0294 | 962.9706 | 550 | Initial Inventory |  |  | 5500 |  | 5500 | 3987.03 | 5500 | 5500 | 5500 | 25 | 6.4991 | 7.2491 | 1429.81 | 1594.81 | 1814.81
3 | Pumping Plant | 311 | Pumping Equipment | 13260 | 0200432 | 27 | MARK V | 2011-07-01 | 2011 | 7 | 2875 |  |  | 2875 | 0 | 2875 | 10 | 8.2491 | 2371.629 | 503.371 | 287.5 | Initial Inventory |  |  | 2875 |  | 2875 | 2084.13 | 2875 | 2875 | 2875 | 25 | 6.4991 | 7.2491 | 747.4 | 833.65 | 948.65
3 | Pumping Plant | 311 | Pumping Equipment | 13260 | 0200274 | 2 | COUNTRY ACRES | 2012-07-01 | 2012 | 7 | 1150 |  |  | 1150 | 0 | 1150 | 10 | 7.2471 | 833.4155 | 316.5845 | 115 | Initial Inventory |  |  | 1150 |  | 1150 | 718.42 | 1150 | 1150 | 1150 | 25 | 5.4971 | 6.2471 | 252.87 | 287.37 | 333.37
3 | Pumping Plant | 311 | Pumping Equipment | 13260 | 0200410 | 15 | BRIAR MEADOWS | 2012-07-01 | 2012 | 7 | 1714 |  |  | 1714 | 0 | 1714 | 10 | 7.2471 | 1242.1514 | 471.8486 | 171.4 | Initial Inventory |  |  | 1714 |  | 1714 | 1070.75 | 1714 | 1714 | 1714 | 25 | 5.4971 | 6.2471 | 376.88 | 428.3 | 496.86
3 | Pumping Plant | 311 | Pumping Equipment | 13260 | 0200370 | 22 | WOLF GLEN | 2012-07-01 | 2012 | 7 | 1385 |  |  | 1385 | 0 | 1385 | 10 | 7.2471 | 1003.7221 | 381.2779 | 138.5 | Initial Inventory |  |  | 1385 |  | 1385 | 865.22 | 1385 | 1385 | 1385 | 25 | 5.4971 | 6.2471 | 304.54 | 346.09 | 401.49
3 | Pumping Plant | 311 | Pumping Equipment | 13260 | 0200274 | 2 | COUNTRY ACRES | 2013-07-01 | 2013 | 7 | 1150 |  |  | 1150 | 0 | 1150 | 10 | 6.2478 | 718.4942 | 431.5058 | 115 | Initial Inventory |  |  | 1150 |  | 1150 | 603.49 | 1150 | 1150 | 1150 | 25 | 4.4978 | 5.2478 | 206.9 | 241.4 | 287.4
3 | Pumping Plant | 311 | Pumping Equipment | 13260 | 0200410 | 15 | BRIAR MEADOWS | 2013-07-01 | 2013 | 7 | 1713.67 |  |  | 1713.67 | 0 | 1713.67 | 10 | 6.2478 | 1070.6625 | 643.0075 | 171.367 | Initial Inventory |  |  | 1713.67 |  | 1713.67 | 899.3 | 1713.67 | 1713.67 | 1713.67 | 25 | 4.4978 | 5.2478 | 308.31 | 359.72 | 428.27
3 | Pumping Plant | 311 | Pumping Equipment | 13260 | NA | 99 | VARIOUS | 2013-07-01 | 2013 | 7 | 920 |  |  | 920 | 0 | 920 | 10 | 6.2478 | 574.7953 | 345.2047 | 92 | Initial Inventory |  |  | 920 |  | 920 | 482.8 | 920 | 920 | 920 | 25 | 4.4978 | 5.2478 | 165.52 | 193.12 | 229.92
3 | Pumping Plant | 311 | Pumping Equipment | 13260 | NA | 99 | VARIOUS | 2013-07-01 | 2013 | 7 | 3876.99 |  |  | 3876.99 | 0 | 3876.99 | 10 | 6.2478 | 2422.2563 | 1454.7337 | 387.699 | Initial Inventory |  |  | 3876.99 |  | 3876.99 | 2034.56 | 3876.99 | 3876.99 | 3876.99 | 25 | 4.4978 | 5.2478 | 697.51 | 813.82 | 968.9
3 | Pumping Plant | 311 | Pumping Equipment | 13260 | NA | 99 | VARIOUS | 2014-07-01 | 2014 | 7 | 24344.61 |  |  | 24344.61 | 0 | 24344.61 | 10 | 5.2485 | 12777.1711 | 11567.4389 | 2434.461 | Initial Inventory |  |  | 24344.61 |  | 24344.61 | 10342.71 | 24344.61 | 24344.61 | 24344.61 | 25 | 3.4985 | 4.2485 | 3406.75 | 4137.08 | 5110.87
3 | Pumping Plant | 311 | Pumping Equipment | 13260 | 0200335 | 7 | SANDY MEADOW | 2015-07-01 | 2015 | 7 | 2311.78 |  |  | 2311.78 | 0 | 2311.78 | 10 | 4.2491 | 982.3087 | 1329.4713 | 231.178 | Initial Inventory |  |  | 2311.78 |  | 2311.78 | 751.13 | 2311.78 | 2311.78 | 2311.78 | 25 | 2.4991 | 3.2491 | 231.1 | 300.45 | 392.92
3 | Pumping Plant | 311 | Pumping Equipment | 13260 | NA | 99 | VARIOUS | 2015-07-01 | 2015 | 7 | 27996.3 |  |  | 27996.3 | 0 | 27996.3 | 10 | 4.2491 | 11896.0322 | 16100.2678 | 2799.63 | Initial Inventory |  |  | 27996.3 |  | 27996.3 | 9096.4 | 27996.3 | 27996.3 | 27996.3 | 25 | 2.4991 | 3.2491 | 2798.67 | 3638.56 | 4758.41
3 | Pumping Plant | 311 | Pumping Equipment | 13260 | 0200244 | 13 | ANGLE ACRES | 2016-07-01 | 2016 | 7 | 390 |  |  | 390 | 0 | 390 | 10 | 3.2471 | 126.6366 | 263.3634 | 39 | Initial Inventory |  |  | 390 |  | 390 | 87.64 | 390 | 390 | 390 | 25 | 1.4971 | 2.2471 | 23.35 | 35.05 | 50.65
3 | Pumping Plant | 311 | Pumping Equipment | 13260 | 0200244 | 13 | ANGLE ACRES | 2016-07-01 | 2016 | 7 | 1140 |  |  | 1140 | 0 | 1140 | 10 | 3.2471 | 370.1684 | 769.8316 | 114 | Initial Inventory |  |  | 1140 |  | 1140 | 256.17 | 1140 | 1140 | 1140 | 25 | 1.4971 | 2.2471 | 68.27 | 102.47 | 148.07
3 | Pumping Plant | 311 | Pumping Equipment | 13260 | 1610102 | 14 | SPANISH BIT | 2016-07-01 | 2016 | 7 | 525 |  |  | 525 | 0 | 525 | 10 | 3.2471 | 170.4723 | 354.5277 | 52.5 | Initial Inventory |  |  | 525 |  | 525 | 117.97 | 525 | 525 | 525 | 25 | 1.4971 | 2.2471 | 31.44 | 47.19 | 68.19
3 | Pumping Plant | 311 | Pumping Equipment | 13260 | 0200604 | 32 | COLONY TRAILS | 2016-07-01 | 2016 | 7 | 3705 |  |  | 3705 | 0 | 3705 | 10 | 3.2471 | 1203.0472 | 2501.9528 | 370.5 | Initial Inventory |  |  | 3705 |  | 3705 | 832.55 | 3705 | 3705 | 3705 | 25 | 1.4971 | 2.2471 | 221.87 | 333.02 | 481.22
3 | Pumping Plant | 311 | Pumping Equipment | 13260 | 0200604 | 32 | COLONY TRAILS | 2016-07-01 | 2016 | 7 | 4829 |  |  | 4829 | 0 | 4829 | 10 | 3.2471 | 1568.0203 | 3260.9797 | 482.9 | Initial Inventory |  |  | 4829 |  | 4829 | 1085.12 | 4829 | 4829 | 4829 | 25 | 1.4971 | 2.2471 | 289.18 | 434.05 | 627.21
3 | Pumping Plant | 311 | Pumping Equipment | 13260 | 0790510 | 38 | CRYSTAL LAKE | 2016-07-01 | 2016 | 7 | 3705 |  |  | 3705 | 0 | 3705 | 10 | 3.2471 | 1203.0472 | 2501.9528 | 370.5 | Initial Inventory |  |  | 3705 |  | 3705 | 832.55 | 3705 | 3705 | 3705 | 25 | 1.4971 | 2.2471 | 221.87 | 333.02 | 481.22
3 | Pumping Plant | 311 | Pumping Equipment | 13260 | 0790510 | 38 | CRYSTAL LAKE | 2016-07-01 | 2016 | 7 | 4880.21 |  |  | 4880.21 | 0 | 4880.21 | 10 | 3.2471 | 1584.6486 | 3295.5614 | 488.021 | Initial Inventory |  |  | 4880.21 |  | 4880.21 | 1096.63 | 4880.21 | 4880.21 | 4880.21 | 25 | 1.4971 | 2.2471 | 292.24 | 438.65 | 633.86
3 | Pumping Plant | 311 | Pumping Equipment | 13260 | NA | 99 | VARIOUS | 2016-07-01 | 2016 | 7 | 9004.8 |  |  | 9004.8 | 0 | 9004.8 | 10 | 3.2471 | 2923.9405 | 6080.8595 | 900.48 | Initial Inventory |  |  | 9004.8 |  | 9004.8 | 2023.46 | 9004.8 | 9004.8 | 9004.8 | 25 | 1.4971 | 2.2471 | 539.24 | 809.38 | 1169.58
3 | Pumping Plant | 311 | Pumping Equipment | 13260 | NA | 99 | VARIOUS | 2016-07-01 | 2016 | 7 | 8726.4 |  |  | 8726.4 | 0 | 8726.4 | 10 | 3.2471 | 2833.5415 | 5892.8585 | 872.64 | Initial Inventory |  |  | 8726.4 |  | 8726.4 | 1960.9 | 8726.4 | 8726.4 | 8726.4 | 25 | 1.4971 | 2.2471 | 522.57 | 784.36 | 1133.42
3 | Pumping Plant | 311 | Pumping Equipment | 13260 | NA | 99 | VARIOUS | 2016-07-01 | 2016 | 7 | 9523.2 |  |  | 9523.2 | 0 | 9523.2 | 10 | 3.2471 | 3092.2697 | 6430.9303 | 952.32 | Initial Inventory |  |  | 9523.2 |  | 9523.2 | 2139.95 | 9523.2 | 9523.2 | 9523.2 | 25 | 1.4971 | 2.2471 | 570.28 | 855.98 | 1236.91
3 | Pumping Plant | 311 | Pumping Equipment | 13260 | 0200185 | 20 | DEMI-JOHN PLACE | 2017-09-01 | 2017 | 9 | 10588.15 |  |  | 10588.15 | 0 | 10588.15 | 10 | 2.078 | 2200.248 | 8387.902 | 1058.815 | 5 HP 1 ph 182JM Pump | 1 |  | 10588.15 |  | 10588.15 | 1141.43 | 10588.15 | 10588.15 | 10588.15 | 25 | 0.32803 | 1.078 | 211.76 | 456.57 | 880.1
3 | Pumping Plant | 311 | Pumping Equipment | 13260 | 0200324 | 3 | COLONY COVE | 2017-10-31 | 2017 | 10 | 463.55 |  |  | 463.55 | 0 | 463.55 | 10 | 1.9138 | 88.7122 | 374.8378 | 46.355 | CL2 Pump | 1 |  | 463.55 |  | 463.55 | 42.36 | 463.55 | 463.55 | 463.55 | 25 | 0.16376 | 0.91376 | 9.27 | 16.94 | 35.48
3 | Pumping Plant | 311 | Pumping Equipment | 13260 | 0200460 | 12 | SAN BERNARD | 2017-10-31 | 2017 | 10 | 825 |  |  | 825 | 0 | 825 | 10 | 1.9138 | 157.885 | 667.115 | 82.5 | New compressor | 1 |  | 825 |  | 825 | 75.39 | 825 | 825 | 825 | 25 | 0.16376 | 0.91376 | 16.5 | 30.15 | 63.15
3 | Pumping Plant | 311 | Pumping Equipment | 13260 | 0200083 | 24 | WILCO | 2018-02-01 | 2018 | 2 | 4252.58 | 911.68 |  | 5164.26 | 0 | 5164.26 | 10 | 1.6591 | 856.8218 | 4307.4382 | 516.426 | Replaced Both Booster Pumps and Motors (Wilco) | 2 |  |  |  | 5164.26 | 340.4 |  | 5164.26 | 5164.26 | 25 |  | 0.65914 |  | 136.16 | 342.73
3 | Pumping Plant | 311 | Pumping Equipment | 13260 | 0200185 | 11 | DEMI-JOHN ISLAND | 2018-02-28 | 2018 | 2 | 2050.73 | 439.64 |  | 2490.37 | 0 | 2490.37 | 10 | 1.5852 | 394.7773 | 2095.5927 | 249.037 | Replace Booster Pump | 1 |  |  |  | 2490.37 | 145.74 |  | 2490.37 | 2490.37 | 25 |  | 0.58522 |  | 58.3 | 157.91
3 | Pumping Plant | 311 | Pumping Equipment | 13260 | 0790504 | 36 | TEJAS LAKES | 2018-04-01 | 2018 | 4 | 378.88 | 81.23 |  | 460.11 | 0 | 460.11 | 10 | 1.4976 | 68.9063 | 391.2037 | 46.011 | Aquasol Chem Pump | 1 |  |  |  | 460.11 | 22.9 |  | 460.11 | 460.11 | 25 |  | 0.4976 |  | 9.16 | 27.56
3 | Pumping Plant | 311 | Pumping Equipment | 13260 | 0200324 | 3 | COLONY COVE | 2018-04-03 | 2018 | 4 | 555.1 | 119 |  | 674.1 | 0 | 674.1 | 10 | 1.4921 | 100.5844 | 573.5156 | 67.41 | Aquasol Chem Pump | 1 |  |  |  | 674.1 | 33.17 |  | 674.1 | 674.1 | 25 |  | 0.49213 |  | 13.27 | 40.23
3 | Pumping Plant | 311 | Pumping Equipment | 13260 | 0200325 | 6 | BRANDI | 2018-04-03 | 2018 | 4 | 562.9 | 120.68 |  | 683.58 | 0 | 683.58 | 10 | 1.4921 | 101.9989 | 581.5811 | 68.358 | Aquasol Chem Pump | 1 |  |  |  | 683.58 | 33.64 |  | 683.58 | 683.58 | 25 |  | 0.49213 |  | 13.46 | 40.8
3 | Pumping Plant | 311 | Pumping Equipment | 13260 | 0200460 | 12 | SAN BERNARD | 2018-04-03 | 2018 | 4 | 757.75 | 162.45 |  | 920.2 | 0 | 920.2 | 10 | 1.4921 | 137.3057 | 782.8943 | 92.02 | Aquasol Chem Pumps | 2 |  |  |  | 920.2 | 45.29 |  | 920.2 | 920.2 | 25 |  | 0.49213 |  | 18.11 | 54.92
3 | Pumping Plant | 311 | Pumping Equipment | 13260 | 0200244 | 13 | ANGLE ACRES | 2018-04-03 | 2018 | 4 | 373.63 | 80.1 |  | 453.73 | 0 | 453.73 | 10 | 1.4921 | 67.7024 | 386.0276 | 45.373 | Aquasol Chem Pump | 1 |  |  |  | 453.73 | 22.33 |  | 453.73 | 453.73 | 25 |  | 0.49213 |  | 8.93 | 27.08
3 | Pumping Plant | 311 | Pumping Equipment | 13260 | 0200338 | 19 | BERNARD OAKS | 2018-04-03 | 2018 | 4 | 562.9 | 120.68 |  | 683.58 | 0 | 683.58 | 10 | 1.4921 | 101.9989 | 581.5811 | 68.358 | Aquasol Chem Pump | 1 |  |  |  | 683.58 | 33.64 |  | 683.58 | 683.58 | 25 |  | 0.49213 |  | 13.46 | 40.8
3 | Pumping Plant | 311 | Pumping Equipment | 13260 | 0200323 | 5 | BLUE SAGE | 2018-04-04 | 2018 | 4 | 562.9 | 120.68 |  | 683.58 | 0 | 683.58 | 10 | 1.4894 | 101.8118 | 581.7682 | 68.358 | Aquasol Chem Pump | 1 |  |  |  | 683.58 | 33.45 |  | 683.58 | 683.58 | 25 |  | 0.48939 |  | 13.38 | 40.72
3 | Pumping Plant | 311 | Pumping Equipment | 13260 | 0200338 | 19 | BERNARD OAKS | 2018-04-06 | 2018 | 4 | 181.48 | 38.91 |  | 220.39 | 0 | 220.39 | 10 | 1.4839 | 32.704 | 187.686 | 22.039 | Installation of Chemical Feed Pump | 1 |  |  |  | 220.39 | 10.67 |  | 220.39 | 220.39 | 25 |  | 0.48392 |  | 4.27 | 13.08
3 | Pumping Plant | 311 | Pumping Equipment | 13260 | 0200275 | 1 | CORONADO | 2018-04-10 | 2018 | 4 | 757.75 | 162.45 |  | 920.2 | 0 | 920.2 | 10 | 1.473 | 135.5421 | 784.6579 | 92.02 | Aquasol Chem Pumps | 2 |  |  |  | 920.2 | 43.52 |  | 920.2 | 920.2 | 25 |  | 0.47296 |  | 17.41 | 54.22
3 | Pumping Plant | 311 | Pumping Equipment | 13260 | 0200274 | 2 | COUNTRY ACRES | 2018-04-10 | 2018 | 4 | 378.88 | 81.23 |  | 460.11 | 0 | 460.11 | 10 | 1.473 | 67.7725 | 392.3375 | 46.011 | Aquasol Chem Pump | 1 |  |  |  | 460.11 | 21.76 |  | 460.11 | 460.11 | 25 |  | 0.47296 |  | 8.7 | 27.11
3 | Pumping Plant | 311 | Pumping Equipment | 13260 | 0200273 | 4 | COUNTRY MEADOWS | 2018-04-10 | 2018 | 4 | 378.88 | 81.23 |  | 460.11 | 0 | 460.11 | 10 | 1.473 | 67.7725 | 392.3375 | 46.011 | Aquasol Chem Pump | 1 |  |  |  | 460.11 | 21.76 |  | 460.11 | 460.11 | 25 |  | 0.47296 |  | 8.7 | 27.11
3 | Pumping Plant | 311 | Pumping Equipment | 13260 | 0200506 | 29 | LEE RIDGE | 2018-04-10 | 2018 | 4 | 378.88 | 81.23 |  | 460.11 | 0 | 460.11 | 10 | 1.473 | 67.7725 | 392.3375 | 46.011 | Aquasol Chem Pump | 1 |  |  |  | 460.11 | 21.76 |  | 460.11 | 460.11 | 25 |  | 0.47296 |  | 8.7 | 27.11
3 | Pumping Plant | 311 | Pumping Equipment | 13260 | 0200604 | 32 | COLONY TRAILS | 2018-04-10 | 2018 | 4 | 747.25 | 160.2 |  | 907.45 | 0 | 907.45 | 10 | 1.473 | 133.6641 | 773.7859 | 90.745 | Aquasol Chem Pumps | 2 |  |  |  | 907.45 | 42.92 |  | 907.45 | 907.45 | 25 |  | 0.47296 |  | 17.17 | 53.47
3 | Pumping Plant | 311 | Pumping Equipment | 13260 | 0200083 | 24 | WILCO | 2018-04-11 | 2018 | 4 | 378.88 | 81.23 |  | 460.11 | 0 | 460.11 | 10 | 1.4702 | 67.6466 | 392.4634 | 46.011 | Aquasol Chem Pump | 1 |  |  |  | 460.11 | 21.64 |  | 460.11 | 460.11 | 25 |  | 0.47023 |  | 8.65 | 27.06
3 | Pumping Plant | 311 | Pumping Equipment | 13260 | 0200346 | 8 | ROSHARON ROAD | 2018-04-17 | 2018 | 4 | 398.3 | 85.39 |  | 483.69 | 0 | 483.69 | 10 | 1.4538 | 70.3188 | 413.3712 | 48.369 | Aquasol Chem Pump | 1 |  |  |  | 483.69 | 21.95 |  | 483.69 | 483.69 | 25 |  | 0.4538 |  | 8.78 | 28.13
3 | Pumping Plant | 311 | Pumping Equipment | 13260 | 0200592 | 30 | QUAIL VALLEY | 2018-04-18 | 2018 | 4 | 378.88 | 81.23 |  | 460.11 | 0 | 460.11 | 10 | 1.4511 | 66.7648 | 393.3452 | 46.011 | Aquasol Chem Pump | 1 |  |  |  | 460.11 | 20.75 |  | 460.11 | 460.11 | 25 |  | 0.45106 |  | 8.3 | 26.71
3 | Pumping Plant | 311 | Pumping Equipment | 13260 | 0200275 | 1 | CORONADO | 2018-05-01 | 2018 | 5 | 184.03 | 39.45 |  | 223.48 | 0 | 223.48 | 10 | 1.4155 | 31.6329 | 191.8471 | 22.348 | Chemical Pump Installation | 1 |  |  |  | 223.48 | 9.28 |  | 223.48 | 223.48 | 25 |  | 0.41547 |  | 3.71 | 12.65
3 | Pumping Plant | 311 | Pumping Equipment | 13260 | 0200274 | 2 | COUNTRY ACRES | 2018-05-01 | 2018 | 5 | 184.03 | 39.45 |  | 223.48 | 0 | 223.48 | 10 | 1.4155 | 31.6329 | 191.8471 | 22.348 | Chemical Pump Installation | 1 |  |  |  | 223.48 | 9.28 |  | 223.48 | 223.48 | 25 |  | 0.41547 |  | 3.71 | 12.65
3 | Pumping Plant | 311 | Pumping Equipment | 13260 | 0200273 | 4 | COUNTRY MEADOWS | 2018-05-01 | 2018 | 5 | 184.03 | 39.45 |  | 223.48 | 0 | 223.48 | 10 | 1.4155 | 31.6329 | 191.8471 | 22.348 | Chemical Pump Installation | 1 |  |  |  | 223.48 | 9.28 |  | 223.48 | 223.48 | 25 |  | 0.41547 |  | 3.71 | 12.65
3 | Pumping Plant | 311 | Pumping Equipment | 13260 | 0200335 | 7 | SANDY MEADOW | 2018-05-01 | 2018 | 5 | 574.25 | 123.11 |  | 697.36 | 0 | 697.36 | 10 | 1.4155 | 98.7091 | 598.6509 | 69.736 | Chemical Pump and Installation | 1 |  |  |  | 697.36 | 28.97 |  | 697.36 | 697.36 | 25 |  | 0.41547 |  | 11.59 | 39.48
3 | Pumping Plant | 311 | Pumping Equipment | 13260 | 0200460 | 12 | SAN BERNARD | 2018-05-01 | 2018 | 5 | 184.03 | 39.45 |  | 223.48 | 0 | 223.48 | 10 | 1.4155 | 31.6329 | 191.8471 | 22.348 | Chemical Pump Installation | 1 |  |  |  | 223.48 | 9.28 |  | 223.48 | 223.48 | 25 |  | 0.41547 |  | 3.71 | 12.65
3 | Pumping Plant | 311 | Pumping Equipment | 13260 | 0200094 | 16 | MOORELAND | 2018-05-01 | 2018 | 5 | 582.32 | 124.84 |  | 707.16 | 0 | 707.16 | 10 | 1.4155 | 100.0963 | 607.0637 | 70.716 | Chemical Pump and Installation | 1 |  |  |  | 707.16 | 29.38 |  | 707.16 | 707.16 | 25 |  | 0.41547 |  | 11.75 | 40.04
3 | Pumping Plant | 311 | Pumping Equipment | 13260 | 0200245 | 25 | BEECHWOOD | 2018-05-01 | 2018 | 5 | 184.03 | 39.45 |  | 223.48 | 0 | 223.48 | 10 | 1.4155 | 31.6329 | 191.8471 | 22.348 | Chemical Pump Installation | 1 |  |  |  | 223.48 | 9.28 |  | 223.48 | 223.48 | 25 |  | 0.41547 |  | 3.71 | 12.65
3 | Pumping Plant | 311 | Pumping Equipment | 13260 | 0200506 | 29 | LEE RIDGE | 2018-05-01 | 2018 | 5 | 184.03 | 39.45 |  | 223.48 | 0 | 223.48 | 10 | 1.4155 | 31.6329 | 191.8471 | 22.348 | Chemical Pump Installation | 1 |  |  |  | 223.48 | 9.28 |  | 223.48 | 223.48 | 25 |  | 0.41547 |  | 3.71 | 12.65
3 | Pumping Plant | 311 | Pumping Equipment | 13260 | 0200592 | 30 | QUAIL VALLEY | 2018-05-01 | 2018 | 5 | 184.03 | 39.45 |  | 223.48 | 0 | 223.48 | 10 | 1.4155 | 31.6329 | 191.8471 | 22.348 | Installation of Chemical Pump | 1 |  |  |  | 223.48 | 9.28 |  | 223.48 | 223.48 | 25 |  | 0.41547 |  | 3.71 | 12.65
3 | Pumping Plant | 311 | Pumping Equipment | 13260 | 0200604 | 32 | COLONY TRAILS | 2018-05-01 | 2018 | 5 | 181.48 | 38.91 |  | 220.39 | 0 | 220.39 | 10 | 1.4155 | 31.1955 | 189.1945 | 22.039 | Chemical Pump Installation | 1 |  |  |  | 220.39 | 9.16 |  | 220.39 | 220.39 | 25 |  | 0.41547 |  | 3.66 | 12.48
3 | Pumping Plant | 311 | Pumping Equipment | 13260 | 0790504 | 36 | TEJAS LAKES | 2018-05-01 | 2018 | 5 | 184.03 | 39.45 |  | 223.48 | 0 | 223.48 | 10 | 1.4155 | 31.6329 | 191.8471 | 22.348 | Chemical Pump Installation | 1 |  |  |  | 223.48 | 9.28 |  | 223.48 | 223.48 | 25 |  | 0.41547 |  | 3.71 | 12.65
3 | Pumping Plant | 311 | Pumping Equipment | 13260 | 0790425 | 39 | RIVER RANCH/723 | 2018-05-01 | 2018 | 5 | 628.33 | 134.7 |  | 763.03 | 0 | 763.03 | 10 | 1.4155 | 108.0045 | 655.0255 | 76.303 | Chemical Pump and Installation | 1 |  |  |  | 763.03 | 31.7 |  | 763.03 | 763.03 | 25 |  | 0.41547 |  | 12.68 | 43.2
3 | Pumping Plant | 311 | Pumping Equipment | 13260 | 0200358 | 41 | BAYOU COLONY | 2018-05-01 | 2018 | 5 | 574.25 | 123.11 |  | 697.36 | 0 | 697.36 | 10 | 1.4155 | 98.7091 | 598.6509 | 69.736 | Chemical Pump and Installation | 1 |  |  |  | 697.36 | 28.97 |  | 697.36 | 697.36 | 25 |  | 0.41547 |  | 11.59 | 39.48
3 | Pumping Plant | 311 | Pumping Equipment | 13260 | 0200110, 0200108 | 17 | RYAN LONG | 2018-05-04 | 2018 | 5 | 582.32 | 124.84 |  | 707.16 | 0 | 707.16 | 10 | 1.4073 | 99.5155 | 607.6445 | 70.716 | Chemical Pump and Installation | 1 |  |  |  | 707.16 | 28.8 |  | 707.16 | 707.16 | 25 |  | 0.40726 |  | 11.52 | 39.81
3 | Pumping Plant | 311 | Pumping Equipment | 13260 | 0200370 | 22 | WOLF GLEN | 2018-05-04 | 2018 | 5 | 582.32 | 124.84 |  | 707.16 | 0 | 707.16 | 10 | 1.4073 | 99.5155 | 607.6445 | 70.716 | Chemical Pump and Installation | 1 |  |  |  | 707.16 | 28.8 |  | 707.16 | 707.16 | 25 |  | 0.40726 |  | 11.52 | 39.81
3 | Pumping Plant | 311 | Pumping Equipment | 13260 | 0200058 | 28 | RIVERSIDE ESTATES | 2018-05-04 | 2018 | 5 | 642.3 | 137.7 |  | 780 | 0 | 780 | 10 | 1.4073 | 109.7659 | 670.2341 | 78 | Chemical Pump and Installation | 1 |  |  |  | 780 | 31.77 |  | 780 | 780 | 25 |  | 0.40726 |  | 12.71 | 43.91
3 | Pumping Plant | 311 | Pumping Equipment | 13260 | 0200245 | 25 | BEECHWOOD | 2018-05-11 | 2018 | 5 | 622.33 | 133.42 |  | 755.75 | 0 | 755.75 | 10 | 1.3881 | 104.9049 | 650.8451 | 75.575 | Installed Pump Floats, Weights, Ran Pump Cable | NA |  |  |  | 755.75 | 29.33 |  | 755.75 | 755.75 | 25 |  | 0.38809 |  | 11.73 | 41.96
3 | Pumping Plant | 311 | Pumping Equipment | 13260 | 0790504 | 36 | TEJAS LAKES | 2018-05-15 | 2018 | 5 | 397.82 | 85.29 |  | 483.11 | 0 | 483.11 | 10 | 1.3771 | 66.531 | 416.579 | 48.311 | Chemical Pumps | 1 |  |  |  | 483.11 | 18.22 |  | 483.11 | 483.11 | 25 |  | 0.37714 |  | 7.29 | 26.61
3 | Pumping Plant | 311 | Pumping Equipment | 13260 | 0200053 | 18 | SNUG HARBOR | 2018-05-17 | 2018 | 5 | 5115.79 | 1096.73 |  | 6212.52 | 0 | 6212.52 | 10 | 1.3717 | 852.1485 | 5360.3715 | 621.252 | New Pump, Motor, etc and Installation | 1 |  |  |  | 6212.52 | 230.9 |  | 6212.52 | 6212.52 | 25 |  | 0.37166 |  | 92.36 | 340.86
3 | Pumping Plant | 311 | Pumping Equipment | 13260 | 0790504 | 36 | TEJAS LAKES | 2018-05-17 | 2018 | 5 | 8208.76 | 1759.81 |  | 9968.57 | 0 | 9968.57 | 10 | 1.3717 | 1367.3521 | 8601.2179 | 996.857 | New Pump, Motor, Panel | 1 |  |  |  | 9968.57 | 370.5 |  | 9968.57 | 9968.57 | 25 |  | 0.37166 |  | 148.2 | 546.94
3 | Pumping Plant | 311 | Pumping Equipment | 13260 | 0200185 | 11 | DEMI-JOHN ISLAND | 2018-05-22 | 2018 | 5 | 979.66 | 210.02 |  | 1189.68 | 0 | 1189.68 | 10 | 1.358 | 161.5554 | 1028.1246 | 118.968 | Chemical Pump and Installation | 2 |  |  |  | 1189.68 | 42.59 |  | 1189.68 | 1189.68 | 25 |  | 0.35797 |  | 17.03 | 64.62
3 | Pumping Plant | 311 | Pumping Equipment | 13260 | 0200338 | 19 | BERNARD OAKS | 2018-05-22 | 2018 | 5 | 573.78 | 123.01 |  | 696.79 | 0 | 696.79 | 10 | 1.358 | 94.6223 | 602.1677 | 69.679 | Chemical Pump and Installation | 1 |  |  |  | 696.79 | 24.94 |  | 696.79 | 696.79 | 25 |  | 0.35797 |  | 9.98 | 37.85
3 | Pumping Plant | 311 | Pumping Equipment | 13260 | 0200245 | 25 | BEECHWOOD | 2018-05-22 | 2018 | 5 | 979.66 | 210.02 |  | 1189.68 | 0 | 1189.68 | 10 | 1.358 | 161.5554 | 1028.1246 | 118.968 | Chemical Pumps and Installation | 2 |  |  |  | 1189.68 | 42.59 |  | 1189.68 | 1189.68 | 25 |  | 0.35797 |  | 17.03 | 64.62
3 | Pumping Plant | 311 | Pumping Equipment | 13260 | 0200432 | 27 | MARK V | 2018-05-22 | 2018 | 5 | 581.84 | 124.74 |  | 706.58 | 0 | 706.58 | 10 | 1.358 | 95.9517 | 610.6283 | 70.658 | Chemical Pump and Installation | 1 |  |  |  | 706.58 | 25.29 |  | 706.58 | 706.58 | 25 |  | 0.35797 |  | 10.12 | 38.38
3 | Pumping Plant | 311 | Pumping Equipment | 13260 | 0200110, 0200108 | 17 | RYAN LONG | 2018-05-31 | 2018 | 5 | 582.32 | 124.84 |  | 707.16 | 0 | 707.16 | 10 | 1.3333 | 94.288 | 612.872 | 70.716 | Chemical Pump and Installation | 1 |  |  |  | 707.16 | 23.57 |  | 707.16 | 707.16 | 25 |  | 0.33333 |  | 9.43 | 37.72
3 | Pumping Plant | 311 | Pumping Equipment | 13260 | 0200324 | 3 | COLONY COVE | 2018-06-02 | 2018 | 6 | 7286.86 | 1562.17 |  | 8849.03 | 0 | 8849.03 | 10 | 1.3279 | 1175.0252 | 7674.0048 | 884.903 | Well Pump | 1 |  |  |  | 8849.03 | 290.12 |  | 8849.03 | 8849.03 | 25 |  | 0.32786 |  | 116.05 | 470.01
3 | Pumping Plant | 311 | Pumping Equipment | 13260 | 0200335 | 7 | SANDY MEADOW | 2018-06-11 | 2018 | 6 | 3676.38 | 788.15 |  | 4464.53 | 0 | 4464.53 | 10 | 1.3032 | 581.8251 | 3882.7049 | 446.453 | Pulled and Replaced 1HP Franklin Pump | 1 |  |  |  | 4464.53 | 135.37 |  | 4464.53 | 4464.53 | 25 |  | 0.30322 |  | 54.15 | 232.73
3 | Pumping Plant | 311 | Pumping Equipment | 13260 | 0200339 | 23 | LARKSPUR | 2018-06-13 | 2018 | 6 | 582.32 | 124.84 |  | 707.16 | 0 | 707.16 | 10 | 1.2977 | 91.7711 | 615.3889 | 70.716 | Aquasol Chem Pump and Installation | 1 |  |  |  | 707.16 | 21.06 |  | 707.16 | 707.16 | 25 |  | 0.29774 |  | 8.42 | 36.71
3 | Pumping Plant | 311 | Pumping Equipment | 13260 | 0790425 | 39 | RIVER RANCH/723 | 2018-06-18 | 2018 | 6 | 5843.06 | 1252.64 |  | 7095.7 | 0 | 7095.7 | 10 | 1.2841 | 911.1248 | 6184.5752 | 709.57 | Booster Pumps | 2 |  |  |  | 7095.7 | 201.55 |  | 7095.7 | 7095.7 | 25 |  | 0.28405 |  | 80.62 | 364.45
3 | Pumping Plant | 311 | Pumping Equipment | 13260 | 0200244 | 13 | ANGLE ACRES | 2018-06-20 | 2018 | 6 | 854.2 | 183.13 |  | 1037.33 | 0 | 1037.33 | 10 | 1.2786 | 132.6306 | 904.6994 | 103.733 | Replaced Pump Control Box, Breaker, and Wire | 1 |  |  |  | 1037.33 | 28.9 |  | 1037.33 | 1037.33 | 25 |  | 0.27858 |  | 11.56 | 53.05
3 | Pumping Plant | 311 | Pumping Equipment | 13260 | 0200244 | 13 | ANGLE ACRES | 2018-06-20 | 2018 | 6 | 1027.03 | 220.18 |  | 1247.21 | 0 | 1247.21 | 10 | 1.2786 | 159.4653 | 1087.7447 | 124.721 | Replaced Pressure Relief Valve, Bushings, 35 ft of Wire on Pump | NA |  |  |  | 1247.21 | 34.74 |  | 1247.21 | 1247.21 | 25 |  | 0.27858 |  | 13.9 | 63.79
3 | Pumping Plant | 311 | Pumping Equipment | 13260 | 0200275 | 1 | CORONADO | 2018-06-21 | 2018 | 6 | 676.56 | 145.04 |  | 821.6 | 0 | 821.6 | 10 | 1.2758 | 104.8229 | 716.7771 | 82.16 | Replace Control Box on Pump | 1 |  |  |  | 821.6 | 22.66 |  | 821.6 | 821.6 | 25 |  | 0.27584 |  | 9.07 | 41.93
3 | Pumping Plant | 311 | Pumping Equipment | 13260 | 0200083 | 24 | WILCO | 2018-06-30 | 2018 | 6 | 582.32 | 124.84 |  | 707.16 | 0 | 707.16 | 10 | 1.2512 | 88.4797 | 618.6803 | 70.716 | Aquasol Chem Pump and Installation | 1 |  |  |  | 707.16 | 17.76 |  | 707.16 | 707.16 | 25 |  | 0.2512 |  | 7.11 | 35.39
3 | Pumping Plant | 311 | Pumping Equipment | 13260 | 0200604 | 32 | COLONY TRAILS | 2018-07-24 | 2018 | 7 | 920.72 | 197.39 |  | 1118.11 | 0 | 1118.11 | 10 | 1.1855 | 132.5508 | 985.5592 | 111.811 | Aquasol Pump and Installation | 2 |  |  |  | 1118.11 | 20.74 |  | 1118.11 | 1118.11 | 25 |  | 0.18549 |  | 8.3 | 53.02
3 | Pumping Plant | 311 | Pumping Equipment | 13260 | 0200185 | 20 | DEMI-JOHN PLACE | 2018-07-25 | 2018 | 7 | 582.32 | 124.84 |  | 707.16 | 0 | 707.16 | 10 | 1.1828 | 83.6395 | 623.5205 | 70.716 | Aquasol Pump and Installation | 1 |  |  |  | 707.16 | 12.92 |  | 707.16 | 707.16 | 25 |  | 0.18275 |  | 5.17 | 33.46
3 | Pumping Plant | 311 | Pumping Equipment | 13260 | 0200275 | 1 | CORONADO | 2018-08-01 | 2018 | 8 | 537.5 | 115.23 |  | 652.73 | 0 | 652.73 | 10 | 1.1636 | 75.9508 | 576.7792 | 65.273 | Aquasol Chem Pump and Installation | 1 |  |  |  | 652.73 | 10.68 |  | 652.73 | 652.73 | 25 |  | 0.16359 |  | 4.27 | 30.38
3 | Pumping Plant | 311 | Pumping Equipment | 13260 | 0200244 | 13 | ANGLE ACRES | 2018-08-01 | 2018 | 8 | 537.5 | 115.23 |  | 652.73 | 0 | 652.73 | 10 | 1.1636 | 75.9508 | 576.7792 | 65.273 | Aquasol Chem Pump and Installation | 1 |  |  |  | 652.73 | 10.68 |  | 652.73 | 652.73 | 25 |  | 0.16359 |  | 4.27 | 30.38
3 | Pumping Plant | 311 | Pumping Equipment | 13260 | 0200432 | 27 | MARK V | 2018-08-01 | 2018 | 8 | 560.63 | 120.19 |  | 680.82 | 0 | 680.82 | 10 | 1.1636 | 79.2193 | 601.6007 | 68.082 | Changed out Booster Pump #2 With Pump from Inventory | 1 |  |  |  | 680.82 | 11.14 |  | 680.82 | 680.82 | 25 |  | 0.16359 |  | 4.45 | 31.69
3 | Pumping Plant | 311 | Pumping Equipment | 13260 | 0790425 | 39 | RIVER RANCH/723 | 2018-08-01 | 2018 | 8 | -257.55 | -55.21 |  | -312.76 | 0 | -312.76 | 10 | 1.1636 | -36.3923 | -276.3677 | -31.276 | Credit for Overpayment on #64821 - Booster Pumps | NA |  |  |  | -312.76 | -5.12 |  | -312.76 | -312.76 | 25 |  | 0.16359 |  | -2.05 | -14.56
3 | Pumping Plant | 311 | Pumping Equipment | 13260 | 0200338 | 19 | BERNARD OAKS | 2018-09-01 | 2018 | 9 | 367.5 | 92.95 |  | 460.45 | 0 | 460.45 | 10 | 1.0787 | 49.6693 | 410.7807 | 46.045 | Aquasol Chemical Pump |  |  |  |  | 460.45 | 3.62 |  | 460.45 | 460.45 | 25 |  | 0.078713 |  | 1.45 | 19.87
3 | Pumping Plant | 311 | Pumping Equipment | 13260 | 0200245 | 25 | BEECHWOOD | 2018-09-01 | 2018 | 9 | 367.95 | 93.06 |  | 461.01 | 0 | 461.01 | 10 | 1.0787 | 49.7298 | 411.2802 | 46.101 | Stenner Pump |  |  |  |  | 461.01 | 3.63 |  | 461.01 | 461.01 | 25 |  | 0.078713 |  | 1.45 | 19.89
3 | Pumping Plant | 311 | Pumping Equipment | 13260 | 0790425 | 39 | RIVER RANCH/723 | 2018-09-01 | 2018 | 9 | 386.55 | 97.76 |  | 484.31 | 0 | 484.31 | 10 | 1.0787 | 52.2432 | 432.0668 | 48.431 | Chemical Pump |  |  |  |  | 484.31 | 3.81 |  | 484.31 | 484.31 | 25 |  | 0.078713 |  | 1.52 | 20.9
3 | Pumping Plant | 311 | Pumping Equipment | 13260 | 0200335 | 7 | SANDY MEADOW | 2018-09-10 | 2018 | 9 | 537.94 | 136.06 |  | 674 | 0 | 674 | 10 | 1.0541 | 71.0445 | 602.9555 | 67.4 | Aquasol Chem Pump and Installation |  |  |  |  | 674 | 3.64 |  | 674 | 674 | 25 |  | 0.054073 |  | 1.46 | 28.42
3 | Pumping Plant | 311 | Pumping Equipment | 13260 | 0200335 | 7 | SANDY MEADOW | 2018-09-10 | 2018 | 9 | 537.94 | 136.06 |  | 674 | 0 | 674 | 10 | 1.0541 | 71.0445 | 602.9555 | 67.4 | Aquasol Chem Pump and Installation |  |  |  |  | 674 | 3.64 |  | 674 | 674 | 25 |  | 0.054073 |  | 1.46 | 28.42
3 | Pumping Plant | 311 | Pumping Equipment | 13260 | 0200110, 0200108 | 17 | RYAN LONG | 2018-10-26 | 2018 | 10 | 537.94 | 136.06 |  | 674 | 0 | 674 | 10 | 0.92813 | 62.5561 | 611.4439 | 67.4 | Aquasol Chem Pump and Installation | [5 empty] | 0 |  |  | 674 | 25 |  |  |  | 0 | 10.11
3 | Pumping Plant | 311 | Pumping Equipment | 13260 | 0200432 | 27 | MARK V | 2018-10-26 | 2018 | 10 | 367.95 | 93.06 |  | 461.01 | 0 | 461.01 | 10 | 0.92813 | 42.7878 | 418.2222 | 46.101 | To Move Stenner CL2 Pump from Inventory to In Service | [5 empty] | 0 |  |  | 461.01 | 25 |  |  |  | 0 | 6.92
3 | Pumping Plant | 311 | Pumping Equipment | 13260 | 0200110, 0200108 | 17 | RYAN LONG | 2018-11-26 | 2018 | 11 | 416.16 | 105.26 |  | 521.42 | 0 | 521.42 | 10 | 0.84326 | 43.9692 | 477.4508 | 52.142 | Aquasol Chem Pump | [5 empty] | 0 |  |  | 521.42 | 25 |  |  |  | 0 | 7.82
3 | Pumping Plant | 311 | Pumping Equipment | 13260 | 0200058 | 28 | RIVERSIDE ESTATES | 2018-11-30 | 2018 | 11 | 537.94 | 136.06 |  | 674 | 0 | 674 | 10 | 0.83231 | 56.0975 | 617.9025 | 67.4 | Aquasol Chem Pump and Installation | [5 empty] | 0 |  |  | 674 | 25 |  |  |  | 0 | 10.11
3 | Pumping Plant | 311 | Pumping Equipment | 13260 | 0200094 | 16 | MOORELAND | 2019-02-01 | 2019 | 2 | 367.94 | 74.7 |  | 442.64 | 0 | 442.64 | 10 | 0.65982 | 29.2064 | 413.4336 | 44.264 | Aquasol Chem Pump | [5 empty] | 0 |  |  | 442.64 | 25 |  |  |  | 0 | 6.64
3 | Pumping Plant | 311 | Pumping Equipment | 13260 | 0200185 | 20 | DEMI-JOHN PLACE | 2019-02-06 | 2019 | 2 | 614.3 | 124.71 |  | 739.01 | 0 | 739.01 | 10 | 0.64613 | 47.7499 | 691.2601 | 73.901 | Franklin Control Box | [5 empty] | 0 |  |  | 739.01 | 25 |  |  |  | 0 | 11.09
3 | Pumping Plant | 311 | Pumping Equipment | 13260 | 0200275 | 1 | CORONADO | 2019-02-19 | 2019 | 2 | 367.94 | 74.7 |  | 442.64 | 0 | 442.64 | 10 | 0.61054 | 27.025 | 415.615 | 44.264 | Aquasol Chem Pump & Installation | [5 empty] | 0 |  |  | 442.64 | 25 |  |  |  | 0 | 6.64
3 | Pumping Plant | 311 | Pumping Equipment | 13260 | 0200244 | 13 | ANGLE ACRES | 2019-02-19 | 2019 | 2 | 367.94 | 74.7 |  | 442.64 | 0 | 442.64 | 10 | 0.61054 | 27.025 | 415.615 | 44.264 | Aquasol Chem Pump and Installation | [5 empty] | 0 |  |  | 442.64 | 25 |  |  |  | 0 | 6.64
3 | Pumping Plant | 311 | Pumping Equipment | 13260 | 0200110, 0200108 | 17 | RYAN LONG | 2019-02-19 | 2019 | 2 | 367.94 | 74.7 |  | 442.64 | 0 | 442.64 | 10 | 0.61054 | 27.025 | 415.615 | 44.264 | Aquasol Chem Pump | [5 empty] | 0 |  |  | 442.64 | 25 |  |  |  | 0 | 6.64
3 | Pumping Plant | 311 | Pumping Equipment | 13260 | 0200110, 0200108 | 17 | RYAN LONG | 2019-02-19 | 2019 | 2 | 367.94 | 74.7 |  | 442.64 | 0 | 442.64 | 10 | 0.61054 | 27.025 | 415.615 | 44.264 | Aquasol Chem Pump & Installation | [5 empty] | 0 |  |  | 442.64 | 25 |  |  |  | 0 | 6.64
3 | Pumping Plant | 311 | Pumping Equipment | 13260 | 0200592 | 30 | QUAIL VALLEY | 2019-02-19 | 2019 | 2 | 367.94 | 74.7 |  | 442.64 | 0 | 442.64 | 10 | 0.61054 | 27.025 | 415.615 | 44.264 | Aquasol Chem Pump & Installation | [5 empty] | 0 |  |  | 442.64 | 25 |  |  |  | 0 | 6.64
3 | Pumping Plant | 311 | Pumping Equipment | 13260 | 0200604 | 32 | COLONY TRAILS | 2019-02-19 | 2019 | 2 | 367.94 | 74.7 |  | 442.64 | 0 | 442.64 | 10 | 0.61054 | 27.025 | 415.615 | 44.264 | Aquasol Chem Pump | [5 empty] | 0 |  |  | 442.64 | 25 |  |  |  | 0 | 6.64
3 | Pumping Plant | 311 | Pumping Equipment | 13260 | 0200244 | 13 | ANGLE ACRES | 2019-03-05 | 2019 | 3 | 7099.85 | 1441.34 |  | 8541.19 | -507.33 | 8033.86 | 10 | 0.57221 | 459.7062 | 7574.1538 | 803.386 | Replacing well pumps | [5 empty] | 0 |  |  | 8033.86 | 25 |  |  |  | 0 | 120.51
3 | Pumping Plant | 311 | Pumping Equipment | 13260 | 0200245 | 25 | BEECHWOOD | 2019-03-31 | 2019 | 3 | 848.68 | 172.29 |  | 1020.97 | -60.64 | 960.33 | 10 | 0.50103 | 48.1151 | 912.2149 | 96.033 | 10HP Motor | [5 empty] | 0 |  |  | 960.33 | 25 |  |  |  | 0 | 14.4
3 | Pumping Plant | 311 | Pumping Equipment | 13260 | 0200245 | 25 | BEECHWOOD | 2019-03-31 | 2019 | 3 | 1357.13 | 275.51 |  | 1632.64 | -96.98 | 1535.66 | 10 | 0.50103 | 76.9407 | 1458.7193 | 153.566 | 7 1/2 HP motor | [5 empty] | 0 |  |  | 1535.66 | 25 |  |  |  | 0 | 23.03
3 | Pumping Plant | 311 | Pumping Equipment | 13260 | 0200346 | 8 | ROSHARON ROAD | 2019-04-15 | 2019 | 4 | 8266.2 |  |  | 8266.2 | -464.04 | 7802.16 | 10 | 0.45996 | 358.8673 | 7443.2927 | 780.216 | Service call for pump | [5 empty] | 0 |  |  | 7802.16 | 25 |  |  |  | 0 | 117.03
3 | Pumping Plant | 311 | Pumping Equipment | 13260 | 0200324 | 3 | COLONY COVE | 2019-04-30 | 2019 | 4 | 38352.24 | 10708.02 | 2615.37 | 51675.63 | -2900.92 | 48774.71 | 10 | 0.41889 | 2043.1295 | 46731.5805 | 4877.471 | Pumping equipment | [5 empty] | 0 |  |  | 46159.34 | 25 |  |  |  | 0 | 692.39
3 | Pumping Plant | 311 | Pumping Equipment | 13260 | 0200324 | 3 | COLONY COVE | 2019-04-30 | 2019 | 4 | 27200.65 | 7573.97 | 1605.79 | 36380.41 | -2042.29 | 34338.12 | 10 | 0.41889 | 1438.3935 | 32899.7265 | 3433.812 | Pumping Equipment | [5 empty] | 0 |  |  | 32732.33 | 25 |  |  |  | 0 | 490.98
3 | Pumping Plant | 311 | Pumping Equipment | 13260 | 0200324 | 3 | COLONY COVE | 2019-04-30 | 2019 | 4 | 1059.28 | 294.95 | 62.53 | 1416.76 | -79.53 | 1337.23 | 10 | 0.41889 | 56.0154 | 1281.2146 | 133.723 | Colony Trails - Pump House Parts | [5 empty] | 0 |  |  | 1274.7 | 25 |  |  |  | 0 | 19.12
3 | Pumping Plant | 311 | Pumping Equipment | 13260 | 0200325 | 6 | BRANDI | 2019-04-30 | 2019 | 4 | 22010.52 | 6176.04 | 1873.32 | 30059.88 | -1687.47 | 28372.41 | 10 | 0.41889 | 1188.4952 | 27183.9148 | 2837.241 | Pumping equipment | [5 empty] | 0 |  |  | 26499.09 | 25 |  |  |  | 0 | 397.49
3 | Pumping Plant | 311 | Pumping Equipment | 13260 | 0200325 | 6 | BRANDI | 2019-04-30 | 2019 | 4 | 14073.8 | 3949.04 | 1197.83 | 19220.67 | -1078.99 | 18141.68 | 10 | 0.41889 | 759.939 | 17381.741 | 1814.168 | Build and Install New Pump House | [5 empty] | 0 |  |  | 16943.85 | 25 |  |  |  | 0 | 254.16
3 | Pumping Plant | 311 | Pumping Equipment | 13260 | 0200346 | 8 | ROSHARON ROAD | 2019-04-30 | 2019 | 4 | 23606.78 | 6617.56 | 1931.56 | 32155.9 | -1805.14 | 30350.76 | 10 | 0.41889 | 1271.3665 | 29079.3935 | 3035.076 | Pump House | [5 empty] | 0 |  |  | 28419.2 | 25 |  |  |  | 0 | 426.29
3 | Pumping Plant | 311 | Pumping Equipment | 13260 | 0200346 | 8 | ROSHARON ROAD | 2019-04-30 | 2019 | 4 | 2500 | 700.81 | 204.55 | 3405.36 | -191.17 | 3214.19 | 10 | 0.41889 | 134.6396 | 3079.5504 | 321.419 | Installation of Mission System @ Rosharon Rd Estates | [5 empty] | 0 |  |  | 3009.64 | 25 |  |  |  | 0 | 45.14
3 | Pumping Plant | 311 | Pumping Equipment | 13260 | 0200346 | 8 | ROSHARON ROAD | 2019-04-30 | 2019 | 4 | 357.86 | 100.32 | 29.28 | 487.46 | -27.36 | 460.1 | 10 | 0.41889 | 19.2732 | 440.8268 | 46.01 | Contactors for 7.5 HP Pumps at Pump House | [5 empty] | 0 |  |  | 430.82 | 25 |  |  |  | 0 | 6.46
3 | Pumping Plant | 311 | Pumping Equipment | 13260 | 0200346 | 8 | ROSHARON ROAD | 2019-04-30 | 2019 | 4 | 224.39 | 62.9 | 18.36 | 305.65 | -17.16 | 288.49 | 10 | 0.41889 | 12.0846 | 276.4054 | 28.849 | May 2018 Amex - Andy (Air Compressor for Hydrotank) - Rosharon Rd Estates | [5 empty] | 0 |  |  | 270.13 | 25 |  |  |  | 0 | 4.05
3 | Pumping Plant | 311 | Pumping Equipment | 13260 | 0200185 | 11 | DEMI-JOHN ISLAND | 2019-04-30 | 2019 | 4 | 53416.67 | 14979.52 | 4438.01 | 72834.2 | -4088.7 | 68745.5 | 10 | 0.41889 | 2879.6883 | 65865.8117 | 6874.55 | Pumping Equipment | [5 empty] | 0 |  |  | 64307.49 | 25 |  |  |  | 0 | 964.61
3 | Pumping Plant | 311 | Pumping Equipment | 13260 | 0200185 | 11 | DEMI-JOHN ISLAND | 2019-04-30 | 2019 | 4 | 2269.71 | 636.49 | 188.57 | 3094.77 | -173.73 | 2921.04 | 10 | 0.41889 | 122.3598 | 2798.6802 | 292.104 | Parts for Pump House @ Demi John Island | [5 empty] | 0 |  |  | 2732.47 | 25 |  |  |  | 0 | 40.99
3 | Pumping Plant | 311 | Pumping Equipment | 13260 | 0200185 | 11 | DEMI-JOHN ISLAND | 2019-04-30 | 2019 | 4 | 111.55 | 31.28 | 9.27 | 152.1 | -8.54 | 143.56 | 10 | 0.41889 | 6.0136 | 137.5464 | 14.356 | Parts for Sight Glass kits for Demi John Islan | [5 empty] | 0 |  |  | 134.29 | 25 |  |  |  | 0 | 2.01
3 | Pumping Plant | 311 | Pumping Equipment | 13260 | 0200185 | 11 | DEMI-JOHN ISLAND | 2019-04-30 | 2019 | 4 | 63.14 | 17.71 | 5.25 | 86.1 | -4.83 | 81.27 | 10 | 0.41889 | 3.4043 | 77.8657 | 8.127 | Sight Glass Kit for Demi John Island Pressure Tank | [5 empty] | 0 |  |  | 76.02 | 25 |  |  |  | 0 | 1.14
3 | Pumping Plant | 311 | Pumping Equipment | 13260 | 0200185 | 11 | DEMI-JOHN ISLAND | 2019-04-30 | 2019 | 4 | 155.07 | 43.49 | 12.88 | 211.44 | -11.87 | 199.57 | 10 | 0.41889 | 8.3598 | 191.2102 | 19.957 | Electrical for Demi John Island Pump House | [5 empty] | 0 |  |  | 186.69 | 25 |  |  |  | 0 | 2.8
3 | Pumping Plant | 311 | Pumping Equipment | 13260 | 0200185 | 11 | DEMI-JOHN ISLAND | 2019-04-30 | 2019 | 4 | 357.86 | 100.35 | 29.73 | 487.94 | -27.39 | 460.55 | 10 | 0.41889 | 19.292 | 441.258 | 46.055 | Contactors for 7.5 HP Pumps at Pump House | [5 empty] | 0 |  |  | 430.82 | 25 |  |  |  | 0 | 6.46
3 | Pumping Plant | 311 | Pumping Equipment | 13260 | 0200185 | 11 | DEMI-JOHN ISLAND | 2019-04-30 | 2019 | 4 | 133.19 | 37.35 | 11.07 | 181.61 | -10.2 | 171.41 | 10 | 0.41889 | 7.1802 | 164.2298 | 17.141 | Materials - Demi John Island Pump House | [5 empty] | 0 |  |  | 160.34 | 25 |  |  |  | 0 | 2.41
3 | Pumping Plant | 311 | Pumping Equipment | 13260 | 0200460 | 12 | SAN BERNARD | 2019-04-30 | 2019 | 4 | 41610.26 | 11644.51 | 4322.18 | 57576.95 | -3232.2 | 54344.75 | 10 | 0.41889 | 2276.4536 | 52068.2964 | 5434.475 | Pumping Equipment | [5 empty] | 0 |  |  | 50022.57 | 25 |  |  |  | 0 | 750.34
3 | Pumping Plant | 311 | Pumping Equipment | 13260 | 0200460 | 12 | SAN BERNARD | 2019-04-30 | 2019 | 4 | 1446.87 | 404.9 | 150.29 | 2002.06 | -112.39 | 1889.67 | 10 | 0.41889 | 79.1566 | 1810.5134 | 188.967 | Installed Air Compressor and Ran Wire for Pump House @ San Bernard Estates | [5 empty] | 0 |  |  | 1739.38 | 25 |  |  |  | 0 | 26.09
3 | Pumping Plant | 311 | Pumping Equipment | 13260 | 0200460 | 12 | SAN BERNARD | 2019-04-30 | 2019 | 4 | 2474.6 | 692.51 | 257.04 | 3424.15 | -192.22 | 3231.93 | 10 | 0.41889 | 135.3827 | 3096.5473 | 323.193 | Pumps for Prefab Chemical Injection Project | [5 empty] | 0 |  |  | 2974.89 | 25 |  |  |  | 0 | 44.62
3 | Pumping Plant | 311 | Pumping Equipment | 13260 | 0200460 | 12 | SAN BERNARD | 2019-04-30 | 2019 | 4 | 1125.8 | 315.05 | 116.94 | 1557.79 | -87.45 | 1470.34 | 10 | 0.41889 | 61.5912 | 1408.7488 | 147.034 | Aquasol Chemical Pump - Pump House #1 Bernard Oaks | [5 empty] | 0 |  |  | 1353.4 | 25 |  |  |  | 0 | 20.3
3 | Pumping Plant | 311 | Pumping Equipment | 13260 | 0200460 | 12 | SAN BERNARD | 2019-04-30 | 2019 | 4 | 112.09 | 31.37 | 11.64 | 155.1 | -8.71 | 146.39 | 10 | 0.41889 | 6.1321 | 140.2579 | 14.639 | WO # 11564677 - San Bernard Estates - Booster Pump | [5 empty] | 0 |  |  | 134.75 | 25 |  |  |  | 0 | 2.02
3 | Pumping Plant | 311 | Pumping Equipment | 13260 | 0200460 | 12 | SAN BERNARD | 2019-04-30 | 2019 | 4 | 40.98 | 11.47 | 4.26 | 56.71 | -3.18 | 53.53 | 10 | 0.41889 | 2.2423 | 51.2877 | 5.353 | WO # 11564677 - San Bernard Estates - Booster Pump | [5 empty] | 0 |  |  | 49.27 | 25 |  |  |  | 0 | 0.74
3 | Pumping Plant | 311 | Pumping Equipment | 13260 | 0200460 | 12 | SAN BERNARD | 2019-04-30 | 2019 | 4 | 330.16 | 92.39 | 34.29 | 456.84 | -25.65 | 431.19 | 10 | 0.41889 | 18.0622 | 413.1278 | 43.119 | WO # 11564677 - San Bernard Estates - Booster Pump | [5 empty] | 0 |  |  | 396.9 | 25 |  |  |  | 0 | 5.95
3 | Pumping Plant | 311 | Pumping Equipment | 13260 | 0200460 | 12 | SAN BERNARD | 2019-04-30 | 2019 | 4 | 357.86 | 100.15 | 37.17 | 495.18 | -27.8 | 467.38 | 10 | 0.41889 | 19.5781 | 447.8019 | 46.738 | Contactors for 7.5 HP Pumps at Pump House | [5 empty] | 0 |  |  | 430.21 | 25 |  |  |  | 0 | 6.45
3 | Pumping Plant | 311 | Pumping Equipment | 13260 | 0200460 | 12 | SAN BERNARD | 2019-04-30 | 2019 | 4 | 10000 | 2798.47 | 1038.74 | 13837.21 | -776.78 | 13060.43 | 10 | 0.41889 | 547.0899 | 12513.3401 | 1306.043 | Pump for Pump House | [5 empty] | 0 |  |  | 12021.69 | 25 |  |  |  | 0 | 180.33
3 | Pumping Plant | 311 | Pumping Equipment | 13260 | 0200460 | 12 | SAN BERNARD | 2019-04-30 | 2019 | 4 | 898.05 | 251.32 | 93.28 | 1242.65 | -69.76 | 1172.89 | 10 | 0.41889 | 49.1313 | 1123.7587 | 117.289 | December 2017 Amex - Andy (Mercoid Switches for Pump House) | [5 empty] | 0 |  |  | 1079.61 | 25 |  |  |  | 0 | 16.19
3 | Pumping Plant | 311 | Pumping Equipment | 13260 | 0200094 | 16 | MOORELAND | 2019-04-30 | 2019 | 4 | 45815.6 | 13672.3 | 2735.96 | 62223.86 | -3493.06 | 58730.8 | 10 | 0.41889 | 2460.1814 | 56270.6186 | 5873.08 | Pumping Equipment | [5 empty] | 0 |  |  | 55994.84 | 25 |  |  |  | 0 | 839.92
3 | Pumping Plant | 311 | Pumping Equipment | 13260 | 0200094 | 16 | MOORELAND | 2019-04-30 | 2019 | 4 | 1986.54 | 592.82 | 118.63 | 2697.99 | -151.46 | 2546.53 | 10 | 0.41889 | 106.6719 | 2439.8581 | 254.653 | Mercoid Switches, etc for Mooreland Pump House | [5 empty] | 0 |  |  | 2427.9 | 25 |  |  |  | 0 | 36.42
3 | Pumping Plant | 311 | Pumping Equipment | 13260 | 0200094 | 16 | MOORELAND | 2019-04-30 | 2019 | 4 | 385.36 | 115 | 23.01 | 523.37 | -29.38 | 493.99 | 10 | 0.41889 | 20.6928 | 473.2972 | 49.399 | Fittings, etc for Mooreland Pump House | [5 empty] | 0 |  |  | 470.98 | 25 |  |  |  | 0 | 7.06
3 | Pumping Plant | 311 | Pumping Equipment | 13260 | 0200053 | 18 | SNUG HARBOR | 2019-04-30 | 2019 | 4 | 27104.65 | 8971.33 | 3340.85 | 39416.83 | -2212.74 | 37204.09 | 10 | 0.41889 | 1558.4465 | 35645.6435 | 3720.409 | Pumping Equipment | [5 empty] | 0 |  |  | 33863.24 | 25 |  |  |  | 0 | 507.95
3 | Pumping Plant | 311 | Pumping Equipment | 13260 | 0200053 | 18 | SNUG HARBOR | 2019-04-30 | 2019 | 4 | 1120.39 | 370.84 | 138.1 | 1629.33 | -91.47 | 1537.86 | 10 | 0.41889 | 64.4196 | 1473.4404 | 153.786 | Change Electrical Pole to Make Room for Pump House @ Snug Harbor | [5 empty] | 0 |  |  | 1399.76 | 25 |  |  |  | 0 | 21
3 | Pumping Plant | 311 | Pumping Equipment | 13260 | 0200053 | 18 | SNUG HARBOR | 2019-04-30 | 2019 | 4 | 275.9 | 91.32 | 34.01 | 401.23 | -22.52 | 378.71 | 10 | 0.41889 | 15.8638 | 362.8462 | 37.871 | Installation of Time Delay, Switched Pump 3 and 4 @ Snug Harbor Pump House | [5 empty] | 0 |  |  | 344.7 | 25 |  |  |  | 0 | 5.17
3 | Pumping Plant | 311 | Pumping Equipment | 13260 | 0200053 | 18 | SNUG HARBOR | 2019-04-30 | 2019 | 4 | 224.39 | 74.27 | 27.66 | 326.32 | -18.32 | 308 | 10 | 0.41889 | 12.9018 | 295.0982 | 30.8 | May 2018 Amex - Andy (Air Compressor for Hydrotank) - Snug Harbor | [5 empty] | 0 |  |  | 280.34 | 25 |  |  |  | 0 | 4.21
3 | Pumping Plant | 311 | Pumping Equipment | 13260 | 0200338 | 19 | BERNARD OAKS | 2019-04-30 | 2019 | 4 | 53031.33 | 15135.35 | 4218.89 | 72385.57 | -4063.51 | 68322.06 | 10 | 0.41889 | 2861.9508 | 65460.1092 | 6832.206 | Pumping equipment | [5 empty] | 0 |  |  | 64103.17 | 25 |  |  |  | 0 | 961.55
3 | Pumping Plant | 311 | Pumping Equipment | 13260 | 0200338 | 19 | BERNARD OAKS | 2019-04-30 | 2019 | 4 | 4060.71 | 1158.94 | 323.05 | 5542.7 | -311.15 | 5231.55 | 10 | 0.41889 | 219.145 | 5012.405 | 523.155 | Pumping equipment | [5 empty] | 0 |  |  | 4908.5 | 25 |  |  |  | 0 | 73.63
3 | Pumping Plant | 311 | Pumping Equipment | 13260 | 0200185 | 20 | DEMI-JOHN PLACE | 2019-04-30 | 2019 | 4 | 51277.54 | 14378.92 | 4251.14 | 69907.6 | -3924.4 | 65983.2 | 10 | 0.41889 | 2763.978 | 63219.222 | 6598.32 | Pumping Equipment | [5 empty] | 0 |  |  | 61732.06 | 25 |  |  |  | 0 | 925.98
3 | Pumping Plant | 311 | Pumping Equipment | 13260 | 0200185 | 20 | DEMI-JOHN PLACE | 2019-04-30 | 2019 | 4 | 603.75 | 169.3 | 50.05 | 823.1 | -46.21 | 776.89 | 10 | 0.41889 | 32.5432 | 744.3468 | 77.689 | Door Tags for Notification of Water Outage During Pump House Installation @ Demi John Place | [5 empty] | 0 |  |  | 726.84 | 25 |  |  |  | 0 | 10.9
3 | Pumping Plant | 311 | Pumping Equipment | 13260 | 0200185 | 20 | DEMI-JOHN PLACE | 2019-04-30 | 2019 | 4 | 167.43 | 46.95 | 13.88 | 228.26 | -12.81 | 215.45 | 10 | 0.41889 | 9.025 | 206.425 | 21.545 | Sight Glass for Demi John Place Pressure Tank | [5 empty] | 0 |  |  | 201.57 | 25 |  |  |  | 0 | 3.02
3 | Pumping Plant | 311 | Pumping Equipment | 13260 | 0200185 | 20 | DEMI-JOHN PLACE | 2019-04-30 | 2019 | 4 | 155.07 | 43.48 | 12.86 | 211.41 | -11.87 | 199.54 | 10 | 0.41889 | 8.3586 | 191.1814 | 19.954 | Electrical for Demi John Place Pump House | [5 empty] | 0 |  |  | 186.68 | 25 |  |  |  | 0 | 2.8
3 | Pumping Plant | 311 | Pumping Equipment | 13260 | 0200185 | 20 | DEMI-JOHN PLACE | 2019-04-30 | 2019 | 4 | 357.86 | 100.35 | 29.67 | 487.88 | -27.39 | 460.49 | 10 | 0.41889 | 19.2895 | 441.2005 | 46.049 | Contactors for 7.5 HP Pumps at Pump House | [5 empty] | 0 |  |  | 430.82 | 25 |  |  |  | 0 | 6.46
3 | Pumping Plant | 311 | Pumping Equipment | 13260 | 0200185 | 20 | DEMI-JOHN PLACE | 2019-04-30 | 2019 | 4 | 77.28 | 21.67 | 6.41 | 105.36 | -5.91 | 99.45 | 10 | 0.41889 | 4.1659 | 95.2841 | 9.945 | Parts for New Plant Installation @ Demi John Place | [5 empty] | 0 |  |  | 93.04 | 25 |  |  |  | 0 | 1.4
3 | Pumping Plant | 311 | Pumping Equipment | 13260 | 0200245 | 25 | BEECHWOOD | 2019-04-30 | 2019 | 4 | 39288.44 | 12206.5 | 2275.72 | 53770.66 | -3018.53 | 50752.13 | 10 | 0.41889 | 2125.9619 | 48626.1681 | 5075.213 | Pumping equipment | [5 empty] | 0 |  |  | 48476.41 | 25 |  |  |  | 0 | 727.15
3 | Pumping Plant | 311 | Pumping Equipment | 13260 | 0200245 | 25 | BEECHWOOD | 2019-04-30 | 2019 | 4 | 8498.24 | 2640.31 | 492.25 | 11630.8 | -652.92 | 10977.88 | 10 | 0.41889 | 459.8537 | 10518.0263 | 1097.788 | Pumping equipment | [5 empty] | 0 |  |  | 10485.63 | 25 |  |  |  | 0 | 157.28
3 | Pumping Plant | 311 | Pumping Equipment | 13260 | 0200639 | 31 | LOS ROBLES | 2019-04-30 | 2019 | 4 | 85695.61 | 18485.85 | 3011.18 | 107192.64 | -6017.48 | 101175.16 | 10 | 0.41889 | 4238.1381 | 96937.0219 | 10117.516 | Pumping Equipment | [5 empty] | 0 |  |  | 98163.98 | 25 |  |  |  | 0 | 1472.46
3 | Pumping Plant | 311 | Pumping Equipment | 13260 | 0200639 | 31 | LOS ROBLES | 2019-04-30 | 2019 | 4 | 2415 | 520.95 | 84.86 | 3020.81 | -169.58 | 2851.23 | 10 | 0.41889 | 119.4355 | 2731.7945 | 285.123 | Liverpool Water Plant - Electrical Work | [5 empty] | 0 |  |  | 2766.37 | 25 |  |  |  | 0 | 41.5
3 | Pumping Plant | 311 | Pumping Equipment | 13260 | 0200639 | 31 | LOS ROBLES | 2019-04-30 | 2019 | 4 | 6835 | 1474.41 | 240.17 | 8549.58 | -479.95 | 8069.63 | 10 | 0.41889 | 338.0297 | 7731.6003 | 806.963 | Liverpool Water Plant - Electrical Work | [5 empty] | 0 |  |  | 7829.46 | 25 |  |  |  | 0 | 117.44
3 | Pumping Plant | 311 | Pumping Equipment | 13260 | 0200639 | 31 | LOS ROBLES | 2019-04-30 | 2019 | 4 | 3077.05 | 663.77 | 108.12 | 3848.94 | -216.07 | 3632.87 | 10 | 0.41889 | 152.1777 | 3480.6923 | 363.287 | Los Robles - Installed C-900 & gate valve | [5 empty] | 0 |  |  | 3524.75 | 25 |  |  |  | 0 | 52.87
3 | Pumping Plant | 311 | Pumping Equipment | 13260 | 0790504 | 36 | TEJAS LAKES | 2019-04-30 | 2019 | 4 | 39900.97 | 11150.84 | 2847.41 | 53899.22 | -3025.74 | 50873.48 | 10 | 0.41889 | 2131.0452 | 48742.4348 | 5087.348 | Pumping Equipment | [5 empty] | 0 |  |  | 48026.07 | 25 |  |  |  | 0 | 720.39
3 | Pumping Plant | 311 | Pumping Equipment | 13260 | 0790504 | 36 | TEJAS LAKES | 2019-04-30 | 2019 | 4 | 6681.85 | 1867.33 | 476.83 | 9026.01 | -506.69 | 8519.32 | 10 | 0.41889 | 356.8668 | 8162.4532 | 851.932 | Install HOA switches, mercoid switches, connected pump #2, chem feed, wiring @ Tejas Lakes | [5 empty] | 0 |  |  | 8042.49 | 25 |  |  |  | 0 | 120.64
3 | Pumping Plant | 311 | Pumping Equipment | 13260 | 0790504 | 36 | TEJAS LAKES | 2019-04-30 | 2019 | 4 | 2500 | 698.66 | 178.41 | 3377.07 | -189.58 | 3187.49 | 10 | 0.41889 | 133.5211 | 3053.9689 | 318.749 | Installed Mission System @ Tejas Lakes | [5 empty] | 0 |  |  | 3009.08 | 25 |  |  |  | 0 | 45.14
3 | Pumping Plant | 311 | Pumping Equipment | 13260 | 0790504 | 36 | TEJAS LAKES | 2019-04-30 | 2019 | 4 | 4195.89 | 1172.6 | 299.43 | 5667.92 | -318.18 | 5349.74 | 10 | 0.41889 | 224.0959 | 5125.6441 | 534.974 | Pumps for Pump House @ Tejas Lakes | [5 empty] | 0 |  |  | 5050.31 | 25 |  |  |  | 0 | 75.75
3 | Pumping Plant | 311 | Pumping Equipment | 13260 | 0790504 | 36 | TEJAS LAKES | 2019-04-30 | 2019 | 4 | 360 | 100.61 | 25.69 | 486.3 | -27.3 | 459 | 10 | 0.41889 | 19.2271 | 439.7729 | 45.9 | Tejas Lakes - Moved chem pump to new house | [5 empty] | 0 |  |  | 433.31 | 25 |  |  |  | 0 | 6.5
3 | Pumping Plant | 311 | Pumping Equipment | 13260 | 0790504 | 36 | TEJAS LAKES | 2019-04-30 | 2019 | 4 | 30.98 | 8.66 | 2.21 | 41.85 | -2.35 | 39.5 | 10 | 0.41889 | 1.6546 | 37.8454 | 3.95 | Tejas Lakes - Pump House Parts | [5 empty] | 0 |  |  | 37.29 | 25 |  |  |  | 0 | 0.56
3 | Pumping Plant | 311 | Pumping Equipment | 13260 | 0790504 | 36 | TEJAS LAKES | 2019-04-30 | 2019 | 4 | 155.07 | 43.34 | 11.07 | 209.48 | -11.76 | 197.72 | 10 | 0.41889 | 8.2823 | 189.4377 | 19.772 | Electrical for Tejas Lakes Pump House | [5 empty] | 0 |  |  | 186.65 | 25 |  |  |  | 0 | 2.8
3 | Pumping Plant | 311 | Pumping Equipment | 13260 | 0790504 | 36 | TEJAS LAKES | 2019-04-30 | 2019 | 4 | 357.86 | 100.01 | 25.54 | 483.41 | -27.14 | 456.27 | 10 | 0.41889 | 19.1127 | 437.1573 | 45.627 | Contactors for 7.5 HP Pumps at Pump House | [5 empty] | 0 |  |  | 430.73 | 25 |  |  |  | 0 | 6.46
3 | Pumping Plant | 311 | Pumping Equipment | 13260 | 0790504 | 36 | TEJAS LAKES | 2019-04-30 | 2019 | 4 | 1329.79 | 371.63 | 94.9 | 1796.32 | -100.84 | 1695.48 | 10 | 0.41889 | 71.0222 | 1624.4578 | 169.548 | Relays for Tejas Lakes Controls | [5 empty] | 0 |  |  | 1600.58 | 25 |  |  |  | 0 | 24.01
3 | Pumping Plant | 311 | Pumping Equipment | 13260 | 0790504 | 36 | TEJAS LAKES | 2019-04-30 | 2019 | 4 | 38.65 | 10.8 | 2.76 | 52.21 | -2.93 | 49.28 | 10 | 0.41889 | 2.0643 | 47.2157 | 4.928 | Parts for Pump House @ Tejas Lakes | [5 empty] | 0 |  |  | 46.52 | 25 |  |  |  | 0 | 0.7
3 | Pumping Plant | 311 | Pumping Equipment | 13260 | 0200245 | 25 | BEECHWOOD | 2019-05-01 | 2019 | 5 | 34538.88 |  |  | 34538.88 | -152.06 | 34386.82 | 10 | 0.41615 | 1431.0189 | 32955.8011 | 3438.682 | Pump Equipment | [5 empty] | 0 |  |  | 34386.82 | 25 |  |  |  | 0 | 515.8
3 | Pumping Plant | 311 | Pumping Equipment | 13260 | 0200325 | 6 | BRANDI | 2019-05-13 | 2019 | 5 | 4440.24 |  |  | 4440.24 | -19.55 | 4420.69 | 10 | 0.3833 | 169.4447 | 4251.2453 | 442.069 | Demo old set up, run conduit for Air Rite | [5 empty] | 0 |  |  | 4420.69 | 25 |  |  |  | 0 | 66.31
3 | Pumping Plant | 311 | Pumping Equipment | 13260 | 0200358 | 41 | BAYOU COLONY | 2019-05-20 | 2019 | 5 | 1314 |  |  | 1314 | -5.79 | 1308.21 | 10 | 0.36413 | 47.6364 | 1260.5736 | 130.821 | pump tripping the overload, reset, replaced 5 HP control box | [5 empty] | 0 |  |  | 1308.21 | 25 |  |  |  | 0 | 19.62
3 | Pumping Plant | 311 | Pumping Equipment | 13260 | 0200604 | 32 | COLONY TRAILS | 2019-05-21 | 2019 | 5 | 1111.83 |  |  | 1111.83 | -4.9 | 1106.93 | 10 | 0.3614 | 40.004 | 1066.926 | 110.693 | Changed out relay and mercoid pressure switch | [5 empty] | 0 |  |  | 1106.93 | 25 |  |  |  | 0 | 16.6
3 | Pumping Plant | 311 | Pumping Equipment | 13260 | 0790510 | 38 | CRYSTAL LAKE | 2019-05-22 | 2019 | 5 | 2178.5 |  |  | 2178.5 | -9.59 | 2168.91 | 10 | 0.35866 | 77.7898 | 2091.1202 | 216.891 | Troubleshoot, changed pump #2, check valve | [5 empty] | 0 |  |  | 2168.91 | 25 |  |  |  | 0 | 32.53
3 | Pumping Plant | 311 | Pumping Equipment | 13260 | NA | 99 | VARIOUS | 2019-05-28 | 2019 | 5 | 8611.37 |  |  | 8611.37 | -37.91 | 8573.46 | 10 | 0.34223 | 293.4107 | 8280.0493 | 857.346 | Emergency pump trailer | [5 empty] | 0 |  |  | 8573.46 | 25 |  |  |  | 0 | 128.6
3 | Pumping Plant | 311 | Pumping Equipment | 13260 | 0200324 | 3 | COLONY COVE | 2019-05-31 | 2019 | 5 | 30653.92 |  |  | 30653.92 | -134.96 | 30518.96 | 10 | 0.33402 | 1019.3876 | 29499.5724 | 3051.896 | Pump Equipment | [5 empty] | 0 |  |  | 30518.96 | 25 |  |  |  | 0 | 457.78
3 | Pumping Plant | 311 | Pumping Equipment | 13260 | 0200346 | 8 | ROSHARON ROAD | 2019-05-31 | 2019 | 5 | 493.83 |  |  | 493.83 | -2.17 | 491.66 | 10 | 0.33402 | 16.4223 | 475.2377 | 49.166 | Replaced mercoid with pressure switch, test PSI (Nothe g to retire) | [5 empty] | 0 |  |  | 491.66 | 25 |  |  |  | 0 | 7.37
3 | Pumping Plant | 311 | Pumping Equipment | 13260 | 0200185 | 20 | DEMI-JOHN PLACE | 2019-05-31 | 2019 | 5 | 717 |  |  | 717 | -3.16 | 713.84 | 10 | 0.33402 | 23.8435 | 689.9965 | 71.384 | run conduit and analog wire to mission panel | [5 empty] | 0 |  |  | 713.84 | 25 |  |  |  | 0 | 10.71
3 | Pumping Plant | 311 | Pumping Equipment | 13260 | 0200604 | 32 | COLONY TRAILS | 2019-05-31 | 2019 | 5 | 26950.67 |  |  | 26950.67 | -118.66 | 26832.01 | 10 | 0.33402 | 896.2369 | 25935.7731 | 2683.201 | Pump Equipment | [5 empty] | 0 |  |  | 26832.01 | 25 |  |  |  | 0 | 402.48
3 | Pumping Plant | 311 | Pumping Equipment | 13260 | 0200325 | 6 | BRANDI ESTATES | 2019-06-01 | 2019 | 6 | 7064.69 | 4496.07 |  | 11560.76 | -174.73 | 11386.03 | 10 | 0.33128 | 377.1963 | 11008.8337 | 1138.603 | Rebuild site | [5 empty] | 0 |  |  | 11386.03 | 25 |  |  |  | 0 | 170.79
3 | Pumping Plant | 311 | Pumping Equipment | 13260 | 0200432 | 27 | MARK V | 2019-06-14 | 2019 | 6 | 4721.85 | 3005.04 |  | 7726.89 | -116.78 | 7610.11 | 10 | 0.29569 | 225.0217 | 7385.0883 | 761.011 | New motor for well | [5 empty] | 0 |  |  | 7610.11 | 25 |  |  |  | 0 | 114.15
3 | Pumping Plant | 311 | Pumping Equipment | 13260 | 0200273 | 4 | COUNTRY MEADOWS | 2019-06-14 | 2019 | 6 | 1475.78 | 939.2 |  | 2414.98 | -36.5 | 2378.48 | 10 | 0.29569 | 70.3288 | 2308.1512 | 237.848 | Troubleshoot Air Rite | [5 empty] | 0 |  |  | 2378.48 | 25 |  |  |  | 0 | 35.68
3 | Pumping Plant | 311 | Pumping Equipment | 13260 | 0200058 | 28 | RIVERSIDE ESTATES | 2019-06-26 | 2019 | 6 | 967.65 | 615.82 |  | 1583.47 | -23.93 | 1559.54 | 10 | 0.26283 | 40.99 | 1518.55 | 155.954 | Install franklin electric starter & 30 amp 2 pole siemens snap in breaker | [5 empty] | 0 |  |  | 1559.54 | 25 |  |  |  | 0 | 23.39
3 | Pumping Plant | 311 | Pumping Equipment | 13260 | 0200185 | 20 | DEMI JOHN PLACE | 2019-06-28 | 2019 | 6 | 2016.54 | 1283.35 |  | 3299.89 | -49.87 | 3250.02 | 10 | 0.25736 | 83.6419 | 3166.3781 | 325.002 | repaired pipe and pumps that were melting | [5 empty] | 0 |  |  | 3250.02 | 25 |  |  |  | 0 | 48.75
3 | Pumping Plant | 311 | Pumping Equipment | 13260 | 0200432 | 27 | MARK V | 2019-06-30 | 2019 | 9 | 71672.52 | 2821.29 | 2377.77 | 76871.58 | 0 | 76871.58 | 10 | 0.25188 | 1936.2588 | 74935.3212 | 7687.158 | To put Mark V, Brandi Estates and Country Meadows into Plant in Service | [5 empty] | 0 |  |  | 74493.81 | 25 |  |  |  | 0 | 1117.41
3 | Pumping Plant | 311 | Pumping Equipment | 13260 | 0200185 | 11 | DEMI JOHN ISLAND | 2019-07-01 | 2019 | 7 | 824.36 |  |  | 824.36 | -21.26 | 803.1 | 10 | 0.24914 | 20.0088 | 783.0912 | 80.31 | Retrofit Mission Unit | [5 empty] | 0 |  |  | 803.1 | 25 |  |  |  | 0 | 12.05
3 | Pumping Plant | 311 | Pumping Equipment | 13260 | 0200245 | 25 | BEECHWOOD | 2019-07-01 | 2019 | 7 | -2095 |  |  | -2095 | 54.03 | -2040.97 | 10 | 0.24914 | -50.8496 | -1990.1204 | -204.097 | Credit for Return of Mission Unit | [5 empty] | 0 |  |  | -2040.97 | 25 |  |  |  | 0 | -30.61
3 | Pumping Plant | 311 | Pumping Equipment | 13260 | 0200324 | 3 | COLONY COVE | 2019-07-01 | 2019 | 7 | -2095 |  |  | -2095 | 54.03 | -2040.97 | 10 | 0.24914 | -50.8496 | -1990.1204 | -204.097 | Credit for Return of Mission Unit | [5 empty] | 0 |  |  | -2040.97 | 25 |  |  |  | 0 | -30.61
3 | Pumping Plant | 311 | Pumping Equipment | 13260 | 0200273 | 4 | COUNTRY MEADOWS | 2019-07-01 | 2019 | 7 | 590 |  |  | 590 | -15.22 | 574.78 | 10 | 0.24914 | 14.3203 | 560.4597 | 57.478 | Checked system and replaced 5 HP control box | [5 empty] | 0 |  |  | 574.78 | 25 |  |  |  | 0 | 8.62
3 | Pumping Plant | 311 | Pumping Equipment | 13260 | NA | 99 | VARIOUS | 2019-07-01 | 2019 | 7 | 2127.56 |  |  | 2127.56 | -54.87 | 2072.69 | 10 | 0.24914 | 51.6399 | 2021.0501 | 207.269 | Mission Unit | [5 empty] | 0 |  |  | 2072.69 | 25 |  |  |  | 0 | 31.09
3 | Pumping Plant | 311 | Pumping Equipment | 13260 | NA | 99 | VARIOUS | 2019-07-31 | 2019 | 7 | 458.47 |  |  | 458.47 | -11.82 | 446.65 | 10 | 0.16701 | 7.4595 | 439.1905 | 44.665 | Adam Module (Mission Unit Add-on) and Monitoring | [5 empty] | 0 |  |  | 446.65 | 25 |  |  |  | 0 | 6.7
3 | Pumping Plant | 311 | Pumping Equipment | 13260 | 0200185 | 20 | DEMI JOHN PLACE | 2019-08-01 | 2019 | 8 | 8017.13 |  |  | 8017.13 | -1017.28 | 6999.85 | 10 | 0.16427 | 114.9873 | 6884.8627 | 699.985 | Pump House Rebuild | [5 empty] | 0 |  |  | 6999.85 | 25 |  |  |  | 0 | 105
3 | Pumping Plant | 311 | Pumping Equipment | 13260 | NA | 99 | VARIOUS | 2019-08-17 | 2019 | 8 | 25704.39 |  |  | 25704.39 | -3261.6 | 22442.79 | 10 | 0.12047 | 270.358 | 22172.432 | 2244.279 | Temporary Mobile Pump trailer | [5 empty] | 0 |  |  | 22442.79 | 25 |  |  |  | 0 | 336.64
3 | Pumping Plant | 311 | Pumping Equipment | 13260 | NA | 99 | VARIOUS | 2019-08-18 | 2019 | 8 | 8847.64 |  |  | 8847.64 | -1122.67 | 7724.97 | 10 | 0.11773 | 90.9442 | 7634.0258 | 772.497 | Pump trailer - FDA approved 3" hose w/ type C 316SS Cam, 25 ft | [5 empty] | 0 |  |  | 7724.97 | 25 |  |  |  | 0 | 115.87
3 | Pumping Plant | 311 | Pumping Equipment | 13260 | 0790504 | 36 | TEJAS LAKES | 2019-08-23 | 2019 | 8 | 3303.47 |  |  | 3303.47 | -419.17 | 2884.3 | 10 | 0.10404 | 30.0078 | 2854.2922 | 288.43 | added digital mercoid, ran 2 conduits for power, removed mercoids from pump house,... | [5 empty] | 0 |  |  | 2884.3 | 25 |  |  |  | 0 | 43.26
3 | Pumping Plant | 311 | Pumping Equipment | 13260 | 0200346 | 8 | ROSHARON ROAD | 2019-08-23 | 2019 | 8 | 3146.05 |  |  | 3146.05 | -399.2 | 2746.85 | 10 | 0.10404 | 28.5778 | 2718.2722 | 274.685 | Install electrical conduit, wires and mercoid | [5 empty] | 0 |  |  | 2746.85 | 25 |  |  |  | 0 | 41.2
3 | Pumping Plant | 311 | Pumping Equipment | 13260 | 0200110, 0200108 | 17 | RYAN LONG | 2019-09-18 | 2019 | 9 | 367.94 | 178.97 |  | 546.91 | 0 | 546.91 | 10 | 0.032854 | 1.7968 | 545.1132 | 54.691 | Aquasol Chem Pump and Installation | [5 empty] | 0 |  |  | 546.91 | 25 |  |  |  | 0 | 8.2
3 | Pumping Plant | 311 | Pumping Equipment | 13260 | 0200058 | 28 | RIVERSIDE ESTATES | 2019-09-23 | 2019 | 9 | 3228 | 1570.09 |  | 4798.09 | 0 | 4798.09 | 10 | 0.019165 | 9.1955 | 4788.8945 | 479.809 | Single Phase Pump | [5 empty] | 0 |  |  | 4798.09 | 25 |  |  |  | 0 | 71.97
3 | Pumping Plant | 311 | Pumping Equipment | 13260 | 0790504 | 36 | TEJAS LAKES | 2019-09-23 | 2019 | 9 | 887.5 | 431.68 |  | 1319.18 | 0 | 1319.18 | 10 | 0.019165 | 2.5282 | 1316.6518 | 131.918 | Mercoid | [5 empty] | 0 |  |  | 1319.18 | 25 |  |  |  | 0 | 19.79
4 | Water Treatment | 320 | Water Treatment Equipment | 13260 | 0200053 | 18 | SNUG HARBOR | 1965-07-01 | 1965 | 7 | 400 |  |  | 400 | 0 | 400 | 20 | 54.2478 | 400 | 0 | 0 | Initial Inventory |  |  | 400 |  | 400 | 400 | 400 | 400 | 400 | 25 | 52.4978 | 53.2478 | 400 | 400 | 400
4 | Water Treatment | 320 | Water Treatment Equipment | 13260 | 0200094 | 16 | MOORELAND | 1979-07-01 | 1979 | 7 | 3500 |  |  | 3500 | 0 | 3500 | 20 | 40.2491 | 3500 | 0 | 0 | Initial Inventory |  |  | 3500 |  | 3500 | 3500 | 3500 | 3500 | 3500 | 25 | 38.4991 | 39.2491 | 3500 | 3500 | 3500
4 | Water Treatment | 320 | Water Treatment Equipment | 13260 | 0200275 | 1 | CORONADO | 1980-07-01 | 1980 | 7 | 1200 |  |  | 1200 | 0 | 1200 | 20 | 39.2471 | 1200 | 0 | 0 | Initial Inventory |  |  | 1200 |  | 1200 | 1200 | 1200 | 1200 | 1200 | 25 | 37.4971 | 38.2471 | 1200 | 1200 | 1200
4 | Water Treatment | 320 | Water Treatment Equipment | 13260 | 0200274 | 2 | COUNTRY ACRES | 1980-07-01 | 1980 | 7 | 1320 |  |  | 1320 | 0 | 1320 | 20 | 39.2471 | 1320 | 0 | 0 | Initial Inventory |  |  | 1320 |  | 1320 | 1320 | 1320 | 1320 | 1320 | 25 | 37.4971 | 38.2471 | 1320 | 1320 | 1320
4 | Water Treatment | 320 | Water Treatment Equipment | 13260 | 0200338 | 19 | BERNARD OAKS | 1980-07-01 | 1980 | 7 | 3500 |  |  | 3500 | 0 | 3500 | 20 | 39.2471 | 3500 | 0 | 0 | Initial Inventory |  |  | 3500 |  | 3500 | 3500 | 3500 | 3500 | 3500 | 25 | 37.4971 | 38.2471 | 3500 | 3500 | 3500
4 | Water Treatment | 320 | Water Treatment Equipment | 13260 | 0200273 | 4 | COUNTRY MEADOWS | 1981-07-01 | 1981 | 7 | 630 |  |  | 630 | 0 | 630 | 20 | 38.2478 | 630 | 0 | 0 | Initial Inventory |  |  | 630 |  | 630 | 630 | 630 | 630 | 630 | 25 | 36.4978 | 37.2478 | 630 | 630 | 630
4 | Water Treatment | 320 | Water Treatment Equipment | 13260 | 0200323 | 5 | BLUE SAGE | 1981-07-01 | 1981 | 7 | 630 |  |  | 630 | 0 | 630 | 20 | 38.2478 | 630 | 0 | 0 | Initial Inventory |  |  | 630 |  | 630 | 630 | 630 | 630 | 630 | 25 | 36.4978 | 37.2478 | 630 | 630 | 630
4 | Water Treatment | 320 | Water Treatment Equipment | 13260 | 0200324 | 3 | COLONY COVE | 1982-07-01 | 1982 | 7 | 1520 |  |  | 1520 | 0 | 1520 | 20 | 37.2485 | 1520 | 0 | 0 | Initial Inventory |  |  | 1520 |  | 1520 | 1520 | 1520 | 1520 | 1520 | 25 | 35.4985 | 36.2485 | 1520 | 1520 | 1520
4 | Water Treatment | 320 | Water Treatment Equipment | 13260 | 0200325 | 6 | BRANDI | 1982-07-01 | 1982 | 7 | 780 |  |  | 780 | 0 | 780 | 20 | 37.2485 | 780 | 0 | 0 | Initial Inventory |  |  | 780 |  | 780 | 780 | 780 | 780 | 780 | 25 | 35.4985 | 36.2485 | 780 | 780 | 780
4 | Water Treatment | 320 | Water Treatment Equipment | 13260 | 0200335 | 7 | SANDY MEADOW | 1982-07-01 | 1982 | 7 | 1320 |  |  | 1320 | 0 | 1320 | 20 | 37.2485 | 1320 | 0 | 0 | Initial Inventory |  |  | 1320 |  | 1320 | 1320 | 1320 | 1320 | 1320 | 25 | 35.4985 | 36.2485 | 1320 | 1320 | 1320
4 | Water Treatment | 320 | Water Treatment Equipment | 13260 | 0200339 | 23 | LARKSPUR | 1982-07-01 | 1982 | 7 | 750 |  |  | 750 | 0 | 750 | 20 | 37.2485 | 750 | 0 | 0 | Initial Inventory |  |  | 750 |  | 750 | 750 | 750 | 750 | 750 | 25 | 35.4985 | 36.2485 | 750 | 750 | 750
4 | Water Treatment | 320 | Water Treatment Equipment | 13260 | 0200346 | 8 | ROSHARON ROAD | 1983-07-01 | 1983 | 7 | 1320 |  |  | 1320 | 0 | 1320 | 20 | 36.2491 | 1320 | 0 | 0 | Initial Inventory |  |  | 1320 |  | 1320 | 1320 | 1320 | 1320 | 1320 | 25 | 34.4991 | 35.2491 | 1320 | 1320 | 1320
4 | Water Treatment | 320 | Water Treatment Equipment | 13260 | 0200370 | 22 | WOLF GLEN | 1983-07-01 | 1983 | 7 | 1500 |  |  | 1500 | 0 | 1500 | 20 | 36.2491 | 1500 | 0 | 0 | Initial Inventory |  |  | 1500 |  | 1500 | 1500 | 1500 | 1500 | 1500 | 25 | 34.4991 | 35.2491 | 1500 | 1500 | 1500
4 | Water Treatment | 320 | Water Treatment Equipment | 13260 | 0200244 | 13 | ANGLE ACRES | 1985-07-01 | 1985 | 7 | 2000 |  |  | 2000 | 0 | 2000 | 20 | 34.2478 | 2000 | 0 | 0 | Initial Inventory |  |  | 2000 |  | 2000 | 2000 | 2000 | 2000 | 2000 | 25 | 32.4978 | 33.2478 | 2000 | 2000 | 2000
4 | Water Treatment | 320 | Water Treatment Equipment | 13260 | 0200410 | 15 | BRIAR MEADOWS | 1985-07-01 | 1985 | 7 | 2000 |  |  | 2000 | 0 | 2000 | 20 | 34.2478 | 2000 | 0 | 0 | Initial Inventory |  |  | 2000 |  | 2000 | 2000 | 2000 | 2000 | 2000 | 25 | 32.4978 | 33.2478 | 2000 | 2000 | 2000
4 | Water Treatment | 320 | Water Treatment Equipment | 13260 | 0200432 | 27 | MARK V | 1985-07-01 | 1985 | 7 | 2000 |  |  | 2000 | 0 | 2000 | 20 | 34.2478 | 2000 | 0 | 0 | Initial Inventory |  |  | 2000 |  | 2000 | 2000 | 2000 | 2000 | 2000 | 25 | 32.4978 | 33.2478 | 2000 | 2000 | 2000
4 | Water Treatment | 320 | Water Treatment Equipment | 13260 | 0200245 | 25 | BEECHWOOD | 1986-07-01 | 1986 | 7 | 4500 |  |  | 4500 | 0 | 4500 | 20 | 33.2485 | 4500 | 0 | 0 | Initial Inventory |  |  | 4500 |  | 4500 | 4500 | 4500 | 4500 | 4500 | 25 | 31.4985 | 32.2485 | 4500 | 4500 | 4500
4 | Water Treatment | 320 | Water Treatment Equipment | 13260 | 0200460 | 12 | SAN BERNARD | 1990-07-01 | 1990 | 7 | 1000 |  |  | 1000 | 0 | 1000 | 20 | 29.2485 | 1000 | 0 | 0 | Initial Inventory |  |  | 1000 |  | 1000 | 1000 | 1000 | 1000 | 1000 | 25 | 27.4985 | 28.2485 | 1000 | 1000 | 1000
4 | Water Treatment | 320 | Water Treatment Equipment | 13260 | 0200185 | 11 | DEMI-JOHN ISLAND | 1993-07-01 | 1993 | 7 | 1221 |  |  | 1221 | 0 | 1221 | 20 | 26.2478 | 1221 | 0 | 0 | Initial Inventory |  |  | 1221 |  | 1221 | 1221 | 1221 | 1221 | 1221 | 25 | 24.4978 | 25.2478 | 1196.47 | 1221 | 1221
4 | Water Treatment | 320 | Water Treatment Equipment | 13260 | 0200110, 0200108 | 17 | RYAN LONG | 1993-07-01 | 1993 | 7 | 1500 |  |  | 1500 | 0 | 1500 | 20 | 26.2478 | 1500 | 0 | 0 | Initial Inventory |  |  | 1500 |  | 1500 | 1500 | 1500 | 1500 | 1500 | 25 | 24.4978 | 25.2478 | 1469.87 | 1500 | 1500
4 | Water Treatment | 320 | Water Treatment Equipment | 13260 | 0200083 | 24 | WILCO | 1993-07-01 | 1993 | 7 | 2500 |  |  | 2500 | 0 | 2500 | 20 | 26.2478 | 2500 | 0 | 0 | Initial Inventory |  |  | 2500 |  | 2500 | 2500 | 2500 | 2500 | 2500 | 25 | 24.4978 | 25.2478 | 2449.78 | 2500 | 2500
4 | Water Treatment | 320 | Water Treatment Equipment | 13260 | 0200346 | 8 | ROSHARON ROAD | 1994-07-01 | 1994 | 7 | 588 |  |  | 588 | 0 | 588 | 20 | 25.2485 | 588 | 0 | 0 | Initial Inventory |  |  | 588 |  | 588 | 588 | 588 | 588 | 588 | 25 | 23.4985 | 24.2485 | 552.68 | 570.32 | 588
4 | Water Treatment | 320 | Water Treatment Equipment | 13260 | 0200325 | 6 | BRANDI | 1995-07-01 | 1995 | 7 | 500 |  |  | 500 | 0 | 500 | 20 | 24.2491 | 500 | 0 | 0 | Initial Inventory |  |  | 500 |  | 500 | 500 | 500 | 500 | 500 | 25 | 22.4991 | 23.2491 | 449.98 | 464.98 | 484.98
4 | Water Treatment | 320 | Water Treatment Equipment | 13260 | 0200185 | 20 | DEMI-JOHN PLACE | 1995-07-01 | 1995 | 7 | 3552 |  |  | 3552 | 0 | 3552 | 20 | 24.2491 | 3552 | 0 | 0 | Initial Inventory |  |  | 3552 |  | 3552 | 3552 | 3552 | 3552 | 3552 | 25 | 22.4991 | 23.2491 | 3196.68 | 3303.24 | 3445.32
4 | Water Treatment | 320 | Water Treatment Equipment | 13260 | 0200185 | 20 | DEMI-JOHN PLACE | 1996-07-01 | 1996 | 7 | 340 |  |  | 340 | 0 | 340 | 20 | 23.2471 | 340 | 0 | 0 | Initial Inventory |  |  | 340 |  | 340 | 340 | 340 | 340 | 340 | 25 | 21.4971 | 22.2471 | 292.36 | 302.56 | 316.16
4 | Water Treatment | 320 | Water Treatment Equipment | 13260 | 0200185 | 11 | DEMI-JOHN ISLAND | 1997-07-01 | 1997 | 7 | 1217 |  |  | 1217 | 0 | 1217 | 20 | 22.2478 | 1217 | 0 | 0 | Initial Inventory |  |  | 1217 |  | 1217 | 1217 | 1217 | 1217 | 1217 | 25 | 20.4978 | 21.2478 | 997.83 | 1034.34 | 1083.02
4 | Water Treatment | 320 | Water Treatment Equipment | 13260 | 0200185 | 20 | DEMI-JOHN PLACE | 1997-07-01 | 1997 | 7 | 3000 |  |  | 3000 | 0 | 3000 | 20 | 22.2478 | 3000 | 0 | 0 | Initial Inventory |  |  | 3000 |  | 3000 | 3000 | 3000 | 3000 | 3000 | 25 | 20.4978 | 21.2478 | 2459.73 | 2549.73 | 2669.73
4 | Water Treatment | 320 | Water Treatment Equipment | 13260 | 0200058 | 28 | RIVERSIDE ESTATES | 1997-07-01 | 1997 | 7 | 1000 |  |  | 1000 | 0 | 1000 | 20 | 22.2478 | 1000 | 0 | 0 | Initial Inventory |  |  | 1000 |  | 1000 | 1000 | 1000 | 1000 | 1000 | 25 | 20.4978 | 21.2478 | 819.91 | 849.91 | 889.91
4 | Water Treatment | 320 | Water Treatment Equipment | 13260 | 0200338 | 19 | BERNARD OAKS | 1998-07-01 | 1998 | 7 | 2000 |  |  | 2000 | 0 | 2000 | 20 | 21.2485 | 2000 | 0 | 0 | Initial Inventory |  |  | 2000 |  | 2000 | 2000 | 2000 | 2000 | 2000 | 25 | 19.4985 | 20.2485 | 1559.88 | 1619.88 | 1699.88
4 | Water Treatment | 320 | Water Treatment Equipment | 13260 | 0200506 | 29 | LEE RIDGE | 1998-07-01 | 1998 | 7 | 1200 |  |  | 1200 | 0 | 1200 | 20 | 21.2485 | 1200 | 0 | 0 | Initial Inventory |  |  | 1200 |  | 1200 | 1200 | 1200 | 1200 | 1200 | 25 | 19.4985 | 20.2485 | 935.93 | 971.93 | 1019.93
4 | Water Treatment | 320 | Water Treatment Equipment | 13260 | 0200274 | 2 | COUNTRY ACRES | 1999-07-01 | 1999 | 7 | 2200 |  |  | 2200 | 0 | 2200 | 20 | 20.2491 | 2200 | 0 | 0 | Initial Inventory |  |  | 2200 |  | 2200 | 2117.41 | 2200 | 2200 | 2200 | 25 | 18.4991 | 19.2491 | 1627.92 | 1693.92 | 1781.92
4 | Water Treatment | 320 | Water Treatment Equipment | 13260 | 0200592 | 30 | QUAIL VALLEY | 1999-07-01 | 1999 | 7 | 500 |  |  | 500 | 0 | 500 | 20 | 20.2491 | 500 | 0 | 0 | Initial Inventory |  |  | 500 |  | 500 | 481.23 | 500 | 500 | 500 | 25 | 18.4991 | 19.2491 | 369.98 | 384.98 | 404.98
4 | Water Treatment | 320 | Water Treatment Equipment | 13260 | 1610102 | 14 | SPANISH BIT | 2000-07-01 | 2000 | 7 | 500 |  |  | 500 | 0 | 500 | 20 | 19.2471 | 481.1773 | 18.8227 | 25 | Initial Inventory |  |  | 500 |  | 500 | 456.18 | 500 | 500 | 500 | 25 | 17.4971 | 18.2471 | 349.94 | 364.94 | 384.94
4 | Water Treatment | 320 | Water Treatment Equipment | 13260 | 0200370 | 22 | WOLF GLEN | 2000-07-01 | 2000 | 7 | 500 |  |  | 500 | 0 | 500 | 20 | 19.2471 | 481.1773 | 18.8227 | 25 | Initial Inventory |  |  | 500 |  | 500 | 456.18 | 500 | 500 | 500 | 25 | 17.4971 | 18.2471 | 349.94 | 364.94 | 384.94
4 | Water Treatment | 320 | Water Treatment Equipment | 13260 | 0200339 | 23 | LARKSPUR | 2000-07-01 | 2000 | 7 | 1100 |  |  | 1100 | 0 | 1100 | 20 | 19.2471 | 1058.59 | 41.41 | 55 | Initial Inventory |  |  | 1100 |  | 1100 | 1003.59 | 1100 | 1100 | 1100 | 25 | 17.4971 | 18.2471 | 769.87 | 802.87 | 846.87
4 | Water Treatment | 320 | Water Treatment Equipment | 13260 | 0200604 | 32 | COLONY TRAILS | 2001-07-01 | 2001 | 7 | 553 |  |  | 553 | 0 | 553 | 20 | 18.2478 | 504.551 | 48.449 | 27.65 | Initial Inventory |  |  | 553 |  | 553 | 476.9 | 553 | 553 | 553 | 25 | 16.4978 | 17.2478 | 364.93 | 381.52 | 403.64
4 | Water Treatment | 320 | Water Treatment Equipment | 13260 | 0200335 | 7 | SANDY MEADOW | 2002-07-01 | 2002 | 7 | 2000 |  |  | 2000 | 0 | 2000 | 20 | 17.2485 | 1724.846 | 275.154 | 100 | Initial Inventory |  |  | 2000 |  | 2000 | 1624.85 | 2000 | 2000 | 2000 | 25 | 15.4985 | 16.2485 | 1239.88 | 1299.88 | 1379.88
4 | Water Treatment | 320 | Water Treatment Equipment | 13260 | 0200346 | 8 | ROSHARON ROAD | 2002-07-01 | 2002 | 7 | 2000 |  |  | 2000 | 0 | 2000 | 20 | 17.2485 | 1724.846 | 275.154 | 100 | Initial Inventory |  |  | 2000 |  | 2000 | 1624.85 | 2000 | 2000 | 2000 | 25 | 15.4985 | 16.2485 | 1239.88 | 1299.88 | 1379.88
4 | Water Treatment | 320 | Water Treatment Equipment | 13260 | 0200604 | 32 | COLONY TRAILS | 2002-07-01 | 2002 | 7 | 1686 |  |  | 1686 | 0 | 1686 | 20 | 17.2485 | 1454.0452 | 231.9548 | 84.3 | Initial Inventory |  |  | 1686 |  | 1686 | 1369.75 | 1686 | 1686 | 1686 | 25 | 15.4985 | 16.2485 | 1045.22 | 1095.8 | 1163.24
4 | Water Treatment | 320 | Water Treatment Equipment | 13260 | 0200274 | 2 | COUNTRY ACRES | 2006-07-01 | 2006 | 7 | 2652 |  |  | 2652 | 0 | 2652 | 20 | 13.2485 | 1756.7458 | 895.2542 | 132.6 | Initial Inventory |  |  | 2652 |  | 2652 | 1624.15 | 2652 | 2652 | 2652 | 25 | 11.4985 | 12.2485 | 1219.76 | 1299.32 | 1405.4
4 | Water Treatment | 320 | Water Treatment Equipment | 13260 | 0200324 | 3 | COLONY COVE | 2007-07-01 | 2007 | 7 | 2967 |  |  | 2967 | 0 | 2967 | 20 | 12.2491 | 1817.1606 | 1149.8394 | 148.35 | Initial Inventory |  |  | 2967 |  | 2967 | 1668.81 | 2967 | 2967 | 2967 | 25 | 10.4991 | 11.2491 | 1246.04 | 1335.05 | 1453.73
4 | Water Treatment | 320 | Water Treatment Equipment | 13260 | 0200273 | 4 | COUNTRY MEADOWS | 2007-07-01 | 2007 | 7 | 2967 |  |  | 2967 | 0 | 2967 | 20 | 12.2491 | 1817.1606 | 1149.8394 | 148.35 | Initial Inventory |  |  | 2967 |  | 2967 | 1668.81 | 2967 | 2967 | 2967 | 25 | 10.4991 | 11.2491 | 1246.04 | 1335.05 | 1453.73
4 | Water Treatment | 320 | Water Treatment Equipment | 13260 | 0200323 | 5 | BLUE SAGE | 2007-07-01 | 2007 | 7 | 2967 |  |  | 2967 | 0 | 2967 | 20 | 12.2491 | 1817.1606 | 1149.8394 | 148.35 | Initial Inventory |  |  | 2967 |  | 2967 | 1668.81 | 2967 | 2967 | 2967 | 25 | 10.4991 | 11.2491 | 1246.04 | 1335.05 | 1453.73
4 | Water Treatment | 320 | Water Treatment Equipment | 13260 | 0200325 | 6 | BRANDI | 2007-07-01 | 2007 | 7 | 2967 |  |  | 2967 | 0 | 2967 | 20 | 12.2491 | 1817.1606 | 1149.8394 | 148.35 | Initial Inventory |  |  | 2967 |  | 2967 | 1668.81 | 2967 | 2967 | 2967 | 25 | 10.4991 | 11.2491 | 1246.04 | 1335.05 | 1453.73
4 | Water Treatment | 320 | Water Treatment Equipment | 13260 | 0200335 | 7 | SANDY MEADOW | 2007-07-01 | 2007 | 7 | 2967 |  |  | 2967 | 0 | 2967 | 20 | 12.2491 | 1817.1606 | 1149.8394 | 148.35 | Initial Inventory |  |  | 2967 |  | 2967 | 1668.81 | 2967 | 2967 | 2967 | 25 | 10.4991 | 11.2491 | 1246.04 | 1335.05 | 1453.73
4 | Water Treatment | 320 | Water Treatment Equipment | 13260 | 0200275 | 1 | CORONADO | 2009-07-01 | 2009 | 7 | 1127 |  |  | 1127 | 0 | 1127 | 20 | 10.2478 | 577.4621 | 549.5379 | 56.35 | Initial Inventory |  |  | 1127 |  | 1127 | 521.11 | 1127 | 1127 | 1127 | 25 | 8.4978 | 9.2478 | 383.08 | 416.89 | 461.97
4 | Water Treatment | 320 | Water Treatment Equipment | 13260 | 0200638 | 34 | VILLAGE LAKES | 2009-07-01 | 2009 | 7 | 5959 |  |  | 5959 | 0 | 5959 | 20 | 10.2478 | 3053.3247 | 2905.6753 | 297.95 | Initial Inventory |  |  | 5959 |  | 5959 | 2755.37 | 5959 | 5959 | 5959 | 25 | 8.4978 | 9.2478 | 2025.53 | 2204.3 | 2442.66
4 | Water Treatment | 320 | Water Treatment Equipment | 13260 | 0790504 | 36 | TEJAS LAKES | 2009-07-01 | 2009 | 7 | 497 |  |  | 497 | 0 | 497 | 20 | 10.2478 | 254.6572 | 242.3428 | 24.85 | Initial Inventory |  |  | 497 |  | 497 | 229.81 | 497 | 497 | 497 | 25 | 8.4978 | 9.2478 | 168.94 | 183.85 | 203.73
4 | Water Treatment | 320 | Water Treatment Equipment | 13260 | 0200335 | 7 | SANDY MEADOW | 2011-07-01 | 2011 | 7 | 1805 |  |  | 1805 | 0 | 1805 | 20 | 8.2491 | 744.4853 | 1060.5147 | 90.25 | Initial Inventory |  |  | 1805 |  | 1805 | 654.24 | 1805 | 1805 | 1805 | 25 | 6.4991 | 7.2491 | 469.24 | 523.39 | 595.59
4 | Water Treatment | 320 | Water Treatment Equipment | 13260 | 0200346 | 8 | ROSHARON ROAD | 2011-07-01 | 2011 | 7 | 1805 |  |  | 1805 | 0 | 1805 | 20 | 8.2491 | 744.4853 | 1060.5147 | 90.25 | Initial Inventory |  |  | 1805 |  | 1805 | 654.24 | 1805 | 1805 | 1805 | 25 | 6.4991 | 7.2491 | 469.24 | 523.39 | 595.59
4 | Water Treatment | 320 | Water Treatment Equipment | 13260 | 0200338 | 19 | BERNARD OAKS | 2011-07-01 | 2011 | 7 | 2000 |  |  | 2000 | 0 | 2000 | 20 | 8.2491 | 824.9144 | 1175.0856 | 100 | Initial Inventory |  |  | 2000 |  | 2000 | 724.91 | 2000 | 2000 | 2000 | 25 | 6.4991 | 7.2491 | 519.93 | 579.93 | 659.93
4 | Water Treatment | 320 | Water Treatment Equipment | 13260 | 0200346 | 8 | ROSHARON ROAD | 2012-07-01 | 2012 | 7 | 2000 |  |  | 2000 | 0 | 2000 | 20 | 7.2471 | 724.7091 | 1275.2909 | 100 | Initial Inventory |  |  | 2000 |  | 2000 | 624.71 | 2000 | 2000 | 2000 | 25 | 5.4971 | 6.2471 | 439.77 | 499.77 | 579.77
4 | Water Treatment | 320 | Water Treatment Equipment | 13260 | 0790504 | 36 | TEJAS LAKES | 2012-07-01 | 2012 | 7 | 1182 |  |  | 1182 | 0 | 1182 | 20 | 7.2471 | 428.3031 | 753.6969 | 59.1 | Initial Inventory |  |  | 1182 |  | 1182 | 369.2 | 1182 | 1182 | 1182 | 25 | 5.4971 | 6.2471 | 259.9 | 295.36 | 342.64
4 | Water Treatment | 320 | Water Treatment Equipment | 13260 | 0200335 | 7 | SANDY MEADOW | 2013-07-01 | 2013 | 7 | 4110 |  |  | 4110 | 0 | 4110 | 20 | 6.2478 | 1283.9179 | 2826.0821 | 205.5 | Initial Inventory |  |  | 4110 |  | 4110 | 1078.42 | 4110 | 4110 | 4110 | 25 | 4.4978 | 5.2478 | 739.43 | 862.73 | 1027.13
4 | Water Treatment | 320 | Water Treatment Equipment | 13260 | NA | 99 | VARIOUS | 2013-07-01 | 2013 | 7 | 1168.94 |  |  | 1168.94 | 0 | 1168.94 | 20 | 6.2478 | 365.1637 | 803.7763 | 58.447 | Initial Inventory |  |  | 1168.94 |  | 1168.94 | 306.72 | 1168.94 | 1168.94 | 1168.94 | 25 | 4.4978 | 5.2478 | 210.31 | 245.37 | 292.13
4 | Water Treatment | 320 | Water Treatment Equipment | 13260 | NA | 99 | VARIOUS | 2013-07-01 | 2013 | 7 | 1097.74 |  |  | 1097.74 | 0 | 1097.74 | 20 | 6.2478 | 342.9217 | 754.8183 | 54.887 | Initial Inventory |  |  | 1097.74 |  | 1097.74 | 288.03 | 1097.74 | 1097.74 | 1097.74 | 25 | 4.4978 | 5.2478 | 197.5 | 230.43 | 274.34
4 | Water Treatment | 320 | Water Treatment Equipment | 13260 | 0200274 | 2 | COUNTRY ACRES | 2014-07-01 | 2014 | 7 | 4580 |  |  | 4580 | 0 | 4580 | 20 | 5.2485 | 1201.8973 | 3378.1027 | 229 | Initial Inventory |  |  | 4580 |  | 4580 | 972.9 | 4580 | 4580 | 4580 | 25 | 3.4985 | 4.2485 | 640.92 | 778.32 | 961.52
4 | Water Treatment | 320 | Water Treatment Equipment | 13260 | 0200358 | 41 | BAYOU COLONY | 2014-07-01 | 2014 | 7 | 1964.44 |  |  | 1964.44 | 0 | 1964.44 | 20 | 5.2485 | 515.5142 | 1448.9258 | 98.222 | Initial Inventory |  |  | 1964.44 |  | 1964.44 | 417.29 | 1964.44 | 1964.44 | 1964.44 | 25 | 3.4985 | 4.2485 | 274.9 | 333.83 | 412.41
4 | Water Treatment | 320 | Water Treatment Equipment | 13260 | 0200275 | 1 | CORONADO | 2015-07-01 | 2015 | 7 | 287.5 |  |  | 287.5 | 0 | 287.5 | 20 | 4.2491 | 61.0815 | 226.4185 | 14.375 | Initial Inventory |  |  | 287.5 |  | 287.5 | 46.71 | 287.5 | 287.5 | 287.5 | 25 | 2.4991 | 3.2491 | 28.74 | 37.37 | 48.87
4 | Water Treatment | 320 | Water Treatment Equipment | 13260 | 0200274 | 2 | COUNTRY ACRES | 2015-07-01 | 2015 | 7 | 9657.7 |  |  | 9657.7 | 0 | 9657.7 | 20 | 4.2491 | 2051.8481 | 7605.8519 | 482.885 | Initial Inventory |  |  | 9657.7 |  | 9657.7 | 1568.96 | 9657.7 | 9657.7 | 9657.7 | 25 | 2.4991 | 3.2491 | 965.44 | 1255.17 | 1641.48
4 | Water Treatment | 320 | Water Treatment Equipment | 13260 | 0200324 | 3 | COLONY COVE | 2015-07-01 | 2015 | 7 | 287.5 |  |  | 287.5 | 0 | 287.5 | 20 | 4.2491 | 61.0815 | 226.4185 | 14.375 | Initial Inventory |  |  | 287.5 |  | 287.5 | 46.71 | 287.5 | 287.5 | 287.5 | 25 | 2.4991 | 3.2491 | 28.74 | 37.37 | 48.87
4 | Water Treatment | 320 | Water Treatment Equipment | 13260 | 0200273 | 4 | COUNTRY MEADOWS | 2015-07-01 | 2015 | 7 | 287.5 |  |  | 287.5 | 0 | 287.5 | 20 | 4.2491 | 61.0815 | 226.4185 | 14.375 | Initial Inventory |  |  | 287.5 |  | 287.5 | 46.71 | 287.5 | 287.5 | 287.5 | 25 | 2.4991 | 3.2491 | 28.74 | 37.37 | 48.87
4 | Water Treatment | 320 | Water Treatment Equipment | 13260 | 0200323 | 5 | BLUE SAGE | 2015-07-01 | 2015 | 7 | 287.53 |  |  | 287.53 | 0 | 287.53 | 20 | 4.2491 | 61.0878 | 226.4422 | 14.3765 | Initial Inventory |  |  | 287.53 |  | 287.53 | 46.71 | 287.53 | 287.53 | 287.53 | 25 | 2.4991 | 3.2491 | 28.74 | 37.37 | 48.87
4 | Water Treatment | 320 | Water Treatment Equipment | 13260 | 0200325 | 6 | BRANDI | 2015-07-01 | 2015 | 7 | 287.5 |  |  | 287.5 | 0 | 287.5 | 20 | 4.2491 | 61.0815 | 226.4185 | 14.375 | Initial Inventory |  |  | 287.5 |  | 287.5 | 46.71 | 287.5 | 287.5 | 287.5 | 25 | 2.4991 | 3.2491 | 28.74 | 37.37 | 48.87
4 | Water Treatment | 320 | Water Treatment Equipment | 13260 | 0200460 | 12 | SAN BERNARD | 2015-07-01 | 2015 | 7 | 287.5 |  |  | 287.5 | 0 | 287.5 | 20 | 4.2491 | 61.0815 | 226.4185 | 14.375 | Initial Inventory |  |  | 287.5 |  | 287.5 | 46.71 | 287.5 | 287.5 | 287.5 | 25 | 2.4991 | 3.2491 | 28.74 | 37.37 | 48.87
4 | Water Treatment | 320 | Water Treatment Equipment | 13260 | 0200244 | 13 | ANGLE ACRES | 2015-07-01 | 2015 | 7 | 287.5 |  |  | 287.5 | 0 | 287.5 | 20 | 4.2491 | 61.0815 | 226.4185 | 14.375 | Initial Inventory |  |  | 287.5 |  | 287.5 | 46.71 | 287.5 | 287.5 | 287.5 | 25 | 2.4991 | 3.2491 | 28.74 | 37.37 | 48.87
4 | Water Treatment | 320 | Water Treatment Equipment | 13260 | 0200410 | 15 | BRIAR MEADOWS | 2015-07-01 | 2015 | 7 | 287.5 |  |  | 287.5 | 0 | 287.5 | 20 | 4.2491 | 61.0815 | 226.4185 | 14.375 | Initial Inventory |  |  | 287.5 |  | 287.5 | 46.71 | 287.5 | 287.5 | 287.5 | 25 | 2.4991 | 3.2491 | 28.74 | 37.37 | 48.87
4 | Water Treatment | 320 | Water Treatment Equipment | 13260 | 0200094 | 16 | MOORELAND | 2015-07-01 | 2015 | 7 | 198.16 |  |  | 198.16 | 0 | 198.16 | 20 | 4.2491 | 42.1005 | 156.0595 | 9.908 | Initial Inventory |  |  | 198.16 |  | 198.16 | 32.19 | 198.16 | 198.16 | 198.16 | 25 | 2.4991 | 3.2491 | 19.81 | 25.75 | 33.68
4 | Water Treatment | 320 | Water Treatment Equipment | 13260 | NA | 99 | VARIOUS | 2015-07-01 | 2015 | 7 | 25.22 |  |  | 25.22 | 0 | 25.22 | 20 | 4.2491 | 5.3582 | 19.8618 | 1.261 | Initial Inventory |  |  | 25.22 |  | 25.22 | 4.1 | 25.22 | 25.22 | 25.22 | 25 | 2.4991 | 3.2491 | 2.52 | 3.28 | 4.29
4 | Water Treatment | 320 | Water Treatment Equipment | 13260 | NA | 99 | VARIOUS | 2015-07-01 | 2015 | 7 | 1807.27 |  |  | 1807.27 | 0 | 1807.27 | 20 | 4.2491 | 383.9676 | 1423.3024 | 90.3635 | Initial Inventory |  |  | 1807.27 |  | 1807.27 | 293.6 | 1807.27 | 1807.27 | 1807.27 | 25 | 2.4991 | 3.2491 | 180.67 | 234.88 | 307.17
4 | Water Treatment | 320 | Water Treatment Equipment | 13260 | 0200274 | 2 | COUNTRY ACRES | 2016-07-01 | 2016 | 7 | 1665 |  |  | 1665 | 0 | 1665 | 20 | 3.2471 | 270.3203 | 1394.6797 | 83.25 | Initial Inventory |  |  | 1665 |  | 1665 | 187.07 | 1665 | 1665 | 1665 | 25 | 1.4971 | 2.2471 | 99.71 | 149.66 | 216.26
4 | Water Treatment | 320 | Water Treatment Equipment | 13260 | 0200185 | 11 | DEMI-JOHN ISLAND | 2016-07-01 | 2016 | 7 | 1047 |  |  | 1047 | 0 | 1047 | 20 | 3.2471 | 169.9852 | 877.0148 | 52.35 | Initial Inventory |  |  | 1047 |  | 1047 | 117.64 | 1047 | 1047 | 1047 | 25 | 1.4971 | 2.2471 | 62.7 | 94.11 | 135.99
4 | Water Treatment | 320 | Water Treatment Equipment | 13260 | 0200339 | 23 | LARKSPUR | 2016-07-01 | 2016 | 7 | 750 |  |  | 750 | 0 | 750 | 20 | 3.2471 | 121.7659 | 628.2341 | 37.5 | Initial Inventory |  |  | 750 |  | 750 | 84.27 | 750 | 750 | 750 | 25 | 1.4971 | 2.2471 | 44.91 | 67.41 | 97.41
4 | Water Treatment | 320 | Water Treatment Equipment | 13260 | NA | 99 | VARIOUS | 2016-07-01 | 2016 | 7 | 4136.8 |  |  | 4136.8 | 0 | 4136.8 | 20 | 3.2471 | 671.6283 | 3465.1717 | 206.84 | Initial Inventory |  |  | 4136.8 |  | 4136.8 | 464.79 | 4136.8 | 4136.8 | 4136.8 | 25 | 1.4971 | 2.2471 | 247.73 | 371.83 | 537.3
4 | Water Treatment | 320 | Water Treatment Equipment | 13260 | 0200346 | 8 | ROSHARON ROAD | 2017-10-31 | 2017 | 10 | 639.63 |  |  | 639.63 | 0 | 639.63 | 20 | 1.9138 | 61.2048 | 578.4252 | 31.9815 | Installed CL2 system | 1 |  | 639.63 |  | 639.63 | 29.22 | 639.63 | 639.63 | 639.63 | 25 | 0.16376 | 0.91376 | 12.7926 | 23.38 | 48.96
4 | Water Treatment | 320 | Water Treatment Equipment | 13260 | 0200338 | 19 | BERNARD OAKS | 2017-10-31 | 2017 | 10 | 732.9 |  |  | 732.9 | 0 | 732.9 | 20 | 1.9138 | 70.1297 | 662.7703 | 36.645 | Hydrotank Repair | NA |  | 732.9 |  | 732.9 | 33.48 | 732.9 | 732.9 | 732.9 | 25 | 0.16376 | 0.91376 | 14.658 | 26.79 | 56.1
4 | Water Treatment | 320 | Water Treatment Equipment | 13260 | 0200335 | 7 | SANDY MEADOW | 2017-12-31 | 2017 | 12 | 880 |  |  | 880 | 0 | 880 | 20 | 1.7467 | 76.8569 | 803.1431 | 44 | Chemical Conversion Project | NA |  | 880 |  | 880 | 32.86 | 880 | 880 | 880 | 25 | -0.0032512 | 0.74675 | 17.6 | 26.29 | 61.49
4 | Water Treatment | 320 | Water Treatment Equipment | 13260 | 0200335 | 7 | SANDY MEADOW | 2018-01-26 | 2018 | 1 | 1252.48 | 268.51 |  | 1520.99 | 0 | 1520.99 | 20 | 1.6756 | 127.4259 | 1393.5641 | 76.0495 | CL2 Conversion - Sandy Meadows | NA |  |  |  | 1520.99 | 51.38 |  | 1520.99 | 1520.99 | 25 |  | 0.67556 |  | 41.1 | 101.94
4 | Water Treatment | 320 | Water Treatment Equipment | 13260 | 0200346 | 8 | ROSHARON ROAD | 2018-01-26 | 2018 | 1 | 1252.48 | 268.51 |  | 1520.99 | 0 | 1520.99 | 20 | 1.6756 | 127.4259 | 1393.5641 | 76.0495 | CL2 Conversion - Rosharon Road Estates | NA |  |  |  | 1520.99 | 51.38 |  | 1520.99 | 1520.99 | 25 |  | 0.67556 |  | 41.1 | 101.94
4 | Water Treatment | 320 | Water Treatment Equipment | 13260 | 0200339 | 23 | LARKSPUR | 2018-02-28 | 2018 | 2 | 865.87 | 185.63 |  | 1051.5 | 0 | 1051.5 | 20 | 1.5852 | 83.3427 | 968.1573 | 52.575 | New Bleach Tank | 1 |  |  |  | 1051.5 | 30.77 |  | 1051.5 | 1051.5 | 25 |  | 0.58522 |  | 24.61 | 66.67
4 | Water Treatment | 320 | Water Treatment Equipment | 13260 | 0200346 | 8 | ROSHARON ROAD | 2018-09-01 | 2018 | 9 | 635 | 160.6 |  | 795.6 | 0 | 795.6 | 20 | 1.0787 | 42.9112 | 752.6888 | 39.78 | (2) 100 Gal Chemical Storage Tank |  |  |  |  | 795.6 | 3.13 |  | 795.6 | 795.6 | 25 |  | 0.078713 |  | 2.5 | 34.33
4 | Water Treatment | 320 | Water Treatment Equipment | 13260 | 0200185 | 11 | DEMI-JOHN ISLAND | 2018-09-01 | 2018 | 9 | 791.3 | 200.13 |  | 991.43 | 0 | 991.43 | 20 | 1.0787 | 53.4734 | 937.9566 | 49.5715 | (1) 100 Gal, (2) 75 Gal Chemical Storage Tank |  |  |  |  | 991.43 | 3.9 |  | 991.43 | 991.43 | 25 |  | 0.078713 |  | 3.12 | 42.78
4 | Water Treatment | 320 | Water Treatment Equipment | 13260 | 0200460 | 12 | SAN BERNARD | 2018-09-01 | 2018 | 9 | 635 | 160.6 |  | 795.6 | 0 | 795.6 | 20 | 1.0787 | 42.9112 | 752.6888 | 39.78 | (2) 100 Gal Chemical Storage Tank |  |  |  |  | 795.6 | 3.13 |  | 795.6 | 795.6 | 25 |  | 0.078713 |  | 2.5 | 34.33
4 | Water Treatment | 320 | Water Treatment Equipment | 13260 | 0200053 | 18 | SNUG HARBOR | 2018-09-01 | 2018 | 9 | 635 | 160.6 |  | 795.6 | 0 | 795.6 | 20 | 1.0787 | 42.9112 | 752.6888 | 39.78 | (2) 100 Gal Chemical Storage |  |  |  |  | 795.6 | 3.13 |  | 795.6 | 795.6 | 25 |  | 0.078713 |  | 2.5 | 34.33
4 | Water Treatment | 320 | Water Treatment Equipment | 13260 | 0200338 | 19 | BERNARD OAKS | 2018-09-01 | 2018 | 9 | 635 | 160.6 |  | 795.6 | 0 | 795.6 | 20 | 1.0787 | 42.9112 | 752.6888 | 39.78 | (2) 100 Gal Chemical Storage Tank |  |  |  |  | 795.6 | 3.13 |  | 795.6 | 795.6 | 25 |  | 0.078713 |  | 2.5 | 34.33
4 | Water Treatment | 320 | Water Treatment Equipment | 13260 | 0200185 | 20 | DEMI-JOHN PLACE | 2018-09-01 | 2018 | 9 | 791.3 | 200.13 |  | 991.43 | 0 | 991.43 | 20 | 1.0787 | 53.4734 | 937.9566 | 49.5715 | (1) 100 Gal, (2) 75 Gal Chemical Storage Tank |  |  |  |  | 991.43 | 3.9 |  | 991.43 | 991.43 | 25 |  | 0.078713 |  | 3.12 | 42.78
4 | Water Treatment | 320 | Water Treatment Equipment | 13260 | 0790504 | 36 | TEJAS LAKES | 2018-09-01 | 2018 | 9 | 635 | 160.6 |  | 795.6 | 0 | 795.6 | 20 | 1.0787 | 42.9112 | 752.6888 | 39.78 | (2) 100 Gal Chemical Storage |  |  |  |  | 795.6 | 3.13 |  | 795.6 | 795.6 | 25 |  | 0.078713 |  | 2.5 | 34.33
4 | Water Treatment | 320 | Water Treatment Equipment | 13260 | 0200275 | 1 | CORONADO | 2018-09-02 | 2018 | 9 | 1293.75 | 327.21 |  | 1620.96 | 0 | 1620.96 | 20 | 1.076 | 87.2057 | 1533.7543 | 81.048 | Break Repair at Hydro Tank |  |  |  |  | 1620.96 | 6.16 |  | 1620.96 | 1620.96 | 25 |  | 0.075975 |  | 4.93 | 69.76
4 | Water Treatment | 320 | Water Treatment Equipment | 13260 | 0200244 | 13 | ANGLE ACRES | 2019-02-28 | 2019 | 2 | 767.53 | 155.82 |  | 923.35 | 0 | 923.35 | 20 | 0.5859 | 27.0495 | 896.3005 | 46.1675 | Equipment repair @ Water Plant | [5 empty] | 0 |  |  | 923.35 | 25 |  |  |  | 0 | 13.85
4 | Water Treatment | 320 | Water Treatment Equipment | 13260 | 0200244 | 13 | ANGLE ACRES | 2019-02-28 | 2019 | 2 | 796.57 | 161.71 |  | 958.28 | 0 | 958.28 | 20 | 0.5859 | 28.0728 | 930.2072 | 47.914 | Water plant maintenance | [5 empty] | 0 |  |  | 958.28 | 25 |  |  |  | 0 | 14.37
4 | Water Treatment | 320 | Water Treatment Equipment | 13260 | 0200604 | 32 | COLONY TRAILS | 2019-04-22 | 2019 | 4 | 800 |  |  | 800 | -44.91 | 755.09 | 20 | 0.44079 | 16.642 | 738.448 | 37.7545 | Storage tank | [5 empty] | 0 |  |  | 755.09 | 25 |  |  |  | 0 | 11.33
4 | Water Treatment | 320 | Water Treatment Equipment | 13260 | 0200245 | 25 | BEECHWOOD | 2019-04-30 | 2019 | 4 | 2500 | 706.1 | 268.77 | 3474.87 | -318.98 | 3155.89 | 20 | 0.41889 | 66.0987 | 3089.7913 | 157.7945 | Engineering for Chemical Conversion | [5 empty] | 0 |  |  | 2887.12 | 25 |  |  |  | 0 | 43.31
4 | Water Treatment | 320 | Water Treatment Equipment | 13260 | 0200432 | 27 | MARK V | 2019-06-30 | 2019 | 9 | 70119.92 | 2760.17 | 2326.26 | 75206.35 | 0 | 75206.35 | 20 | 0.25188 | 947.1573 | 74259.1927 | 3760.3175 | To put Mark V, Beechwood Wastewater, Brandi Estates and Country Meadows into Plant in Service | [5 empty] | 0 |  |  | 72880.09 | 25 |  |  |  | 0 | 1093.2
4 | Water Treatment | 320 | Water Treatment Equipment | 13260 | 0200058 | 28 | RIVERSIDE ESTATES | 2019-07-31 | 2019 | 7 | 1373.62 |  |  | 1373.62 | -35.43 | 1338.19 | 20 | 0.16701 | 11.1745 | 1327.0155 | 66.9095 | extend water main for tap at water plant. new 2" gate valve ... | [5 empty] | 0 |  |  | 1338.19 | 25 |  |  |  | 0 | 20.07
4 | Water Treatment | 320 | Water Treatment Equipment | 13260 | 0200058 | 28 | RIVERSIDE ESTATES | 2019-07-31 | 2019 | 7 | 137.36 |  |  | 137.36 | -3.54 | 133.82 | 20 | 0.16701 | 1.1175 | 132.7025 | 6.691 | extend water main for tap at water plant. new 2" gate valve ... | [5 empty] | 0 |  |  | 133.82 | 25 |  |  |  | 0 | 2.01
5 | Transmission and Distribution Plant | 303 | Land and land Rights | 13260 | 0200053 | 18 | SNUG HARBOR | 1965-07-01 | 1965 | 7 | 800 |  |  | 800 | 0 | 800 | ND | 54.2478 | 0 | 800 | 0 | Initial Inventory |  |  | 800 |  | 800 | 0 | 800 | 800 | 800 | ND | 52.4978 | 53.2478 | 0 | 0 | 0
5 | Transmission and Distribution Plant | 303 | Land and land Rights | 13260 | 0200460 | 12 | SAN BERNARD | 1967-07-01 | 1967 | 7 | 800 |  |  | 800 | 0 | 800 | ND | 52.2491 | 0 | 800 | 0 | Initial Inventory |  |  | 800 |  | 800 | 0 | 800 | 800 | 800 | ND | 50.4991 | 51.2491 | 0 | 0 | 0
5 | Transmission and Distribution Plant | 303 | Land and land Rights | 13260 | 0200185 | 20 | DEMI-JOHN PLACE | 1970-07-01 | 1970 | 7 | 800 |  |  | 800 | 0 | 800 | ND | 49.2485 | 0 | 800 | 0 | Initial Inventory |  |  | 800 |  | 800 | 0 | 800 | 800 | 800 | ND | 47.4985 | 48.2485 | 0 | 0 | 0
5 | Transmission and Distribution Plant | 303 | Land and land Rights | 13260 | 0200083 | 24 | WILCO | 1976-07-01 | 1976 | 7 | 800 |  |  | 800 | 0 | 800 | ND | 43.2471 | 0 | 800 | 0 | Initial Inventory |  |  | 800 |  | 800 | 0 | 800 | 800 | 800 | ND | 41.4971 | 42.2471 | 0 | 0 | 0
5 | Transmission and Distribution Plant | 303 | Land and land Rights | 13260 | 0200094 | 16 | MOORELAND | 1979-07-01 | 1979 | 7 | 800 |  |  | 800 | 0 | 800 | ND | 40.2491 | 0 | 800 | 0 | Initial Inventory |  |  | 800 |  | 800 | 0 | 800 | 800 | 800 | ND | 38.4991 | 39.2491 | 0 | 0 | 0
5 | Transmission and Distribution Plant | 303 | Land and land Rights | 13260 | 0200245 | 25 | BEECHWOOD | 1979-07-01 | 1979 | 7 | 1000 |  |  | 1000 | 0 | 1000 | ND | 40.2491 | 0 | 1000 | 0 | Initial Inventory |  |  | 1000 |  | 1000 | 0 | 1000 | 1000 | 1000 | ND | 38.4991 | 39.2491 | 0 | 0 | 0
5 | Transmission and Distribution Plant | 303 | Land and land Rights | 13260 | 0200275 | 1 | CORONADO | 1980-07-01 | 1980 | 7 | 1800 |  |  | 1800 | 0 | 1800 | ND | 39.2471 | 0 | 1800 | 0 | Initial Inventory |  |  | 1800 |  | 1800 | 0 | 1800 | 1800 | 1800 | ND | 37.4971 | 38.2471 | 0 | 0 | 0
5 | Transmission and Distribution Plant | 303 | Land and land Rights | 13260 | 0200274 | 2 | COUNTRY ACRES | 1980-07-01 | 1980 | 7 | 1800 |  |  | 1800 | 0 | 1800 | ND | 39.2471 | 0 | 1800 | 0 | Initial Inventory |  |  | 1800 |  | 1800 | 0 | 1800 | 1800 | 1800 | ND | 37.4971 | 38.2471 | 0 | 0 | 0
5 | Transmission and Distribution Plant | 303 | Land and land Rights | 13260 | 0200324 | 3 | COLONY COVE | 1980-07-01 | 1980 | 7 | 600 |  |  | 600 | 0 | 600 | ND | 39.2471 | 0 | 600 | 0 | Initial Inventory |  |  | 600 |  | 600 | 0 | 600 | 600 | 600 | ND | 37.4971 | 38.2471 | 0 | 0 | 0
5 | Transmission and Distribution Plant | 303 | Land and land Rights | 13260 | 0200273 | 4 | COUNTRY MEADOWS | 1980-07-01 | 1980 | 7 | 600 |  |  | 600 | 0 | 600 | ND | 39.2471 | 0 | 600 | 0 | Initial Inventory |  |  | 600 |  | 600 | 0 | 600 | 600 | 600 | ND | 37.4971 | 38.2471 | 0 | 0 | 0
5 | Transmission and Distribution Plant | 303 | Land and land Rights | 13260 | 0200323 | 5 | BLUE SAGE | 1980-07-01 | 1980 | 7 | 600 |  |  | 600 | 0 | 600 | ND | 39.2471 | 0 | 600 | 0 | Initial Inventory |  |  | 600 |  | 600 | 0 | 600 | 600 | 600 | ND | 37.4971 | 38.2471 | 0 | 0 | 0
5 | Transmission and Distribution Plant | 303 | Land and land Rights | 13260 | 1610102 | 14 | SPANISH BIT | 1980-07-01 | 1980 | 7 | 800 |  |  | 800 | 0 | 800 | ND | 39.2471 | 0 | 800 | 0 | Initial Inventory |  |  | 800 |  | 800 | 0 | 800 | 800 | 800 | ND | 37.4971 | 38.2471 | 0 | 0 | 0
5 | Transmission and Distribution Plant | 303 | Land and land Rights | 13260 | 0200338 | 19 | BERNARD OAKS | 1980-07-01 | 1980 | 7 | 800 |  |  | 800 | 0 | 800 | ND | 39.2471 | 0 | 800 | 0 | Initial Inventory |  |  | 800 |  | 800 | 0 | 800 | 800 | 800 | ND | 37.4971 | 38.2471 | 0 | 0 | 0
5 | Transmission and Distribution Plant | 303 | Land and land Rights | 13260 | 0200325 | 6 | BRANDI | 1982-07-01 | 1982 | 7 | 600 |  |  | 600 | 0 | 600 | ND | 37.2485 | 0 | 600 | 0 | Initial Inventory |  |  | 600 |  | 600 | 0 | 600 | 600 | 600 | ND | 35.4985 | 36.2485 | 0 | 0 | 0
5 | Transmission and Distribution Plant | 303 | Land and land Rights | 13260 | 0200335 | 7 | SANDY MEADOW | 1982-07-01 | 1982 | 7 | 600 |  |  | 600 | 0 | 600 | ND | 37.2485 | 0 | 600 | 0 | Initial Inventory |  |  | 600 |  | 600 | 0 | 600 | 600 | 600 | ND | 35.4985 | 36.2485 | 0 | 0 | 0
5 | Transmission and Distribution Plant | 303 | Land and land Rights | 13260 | 0200339 | 23 | LARKSPUR | 1982-07-01 | 1982 | 7 | 800 |  |  | 800 | 0 | 800 | ND | 37.2485 | 0 | 800 | 0 | Initial Inventory |  |  | 800 |  | 800 | 0 | 800 | 800 | 800 | ND | 35.4985 | 36.2485 | 0 | 0 | 0
5 | Transmission and Distribution Plant | 303 | Land and land Rights | 13260 | 0200506 | 29 | LEE RIDGE | 1982-07-01 | 1982 | 7 | 800 |  |  | 800 | 0 | 800 | ND | 37.2485 | 0 | 800 | 0 | Initial Inventory |  |  | 800 |  | 800 | 0 | 800 | 800 | 800 | ND | 35.4985 | 36.2485 | 0 | 0 | 0
5 | Transmission and Distribution Plant | 303 | Land and land Rights | 13260 | 0200346 | 8 | ROSHARON ROAD | 1983-07-01 | 1983 | 7 | 600 |  |  | 600 | 0 | 600 | ND | 36.2491 | 0 | 600 | 0 | Initial Inventory |  |  | 600 |  | 600 | 0 | 600 | 600 | 600 | ND | 34.4991 | 35.2491 | 0 | 0 | 0
5 | Transmission and Distribution Plant | 303 | Land and land Rights | 13260 | 0200370 | 22 | WOLF GLEN | 1983-07-01 | 1983 | 7 | 800 |  |  | 800 | 0 | 800 | ND | 36.2491 | 0 | 800 | 0 | Initial Inventory |  |  | 800 |  | 800 | 0 | 800 | 800 | 800 | ND | 34.4991 | 35.2491 | 0 | 0 | 0
5 | Transmission and Distribution Plant | 303 | Land and land Rights | 13260 | 0200244 | 13 | ANGLE ACRES | 1985-07-01 | 1985 | 7 | 800 |  |  | 800 | 0 | 800 | ND | 34.2478 | 0 | 800 | 0 | Initial Inventory |  |  | 800 |  | 800 | 0 | 800 | 800 | 800 | ND | 32.4978 | 33.2478 | 0 | 0 | 0
5 | Transmission and Distribution Plant | 303 | Land and land Rights | 13260 | 0200410 | 15 | BRIAR MEADOWS | 1985-07-01 | 1985 | 7 | 800 |  |  | 800 | 0 | 800 | ND | 34.2478 | 0 | 800 | 0 | Initial Inventory |  |  | 800 |  | 800 | 0 | 800 | 800 | 800 | ND | 32.4978 | 33.2478 | 0 | 0 | 0
5 | Transmission and Distribution Plant | 303 | Land and land Rights | 13260 | 0200110, 0200108 | 17 | RYAN LONG | 1985-07-01 | 1985 | 7 | 800 |  |  | 800 | 0 | 800 | ND | 34.2478 | 0 | 800 | 0 | Initial Inventory |  |  | 800 |  | 800 | 0 | 800 | 800 | 800 | ND | 32.4978 | 33.2478 | 0 | 0 | 0
5 | Transmission and Distribution Plant | 303 | Land and land Rights | 13260 | 0200432 | 27 | MARK V | 1985-07-01 | 1985 | 7 | 800 |  |  | 800 | 0 | 800 | ND | 34.2478 | 0 | 800 | 0 | Initial Inventory |  |  | 800 |  | 800 | 0 | 800 | 800 | 800 | ND | 32.4978 | 33.2478 | 0 | 0 | 0
5 | Transmission and Distribution Plant | 303 | Land and land Rights | 13260 | 0200185 | 11 | DEMI-JOHN ISLAND | 1991-07-01 | 1991 | 7 | 1500 |  |  | 1500 | 0 | 1500 | ND | 28.2491 | 0 | 1500 | 0 | Initial Inventory |  |  | 1500 |  | 1500 | 0 | 1500 | 1500 | 1500 | ND | 26.4991 | 27.2491 | 0 | 0 | 0
5 | Transmission and Distribution Plant | 303 | Land and land Rights | 13260 | 0200058 | 28 | RIVERSIDE ESTATES | 1994-07-01 | 1994 | 7 | 4208 |  |  | 4208 | 0 | 4208 | ND | 25.2485 | 0 | 4208 | 0 | Initial Inventory |  |  | 4208 |  | 4208 | 0 | 4208 | 4208 | 4208 | ND | 23.4985 | 24.2485 | 0 | 0 | 0
5 | Transmission and Distribution Plant | 303 | Land and land Rights | 13260 | 0200592 | 30 | QUAIL VALLEY | 1999-07-01 | 1999 | 7 | 800 |  |  | 800 | 0 | 800 | ND | 20.2491 | 0 | 800 | 0 | Initial Inventory |  |  | 800 |  | 800 | 0 | 800 | 800 | 800 | ND | 18.4991 | 19.2491 | 0 | 0 | 0
5 | Transmission and Distribution Plant | 303 | Land and land Rights | 13260 | 0200604 | 32 | COLONY TRAILS | 2001-07-01 | 2001 | 7 | 800 |  |  | 800 | 0 | 800 | ND | 18.2478 | 0 | 800 | 0 | Initial Inventory |  |  | 800 |  | 800 | 0 | 800 | 800 | 800 | ND | 16.4978 | 17.2478 | 0 | 0 | 0
5 | Transmission and Distribution Plant | 303 | Land and land Rights | 13260 | 0790425 | 39 | RIVER RANCH/723 | 2012-07-01 | 2012 | 7 | 1000 |  |  | 1000 | 0 | 1000 | ND | 7.2471 | 0 | 1000 | 0 | Initial Inventory |  |  | 1000 |  | 1000 | 0 | 1000 | 1000 | 1000 | ND | 5.4971 | 6.2471 | 0 | 0 | 0
5 | Transmission and Distribution Plant | 303 | Land and land Rights | 13260 | 0790425 | 39 | RIVER RANCH/723 | 2013-07-01 | 2013 | 7 | 5000 |  |  | 5000 | 0 | 5000 | ND | 6.2478 | 0 | 5000 | 0 | Initial Inventory |  |  | 5000 |  | 5000 | 0 | 5000 | 5000 | 5000 | ND | 4.4978 | 5.2478 | 0 | 0 | 0
5 | Transmission and Distribution Plant | 303 | Land and land Rights | 13260 | 0790425 | 39 | RIVER RANCH/723 | 2014-07-01 | 2014 | 7 | 14000 |  |  | 14000 | 0 | 14000 | ND | 5.2485 | 0 | 14000 | 0 | Initial Inventory |  |  | 14000 |  | 14000 | 0 | 14000 | 14000 | 14000 | ND | 3.4985 | 4.2485 | 0 | 0 | 0
5 | Transmission and Distribution Plant | 303 | Land and land Rights | 13260 | 0200358 | 41 | BAYOU COLONY | 2014-07-01 | 2014 | 7 | 23100 |  |  | 23100 | 0 | 23100 | ND | 5.2485 | 0 | 23100 | 0 | Initial Inventory |  |  | 23100 |  | 23100 | 0 | 23100 | 23100 | 23100 | ND | 3.4985 | 4.2485 | 0 | 0 | 0
5 | Transmission and Distribution Plant | 303 | Land and land Rights | 13260 | 0790425 | 39 | RIVER RANCH/723 | 2015-07-01 | 2015 | 7 | 22000 |  |  | 22000 | 0 | 22000 | ND | 4.2491 | 0 | 22000 | 0 | Initial Inventory |  |  | 22000 |  | 22000 | 0 | 22000 | 22000 | 22000 | ND | 2.4991 | 3.2491 | 0 | 0 | 0
5 | Transmission and Distribution Plant | 303 | Land and land Rights | 13260 | 0790425 | 39 | RIVER RANCH/723 | 2015-07-01 | 2015 | 7 | 20000 |  |  | 20000 | 0 | 20000 | ND | 4.2491 | 0 | 20000 | 0 | Initial Inventory |  |  | 20000 |  | 20000 | 0 | 20000 | 20000 | 20000 | ND | 2.4991 | 3.2491 | 0 | 0 | 0
5 | Transmission and Distribution Plant | 303 | Land and land Rights | 13260 | 0200358 | 41 | BAYOU COLONY | 2015-07-01 | 2015 | 7 | 23100 |  |  | 23100 | 0 | 23100 | ND | 4.2491 | 0 | 23100 | 0 | Initial Inventory |  |  | 23100 |  | 23100 | 0 | 23100 | 23100 | 23100 | ND | 2.4991 | 3.2491 | 0 | 0 | 0
5 | Transmission and Distribution Plant | 303 | Land and land Rights | 13260 | 0200358 | 41 | BAYOU COLONY | 2017-08-31 | 2017 | 8 | 10000 |  |  | 10000 | 0 | 10000 | ND | 2.0808 | 0 | 10000 | 0 | Land purchse |  |  | 10000 |  | 10000 | 0 | 10000 | 10000 | 10000 | ND | 0.33077 | 1.0808 | 0 | 0 | 0
5 | Transmission and Distribution Plant | 303 | Land and land Rights | 13260 | 0200325 | 6 | BRANDI | 2019-01-01 | 2019 | 1 | 1200 |  |  | 1200 | 0 | 1200 | ND | 0.7447 | 0 | 1200 | 0 | Survey | [5 empty] | 0 |  |  | 1200 | ND |  |  |  | 0 | 0
5 | Transmission and Distribution Plant | 303 | Land and land Rights | 13260 | 0200185 | 11 | DEMI-JOHN ISLAND | 2019-01-01 | 2019 | 1 | 1950 |  |  | 1950 | 0 | 1950 | ND | 0.7447 | 0 | 1950 | 0 | Survey | [5 empty] | 0 |  |  | 1950 | ND |  |  |  | 0 | 0
5 | Transmission and Distribution Plant | 303 | Land and land Rights | 13260 | 0200245 | 25 | BEECHWOOD | 2019-01-01 | 2019 | 1 | 1800 |  |  | 1800 | 0 | 1800 | ND | 0.7447 | 0 | 1800 | 0 | Survey | [5 empty] | 0 |  |  | 1800 | ND |  |  |  | 0 | 0
5 | Transmission and Distribution Plant | 303 | Land and Land Rights | 13260 | 0200335 | 7 | SANDY MEADOW | 2019-02-25 | 2019 | 2 | 895 |  |  | 895 | 0 | 895 | ND | 0.59411 | 0 | 895 | 0 | Boundary Survey | [5 empty] | 0 |  |  | 895 | ND |  |  |  | 0 | 0
0
5 | Transmission and Distribution Plant | 330 | Distribution Reservoirs and Standpipes | 13260 | 0200185 | 20 | DEMI-JOHN PLACE | 1960-07-01 | 1960 | 7 | 447 |  |  | 447 | 0 | 447 | 30 | 59.2471 | 447 | 0 | 0 | Initial Inventory |  |  | 447 |  | 447 | 447 | 447 | 447 | 447 | 25 | 57.4971 | 58.2471 | 447 | 447 | 447
5 | Transmission and Distribution Plant | 330 | Distribution Reservoirs and Standpipes | 13260 | 0200185 | 20 | DEMI-JOHN PLACE | 1970-07-01 | 1970 | 7 | 447 |  |  | 447 | 0 | 447 | 30 | 49.2485 | 447 | 0 | 0 | Initial Inventory |  |  | 447 |  | 447 | 447 | 447 | 447 | 447 | 25 | 47.4985 | 48.2485 | 447 | 447 | 447
5 | Transmission and Distribution Plant | 330 | Distribution Reservoirs and Standpipes | 13260 | 0200245 | 25 | BEECHWOOD | 1979-07-01 | 1979 | 7 | 11552.9 |  |  | 11552.9 | 0 | 11552.9 | 30 | 40.2491 | 11552.9 | 0 | 0 | Initial Inventory |  |  | 11552.9 |  | 11552.9 | 11552.9 | 11552.9 | 11552.9 | 11552.9 | 25 | 38.4991 | 39.2491 | 11552.9 | 11552.9 | 11552.9
5 | Transmission and Distribution Plant | 330 | Distribution Reservoirs and Standpipes | 13260 | 0200275 | 1 | CORONADO | 1980-07-01 | 1980 | 7 | 3772 |  |  | 3772 | 0 | 3772 | 30 | 39.2471 | 3772 | 0 | 0 | Initial Inventory |  |  | 3772 |  | 3772 | 3772 | 3772 | 3772 | 3772 | 25 | 37.4971 | 38.2471 | 3772 | 3772 | 3772
5 | Transmission and Distribution Plant | 330 | Distribution Reservoirs and Standpipes | 13260 | 0200274 | 2 | COUNTRY ACRES | 1980-07-01 | 1980 | 7 | 4247 |  |  | 4247 | 0 | 4247 | 30 | 39.2471 | 4247 | 0 | 0 | Initial Inventory |  |  | 4247 |  | 4247 | 4247 | 4247 | 4247 | 4247 | 25 | 37.4971 | 38.2471 | 4247 | 4247 | 4247
5 | Transmission and Distribution Plant | 330 | Distribution Reservoirs and Standpipes | 13260 | 0200338 | 19 | BERNARD OAKS | 1980-07-01 | 1980 | 7 | 5100 |  |  | 5100 | 0 | 5100 | 30 | 39.2471 | 5100 | 0 | 0 | Initial Inventory |  |  | 5100 |  | 5100 | 5100 | 5100 | 5100 | 5100 | 25 | 37.4971 | 38.2471 | 5100 | 5100 | 5100
5 | Transmission and Distribution Plant | 330 | Distribution Reservoirs and Standpipes | 13260 | 0200273 | 4 | COUNTRY MEADOWS | 1981-07-01 | 1981 | 7 | 1886 |  |  | 1886 | 0 | 1886 | 30 | 38.2478 | 1886 | 0 | 0 | Initial Inventory |  |  | 1886 |  | 1886 | 1886 | 1886 | 1886 | 1886 | 25 | 36.4978 | 37.2478 | 1886 | 1886 | 1886
5 | Transmission and Distribution Plant | 330 | Distribution Reservoirs and Standpipes | 13260 | 0200323 | 5 | BLUE SAGE | 1981-07-01 | 1981 | 7 | 1886 |  |  | 1886 | 0 | 1886 | 30 | 38.2478 | 1886 | 0 | 0 | Initial Inventory |  |  | 1886 |  | 1886 | 1886 | 1886 | 1886 | 1886 | 25 | 36.4978 | 37.2478 | 1886 | 1886 | 1886
5 | Transmission and Distribution Plant | 330 | Distribution Reservoirs and Standpipes | 13260 | 0200325 | 6 | BRANDI | 1982-07-01 | 1982 | 7 | 867.64 |  |  | 867.64 | 0 | 867.64 | 30 | 37.2485 | 867.64 | 0 | 0 | Initial Inventory |  |  | 867.64 |  | 867.64 | 867.64 | 867.64 | 867.64 | 867.64 | 25 | 35.4985 | 36.2485 | 867.64 | 867.64 | 867.64
5 | Transmission and Distribution Plant | 330 | Distribution Reservoirs and Standpipes | 13260 | 0200335 | 7 | SANDY MEADOW | 1982-07-01 | 1982 | 7 | 4856 |  |  | 4856 | 0 | 4856 | 30 | 37.2485 | 4856 | 0 | 0 | Initial Inventory |  |  | 4856 |  | 4856 | 4856 | 4856 | 4856 | 4856 | 25 | 35.4985 | 36.2485 | 4856 | 4856 | 4856
5 | Transmission and Distribution Plant | 330 | Distribution Reservoirs and Standpipes | 13260 | 0200339 | 23 | LARKSPUR | 1982-07-01 | 1982 | 7 | 750 |  |  | 750 | 0 | 750 | 30 | 37.2485 | 750 | 0 | 0 | Initial Inventory |  |  | 750 |  | 750 | 750 | 750 | 750 | 750 | 25 | 35.4985 | 36.2485 | 750 | 750 | 750
5 | Transmission and Distribution Plant | 330 | Distribution Reservoirs and Standpipes | 13260 | 0200346 | 8 | ROSHARON ROAD | 1983-07-01 | 1983 | 7 | 4856 |  |  | 4856 | 0 | 4856 | 30 | 36.2491 | 4856 | 0 | 0 | Initial Inventory |  |  | 4856 |  | 4856 | 4856 | 4856 | 4856 | 4856 | 25 | 34.4991 | 35.2491 | 4856 | 4856 | 4856
5 | Transmission and Distribution Plant | 330 | Distribution Reservoirs and Standpipes | 13260 | 0200370 | 22 | WOLF GLEN | 1983-07-01 | 1983 | 7 | 3500 |  |  | 3500 | 0 | 3500 | 30 | 36.2491 | 3500 | 0 | 0 | Initial Inventory |  |  | 3500 |  | 3500 | 3500 | 3500 | 3500 | 3500 | 25 | 34.4991 | 35.2491 | 3500 | 3500 | 3500
5 | Transmission and Distribution Plant | 330 | Distribution Reservoirs and Standpipes | 13260 | 0200506 | 29 | LEE RIDGE | 1984-07-01 | 1984 | 7 | 6000 |  |  | 6000 | 0 | 6000 | 30 | 35.2471 | 6000 | 0 | 0 | Initial Inventory |  |  | 6000 |  | 6000 | 6000 | 6000 | 6000 | 6000 | 25 | 33.4971 | 34.2471 | 6000 | 6000 | 6000
5 | Transmission and Distribution Plant | 330 | Distribution Reservoirs and Standpipes | 13260 | 0200244 | 13 | ANGLE ACRES | 1985-07-01 | 1985 | 7 | 7500 |  |  | 7500 | 0 | 7500 | 30 | 34.2478 | 7500 | 0 | 0 | Initial Inventory |  |  | 7500 |  | 7500 | 7500 | 7500 | 7500 | 7500 | 25 | 32.4978 | 33.2478 | 7500 | 7500 | 7500
5 | Transmission and Distribution Plant | 330 | Distribution Reservoirs and Standpipes | 13260 | 0200410 | 15 | BRIAR MEADOWS | 1985-07-01 | 1985 | 7 | 7500 |  |  | 7500 | 0 | 7500 | 30 | 34.2478 | 7500 | 0 | 0 | Initial Inventory |  |  | 7500 |  | 7500 | 7500 | 7500 | 7500 | 7500 | 25 | 32.4978 | 33.2478 | 7500 | 7500 | 7500
5 | Transmission and Distribution Plant | 330 | Distribution Reservoirs and Standpipes | 13260 | 0200110, 0200108 | 17 | RYAN LONG | 1985-07-01 | 1985 | 7 | 4000 |  |  | 4000 | 0 | 4000 | 30 | 34.2478 | 4000 | 0 | 0 | Initial Inventory |  |  | 4000 |  | 4000 | 4000 | 4000 | 4000 | 4000 | 25 | 32.4978 | 33.2478 | 4000 | 4000 | 4000
5 | Transmission and Distribution Plant | 330 | Distribution Reservoirs and Standpipes | 13260 | 0200432 | 27 | MARK V | 1985-07-01 | 1985 | 7 | 7500 |  |  | 7500 | 0 | 7500 | 30 | 34.2478 | 7500 | 0 | 0 | Initial Inventory |  |  | 7500 |  | 7500 | 7500 | 7500 | 7500 | 7500 | 25 | 32.4978 | 33.2478 | 7500 | 7500 | 7500
5 | Transmission and Distribution Plant | 330 | Distribution Reservoirs and Standpipes | 13260 | 1610102 | 14 | SPANISH BIT | 1987-07-01 | 1987 | 7 | 5000 |  |  | 5000 | 0 | 5000 | 30 | 32.2491 | 5000 | 0 | 0 | Initial Inventory |  |  | 5000 |  | 5000 | 5000 | 5000 | 5000 | 5000 | 25 | 30.4991 | 31.2491 | 5000 | 5000 | 5000
5 | Transmission and Distribution Plant | 330 | Distribution Reservoirs and Standpipes | 13260 | 0200058 | 28 | RIVERSIDE ESTATES | 1988-07-01 | 1988 | 7 | 2693 |  |  | 2693 | 0 | 2693 | 30 | 31.2471 | 2693 | 0 | 0 | Initial Inventory |  |  | 2693 |  | 2693 | 2693 | 2693 | 2693 | 2693 | 25 | 29.4971 | 30.2471 | 2693 | 2693 | 2693
5 | Transmission and Distribution Plant | 330 | Distribution Reservoirs and Standpipes | 13260 | 0200185 | 11 | DEMI-JOHN ISLAND | 1991-07-01 | 1991 | 7 | 7500 |  |  | 7500 | 0 | 7500 | 30 | 28.2491 | 7062.2861 | 437.7139 | 249.75 | Initial Inventory |  |  | 7500 |  | 7500 | 6812.29 | 7500 | 7500 | 7500 | 25 | 26.4991 | 27.2491 | 7500 | 7500 | 7500
5 | Transmission and Distribution Plant | 330 | Distribution Reservoirs and Standpipes | 13260 | 0200323 | 5 | BLUE SAGE | 1993-07-01 | 1993 | 7 | 10000 |  |  | 10000 | 0 | 10000 | 30 | 26.2478 | 8749.2585 | 1250.7415 | 333 | Initial Inventory |  |  | 10000 |  | 10000 | 8415.93 | 10000 | 10000 | 10000 | 25 | 24.4978 | 25.2478 | 9799.11 | 10000 | 10000
5 | Transmission and Distribution Plant | 330 | Distribution Reservoirs and Standpipes | 13260 | 0200110, 0200108 | 17 | RYAN LONG | 1994-07-01 | 1994 | 7 | 5000 |  |  | 5000 | 0 | 5000 | 30 | 25.2485 | 4208.0767 | 791.9233 | 166.5 | Initial Inventory |  |  | 5000 |  | 5000 | 4041.41 | 5000 | 5000 | 5000 | 25 | 23.4985 | 24.2485 | 4699.69 | 4849.69 | 5000
5 | Transmission and Distribution Plant | 330 | Distribution Reservoirs and Standpipes | 13260 | 0200185 | 20 | DEMI-JOHN PLACE | 1995-07-01 | 1995 | 7 | 3592 |  |  | 3592 | 0 | 3592 | 30 | 24.2491 | 2903.4309 | 688.5691 | 119.6136 | Initial Inventory |  |  | 3592 |  | 3592 | 2783.7 | 3592 | 3592 | 3592 | 25 | 22.4991 | 23.2491 | 3232.68 | 3340.44 | 3484.12
5 | Transmission and Distribution Plant | 330 | Distribution Reservoirs and Standpipes | 13260 | 0200245 | 25 | BEECHWOOD | 1995-07-01 | 1995 | 7 | 8857.1 |  |  | 8857.1 | 0 | 8857.1 | 30 | 24.2491 | 7159.2366 | 1697.8634 | 294.9414 | Initial Inventory |  |  | 8857.1 |  | 8857.1 | 6864 | 8857.1 | 8857.1 | 8857.1 | 25 | 22.4991 | 23.2491 | 7971.09 | 8236.8 | 8591.08
5 | Transmission and Distribution Plant | 330 | Distribution Reservoirs and Standpipes | 13260 | 0200185 | 20 | DEMI-JOHN PLACE | 1996-07-01 | 1996 | 7 | 6095 |  |  | 6095 | 0 | 6095 | 30 | 23.2471 | 4723.034 | 1371.966 | 202.9635 | Initial Inventory |  |  | 6095 |  | 6095 | 4519.87 | 6095 | 6095 | 6095 | 25 | 21.4971 | 22.2471 | 5240.99 | 5423.84 | 5667.64
5 | Transmission and Distribution Plant | 330 | Distribution Reservoirs and Standpipes | 13260 | 0200185 | 11 | DEMI-JOHN ISLAND | 1997-07-01 | 1997 | 7 | 2198 |  |  | 2198 | 0 | 2198 | 30 | 22.2478 | 1630.0204 | 567.9796 | 73.1934 | Initial Inventory |  |  | 2198 |  | 2198 | 1556.75 | 2198 | 2198 | 2198 | 25 | 20.4978 | 21.2478 | 1802.16 | 1868.1 | 1956.02
5 | Transmission and Distribution Plant | 330 | Distribution Reservoirs and Standpipes | 13260 | 1610102 | 14 | SPANISH BIT | 1997-07-01 | 1997 | 7 | 1500 |  |  | 1500 | 0 | 1500 | 30 | 22.2478 | 1112.3888 | 387.6112 | 49.95 | Initial Inventory |  |  | 1500 |  | 1500 | 1062.39 | 1500 | 1500 | 1500 | 25 | 20.4978 | 21.2478 | 1229.87 | 1274.87 | 1334.87
5 | Transmission and Distribution Plant | 330 | Distribution Reservoirs and Standpipes | 13260 | 0200410 | 15 | BRIAR MEADOWS | 1997-07-01 | 1997 | 7 | 1500 |  |  | 1500 | 0 | 1500 | 30 | 22.2478 | 1112.3888 | 387.6112 | 49.95 | Initial Inventory |  |  | 1500 |  | 1500 | 1062.39 | 1500 | 1500 | 1500 | 25 | 20.4978 | 21.2478 | 1229.87 | 1274.87 | 1334.87
5 | Transmission and Distribution Plant | 330 | Distribution Reservoirs and Standpipes | 13260 | 0200338 | 19 | BERNARD OAKS | 1997-07-01 | 1997 | 7 | 10000 |  |  | 10000 | 0 | 10000 | 30 | 22.2478 | 7415.9252 | 2584.0748 | 333 | Initial Inventory |  |  | 10000 |  | 10000 | 7082.59 | 10000 | 10000 | 10000 | 25 | 20.4978 | 21.2478 | 8199.11 | 8499.11 | 8899.11
5 | Transmission and Distribution Plant | 330 | Distribution Reservoirs and Standpipes | 13260 | 0200185 | 20 | DEMI-JOHN PLACE | 1997-07-01 | 1997 | 7 | 12500 |  |  | 12500 | 0 | 12500 | 30 | 22.2478 | 9269.9065 | 3230.0935 | 416.25 | Initial Inventory |  |  | 12500 |  | 12500 | 8853.24 | 12500 | 12500 | 12500 | 25 | 20.4978 | 21.2478 | 10248.89 | 10623.89 | 11123.89
5 | Transmission and Distribution Plant | 330 | Distribution Reservoirs and Standpipes | 13260 | 0200245 | 25 | BEECHWOOD | 1997-07-01 | 1997 | 7 | 378.79 |  |  | 378.79 | 0 | 378.79 | 30 | 22.2478 | 280.9078 | 97.8822 | 12.6137 | Initial Inventory |  |  | 378.79 |  | 378.79 | 268.28 | 378.79 | 378.79 | 378.79 | 25 | 20.4978 | 21.2478 | 310.57 | 321.94 | 337.09
5 | Transmission and Distribution Plant | 330 | Distribution Reservoirs and Standpipes | 13260 | 0200274 | 2 | COUNTRY ACRES | 1998-07-01 | 1998 | 7 | 1876 |  |  | 1876 | 0 | 1876 | 30 | 21.2485 | 1328.737 | 547.263 | 62.4708 | Initial Inventory |  |  | 1876 |  | 1876 | 1266.2 | 1876 | 1876 | 1876 | 25 | 19.4985 | 20.2485 | 1463.16 | 1519.44 | 1594.48
5 | Transmission and Distribution Plant | 330 | Distribution Reservoirs and Standpipes | 13260 | 0200273 | 4 | COUNTRY MEADOWS | 1998-07-01 | 1998 | 7 | 1500 |  |  | 1500 | 0 | 1500 | 30 | 21.2485 | 1062.423 | 437.577 | 49.95 | Initial Inventory |  |  | 1500 |  | 1500 | 1012.42 | 1500 | 1500 | 1500 | 25 | 19.4985 | 20.2485 | 1169.91 | 1214.91 | 1274.91
5 | Transmission and Distribution Plant | 330 | Distribution Reservoirs and Standpipes | 13260 | 0200323 | 5 | BLUE SAGE | 1998-07-01 | 1998 | 7 | 1500 |  |  | 1500 | 0 | 1500 | 30 | 21.2485 | 1062.423 | 437.577 | 49.95 | Initial Inventory |  |  | 1500 |  | 1500 | 1012.42 | 1500 | 1500 | 1500 | 25 | 19.4985 | 20.2485 | 1169.91 | 1214.91 | 1274.91
5 | Transmission and Distribution Plant | 330 | Distribution Reservoirs and Standpipes | 13260 | 0200244 | 13 | ANGLE ACRES | 1998-07-01 | 1998 | 7 | 3000 |  |  | 3000 | 0 | 3000 | 30 | 21.2485 | 2124.846 | 875.154 | 99.9 | Initial Inventory |  |  | 3000 |  | 3000 | 2024.85 | 3000 | 3000 | 3000 | 25 | 19.4985 | 20.2485 | 2339.82 | 2429.82 | 2549.82
5 | Transmission and Distribution Plant | 330 | Distribution Reservoirs and Standpipes | 13260 | 1610102 | 14 | SPANISH BIT | 1998-07-01 | 1998 | 7 | 1500 |  |  | 1500 | 0 | 1500 | 30 | 21.2485 | 1062.423 | 437.577 | 49.95 | Initial Inventory |  |  | 1500 |  | 1500 | 1012.42 | 1500 | 1500 | 1500 | 25 | 19.4985 | 20.2485 | 1169.91 | 1214.91 | 1274.91
5 | Transmission and Distribution Plant | 330 | Distribution Reservoirs and Standpipes | 13260 | 0200410 | 15 | BRIAR MEADOWS | 1998-07-01 | 1998 | 7 | 1500 |  |  | 1500 | 0 | 1500 | 30 | 21.2485 | 1062.423 | 437.577 | 49.95 | Initial Inventory |  |  | 1500 |  | 1500 | 1012.42 | 1500 | 1500 | 1500 | 25 | 19.4985 | 20.2485 | 1169.91 | 1214.91 | 1274.91
5 | Transmission and Distribution Plant | 330 | Distribution Reservoirs and Standpipes | 13260 | 0200338 | 19 | BERNARD OAKS | 1998-07-01 | 1998 | 7 | 15000 |  |  | 15000 | 0 | 15000 | 30 | 21.2485 | 10624.23 | 4375.77 | 499.5 | Initial Inventory |  |  | 15000 |  | 15000 | 10124.23 | 15000 | 15000 | 15000 | 25 | 19.4985 | 20.2485 | 11699.08 | 12149.08 | 12749.08
5 | Transmission and Distribution Plant | 330 | Distribution Reservoirs and Standpipes | 13260 | 0200370 | 22 | WOLF GLEN | 1998-07-01 | 1998 | 7 | 3500 |  |  | 3500 | 0 | 3500 | 30 | 21.2485 | 2478.987 | 1021.013 | 116.55 | Initial Inventory |  |  | 3500 |  | 3500 | 2362.32 | 3500 | 3500 | 3500 | 25 | 19.4985 | 20.2485 | 2729.78 | 2834.78 | 2974.78
5 | Transmission and Distribution Plant | 330 | Distribution Reservoirs and Standpipes | 13260 | 0200083 | 24 | WILCO | 1998-07-01 | 1998 | 7 | 1500 |  |  | 1500 | 0 | 1500 | 30 | 21.2485 | 1062.423 | 437.577 | 49.95 | Initial Inventory |  |  | 1500 |  | 1500 | 1012.42 | 1500 | 1500 | 1500 | 25 | 19.4985 | 20.2485 | 1169.91 | 1214.91 | 1274.91
5 | Transmission and Distribution Plant | 330 | Distribution Reservoirs and Standpipes | 13260 | 0200432 | 27 | MARK V | 1998-07-01 | 1998 | 7 | 2000 |  |  | 2000 | 0 | 2000 | 30 | 21.2485 | 1416.564 | 583.436 | 66.6 | Initial Inventory |  |  | 2000 |  | 2000 | 1349.9 | 2000 | 2000 | 2000 | 25 | 19.4985 | 20.2485 | 1559.88 | 1619.88 | 1699.88
5 | Transmission and Distribution Plant | 330 | Distribution Reservoirs and Standpipes | 13260 | 0200592 | 30 | QUAIL VALLEY | 1999-07-01 | 1999 | 7 | 2000 |  |  | 2000 | 0 | 2000 | 30 | 20.2491 | 1349.943 | 650.057 | 66.6 | Initial Inventory |  |  | 2000 |  | 2000 | 1283.28 | 2000 | 2000 | 2000 | 25 | 18.4991 | 19.2491 | 1479.93 | 1539.93 | 1619.93
5 | Transmission and Distribution Plant | 330 | Distribution Reservoirs and Standpipes | 13260 | 0200325 | 6 | BRANDI | 2000-07-01 | 2000 | 7 | 536.02 |  |  | 536.02 | 0 | 536.02 | 30 | 19.2471 | 343.8942 | 192.1258 | 17.8495 | Initial Inventory |  |  | 536.02 |  | 536.02 | 326.03 | 536.02 | 536.02 | 536.02 | 25 | 17.4971 | 18.2471 | 375.15 | 391.23 | 412.67
5 | Transmission and Distribution Plant | 330 | Distribution Reservoirs and Standpipes | 13260 | 0200274 | 2 | COUNTRY ACRES | 2002-07-01 | 2002 | 7 | 3000 |  |  | 3000 | 0 | 3000 | 30 | 17.2485 | 1724.846 | 1275.154 | 99.9 | Initial Inventory |  |  | 3000 |  | 3000 | 1624.85 | 3000 | 3000 | 3000 | 25 | 15.4985 | 16.2485 | 1859.82 | 1949.82 | 2069.82
5 | Transmission and Distribution Plant | 330 | Distribution Reservoirs and Standpipes | 13260 | 0200335 | 7 | SANDY MEADOW | 2002-07-01 | 2002 | 7 | 15000 |  |  | 15000 | 0 | 15000 | 30 | 17.2485 | 8624.23 | 6375.77 | 499.5 | Initial Inventory |  |  | 15000 |  | 15000 | 8124.23 | 15000 | 15000 | 15000 | 25 | 15.4985 | 16.2485 | 9299.08 | 9749.08 | 10349.08
5 | Transmission and Distribution Plant | 330 | Distribution Reservoirs and Standpipes | 13260 | 0200346 | 8 | ROSHARON ROAD | 2002-07-01 | 2002 | 7 | 15000 |  |  | 15000 | 0 | 15000 | 30 | 17.2485 | 8624.23 | 6375.77 | 499.5 | Initial Inventory |  |  | 15000 |  | 15000 | 8124.23 | 15000 | 15000 | 15000 | 25 | 15.4985 | 16.2485 | 9299.08 | 9749.08 | 10349.08
5 | Transmission and Distribution Plant | 330 | Distribution Reservoirs and Standpipes | 13260 | 0200604 | 32 | COLONY TRAILS | 2002-07-01 | 2002 | 7 | 5720 |  |  | 5720 | 0 | 5720 | 30 | 17.2485 | 3288.7064 | 2431.2936 | 190.476 | Initial Inventory |  |  | 5720 |  | 5720 | 3098.04 | 5720 | 5720 | 5720 | 25 | 15.4985 | 16.2485 | 3546.05 | 3717.65 | 3946.45
5 | Transmission and Distribution Plant | 330 | Distribution Reservoirs and Standpipes | 13260 | 0200604 | 32 | COLONY TRAILS | 2003-07-01 | 2003 | 7 | 12035 |  |  | 12035 | 0 | 12035 | 30 | 16.2491 | 6518.6151 | 5516.3849 | 400.7655 | Initial Inventory |  |  | 12035 |  | 12035 | 6117.45 | 12035 | 12035 | 12035 | 25 | 14.4991 | 15.2491 | 6979.89 | 7340.94 | 7822.34
5 | Transmission and Distribution Plant | 330 | Distribution Reservoirs and Standpipes | 13260 | 0200638 | 34 | VILLAGE LAKES | 2005-07-01 | 2005 | 7 | 1000 |  |  | 1000 | 0 | 1000 | 30 | 14.2478 | 474.9258 | 525.0742 | 33.3 | Initial Inventory |  |  | 1000 |  | 1000 | 441.59 | 1000 | 1000 | 1000 | 25 | 12.4978 | 13.2478 | 499.91 | 529.91 | 569.91
5 | Transmission and Distribution Plant | 330 | Distribution Reservoirs and Standpipes | 13260 | 0790425 | 39 | RIVER RANCH/723 | 2007-07-01 | 2007 | 7 | 9598 |  |  | 9598 | 0 | 9598 | 30 | 12.2491 | 3918.9096 | 5679.0904 | 319.6134 | Initial Inventory |  |  | 9598 |  | 9598 | 3598.98 | 9598 | 9598 | 9598 | 25 | 10.4991 | 11.2491 | 4030.83 | 4318.77 | 4702.69
5 | Transmission and Distribution Plant | 330 | Distribution Reservoirs and Standpipes | 13260 | 0790425 | 39 | RIVER RANCH/723 | 2007-07-01 | 2007 | 7 | 34198 |  |  | 34198 | 0 | 34198 | 30 | 12.2491 | 13963.208 | 20234.792 | 1138.7934 | Initial Inventory |  |  | 34198 |  | 34198 | 12823.27 | 34198 | 34198 | 34198 | 25 | 10.4991 | 11.2491 | 14361.99 | 15387.93 | 16755.85
5 | Transmission and Distribution Plant | 330 | Distribution Reservoirs and Standpipes | 13260 | 0200506 | 29 | LEE RIDGE | 2008-07-01 | 2008 | 7 | 1414 |  |  | 1414 | 0 | 1414 | 30 | 11.2471 | 530.1129 | 883.8871 | 47.0862 | Initial Inventory |  |  | 1414 |  | 1414 | 482.98 | 1414 | 1414 | 1414 | 25 | 9.4971 | 10.2471 | 537.16 | 579.58 | 636.14
5 | Transmission and Distribution Plant | 330 | Distribution Reservoirs and Standpipes | 13260 | 0200274 | 2 | COUNTRY ACRES | 2009-07-01 | 2009 | 7 | 2195 |  |  | 2195 | 0 | 2195 | 30 | 10.2478 | 749.7956 | 1445.2044 | 73.0935 | Initial Inventory |  |  | 2195 |  | 2195 | 676.63 | 2195 | 2195 | 2195 | 25 | 8.4978 | 9.2478 | 746.1 | 811.95 | 899.75
5 | Transmission and Distribution Plant | 330 | Distribution Reservoirs and Standpipes | 13260 | 0200432 | 27 | MARK V | 2009-07-01 | 2009 | 7 | 3601 |  |  | 3601 | 0 | 3601 | 30 | 10.2478 | 1230.0747 | 2370.9253 | 119.9133 | Initial Inventory |  |  | 3601 |  | 3601 | 1110.04 | 3601 | 3601 | 3601 | 25 | 8.4978 | 9.2478 | 1224.02 | 1332.05 | 1476.09
5 | Transmission and Distribution Plant | 330 | Distribution Reservoirs and Standpipes | 13260 | 0790504 | 36 | TEJAS LAKES | 2009-07-01 | 2009 | 7 | 6268 |  |  | 6268 | 0 | 6268 | 30 | 10.2478 | 2141.1019 | 4126.8981 | 208.7244 | Initial Inventory |  |  | 6268 |  | 6268 | 1932.17 | 6268 | 6268 | 6268 | 25 | 8.4978 | 9.2478 | 2130.56 | 2318.6 | 2569.32
5 | Transmission and Distribution Plant | 330 | Distribution Reservoirs and Standpipes | 13260 | 0200325 | 6 | BRANDI | 2010-07-01 | 2010 | 7 | 1915.74 |  |  | 1915.74 | 0 | 1915.74 | 30 | 9.2485 | 590.5882 | 1325.1518 | 63.7941 | Initial Inventory |  |  | 1915.74 |  | 1915.74 | 526.73 | 1915.74 | 1915.74 | 1915.74 | 25 | 7.4985 | 8.2485 | 574.6 | 632.08 | 708.71
5 | Transmission and Distribution Plant | 330 | Distribution Reservoirs and Standpipes | 13260 | 0200638 | 34 | VILLAGE LAKES | 2010-07-01 | 2010 | 7 | 13479 |  |  | 13479 | 0 | 13479 | 30 | 9.2485 | 4155.3331 | 9323.6669 | 448.8507 | Initial Inventory |  |  | 13479 |  | 13479 | 3706.03 | 13479 | 13479 | 13479 | 25 | 7.4985 | 8.2485 | 4042.87 | 4447.24 | 4986.4
5 | Transmission and Distribution Plant | 330 | Distribution Reservoirs and Standpipes | 13260 | 0790504 | 36 | TEJAS LAKES | 2010-07-01 | 2010 | 7 | 10722 |  |  | 10722 | 0 | 10722 | 30 | 9.2485 | 3305.3996 | 7416.6004 | 357.0426 | Initial Inventory |  |  | 10722 |  | 10722 | 2948 | 10722 | 10722 | 10722 | 25 | 7.4985 | 8.2485 | 3215.94 | 3537.6 | 3966.48
5 | Transmission and Distribution Plant | 330 | Distribution Reservoirs and Standpipes | 13260 | 1610102 | 14 | SPANISH BIT | 2011-07-01 | 2011 | 7 | 4250 |  |  | 4250 | 0 | 4250 | 30 | 8.2491 | 1168.6288 | 3081.3712 | 141.525 | Initial Inventory |  |  | 4250 |  | 4250 | 1026.96 | 4250 | 4250 | 4250 | 25 | 6.4991 | 7.2491 | 1104.85 | 1232.35 | 1402.35
5 | Transmission and Distribution Plant | 330 | Distribution Reservoirs and Standpipes | 13260 | 0200083 | 24 | WILCO | 2011-07-01 | 2011 | 7 | 3800 |  |  | 3800 | 0 | 3800 | 30 | 8.2491 | 1044.8916 | 2755.1084 | 126.54 | Initial Inventory |  |  | 3800 |  | 3800 | 918.22 | 3800 | 3800 | 3800 | 25 | 6.4991 | 7.2491 | 987.87 | 1101.87 | 1253.87
5 | Transmission and Distribution Plant | 330 | Distribution Reservoirs and Standpipes | 13260 | 0200358 | 41 | BAYOU COLONY | 2013-07-01 | 2013 | 7 | 5132.57 |  |  | 5132.57 | 0 | 5132.57 | 30 | 6.2478 | 1068.9048 | 4063.6652 | 170.9146 | Initial Inventory |  |  | 5132.57 |  | 5132.57 | 897.82 | 5132.57 | 5132.57 | 5132.57 | 25 | 4.4978 | 5.2478 | 923.41 | 1077.38 | 1282.69
5 | Transmission and Distribution Plant | 330 | Distribution Reservoirs and Standpipes | 13260 | 0200323 | 5 | BLUE SAGE | 2014-07-01 | 2014 | 7 | 1670 |  |  | 1670 | 0 | 1670 | 30 | 5.2485 | 292.1643 | 1377.8357 | 55.611 | Initial Inventory |  |  | 1670 |  | 1670 | 236.5 | 1670 | 1670 | 1670 | 25 | 3.4985 | 4.2485 | 233.7 | 283.8 | 350.6
5 | Transmission and Distribution Plant | 330 | Distribution Reservoirs and Standpipes | 13260 | 1610102 | 14 | SPANISH BIT | 2014-07-01 | 2014 | 7 | 1067.5 |  |  | 1067.5 | 0 | 1067.5 | 30 | 5.2485 | 186.7577 | 880.7423 | 35.5478 | Initial Inventory |  |  | 1067.5 |  | 1067.5 | 151.17 | 1067.5 | 1067.5 | 1067.5 | 25 | 3.4985 | 4.2485 | 149.38 | 181.41 | 224.11
5 | Transmission and Distribution Plant | 330 | Distribution Reservoirs and Standpipes | 13260 | 0790504 | 36 | TEJAS LAKES | 2014-07-01 | 2014 | 7 | 1717.89 |  |  | 1717.89 | 0 | 1717.89 | 30 | 5.2485 | 300.5426 | 1417.3474 | 57.2057 | Initial Inventory |  |  | 1717.89 |  | 1717.89 | 243.28 | 1717.89 | 1717.89 | 1717.89 | 25 | 3.4985 | 4.2485 | 240.4 | 291.94 | 360.65
5 | Transmission and Distribution Plant | 330 | Distribution Reservoirs and Standpipes | 13260 | 0200274 | 2 | COUNTRY ACRES | 2015-07-01 | 2015 | 7 | 8888.86 |  |  | 8888.86 | 0 | 8888.86 | 30 | 4.2491 | 1259.0017 | 7629.8583 | 295.999 | Initial Inventory |  |  | 8888.86 |  | 8888.86 | 962.71 | 8888.86 | 8888.86 | 8888.86 | 25 | 2.4991 | 3.2491 | 888.58 | 1155.25 | 1510.8
5 | Transmission and Distribution Plant | 330 | Distribution Reservoirs and Standpipes | 13260 | 0200335 | 7 | SANDY MEADOW | 2015-07-01 | 2015 | 7 | 1962.19 |  |  | 1962.19 | 0 | 1962.19 | 30 | 4.2491 | 277.921 | 1684.269 | 65.3409 | Initial Inventory |  |  | 1962.19 |  | 1962.19 | 212.51 | 1962.19 | 1962.19 | 1962.19 | 25 | 2.4991 | 3.2491 | 196.15 | 255.02 | 333.51
5 | Transmission and Distribution Plant | 330 | Distribution Reservoirs and Standpipes | 13260 | 0200185 | 11 | DEMI-JOHN ISLAND | 2015-07-01 | 2015 | 7 | 5433.75 |  |  | 5433.75 | 0 | 5433.75 | 30 | 4.2491 | 769.6263 | 4664.1237 | 180.9439 | Initial Inventory |  |  | 5433.75 |  | 5433.75 | 588.5 | 5433.75 | 5433.75 | 5433.75 | 25 | 2.4991 | 3.2491 | 543.19 | 706.2 | 923.55
5 | Transmission and Distribution Plant | 330 | Distribution Reservoirs and Standpipes | 13260 | 0200244 | 13 | ANGLE ACRES | 2015-07-01 | 2015 | 7 | 1263.02 |  |  | 1263.02 | 0 | 1263.02 | 30 | 4.2491 | 178.8918 | 1084.1282 | 42.0586 | Initial Inventory |  |  | 1263.02 |  | 1263.02 | 136.79 | 1263.02 | 1263.02 | 1263.02 | 25 | 2.4991 | 3.2491 | 126.26 | 164.15 | 214.67
5 | Transmission and Distribution Plant | 330 | Distribution Reservoirs and Standpipes | 13260 | 1610102 | 14 | SPANISH BIT | 2015-07-01 | 2015 | 7 | 1227.62 |  |  | 1227.62 | 0 | 1227.62 | 30 | 4.2491 | 173.8778 | 1053.7422 | 40.8797 | Initial Inventory |  |  | 1227.62 |  | 1227.62 | 132.96 | 1227.62 | 1227.62 | 1227.62 | 25 | 2.4991 | 3.2491 | 122.72 | 159.55 | 208.65
5 | Transmission and Distribution Plant | 330 | Distribution Reservoirs and Standpipes | 13260 | 0200410 | 15 | BRIAR MEADOWS | 2015-07-01 | 2015 | 7 | 598 |  |  | 598 | 0 | 598 | 30 | 4.2491 | 84.6996 | 513.3004 | 19.9134 | Initial Inventory |  |  | 598 |  | 598 | 64.77 | 598 | 598 | 598 | 25 | 2.4991 | 3.2491 | 59.78 | 77.72 | 101.64
5 | Transmission and Distribution Plant | 330 | Distribution Reservoirs and Standpipes | 13260 | 0200185 | 20 | DEMI-JOHN PLACE | 2015-07-01 | 2015 | 7 | 2047 |  |  | 2047 | 0 | 2047 | 30 | 4.2491 | 289.9333 | 1757.0667 | 68.1651 | Initial Inventory |  |  | 2047 |  | 2047 | 221.7 | 2047 | 2047 | 2047 | 25 | 2.4991 | 3.2491 | 204.63 | 266.04 | 347.92
5 | Transmission and Distribution Plant | 330 | Distribution Reservoirs and Standpipes | 13260 | 0200083 | 24 | WILCO | 2015-07-01 | 2015 | 7 | 3573.25 |  |  | 3573.25 | 0 | 3573.25 | 30 | 4.2491 | 506.1085 | 3067.1415 | 118.9892 | Initial Inventory |  |  | 3573.25 |  | 3573.25 | 387 | 3573.25 | 3573.25 | 3573.25 | 25 | 2.4991 | 3.2491 | 357.2 | 464.4 | 607.33
5 | Transmission and Distribution Plant | 330 | Distribution Reservoirs and Standpipes | 13260 | 0200604 | 32 | COLONY TRAILS | 2015-07-01 | 2015 | 7 | 21954.64 |  |  | 21954.64 | 0 | 21954.64 | 30 | 4.2491 | 3109.6145 | 18845.0255 | 731.0895 | Initial Inventory |  |  | 21954.64 |  | 21954.64 | 2377.79 | 21954.64 | 21954.64 | 21954.64 | 25 | 2.4991 | 3.2491 | 2194.71 | 2853.35 | 3731.54
5 | Transmission and Distribution Plant | 330 | Distribution Reservoirs and Standpipes | 13260 | 0790504 | 36 | TEJAS LAKES | 2015-07-01 | 2015 | 7 | 1975.57 |  |  | 1975.57 | 0 | 1975.57 | 30 | 4.2491 | 279.8161 | 1695.7539 | 65.7865 | Initial Inventory |  |  | 1975.57 |  | 1975.57 | 213.96 | 1975.57 | 1975.57 | 1975.57 | 25 | 2.4991 | 3.2491 | 197.49 | 256.76 | 335.78
5 | Transmission and Distribution Plant | 330 | Distribution Reservoirs and Standpipes | 13260 | 0790510 | 38 | CRYSTAL LAKE | 2015-07-01 | 2015 | 7 | 21689 |  |  | 21689 | 0 | 21689 | 30 | 4.2491 | 3071.9898 | 18617.0102 | 722.2437 | Initial Inventory |  |  | 21689 |  | 21689 | 2349.02 | 21689 | 21689 | 21689 | 25 | 2.4991 | 3.2491 | 2168.16 | 2818.83 | 3686.39
5 | Transmission and Distribution Plant | 330 | Distribution Reservoirs and Standpipes | 13260 | 0200358 | 41 | BAYOU COLONY | 2015-07-01 | 2015 | 7 | 1173 |  |  | 1173 | 0 | 1173 | 30 | 4.2491 | 166.1415 | 1006.8585 | 39.0609 | Initial Inventory |  |  | 1173 |  | 1173 | 127.04 | 1173 | 1173 | 1173 | 25 | 2.4991 | 3.2491 | 117.26 | 152.45 | 199.37
5 | Transmission and Distribution Plant | 330 | Distribution Reservoirs and Standpipes | 13260 | 0200358 | 41 | BAYOU COLONY | 2015-07-01 | 2015 | 7 | -5304.3 |  |  | -5304.3 | 0 | -5304.3 | 30 | 4.2491 | -751.2912 | -4553.0088 | -176.6332 | Initial Inventory |  |  | -5304.3 |  | -5304.3 | -574.48 | -5304.3 | -5304.3 | -5304.3 | 25 | 2.4991 | 3.2491 | -530.25 | -689.38 | -901.55
5 | Transmission and Distribution Plant | 330 | Distribution Reservoirs and Standpipes | 13260 | 0200185 | 11 | DEMI-JOHN ISLAND | 2016-07-01 | 2016 | 7 | 8000 |  |  | 8000 | 0 | 8000 | 30 | 3.2471 | 865.8909 | 7134.1091 | 266.4 | Initial Inventory |  |  | 8000 |  | 8000 | 599.22 | 8000 | 8000 | 8000 | 25 | 1.4971 | 2.2471 | 479.07 | 719.07 | 1039.07
5 | Transmission and Distribution Plant | 330 | Distribution Reservoirs and Standpipes | 13260 | 0200185 | 20 | DEMI-JOHN PLACE | 2016-07-01 | 2016 | 7 | 1317 |  |  | 1317 | 0 | 1317 | 30 | 3.2471 | 142.5473 | 1174.4527 | 43.8561 | Initial Inventory |  |  | 1317 |  | 1317 | 98.65 | 1317 | 1317 | 1317 | 25 | 1.4971 | 2.2471 | 78.87 | 118.38 | 171.06
5 | Transmission and Distribution Plant | 330 | Distribution Reservoirs and Standpipes | 13260 | 0200058 | 28 | RIVERSIDE ESTATES | 2016-07-01 | 2016 | 7 | 21328 |  |  | 21328 | 0 | 21328 | 30 | 3.2471 | 2308.4653 | 19019.5347 | 710.2224 | Initial Inventory |  |  | 21328 |  | 21328 | 1597.53 | 21328 | 21328 | 21328 | 25 | 1.4971 | 2.2471 | 1277.2 | 1917.04 | 2770.16
5 | Transmission and Distribution Plant | 330 | Distribution Reservoirs and Standpipes | 13260 | 0790510 | 38 | CRYSTAL LAKE | 2016-07-01 | 2016 | 7 | 1687 |  |  | 1687 | 0 | 1687 | 30 | 3.2471 | 182.5948 | 1504.4052 | 56.1771 | Initial Inventory |  |  | 1687 |  | 1687 | 126.36 | 1687 | 1687 | 1687 | 25 | 1.4971 | 2.2471 | 101.02 | 151.63 | 219.11
5 | Transmission and Distribution Plant | 330 | Distribution Reservoirs and Standpipes | 13260 | NA | 99 | VARIOUS | 2016-07-01 | 2016 | 7 | 12073.6 |  |  | 12073.6 | 0 | 12073.6 | 30 | 3.2471 | 1306.8026 | 10766.7974 | 402.0509 | Initial Inventory |  |  | 12073.6 |  | 12073.6 | 904.35 | 12073.6 | 12073.6 | 12073.6 | 25 | 1.4971 | 2.2471 | 723.01 | 1085.22 | 1568.16
5 | Transmission and Distribution Plant | 330 | Distribution Reservoirs and Standpipes | 13260 | 0200324 | 3 | COLONY COVE | 2019-04-30 | 2019 | 4 | 46592.05 | 13833.62 | 3618.77 | 64044.44 | -3595.26 | 60449.18 | 30 | 0.41889 | 844.0543 | 59605.1257 | 2012.9577 | GST | [5 empty] | 0 |  |  | 56830.41 | 25 |  |  |  | 0 | 852.46
5 | Transmission and Distribution Plant | 330 | Distribution Reservoirs and Standpipes | 13260 | 0200324 | 3 | COLONY COVE | 2019-04-30 | 2019 | 4 | 5772.48 | 1611.69 | 393.65 | 7777.82 | -436.62 | 7341.2 | 30 | 0.41889 | 102.5055 | 7238.6945 | 244.462 | Removal of Old Pressure Tank and Installation of New Tank @ Colony Cove | [5 empty] | 0 |  |  | 6947.55 | 25 |  |  |  | 0 | 104.21
5 | Transmission and Distribution Plant | 330 | Distribution Reservoirs and Standpipes | 13260 | 0200325 | 6 | BRANDI | 2019-04-30 | 2019 | 4 | 18261.33 | 5089.04 | 1129.1 | 24479.47 | -1374.2 | 23105.27 | 30 | 0.41889 | 322.6198 | 22782.6502 | 769.4055 | GST | [5 empty] | 0 |  |  | 21976.17 | 25 |  |  |  | 0 | 329.64
5 | Transmission and Distribution Plant | 330 | Distribution Reservoirs and Standpipes | 13260 | 0200346 | 8 | ROSHARON ROAD | 2019-04-30 | 2019 | 4 | 15.3 | 4.29 | 1.25 | 20.84 | -1.17 | 19.67 | 30 | 0.41889 | 0.27465 | 19.3953 | 0.65501 | Installation Parts for Sight Glass Kit - Rosharon | [5 empty] | 0 |  |  | 18.42 | 25 |  |  |  | 0 | 0.28
5 | Transmission and Distribution Plant | 330 | Distribution Reservoirs and Standpipes | 13260 | 0200346 | 8 | ROSHARON ROAD | 2019-04-30 | 2019 | 4 | 38.31 | 10.74 | 3.13 | 52.18 | -2.93 | 49.25 | 30 | 0.41889 | 0.68768 | 48.5623 | 1.64 | Oversight for Rosharon Rd Estates Pressure Tank Project | [5 empty] | 0 |  |  | 46.12 | 25 |  |  |  | 0 | 0.69
5 | Transmission and Distribution Plant | 330 | Distribution Reservoirs and Standpipes | 13260 | 0200346 | 8 | ROSHARON ROAD | 2019-04-30 | 2019 | 4 | 111.55 | 31.27 | 9.13 | 151.95 | -8.53 | 143.42 | 30 | 0.41889 | 2.0026 | 141.4174 | 4.7759 | Parts for Sight Glass Kits for Rosharon Rd Estates | [5 empty] | 0 |  |  | 134.29 | 25 |  |  |  | 0 | 2.01
5 | Transmission and Distribution Plant | 330 | Distribution Reservoirs and Standpipes | 13260 | 0200346 | 8 | ROSHARON ROAD | 2019-04-30 | 2019 | 4 | 22.44 | 6.29 | 1.84 | 30.57 | -1.72 | 28.85 | 30 | 0.41889 | 0.40283 | 28.4472 | 0.96071 | Rosharon Rd Pressure Tank Project - Oversight | [5 empty] | 0 |  |  | 27.01 | 25 |  |  |  | 0 | 0.41
5 | Transmission and Distribution Plant | 330 | Distribution Reservoirs and Standpipes | 13260 | 0200346 | 8 | ROSHARON ROAD | 2019-04-30 | 2019 | 4 | 90.65 | 25.41 | 7.42 | 123.48 | -6.93 | 116.55 | 30 | 0.41889 | 1.6274 | 114.9226 | 3.8811 | Sight Glass Assemblies for HPT - Rosharon Rd | [5 empty] | 0 |  |  | 109.13 | 25 |  |  |  | 0 | 1.64
5 | Transmission and Distribution Plant | 330 | Distribution Reservoirs and Standpipes | 13260 | 0200346 | 8 | ROSHARON ROAD | 2019-04-30 | 2019 | 4 | 165.61 | 46.42 | 13.55 | 225.58 | -12.66 | 212.92 | 30 | 0.41889 | 2.973 | 209.947 | 7.0902 | Sight Glass Connections to HPTs - Rosharon Rd | [5 empty] | 0 |  |  | 199.37 | 25 |  |  |  | 0 | 2.99
5 | Transmission and Distribution Plant | 330 | Distribution Reservoirs and Standpipes | 13260 | 0200346 | 8 | ROSHARON ROAD | 2019-04-30 | 2019 | 4 | 185.53 | 52.01 | 15.18 | 252.72 | -14.19 | 238.53 | 30 | 0.41889 | 3.3306 | 235.1994 | 7.943 | Sight Glass for Rosharon Rd Pressure Tank | [5 empty] | 0 |  |  | 223.35 | 25 |  |  |  | 0 | 3.35
5 | Transmission and Distribution Plant | 330 | Distribution Reservoirs and Standpipes | 13260 | 0200346 | 8 | ROSHARON ROAD | 2019-04-30 | 2019 | 4 | 59.55 | 16.69 | 4.87 | 81.11 | -4.55 | 76.56 | 30 | 0.41889 | 1.069 | 75.491 | 2.5494 | Sight Glass Kit for Rosharon Rd Estates Pressure Tank | [5 empty] | 0 |  |  | 71.69 | 25 |  |  |  | 0 | 1.08
5 | Transmission and Distribution Plant | 330 | Distribution Reservoirs and Standpipes | 13260 | 0200460 | 12 | SAN BERNARD | 2019-04-30 | 2019 | 4 | 40974.66 | 11555.63 | 4195.92 | 56726.21 | -3184.44 | 53541.77 | 30 | 0.41889 | 747.6058 | 52794.1642 | 1782.9409 | Build and Install new GST @ San Bernard Estates | [5 empty] | 0 |  |  | 49345.85 | 25 |  |  |  | 0 | 740.19
5 | Transmission and Distribution Plant | 330 | Distribution Reservoirs and Standpipes | 13260 | 0200460 | 12 | SAN BERNARD | 2019-04-30 | 2019 | 4 | 20475.62 | 5791.09 | 2298.15 | 28564.86 | -1603.55 | 26961.31 | 30 | 0.41889 | 376.4618 | 26584.8482 | 897.8116 | Build and Install new Pressure Tank @ San Bernard Estates | [5 empty] | 0 |  |  | 24663.16 | 25 |  |  |  | 0 | 369.95
5 | Transmission and Distribution Plant | 330 | Distribution Reservoirs and Standpipes | 13260 | 0200094 | 16 | MOORELAND | 2019-04-30 | 2019 | 4 | 34348.83 | 9650.23 | 3070.57 | 47069.63 | -2642.34 | 44427.29 | 30 | 0.41889 | 620.34 | 43806.95 | 1479.4288 | GST | [5 empty] | 0 |  |  | 41356.72 | 25 |  |  |  | 0 | 620.35
5 | Transmission and Distribution Plant | 330 | Distribution Reservoirs and Standpipes | 13260 | 0200094 | 16 | MOORELAND | 2019-04-30 | 2019 | 4 | 16977.87 | 4738.73 | 1139.12 | 22855.72 | -1283.05 | 21572.67 | 30 | 0.41889 | 301.22 | 21271.45 | 718.3699 | Pressure Tank | [5 empty] | 0 |  |  | 20433.55 | 25 |  |  |  | 0 | 306.5
5 | Transmission and Distribution Plant | 330 | Distribution Reservoirs and Standpipes | 13260 | 0200053 | 18 | SNUG HARBOR | 2019-04-30 | 2019 | 4 | 7522.44 | 51.29 | 8.44 | 7582.17 | -425.64 | 7156.53 | 30 | 0.41889 | 99.9269 | 7056.6031 | 238.3124 | Pressure Tank | [5 empty] | 0 |  |  | 7148.09 | 25 |  |  |  | 0 | 107.22
5 | Transmission and Distribution Plant | 330 | Distribution Reservoirs and Standpipes | 13260 | 0200053 | 18 | SNUG HARBOR | 2019-04-30 | 2019 | 4 | 36484.86 | 10266.24 | 3454.68 | 50205.78 | -2818.4 | 47387.38 | 30 | 0.41889 | 661.6718 | 46725.7082 | 1577.9998 | GST | [5 empty] | 0 |  |  | 43932.7 | 25 |  |  |  | 0 | 658.99
5 | Transmission and Distribution Plant | 330 | Distribution Reservoirs and Standpipes | 13260 | 0200338 | 19 | BERNARD OAKS | 2019-04-30 | 2019 | 4 | 6190.42 | 1283.05 | 210.68 | 7684.15 | -431.37 | 7252.78 | 30 | 0.41889 | 101.2709 | 7151.5091 | 241.5176 | GST | [5 empty] | 0 |  |  | 7042.1 | 25 |  |  |  | 0 | 105.63
5 | Transmission and Distribution Plant | 330 | Distribution Reservoirs and Standpipes | 13260 | 0200245 | 25 | BEECHWOOD | 2019-04-30 | 2019 | 4 | 8530.5 |  | 142.18 | 8672.68 | -486.86 | 8185.82 | 30 | 0.41889 | 114.2989 | 8071.5211 | 272.5878 | To reclass GST project from Suburban | [5 empty] | 0 |  |  | 8043.64 | 25 |  |  |  | 0 | 120.65
5 | Transmission and Distribution Plant | 330 | Distribution Reservoirs and Standpipes | 13260 | 0200245 | 25 | BEECHWOOD | 2019-04-30 | 2019 | 4 | 58681.6 | 18756.98 | 4334.54 | 81773.12 | -4590.5 | 77182.62 | 30 | 0.41889 | 1077.7039 | 76104.9161 | 2570.1812 | GST Materials and Change Order | [5 empty] | 0 |  |  | 72848.08 | 25 |  |  |  | 0 | 1092.72
5 | Transmission and Distribution Plant | 331 | Transmission and Distribution Mains | 13260 | 0200185 | 20 | DEMI-JOHN PLACE | 1960-07-01 | 1960 | 7 | 1967 |  |  | 1967 | 0 | 1967 | 50 | 59.2471 | 1967 | 0 | 0 | Initial Inventory |  |  | 1967 |  | 1967 | 1967 | 1967 | 1967 | 1967 | 25 | 57.4971 | 58.2471 | 1967 | 1967 | 1967
5 | Transmission and Distribution Plant | 331 | Transmission and Distribution Mains | 13260 | 0200053 | 18 | SNUG HARBOR | 1965-07-01 | 1965 | 7 | 7140 |  |  | 7140 | 0 | 7140 | 50 | 54.2478 | 7140 | 0 | 0 | Initial Inventory |  |  | 7140 |  | 7140 | 7140 | 7140 | 7140 | 7140 | 25 | 52.4978 | 53.2478 | 7140 | 7140 | 7140
5 | Transmission and Distribution Plant | 331 | Transmission and Distribution Mains | 13260 | 0200460 | 12 | SAN BERNARD | 1967-07-01 | 1967 | 7 | 9862.74 |  |  | 9862.74 | 0 | 9862.74 | 50 | 52.2491 | 9862.74 | 0 | 0 | Initial Inventory |  |  | 9862.74 |  | 9862.74 | 9862.74 | 9862.74 | 9862.74 | 9862.74 | 25 | 50.4991 | 51.2491 | 9862.74 | 9862.74 | 9862.74
5 | Transmission and Distribution Plant | 331 | Transmission and Distribution Mains | 13260 | 0200110, 0200108 | 17 | RYAN LONG | 1970-07-01 | 1970 | 7 | 24000 |  |  | 24000 | 0 | 24000 | 50 | 49.2485 | 23639.2608 | 360.7392 | 480 | Initial Inventory |  |  | 24000 |  | 24000 | 23159.26 | 24000 | 24000 | 24000 | 25 | 47.4985 | 48.2485 | 24000 | 24000 | 24000
5 | Transmission and Distribution Plant | 331 | Transmission and Distribution Mains | 13260 | 0200053 | 18 | SNUG HARBOR | 1970-07-01 | 1970 | 7 | 4100 |  |  | 4100 | 0 | 4100 | 50 | 49.2485 | 4038.3737 | 61.6263 | 82 | Initial Inventory |  |  | 4100 |  | 4100 | 3956.37 | 4100 | 4100 | 4100 | 25 | 47.4985 | 48.2485 | 4100 | 4100 | 4100
5 | Transmission and Distribution Plant | 331 | Transmission and Distribution Mains | 13260 | 0200185 | 20 | DEMI-JOHN PLACE | 1970-07-01 | 1970 | 7 | 3411 |  |  | 3411 | 0 | 3411 | 50 | 49.2485 | 3359.7299 | 51.2701 | 68.22 | Initial Inventory |  |  | 3411 |  | 3411 | 3291.51 | 3411 | 3411 | 3411 | 25 | 47.4985 | 48.2485 | 3411 | 3411 | 3411
5 | Transmission and Distribution Plant | 331 | Transmission and Distribution Mains | 13260 | 0200083 | 24 | WILCO | 1976-07-01 | 1976 | 7 | 18600 |  |  | 18600 | 0 | 18600 | 50 | 43.2471 | 16087.9179 | 2512.0821 | 372 | Initial Inventory |  |  | 18600 |  | 18600 | 15715.92 | 18600 | 18600 | 18600 | 25 | 41.4971 | 42.2471 | 18600 | 18600 | 18600
5 | Transmission and Distribution Plant | 331 | Transmission and Distribution Mains | 13260 | 0200094 | 16 | MOORELAND | 1979-07-01 | 1979 | 7 | 40635 |  |  | 40635 | 0 | 40635 | 50 | 40.2491 | 32710.4797 | 7924.5203 | 812.7 | Initial Inventory |  |  | 40635 |  | 40635 | 31897.78 | 40635 | 40635 | 40635 | 25 | 38.4991 | 39.2491 | 40635 | 40635 | 40635
5 | Transmission and Distribution Plant | 331 | Transmission and Distribution Mains | 13260 | 0200245 | 25 | BEECHWOOD | 1979-07-01 | 1979 | 7 | 43708 |  |  | 43708 | 0 | 43708 | 50 | 40.2491 | 35184.1921 | 8523.8079 | 874.16 | Initial Inventory |  |  | 43708 |  | 43708 | 34310.03 | 43708 | 43708 | 43708 | 25 | 38.4991 | 39.2491 | 43708 | 43708 | 43708
5 | Transmission and Distribution Plant | 331 | Transmission and Distribution Mains | 13260 | 0200275 | 1 | CORONADO | 1980-07-01 | 1980 | 7 | 4399 |  |  | 4399 | 0 | 4399 | 50 | 39.2471 | 3452.9591 | 946.0409 | 87.98 | Initial Inventory |  |  | 4399 |  | 4399 | 3364.98 | 4399 | 4399 | 4399 | 25 | 37.4971 | 38.2471 | 4399 | 4399 | 4399
5 | Transmission and Distribution Plant | 331 | Transmission and Distribution Mains | 13260 | 0200274 | 2 | COUNTRY ACRES | 1980-07-01 | 1980 | 7 | 8067 |  |  | 8067 | 0 | 8067 | 50 | 39.2471 | 6332.1257 | 1734.8743 | 161.34 | Initial Inventory |  |  | 8067 |  | 8067 | 6170.79 | 8067 | 8067 | 8067 | 25 | 37.4971 | 38.2471 | 8067 | 8067 | 8067
5 | Transmission and Distribution Plant | 331 | Transmission and Distribution Mains | 13260 | 0200324 | 3 | COLONY COVE | 1980-07-01 | 1980 | 7 | 3692 |  |  | 3692 | 0 | 3692 | 50 | 39.2471 | 2898.0052 | 793.9948 | 73.84 | Initial Inventory |  |  | 3692 |  | 3692 | 2824.17 | 3692 | 3692 | 3692 | 25 | 37.4971 | 38.2471 | 3692 | 3692 | 3692
5 | Transmission and Distribution Plant | 331 | Transmission and Distribution Mains | 13260 | 0200273 | 4 | COUNTRY MEADOWS | 1980-07-01 | 1980 | 7 | 1221 |  |  | 1221 | 0 | 1221 | 50 | 39.2471 | 958.414 | 262.586 | 24.42 | Initial Inventory |  |  | 1221 |  | 1221 | 933.99 | 1221 | 1221 | 1221 | 25 | 37.4971 | 38.2471 | 1221 | 1221 | 1221
5 | Transmission and Distribution Plant | 331 | Transmission and Distribution Mains | 13260 | 0200323 | 5 | BLUE SAGE | 1980-07-01 | 1980 | 7 | 740 |  |  | 740 | 0 | 740 | 50 | 39.2471 | 580.8569 | 159.1431 | 14.8 | Initial Inventory |  |  | 740 |  | 740 | 566.06 | 740 | 740 | 740 | 25 | 37.4971 | 38.2471 | 740 | 740 | 740
5 | Transmission and Distribution Plant | 331 | Transmission and Distribution Mains | 13260 | 1610102 | 14 | SPANISH BIT | 1980-07-01 | 1980 | 7 | 25000 |  |  | 25000 | 0 | 25000 | 50 | 39.2471 | 19623.5455 | 5376.4545 | 500 | Initial Inventory |  |  | 25000 |  | 25000 | 19123.55 | 25000 | 25000 | 25000 | 25 | 37.4971 | 38.2471 | 25000 | 25000 | 25000
5 | Transmission and Distribution Plant | 331 | Transmission and Distribution Mains | 13260 | 0200338 | 19 | BERNARD OAKS | 1980-07-01 | 1980 | 7 | 49605 |  |  | 49605 | 0 | 49605 | 50 | 39.2471 | 38937.039 | 10667.961 | 992.1 | Initial Inventory |  |  | 49605 |  | 49605 | 37944.94 | 49605 | 49605 | 49605 | 25 | 37.4971 | 38.2471 | 49605 | 49605 | 49605
5 | Transmission and Distribution Plant | 331 | Transmission and Distribution Mains | 13260 | 0200275 | 1 | CORONADO | 1981-07-01 | 1981 | 7 | 831 |  |  | 831 | 0 | 831 | 50 | 38.2478 | 635.678 | 195.322 | 16.62 | Initial Inventory |  |  | 831 |  | 831 | 619.06 | 831 | 831 | 831 | 25 | 36.4978 | 37.2478 | 831 | 831 | 831
5 | Transmission and Distribution Plant | 331 | Transmission and Distribution Mains | 13260 | 0200274 | 2 | COUNTRY ACRES | 1981-07-01 | 1981 | 7 | 2104 |  |  | 2104 | 0 | 2104 | 50 | 38.2478 | 1609.4664 | 494.5336 | 42.08 | Initial Inventory |  |  | 2104 |  | 2104 | 1567.39 | 2104 | 2104 | 2104 | 25 | 36.4978 | 37.2478 | 2104 | 2104 | 2104
5 | Transmission and Distribution Plant | 331 | Transmission and Distribution Mains | 13260 | 0200324 | 3 | COLONY COVE | 1981-07-01 | 1981 | 7 | 1514 |  |  | 1514 | 0 | 1514 | 50 | 38.2478 | 1158.1426 | 355.8574 | 30.28 | Initial Inventory |  |  | 1514 |  | 1514 | 1127.86 | 1514 | 1514 | 1514 | 25 | 36.4978 | 37.2478 | 1514 | 1514 | 1514
5 | Transmission and Distribution Plant | 331 | Transmission and Distribution Mains | 13260 | 0200273 | 4 | COUNTRY MEADOWS | 1981-07-01 | 1981 | 7 | 4066 |  |  | 4066 | 0 | 4066 | 50 | 38.2478 | 3110.3091 | 955.6909 | 81.32 | Initial Inventory |  |  | 4066 |  | 4066 | 3028.99 | 4066 | 4066 | 4066 | 25 | 36.4978 | 37.2478 | 4066 | 4066 | 4066
5 | Transmission and Distribution Plant | 331 | Transmission and Distribution Mains | 13260 | 0200323 | 5 | BLUE SAGE | 1981-07-01 | 1981 | 7 | 7653 |  |  | 7653 | 0 | 7653 | 50 | 38.2478 | 5854.2045 | 1798.7955 | 153.06 | Initial Inventory |  |  | 7653 |  | 7653 | 5701.14 | 7653 | 7653 | 7653 | 25 | 36.4978 | 37.2478 | 7653 | 7653 | 7653
5 | Transmission and Distribution Plant | 331 | Transmission and Distribution Mains | 13260 | 0200324 | 3 | COLONY COVE | 1982-07-01 | 1982 | 7 | 2922 |  |  | 2922 | 0 | 2922 | 50 | 37.2485 | 2176.8 | 745.2 | 58.44 | Initial Inventory |  |  | 2922 |  | 2922 | 2118.36 | 2922 | 2922 | 2922 | 25 | 35.4985 | 36.2485 | 2922 | 2922 | 2922
5 | Transmission and Distribution Plant | 331 | Transmission and Distribution Mains | 13260 | 0200325 | 6 | BRANDI | 1982-07-01 | 1982 | 7 | 8850 |  |  | 8850 | 0 | 8850 | 50 | 37.2485 | 6592.9774 | 2257.0226 | 177 | Initial Inventory |  |  | 8850 |  | 8850 | 6415.98 | 8850 | 8850 | 8850 | 25 | 35.4985 | 36.2485 | 8850 | 8850 | 8850
5 | Transmission and Distribution Plant | 331 | Transmission and Distribution Mains | 13260 | 0200335 | 7 | SANDY MEADOW | 1982-07-01 | 1982 | 7 | 8777 |  |  | 8777 | 0 | 8777 | 50 | 37.2485 | 6538.5947 | 2238.4053 | 175.54 | Initial Inventory |  |  | 8777 |  | 8777 | 6363.05 | 8777 | 8777 | 8777 | 25 | 35.4985 | 36.2485 | 8777 | 8777 | 8777
5 | Transmission and Distribution Plant | 331 | Transmission and Distribution Mains | 13260 | 0200346 | 8 | ROSHARON ROAD | 1982-07-01 | 1982 | 7 | 6909 |  |  | 6909 | 0 | 6909 | 50 | 37.2485 | 5146.9922 | 1762.0078 | 138.18 | Initial Inventory |  |  | 6909 |  | 6909 | 5008.81 | 6909 | 6909 | 6909 | 25 | 35.4985 | 36.2485 | 6909 | 6909 | 6909
5 | Transmission and Distribution Plant | 331 | Transmission and Distribution Mains | 13260 | 0200460 | 12 | SAN BERNARD | 1982-07-01 | 1982 | 7 | 14000 |  |  | 14000 | 0 | 14000 | 50 | 37.2485 | 10429.5688 | 3570.4312 | 280 | Initial Inventory |  |  | 14000 |  | 14000 | 10149.57 | 14000 | 14000 | 14000 | 25 | 35.4985 | 36.2485 | 14000 | 14000 | 14000
5 | Transmission and Distribution Plant | 331 | Transmission and Distribution Mains | 13260 | 0200339 | 23 | LARKSPUR | 1982-07-01 | 1982 | 7 | 4000 |  |  | 4000 | 0 | 4000 | 50 | 37.2485 | 2979.8768 | 1020.1232 | 80 | Initial Inventory |  |  | 4000 |  | 4000 | 2899.88 | 4000 | 4000 | 4000 | 25 | 35.4985 | 36.2485 | 4000 | 4000 | 4000
5 | Transmission and Distribution Plant | 331 | Transmission and Distribution Mains | 13260 | 0200325 | 6 | BRANDI | 1983-07-01 | 1983 | 7 | 700 |  |  | 700 | 0 | 700 | 50 | 36.2491 | 507.488 | 192.512 | 14 | Initial Inventory |  |  | 700 |  | 700 | 493.49 | 700 | 700 | 700 | 25 | 34.4991 | 35.2491 | 700 | 700 | 700
5 | Transmission and Distribution Plant | 331 | Transmission and Distribution Mains | 13260 | 0200346 | 8 | ROSHARON ROAD | 1983-07-01 | 1983 | 7 | 5652 |  |  | 5652 | 0 | 5652 | 50 | 36.2491 | 4097.6033 | 1554.3967 | 113.04 | Initial Inventory |  |  | 5652 |  | 5652 | 3984.56 | 5652 | 5652 | 5652 | 25 | 34.4991 | 35.2491 | 5652 | 5652 | 5652
5 | Transmission and Distribution Plant | 331 | Transmission and Distribution Mains | 13260 | 0200370 | 22 | WOLF GLEN | 1983-07-01 | 1983 | 7 | 16500 |  |  | 16500 | 0 | 16500 | 50 | 36.2491 | 11962.2177 | 4537.7823 | 330 | Initial Inventory |  |  | 16500 |  | 16500 | 11632.22 | 16500 | 16500 | 16500 | 25 | 34.4991 | 35.2491 | 16500 | 16500 | 16500
5 | Transmission and Distribution Plant | 331 | Transmission and Distribution Mains | 13260 | 0200506 | 29 | LEE RIDGE | 1984-07-01 | 1984 | 7 | 18000 |  |  | 18000 | 0 | 18000 | 50 | 35.2471 | 12688.9528 | 5311.0472 | 360 | Initial Inventory |  |  | 18000 |  | 18000 | 12328.95 | 18000 | 18000 | 18000 | 25 | 33.4971 | 34.2471 | 18000 | 18000 | 18000
5 | Transmission and Distribution Plant | 331 | Transmission and Distribution Mains | 13260 | 0200244 | 13 | ANGLE ACRES | 1985-07-01 | 1985 | 7 | 30000 |  |  | 30000 | 0 | 30000 | 50 | 34.2478 | 20548.6653 | 9451.3347 | 600 | Initial Inventory |  |  | 30000 |  | 30000 | 19948.67 | 30000 | 30000 | 30000 | 25 | 32.4978 | 33.2478 | 30000 | 30000 | 30000
5 | Transmission and Distribution Plant | 331 | Transmission and Distribution Mains | 13260 | 0200410 | 15 | BRIAR MEADOWS | 1985-07-01 | 1985 | 7 | 30000 |  |  | 30000 | 0 | 30000 | 50 | 34.2478 | 20548.6653 | 9451.3347 | 600 | Initial Inventory |  |  | 30000 |  | 30000 | 19948.67 | 30000 | 30000 | 30000 | 25 | 32.4978 | 33.2478 | 30000 | 30000 | 30000
5 | Transmission and Distribution Plant | 331 | Transmission and Distribution Mains | 13260 | 0200432 | 27 | MARK V | 1985-07-01 | 1985 | 7 | 28800 |  |  | 28800 | 0 | 28800 | 50 | 34.2478 | 19726.7187 | 9073.2813 | 576 | Initial Inventory |  |  | 28800 |  | 28800 | 19150.72 | 28800 | 28800 | 28800 | 25 | 32.4978 | 33.2478 | 28800 | 28800 | 28800
5 | Transmission and Distribution Plant | 331 | Transmission and Distribution Mains | 13260 | 0200058 | 28 | RIVERSIDE ESTATES | 1987-07-01 | 1987 | 7 | 7000 |  |  | 7000 | 0 | 7000 | 50 | 32.2491 | 4514.8802 | 2485.1198 | 140 | Initial Inventory |  |  | 7000 |  | 7000 | 4374.88 | 7000 | 7000 | 7000 | 25 | 30.4991 | 31.2491 | 7000 | 7000 | 7000
5 | Transmission and Distribution Plant | 331 | Transmission and Distribution Mains | 13260 | 0200185 | 11 | DEMI-JOHN ISLAND | 1991-07-01 | 1991 | 7 | 30000 |  |  | 30000 | 0 | 30000 | 50 | 28.2491 | 16949.4867 | 13050.5133 | 600 | Initial Inventory |  |  | 30000 |  | 30000 | 16349.49 | 30000 | 30000 | 30000 | 25 | 26.4991 | 27.2491 | 30000 | 30000 | 30000
5 | Transmission and Distribution Plant | 331 | Transmission and Distribution Mains | 13260 | 0200370 | 22 | WOLF GLEN | 1994-07-01 | 1994 | 7 | 3500 |  |  | 3500 | 0 | 3500 | 50 | 25.2485 | 1767.3922 | 1732.6078 | 70 | Initial Inventory |  |  | 3500 |  | 3500 | 1697.39 | 3500 | 3500 | 3500 | 25 | 23.4985 | 24.2485 | 3289.78 | 3394.78 | 3500
5 | Transmission and Distribution Plant | 331 | Transmission and Distribution Mains | 13260 | 0200338 | 19 | BERNARD OAKS | 1995-07-01 | 1995 | 7 | 8000 |  |  | 8000 | 0 | 8000 | 50 | 24.2491 | 3879.8631 | 4120.1369 | 160 | Initial Inventory |  |  | 8000 |  | 8000 | 3719.86 | 8000 | 8000 | 8000 | 25 | 22.4991 | 23.2491 | 7199.73 | 7439.73 | 7759.73
5 | Transmission and Distribution Plant | 331 | Transmission and Distribution Mains | 13260 | 0200370 | 22 | WOLF GLEN | 1995-07-01 | 1995 | 7 | 1250 |  |  | 1250 | 0 | 1250 | 50 | 24.2491 | 606.2286 | 643.7714 | 25 | Initial Inventory |  |  | 1250 |  | 1250 | 581.23 | 1250 | 1250 | 1250 | 25 | 22.4991 | 23.2491 | 1124.96 | 1162.46 | 1212.46
5 | Transmission and Distribution Plant | 331 | Transmission and Distribution Mains | 13260 | 0200185 | 20 | DEMI-JOHN PLACE | 1996-07-01 | 1996 | 7 | 965 |  |  | 965 | 0 | 965 | 50 | 23.2471 | 448.6689 | 516.3311 | 19.3 | Initial Inventory |  |  | 965 |  | 965 | 429.37 | 965 | 965 | 965 | 25 | 21.4971 | 22.2471 | 829.79 | 858.74 | 897.34
5 | Transmission and Distribution Plant | 331 | Transmission and Distribution Mains | 13260 | 0200185 | 20 | DEMI-JOHN PLACE | 1997-07-01 | 1997 | 7 | 1000 |  |  | 1000 | 0 | 1000 | 50 | 22.2478 | 444.9555 | 555.0445 | 20 | Initial Inventory |  |  | 1000 |  | 1000 | 424.96 | 1000 | 1000 | 1000 | 25 | 20.4978 | 21.2478 | 819.91 | 849.91 | 889.91
5 | Transmission and Distribution Plant | 331 | Transmission and Distribution Mains | 13260 | 0200506 | 29 | LEE RIDGE | 1997-07-01 | 1997 | 7 | 4000 |  |  | 4000 | 0 | 4000 | 50 | 22.2478 | 1779.822 | 2220.178 | 80 | Initial Inventory |  |  | 4000 |  | 4000 | 1699.82 | 4000 | 4000 | 4000 | 25 | 20.4978 | 21.2478 | 3279.64 | 3399.64 | 3559.64
5 | Transmission and Distribution Plant | 331 | Transmission and Distribution Mains | 13260 | 0200592 | 30 | QUAIL VALLEY | 1998-07-01 | 1998 | 7 | 700 |  |  | 700 | 0 | 700 | 50 | 21.2485 | 297.4784 | 402.5216 | 14 | Initial Inventory |  |  | 700 |  | 700 | 283.48 | 700 | 700 | 700 | 25 | 19.4985 | 20.2485 | 545.96 | 566.96 | 594.96
5 | Transmission and Distribution Plant | 331 | Transmission and Distribution Mains | 13260 | 0200592 | 30 | QUAIL VALLEY | 1999-07-01 | 1999 | 7 | 20000 |  |  | 20000 | 0 | 20000 | 50 | 20.2491 | 8099.6578 | 11900.3422 | 400 | Initial Inventory |  |  | 20000 |  | 20000 | 7699.66 | 20000 | 20000 | 20000 | 25 | 18.4991 | 19.2491 | 14799.32 | 15399.32 | 16199.32
5 | Transmission and Distribution Plant | 331 | Transmission and Distribution Mains | 13260 | 0200185 | 11 | DEMI-JOHN ISLAND | 2000-07-01 | 2000 | 7 | 500 |  |  | 500 | 0 | 500 | 50 | 19.2471 | 192.4709 | 307.5291 | 10 | Initial Inventory |  |  | 500 |  | 500 | 182.47 | 500 | 500 | 500 | 25 | 17.4971 | 18.2471 | 349.94 | 364.94 | 384.94
5 | Transmission and Distribution Plant | 331 | Transmission and Distribution Mains | 13260 | 0200604 | 32 | COLONY TRAILS | 2001-07-01 | 2001 | 7 | 326 |  |  | 326 | 0 | 326 | 50 | 18.2478 | 118.9755 | 207.0245 | 6.52 | Initial Inventory |  |  | 326 |  | 326 | 112.46 | 326 | 326 | 326 | 25 | 16.4978 | 17.2478 | 215.13 | 224.91 | 237.95
5 | Transmission and Distribution Plant | 331 | Transmission and Distribution Mains | 13260 | 0200604 | 32 | COLONY TRAILS | 2002-07-01 | 2002 | 7 | 24581.74 |  |  | 24581.74 | 0 | 24581.74 | 50 | 17.2485 | 8479.9432 | 16101.7968 | 491.6348 | Initial Inventory |  |  | 24581.74 |  | 24581.74 | 7988.31 | 24581.74 | 24581.74 | 24581.74 | 25 | 15.4985 | 16.2485 | 15239.16 | 15976.62 | 16959.89
5 | Transmission and Distribution Plant | 331 | Transmission and Distribution Mains | 13260 | 0200604 | 32 | COLONY TRAILS | 2003-07-01 | 2003 | 7 | 2471 |  |  | 2471 | 0 | 2471 | 50 | 16.2491 | 803.0327 | 1667.9673 | 49.42 | Initial Inventory |  |  | 2471 |  | 2471 | 753.61 | 2471 | 2471 | 2471 | 25 | 14.4991 | 15.2491 | 1433.1 | 1507.23 | 1606.07
5 | Transmission and Distribution Plant | 331 | Transmission and Distribution Mains | 13260 | 0790425 | 39 | RIVER RANCH/723 | 2007-07-01 | 2007 | 7 | 96431 |  |  | 96431 | 0 | 96431 | 50 | 12.2491 | 23623.9449 | 72807.0551 | 1928.62 | Initial Inventory |  |  | 96431 |  | 96431 | 21695.32 | 96431 | 96431 | 96431 | 25 | 10.4991 | 11.2491 | 40497.72 | 43390.65 | 47247.89
5 | Transmission and Distribution Plant | 331 | Transmission and Distribution Mains | 13260 | 0200604 | 32 | COLONY TRAILS | 2007-07-01 | 2007 | 7 | 15602 |  |  | 15602 | 0 | 15602 | 50 | 12.2491 | 3822.223 | 11779.777 | 312.04 | Initial Inventory |  |  | 15602 |  | 15602 | 3510.18 | 15602 | 15602 | 15602 | 25 | 10.4991 | 11.2491 | 6552.31 | 7020.37 | 7644.45
5 | Transmission and Distribution Plant | 331 | Transmission and Distribution Mains | 13260 | 0200638 | 34 | VILLAGE LAKES | 2007-07-01 | 2007 | 7 | 14834 |  |  | 14834 | 0 | 14834 | 50 | 12.2491 | 3634.0762 | 11199.9238 | 296.68 | Initial Inventory |  |  | 14834 |  | 14834 | 3337.4 | 14834 | 14834 | 14834 | 25 | 10.4991 | 11.2491 | 6229.77 | 6674.79 | 7268.15
5 | Transmission and Distribution Plant | 331 | Transmission and Distribution Mains | 13260 | 0790504 | 36 | TEJAS LAKES | 2007-07-01 | 2007 | 7 | 166 |  |  | 166 | 0 | 166 | 50 | 12.2491 | 40.6672 | 125.3328 | 3.32 | Initial Inventory |  |  | 166 |  | 166 | 37.35 | 166 | 166 | 166 | 25 | 10.4991 | 11.2491 | 69.71 | 74.69 | 81.33
5 | Transmission and Distribution Plant | 331 | Transmission and Distribution Mains | 13260 | 0200324 | 3 | COLONY COVE | 2008-07-01 | 2008 | 7 | 2464 |  |  | 2464 | 0 | 2464 | 50 | 11.2471 | 554.2566 | 1909.7434 | 49.28 | Initial Inventory |  |  | 2464 |  | 2464 | 504.98 | 2464 | 2464 | 2464 | 25 | 9.4971 | 10.2471 | 936.03 | 1009.95 | 1108.51
5 | Transmission and Distribution Plant | 331 | Transmission and Distribution Mains | 13260 | 0200053 | 18 | SNUG HARBOR | 2009-07-01 | 2009 | 7 | 2000 |  |  | 2000 | 0 | 2000 | 50 | 10.2478 | 409.911 | 1590.089 | 40 | Initial Inventory |  |  | 2000 |  | 2000 | 369.91 | 2000 | 2000 | 2000 | 25 | 8.4978 | 9.2478 | 679.82 | 739.82 | 819.82
5 | Transmission and Distribution Plant | 331 | Transmission and Distribution Mains | 13260 | 0790504 | 36 | TEJAS LAKES | 2009-07-01 | 2009 | 7 | 12798.8924 |  |  | 12798.8924 | 0 | 12798.8924 | 50 | 10.2478 | 2623.2035 | 10175.6889 | 255.9778 | Initial Inventory |  |  | 12798.8924 |  | 12798.8924 | 2367.23 | 12798.8924 | 12798.8924 | 12798.8924 | 25 | 8.4978 | 9.2478 | 4350.48 | 4734.45 | 5246.41
5 | Transmission and Distribution Plant | 331 | Transmission and Distribution Mains | 13260 | 0200083 | 24 | WILCO | 2010-07-01 | 2010 | 7 | 500 |  |  | 500 | 0 | 500 | 50 | 9.2485 | 92.4846 | 407.5154 | 10 | Initial Inventory |  |  | 500 |  | 500 | 82.48 | 500 | 500 | 500 | 25 | 7.4985 | 8.2485 | 149.97 | 164.97 | 184.97
5 | Transmission and Distribution Plant | 331 | Transmission and Distribution Mains | 13260 | 0200053 | 18 | SNUG HARBOR | 2011-07-01 | 2011 | 7 | 3500 |  |  | 3500 | 0 | 3500 | 50 | 8.2491 | 577.4401 | 2922.5599 | 70 | Initial Inventory |  |  | 3500 |  | 3500 | 507.44 | 3500 | 3500 | 3500 | 25 | 6.4991 | 7.2491 | 909.88 | 1014.88 | 1154.88
5 | Transmission and Distribution Plant | 331 | Transmission and Distribution Mains | 13260 | 0200083 | 24 | WILCO | 2011-07-01 | 2011 | 7 | 3750 |  |  | 3750 | 0 | 3750 | 50 | 8.2491 | 618.6858 | 3131.3142 | 75 | Initial Inventory |  |  | 3750 |  | 3750 | 543.69 | 3750 | 3750 | 3750 | 25 | 6.4991 | 7.2491 | 974.87 | 1087.37 | 1237.37
5 | Transmission and Distribution Plant | 331 | Transmission and Distribution Mains | 13260 | 0200083 | 24 | WILCO | 2012-07-01 | 2012 | 7 | 2580 |  |  | 2580 | 0 | 2580 | 50 | 7.2471 | 373.9499 | 2206.0501 | 51.6 | Initial Inventory |  |  | 2580 |  | 2580 | 322.35 | 2580 | 2580 | 2580 | 25 | 5.4971 | 6.2471 | 567.3 | 644.7 | 747.9
5 | Transmission and Distribution Plant | 331 | Transmission and Distribution Mains | 13260 | 0200053 | 18 | SNUG HARBOR | 2013-07-01 | 2013 | 7 | 1500 |  |  | 1500 | 0 | 1500 | 50 | 6.2478 | 187.4333 | 1312.5667 | 30 | Initial Inventory |  |  | 1500 |  | 1500 | 157.43 | 1500 | 1500 | 1500 | 25 | 4.4978 | 5.2478 | 269.87 | 314.87 | 374.87
5 | Transmission and Distribution Plant | 331 | Transmission and Distribution Mains | 13260 | 0200358 | 41 | BAYOU COLONY | 2013-07-01 | 2013 | 7 | 1740 |  |  | 1740 | 0 | 1740 | 50 | 6.2478 | 217.4226 | 1522.5774 | 34.8 | Initial Inventory |  |  | 1740 |  | 1740 | 182.62 | 1740 | 1740 | 1740 | 25 | 4.4978 | 5.2478 | 313.05 | 365.25 | 434.85
5 | Transmission and Distribution Plant | 331 | Transmission and Distribution Mains | 13260 | 0200358 | 41 | BAYOU COLONY | 2013-07-01 | 2013 | 7 | 1798 |  |  | 1798 | 0 | 1798 | 50 | 6.2478 | 224.67 | 1573.33 | 35.96 | Initial Inventory |  |  | 1798 |  | 1798 | 188.71 | 1798 | 1798 | 1798 | 25 | 4.4978 | 5.2478 | 323.48 | 377.42 | 449.34
5 | Transmission and Distribution Plant | 331 | Transmission and Distribution Mains | 13260 | 0790425 | 39 | RIVER RANCH/723 | 2014-07-01 | 2014 | 7 | 1000 |  |  | 1000 | 0 | 1000 | 50 | 5.2485 | 104.9692 | 895.0308 | 20 | Initial Inventory |  |  | 1000 |  | 1000 | 84.97 | 1000 | 1000 | 1000 | 25 | 3.4985 | 4.2485 | 139.94 | 169.94 | 209.94
5 | Transmission and Distribution Plant | 331 | Transmission and Distribution Mains | 13260 | 0200358 | 41 | BAYOU COLONY | 2014-07-01 | 2014 | 7 | 20944.2 |  |  | 20944.2 | 0 | 20944.2 | 50 | 5.2485 | 2198.4959 | 18745.7041 | 418.884 | Initial Inventory |  |  | 20944.2 |  | 20944.2 | 1779.61 | 20944.2 | 20944.2 | 20944.2 | 25 | 3.4985 | 4.2485 | 2930.9 | 3559.22 | 4396.99
5 | Transmission and Distribution Plant | 331 | Transmission and Distribution Mains | 13260 | 1610102 | 14 | SPANISH BIT | 2015-07-01 | 2015 | 7 | 862.5 |  |  | 862.5 | 0 | 862.5 | 50 | 4.2491 | 73.2977 | 789.2023 | 17.25 | Initial Inventory |  |  | 862.5 |  | 862.5 | 56.05 | 862.5 | 862.5 | 862.5 | 25 | 2.4991 | 3.2491 | 86.22 | 112.1 | 146.6
5 | Transmission and Distribution Plant | 331 | Transmission and Distribution Mains | 13260 | 0200185 | 20 | DEMI-JOHN PLACE | 2015-07-01 | 2015 | 7 | 1725 |  |  | 1725 | 0 | 1725 | 50 | 4.2491 | 146.5955 | 1578.4045 | 34.5 | Initial Inventory |  |  | 1725 |  | 1725 | 112.1 | 1725 | 1725 | 1725 | 25 | 2.4991 | 3.2491 | 172.44 | 224.19 | 293.19
5 | Transmission and Distribution Plant | 331 | Transmission and Distribution Mains | 13260 | 0200245 | 25 | BEECHWOOD | 2015-07-01 | 2015 | 7 | 1725 |  |  | 1725 | 0 | 1725 | 50 | 4.2491 | 146.5955 | 1578.4045 | 34.5 | Initial Inventory |  |  | 1725 |  | 1725 | 112.1 | 1725 | 1725 | 1725 | 25 | 2.4991 | 3.2491 | 172.44 | 224.19 | 293.19
5 | Transmission and Distribution Plant | 331 | Transmission and Distribution Mains | 13260 | 0790425 | 39 | RIVER RANCH/723 | 2015-07-01 | 2015 | 7 | 1150 |  |  | 1150 | 0 | 1150 | 50 | 4.2491 | 97.7303 | 1052.2697 | 23 | Initial Inventory |  |  | 1150 |  | 1150 | 74.73 | 1150 | 1150 | 1150 | 25 | 2.4991 | 3.2491 | 114.96 | 149.46 | 195.46
5 | Transmission and Distribution Plant | 331 | Transmission and Distribution Mains | 13260 | 0200358 | 41 | BAYOU COLONY | 2015-07-01 | 2015 | 7 | 1101.31 |  |  | 1101.31 | 0 | 1101.31 | 50 | 4.2491 | 93.5925 | 1007.7175 | 22.0262 | Initial Inventory |  |  | 1101.31 |  | 1101.31 | 71.57 | 1101.31 | 1101.31 | 1101.31 | 25 | 2.4991 | 3.2491 | 110.09 | 143.13 | 187.19
5 | Transmission and Distribution Plant | 331 | Transmission and Distribution Mains | 13260 | 0200358 | 41 | BAYOU COLONY | 2015-07-01 | 2015 | 7 | -47913.6 |  |  | -47913.6 | 0 | -47913.6 | 50 | 4.2491 | -4071.8361 | -43841.7639 | -958.272 | Initial Inventory |  |  | -47913.6 |  | -47913.6 | -3113.56 | -47913.6 | -47913.6 | -47913.6 | 25 | 2.4991 | 3.2491 | -4789.72 | -6227.13 | -8143.67
5 | Transmission and Distribution Plant | 331 | Transmission and Distribution Mains | 13260 | 0200358 | 41 | BAYOU COLONY | 2015-07-01 | 2015 | 7 | 24085.82 |  |  | 24085.82 | 0 | 24085.82 | 50 | 4.2491 | 2046.8826 | 22038.9374 | 481.7164 | Initial Inventory |  |  | 24085.82 |  | 24085.82 | 1565.17 | 24085.82 | 24085.82 | 24085.82 | 25 | 2.4991 | 3.2491 | 2407.76 | 3130.33 | 4093.77
5 | Transmission and Distribution Plant | 331 | Transmission and Distribution Mains | 13260 | 0200053 | 18 | SNUG HARBOR | 2016-07-01 | 2016 | 7 | 1000 |  |  | 1000 | 0 | 1000 | 50 | 3.2471 | 64.9418 | 935.0582 | 20 | Initial Inventory |  |  | 1000 |  | 1000 | 44.94 | 1000 | 1000 | 1000 | 25 | 1.4971 | 2.2471 | 59.88 | 89.88 | 129.88
5 | Transmission and Distribution Plant | 331 | Transmission and Distribution Mains | 13260 | 0200185 | 20 | DEMI-JOHN PLACE | 2016-07-01 | 2016 | 7 | 1500 |  |  | 1500 | 0 | 1500 | 50 | 3.2471 | 97.4127 | 1402.5873 | 30 | Initial Inventory |  |  | 1500 |  | 1500 | 67.41 | 1500 | 1500 | 1500 | 25 | 1.4971 | 2.2471 | 89.83 | 134.83 | 194.83
5 | Transmission and Distribution Plant | 331 | Transmission and Distribution Mains | 13260 | 0200245 | 25 | BEECHWOOD | 2016-07-01 | 2016 | 7 | 1000 |  |  | 1000 | 0 | 1000 | 50 | 3.2471 | 64.9418 | 935.0582 | 20 | Initial Inventory |  |  | 1000 |  | 1000 | 44.94 | 1000 | 1000 | 1000 | 25 | 1.4971 | 2.2471 | 59.88 | 89.88 | 129.88
5 | Transmission and Distribution Plant | 331 | Transmission and Distribution Mains | 13260 | NA | 99 | VARIOUS | 2016-07-01 | 2016 | 7 | 2060 |  |  | 2060 | 0 | 2060 | 50 | 3.2471 | 133.7802 | 1926.2198 | 41.2 | Initial Inventory |  |  | 2060 |  | 2060 | 92.58 | 2060 | 2060 | 2060 | 25 | 1.4971 | 2.2471 | 123.36 | 185.16 | 267.56
5 | Transmission and Distribution Plant | 331 | Transmission and Distribution Mains | 13260 | NA | 99 | VARIOUS | 2017-08-29 | 2017 | 8 | 3323.82 |  |  | 3323.82 | 0 | 3323.82 | 50 | 2.0862 | 138.6859 | 3185.1341 | 66.4764 | Leak Program | NA |  | 3323.82 |  | 3323.82 | 72.21 | 3323.82 | 3323.82 | 3323.82 | 25 | 0.33624 | 1.0862 | 66.48 | 144.42 | 277.37
5 | Transmission and Distribution Plant | 331 | Transmission and Distribution Mains | 13260 | 0200324 | 3 | COLONY COVE | 2017-10-31 | 2017 | 10 | 266.25 |  |  | 266.25 | 0 | 266.25 | 50 | 1.9138 | 10.1908 | 256.0592 | 5.325 | Leak Program - 8 " PVC | 2 |  | 266.25 |  | 266.25 | 4.87 | 266.25 | 266.25 | 266.25 | 25 | 0.16376 | 0.91376 | 5.33 | 9.73 | 20.38
5 | Transmission and Distribution Plant | 331 | Transmission and Distribution Mains | 13260 | 0200185 | 11 | DEMI-JOHN ISLAND | 2017-10-31 | 2017 | 10 | 223.26 |  |  | 223.26 | 0 | 223.26 | 50 | 1.9138 | 8.5453 | 214.7147 | 4.4652 | Leak Program | NA |  | 223.26 |  | 223.26 | 4.08 | 223.26 | 223.26 | 223.26 | 25 | 0.16376 | 0.91376 | 4.47 | 8.16 | 17.09
5 | Transmission and Distribution Plant | 331 | Transmission and Distribution Mains | 13260 | 0200460 | 12 | SAN BERNARD | 2017-10-31 | 2017 | 10 | 522.4 |  |  | 522.4 | 0 | 522.4 | 50 | 1.9138 | 19.9949 | 502.4051 | 10.448 | Leak Program | NA |  | 522.4 |  | 522.4 | 9.55 | 522.4 | 522.4 | 522.4 | 25 | 0.16376 | 0.91376 | 10.45 | 19.09 | 39.99
5 | Transmission and Distribution Plant | 331 | Transmission and Distribution Mains | 13260 | 0200460 | 12 | SAN BERNARD | 2017-10-31 | 2017 | 10 | 742.88 |  |  | 742.88 | 0 | 742.88 | 50 | 1.9138 | 28.4338 | 714.4462 | 14.8576 | Leak Program | NA |  | 742.88 |  | 742.88 | 13.58 | 742.88 | 742.88 | 742.88 | 25 | 0.16376 | 0.91376 | 14.86 | 27.15 | 56.87
5 | Transmission and Distribution Plant | 331 | Transmission and Distribution Mains | 13260 | 0200110, 0200108 | 17 | RYAN LONG | 2017-10-31 | 2017 | 10 | 1329.08 |  |  | 1329.08 | 0 | 1329.08 | 50 | 1.9138 | 50.8707 | 1278.2093 | 26.5816 | Leak Program | NA |  | 1329.08 |  | 1329.08 | 24.29 | 1329.08 | 1329.08 | 1329.08 | 25 | 0.16376 | 0.91376 | 26.58 | 48.58 | 101.74
5 | Transmission and Distribution Plant | 331 | Transmission and Distribution Mains | 13260 | 0200053 | 18 | SNUG HARBOR | 2017-10-31 | 2017 | 10 | 682.64 |  |  | 682.64 | 0 | 682.64 | 50 | 1.9138 | 26.1282 | 656.5118 | 13.6528 | Leak Program | NA |  | 682.64 |  | 682.64 | 12.48 | 682.64 | 682.64 | 682.64 | 25 | 0.16376 | 0.91376 | 13.65 | 24.95 | 52.26
5 | Transmission and Distribution Plant | 331 | Transmission and Distribution Mains | 13260 | 0200053 | 18 | SNUG HARBOR | 2017-10-31 | 2017 | 10 | 146.44 |  |  | 146.44 | 0 | 146.44 | 50 | 1.9138 | 5.605 | 140.835 | 2.9288 | Leak Program | NA |  | 146.44 |  | 146.44 | 2.68 | 146.44 | 146.44 | 146.44 | 25 | 0.16376 | 0.91376 | 2.93 | 5.35 | 11.21
5 | Transmission and Distribution Plant | 331 | Transmission and Distribution Mains | 13260 | 0200338 | 19 | BERNARD OAKS | 2017-10-31 | 2017 | 10 | 388.51 |  |  | 388.51 | 0 | 388.51 | 50 | 1.9138 | 14.8703 | 373.6397 | 7.7702 | Leak Program | NA |  | 388.51 |  | 388.51 | 7.1 | 388.51 | 388.51 | 388.51 | 25 | 0.16376 | 0.91376 | 7.77 | 14.2 | 29.74
5 | Transmission and Distribution Plant | 331 | Transmission and Distribution Mains | 13260 | 0200338 | 19 | BERNARD OAKS | 2017-10-31 | 2017 | 10 | 427.5 |  |  | 427.5 | 0 | 427.5 | 50 | 1.9138 | 16.3626 | 411.1374 | 8.55 | Leak Program | NA |  | 427.5 |  | 427.5 | 7.81 | 427.5 | 427.5 | 427.5 | 25 | 0.16376 | 0.91376 | 8.55 | 15.63 | 32.73
5 | Transmission and Distribution Plant | 331 | Transmission and Distribution Mains | 13260 | 0200275 | 1 | CORONADO COUNTRY | 2017-10-31 | 2017 | 10 | 855 |  |  | 855 | 0 | 855 | 50 | 1.9138 | 32.7253 | 822.2747 | 17.1 | Leak Program | NA |  | 855 |  | 855 | 15.63 | 855 | 855 | 855 | 25 | 0.16376 | 0.91376 | 17.1 | 31.25 | 65.45
5 | Transmission and Distribution Plant | 331 | Transmission and Distribution Mains | 13260 | 0200185 | 20 | DEMI-JOHN PLACE | 2017-10-31 | 2017 | 10 | 389.44 |  |  | 389.44 | 0 | 389.44 | 50 | 1.9138 | 14.9059 | 374.5341 | 7.7888 | Leak Program | NA |  | 389.44 |  | 389.44 | 7.12 | 389.44 | 389.44 | 389.44 | 25 | 0.16376 | 0.91376 | 7.79 | 14.23 | 29.81
5 | Transmission and Distribution Plant | 331 | Transmission and Distribution Mains | 13260 | 0200185 | 20 | DEMI-JOHN PLACE | 2017-10-31 | 2017 | 10 | 829.53 |  |  | 829.53 | 0 | 829.53 | 50 | 1.9138 | 31.7504 | 797.7796 | 16.5906 | Leak Program | NA |  | 829.53 |  | 829.53 | 15.16 | 829.53 | 829.53 | 829.53 | 25 | 0.16376 | 0.91376 | 16.59 | 30.32 | 63.5
5 | Transmission and Distribution Plant | 331 | Transmission and Distribution Mains | 13260 | 0200083 | 24 | WILCO | 2017-10-31 | 2017 | 10 | 576.52 |  |  | 576.52 | 0 | 576.52 | 50 | 1.9138 | 22.0664 | 554.4536 | 11.5304 | Leak Program | NA |  | 576.52 |  | 576.52 | 10.54 | 576.52 | 576.52 | 576.52 | 25 | 0.16376 | 0.91376 | 11.53 | 21.07 | 44.13
5 | Transmission and Distribution Plant | 331 | Transmission and Distribution Mains | 13260 | 0200083 | 24 | WILCO | 2017-10-31 | 2017 | 10 | 465.62 |  |  | 465.62 | 0 | 465.62 | 50 | 1.9138 | 17.8217 | 447.7983 | 9.3124 | Leak Program | NA |  | 465.62 |  | 465.62 | 8.51 | 465.62 | 465.62 | 465.62 | 25 | 0.16376 | 0.91376 | 9.31 | 17.02 | 35.64
5 | Transmission and Distribution Plant | 331 | Transmission and Distribution Mains | 13260 | 0200245 | 25 | BEECHWOOD | 2017-10-31 | 2017 | 10 | 1167.83 |  |  | 1167.83 | 0 | 1167.83 | 50 | 1.9138 | 44.6989 | 1123.1311 | 23.3566 | Leak Program | NA |  | 1167.83 |  | 1167.83 | 21.34 | 1167.83 | 1167.83 | 1167.83 | 25 | 0.16376 | 0.91376 | 23.36 | 42.68 | 89.4
5 | Transmission and Distribution Plant | 331 | Transmission and Distribution Mains | 13260 | 0200245 | 25 | BEECHWOOD | 2017-10-31 | 2017 | 10 | 857.83 |  |  | 857.83 | 0 | 857.83 | 50 | 1.9138 | 32.8336 | 824.9964 | 17.1566 | Leak Program | NA |  | 857.83 |  | 857.83 | 15.68 | 857.83 | 857.83 | 857.83 | 25 | 0.16376 | 0.91376 | 17.16 | 31.35 | 65.67
5 | Transmission and Distribution Plant | 331 | Transmission and Distribution Mains | 13260 | 0200058 | 28 | RIVERSIDE ESTATES | 2017-10-31 | 2017 | 10 | 682.64 |  |  | 682.64 | 0 | 682.64 | 50 | 1.9138 | 26.1282 | 656.5118 | 13.6528 | Leak Program | NA |  | 682.64 |  | 682.64 | 12.48 | 682.64 | 682.64 | 682.64 | 25 | 0.16376 | 0.91376 | 13.65 | 24.95 | 52.26
5 | Transmission and Distribution Plant | 331 | Transmission and Distribution Mains | 13260 | 0200058 | 28 | RIVERSIDE ESTATES | 2017-10-31 | 2017 | 10 | 146.44 |  |  | 146.44 | 0 | 146.44 | 50 | 1.9138 | 5.605 | 140.835 | 2.9288 | Leak Program | NA |  | 146.44 |  | 146.44 | 2.68 | 146.44 | 146.44 | 146.44 | 25 | 0.16376 | 0.91376 | 2.93 | 5.35 | 11.21
5 | Transmission and Distribution Plant | 331 | Transmission and Distribution Mains | 13260 | 0200058 | 28 | RIVERSIDE ESTATES | 2017-10-31 | 2017 | 10 | 677.4 |  |  | 677.4 | 0 | 677.4 | 50 | 1.9138 | 25.9276 | 651.4724 | 13.548 | Leak Program | NA |  | 677.4 |  | 677.4 | 12.38 | 677.4 | 677.4 | 677.4 | 25 | 0.16376 | 0.91376 | 13.55 | 24.76 | 51.86
5 | Transmission and Distribution Plant | 331 | Transmission and Distribution Mains | 13260 | 0200604 | 32 | COLONY TRAILS | 2017-10-31 | 2017 | 10 | 1282.36 |  |  | 1282.36 | 0 | 1282.36 | 50 | 1.9138 | 49.0825 | 1233.2775 | 25.6472 | Leak Program | NA |  | 1282.36 |  | 1282.36 | 23.44 | 1282.36 | 1282.36 | 1282.36 | 25 | 0.16376 | 0.91376 | 25.65 | 46.87 | 98.17
5 | Transmission and Distribution Plant | 331 | Transmission and Distribution Mains | 13260 | 0790504 | 36 | TEJAS LAKES | 2017-10-31 | 2017 | 10 | 456.95 |  |  | 456.95 | 0 | 456.95 | 50 | 1.9138 | 17.4898 | 439.4602 | 9.139 | Leak Program | NA |  | 456.95 |  | 456.95 | 8.35 | 456.95 | 456.95 | 456.95 | 25 | 0.16376 | 0.91376 | 9.14 | 16.7 | 34.98
5 | Transmission and Distribution Plant | 331 | Transmission and Distribution Mains | 13260 | 0790504 | 36 | TEJAS LAKES | 2017-10-31 | 2017 | 10 | 315 |  |  | 315 | 0 | 315 | 50 | 1.9138 | 12.0567 | 302.9433 | 6.3 | Leak Program | NA |  | 315 |  | 315 | 5.76 | 315 | 315 | 315 | 25 | 0.16376 | 0.91376 | 6.3 | 11.51 | 24.11
5 | Transmission and Distribution Plant | 331 | Transmission and Distribution Mains | 13260 | 0790504 | 36 | TEJAS LAKES | 2017-10-31 | 2017 | 10 | 497.01 |  |  | 497.01 | 0 | 497.01 | 50 | 1.9138 | 19.0231 | 477.9869 | 9.9402 | Leak Program | NA |  | 497.01 |  | 497.01 | 9.08 | 497.01 | 497.01 | 497.01 | 25 | 0.16376 | 0.91376 | 9.94 | 18.17 | 38.05
5 | Transmission and Distribution Plant | 331 | Transmission and Distribution Mains | 13260 | 0790425 | 39 | RIVER RANCH/723 | 2017-10-31 | 2017 | 10 | 470.63 |  |  | 470.63 | 0 | 470.63 | 50 | 1.9138 | 18.0134 | 452.6166 | 9.4126 | Leak Program | NA |  | 470.63 |  | 470.63 | 8.6 | 470.63 | 470.63 | 470.63 | 25 | 0.16376 | 0.91376 | 9.41 | 17.2 | 36.03
5 | Transmission and Distribution Plant | 331 | Transmission and Distribution Mains | 13260 | 0200358 | 41 | BAYOU COLONY | 2017-10-31 | 2017 | 10 | 191.58 |  |  | 191.58 | 0 | 191.58 | 50 | 1.9138 | 7.3328 | 184.2472 | 3.8316 | Leak Program | NA |  | 191.58 |  | 191.58 | 3.5 | 191.58 | 191.58 | 191.58 | 25 | 0.16376 | 0.91376 | 3.83 | 7 | 14.67
5 | Transmission and Distribution Plant | 331 | Transmission and Distribution Mains | 13260 | 0200275 | 1 | CORONADO | 2017-11-30 | 2017 | 11 | 1051.87 |  |  | 1051.87 | 0 | 1051.87 | 50 | 1.8316 | 38.5326 | 1013.3374 | 21.0374 | Leak Program | NA |  | 1051.87 |  | 1051.87 | 17.5 | 1051.87 | 1051.87 | 1051.87 | 25 | 0.081622 | 0.83162 | 21.04 | 34.99 | 77.07
5 | Transmission and Distribution Plant | 331 | Transmission and Distribution Mains | 13260 | 0200274 | 2 | COUNTRY ACRES | 2017-11-30 | 2017 | 11 | 825 |  |  | 825 | 0 | 825 | 50 | 1.8316 | 30.2218 | 794.7782 | 16.5 | Leak Program | NA |  | 825 |  | 825 | 13.72 | 825 | 825 | 825 | 25 | 0.081622 | 0.83162 | 16.5 | 27.44 | 60.44
5 | Transmission and Distribution Plant | 331 | Transmission and Distribution Mains | 13260 | 0200273 | 4 | COUNTRY MEADOWS | 2017-11-30 | 2017 | 11 | 990 |  |  | 990 | 0 | 990 | 50 | 1.8316 | 36.2661 | 953.7339 | 19.8 | Leak Program | NA |  | 990 |  | 990 | 16.47 | 990 | 990 | 990 | 25 | 0.081622 | 0.83162 | 19.8 | 32.93 | 72.53
5 | Transmission and Distribution Plant | 331 | Transmission and Distribution Mains | 13260 | 0200325 | 6 | BRANDI | 2017-11-30 | 2017 | 11 | 1320 |  |  | 1320 | 0 | 1320 | 50 | 1.8316 | 48.3548 | 1271.6452 | 26.4 | Leak Program | NA |  | 1320 |  | 1320 | 21.95 | 1320 | 1320 | 1320 | 25 | 0.081622 | 0.83162 | 26.4 | 43.91 | 96.71
5 | Transmission and Distribution Plant | 331 | Transmission and Distribution Mains | 13260 | 0200325 | 6 | BRANDI | 2017-11-30 | 2017 | 11 | 1567.5 |  |  | 1567.5 | 0 | 1567.5 | 50 | 1.8316 | 57.4214 | 1510.0786 | 31.35 | Leak Program | NA |  | 1567.5 |  | 1567.5 | 26.07 | 1567.5 | 1567.5 | 1567.5 | 25 | 0.081622 | 0.83162 | 31.35 | 52.14 | 114.84
5 | Transmission and Distribution Plant | 331 | Transmission and Distribution Mains | 13260 | 0200346 | 8 | ROSHARON ROAD | 2017-11-30 | 2017 | 11 | 660 |  |  | 660 | 0 | 660 | 50 | 1.8316 | 24.1774 | 635.8226 | 13.2 | Leak Program | NA |  | 660 |  | 660 | 10.98 | 660 | 660 | 660 | 25 | 0.081622 | 0.83162 | 13.2 | 21.95 | 48.35
5 | Transmission and Distribution Plant | 331 | Transmission and Distribution Mains | 13260 | 0200244 | 13 | ANGLE ACRES | 2017-11-30 | 2017 | 11 | 783.75 |  |  | 783.75 | 0 | 783.75 | 50 | 1.8316 | 28.7107 | 755.0393 | 15.675 | Leak Program | NA |  | 783.75 |  | 783.75 | 13.04 | 783.75 | 783.75 | 783.75 | 25 | 0.081622 | 0.83162 | 15.68 | 26.07 | 57.42
5 | Transmission and Distribution Plant | 331 | Transmission and Distribution Mains | 13260 | 0200370 | 22 | WOLF GLEN | 2017-11-30 | 2017 | 11 | 1980 |  |  | 1980 | 0 | 1980 | 50 | 1.8316 | 72.5322 | 1907.4678 | 39.6 | Leak Program | NA |  | 1980 |  | 1980 | 32.93 | 1980 | 1980 | 1980 | 25 | 0.081622 | 0.83162 | 39.6 | 65.86 | 145.06
5 | Transmission and Distribution Plant | 331 | Transmission and Distribution Mains | 13260 | 0200083 | 24 | WILCO | 2017-11-30 | 2017 | 11 | 825 |  |  | 825 | 0 | 825 | 50 | 1.8316 | 30.2218 | 794.7782 | 16.5 | Leak Program | NA |  | 825 |  | 825 | 13.72 | 825 | 825 | 825 | 25 | 0.081622 | 0.83162 | 16.5 | 27.44 | 60.44
5 | Transmission and Distribution Plant | 331 | Transmission and Distribution Mains | 13260 | 0200245 | 25 | BEECHWOOD | 2017-11-30 | 2017 | 11 | 990 |  |  | 990 | 0 | 990 | 50 | 1.8316 | 36.2661 | 953.7339 | 19.8 | Leak Program | NA |  | 990 |  | 990 | 16.47 | 990 | 990 | 990 | 25 | 0.081622 | 0.83162 | 19.8 | 32.93 | 72.53
5 | Transmission and Distribution Plant | 331 | Transmission and Distribution Mains | 13260 | 0200058 | 28 | RIVERSIDE ESTATES | 2017-11-30 | 2017 | 11 | 1320 |  |  | 1320 | 0 | 1320 | 50 | 1.8316 | 48.3548 | 1271.6452 | 26.4 | Leak Program | NA |  | 1320 |  | 1320 | 21.95 | 1320 | 1320 | 1320 | 25 | 0.081622 | 0.83162 | 26.4 | 43.91 | 96.71
5 | Transmission and Distribution Plant | 331 | Transmission and Distribution Mains | 13260 | 0200058 | 28 | RIVERSIDE ESTATES | 2017-11-30 | 2017 | 11 | 660 |  |  | 660 | 0 | 660 | 50 | 1.8316 | 24.1774 | 635.8226 | 13.2 | Leak Program | NA |  | 660 |  | 660 | 10.98 | 660 | 660 | 660 | 25 | 0.081622 | 0.83162 | 13.2 | 21.95 | 48.35
5 | Transmission and Distribution Plant | 331 | Transmission and Distribution Mains | 13260 | 0200506 | 29 | LEE RIDGE | 2017-11-30 | 2017 | 11 | 1072.5 |  |  | 1072.5 | 0 | 1072.5 | 50 | 1.8316 | 39.2883 | 1033.2117 | 21.45 | Leak Program | NA |  | 1072.5 |  | 1072.5 | 17.84 | 1072.5 | 1072.5 | 1072.5 | 25 | 0.081622 | 0.83162 | 21.45 | 35.68 | 78.58
5 | Transmission and Distribution Plant | 331 | Transmission and Distribution Mains | 13260 | 0200604 | 32 | COLONY TRAILS | 2017-11-30 | 2017 | 11 | 660 |  |  | 660 | 0 | 660 | 50 | 1.8316 | 24.1774 | 635.8226 | 13.2 | Leak Program | NA |  | 660 |  | 660 | 10.98 | 660 | 660 | 660 | 25 | 0.081622 | 0.83162 | 13.2 | 21.95 | 48.35
5 | Transmission and Distribution Plant | 331 | Transmission and Distribution Mains | 13260 | 0200094 | 16 | MOORELAND | 2017-12-31 | 2017 | 12 | 1320 |  |  | 1320 | 0 | 1320 | 50 | 1.7467 | 46.1142 | 1273.8858 | 26.4 | Water Main Repair | NA |  | 1320 |  | 1320 | 19.71 | 1320 | 1320 | 1320 | 25 | -0.0032512 | 0.74675 | 26.4 | 39.43 | 92.23
5 | Transmission and Distribution Plant | 331 | Transmission and Distribution Mains | 13260 | 0200185 | 20 | DEMI JOHN PLACE | 2017-12-31 | 2017 | 12 | 948.75 |  |  | 948.75 | 0 | 948.75 | 50 | 1.7467 | 33.1446 | 915.6054 | 18.975 | Water Main Repair | NA |  | 948.75 |  | 948.75 | 14.17 | 948.75 | 948.75 | 948.75 | 25 | -0.0032512 | 0.74675 | 18.98 | 28.34 | 66.29
5 | Transmission and Distribution Plant | 331 | Transmission and Distribution Mains | 13260 | 0200058 | 28 | RIVERSIDE ESTATES | 2017-12-31 | 2017 | 12 | 2440.68 |  |  | 2440.68 | 0 | 2440.68 | 50 | 1.7467 | 85.2651 | 2355.4149 | 48.8136 | Water Main Repair | NA |  | 2440.68 |  | 2440.68 | 36.45 | 2440.68 | 2440.68 | 2440.68 | 25 | -0.0032512 | 0.74675 | 48.81 | 72.9 | 170.53
5 | Transmission and Distribution Plant | 331 | Transmission and Distribution Mains | 13260 | 0790504 | 36 | TEJAS LAKES | 2017-12-31 | 2017 | 12 | 1320 |  |  | 1320 | 0 | 1320 | 50 | 1.7467 | 46.1142 | 1273.8858 | 26.4 | Water Main Repair | NA |  | 1320 |  | 1320 | 19.71 | 1320 | 1320 | 1320 | 25 | -0.0032512 | 0.74675 | 26.4 | 39.43 | 92.23
5 | Transmission and Distribution Plant | 331 | Transmission and Distribution Mains | 13260 | 0200323 | 5 | BLUE SAGE GARDENS | 2017-12-31 | 2017 | 12 | 1155 |  |  | 1155 | 0 | 1155 | 50 | 1.7467 | 40.3499 | 1114.6501 | 23.1 | Water Main and Service Line Break | NA |  | 1155 |  | 1155 | 17.25 | 1155 | 1155 | 1155 | 25 | -0.0032512 | 0.74675 | 23.1 | 34.5 | 80.7
5 | Transmission and Distribution Plant | 331 | Transmission and Distribution Mains | 13260 | 0200274 | 2 | COUNTRY ACRES | 2018-02-01 | 2018 | 2 | 661.65 | 141.85 |  | 803.5 | 0 | 803.5 | 50 | 1.6591 | 26.6623 | 776.8377 | 16.07 | Water Main Break | NA |  |  |  | 803.5 | 10.59 |  | 803.5 | 803.5 | 25 |  | 0.65914 |  | 21.18 | 53.32
5 | Transmission and Distribution Plant | 331 | Transmission and Distribution Mains | 13260 | 0790504 | 36 | TEJAS LAKES | 2018-02-01 | 2018 | 2 | 1339.66 | 287.2 |  | 1626.86 | 0 | 1626.86 | 50 | 1.6591 | 53.9837 | 1572.8763 | 32.5372 | Main Line Replacement and Tap | NA |  |  |  | 1626.86 | 21.45 |  | 1626.86 | 1626.86 | 25 |  | 0.65914 |  | 42.89 | 107.97
5 | Transmission and Distribution Plant | 331 | Transmission and Distribution Mains | 13260 | 0200058 | 28 | RIVERSIDE ESTATES | 2018-02-28 | 2018 | 2 | 601.4 | 128.93 |  | 730.33 | 0 | 730.33 | 50 | 1.5852 | 23.1546 | 707.1754 | 14.6066 | Repaired Broken Main Line | NA |  |  |  | 730.33 | 8.55 |  | 730.33 | 730.33 | 25 |  | 0.58522 |  | 17.1 | 46.31
5 | Transmission and Distribution Plant | 331 | Transmission and Distribution Mains | 13260 | 0200432 | 27 | MARK V | 2018-03-31 | 2018 | 3 | 666.3 | 142.84 |  | 809.14 | 0 | 809.14 | 50 | 1.5003 | 24.2797 | 784.8603 | 16.1828 | Leak at meter and mainline repair | NA |  |  |  | 809.14 | 8.1 |  | 809.14 | 809.14 | 25 |  | 0.50034 |  | 16.19 | 48.56
5 | Transmission and Distribution Plant | 331 | Transmission and Distribution Mains | 13260 | 0200053 | 18 | SNUG HARBOR | 2018-05-31 | 2018 | 5 | 1286.33 | 275.77 |  | 1562.1 | 0 | 1562.1 | 50 | 1.3333 | 41.656 | 1520.444 | 31.242 | Main Repairs | NA |  |  |  | 1562.1 | 10.41 |  | 1562.1 | 1562.1 | 25 |  | 0.33333 |  | 20.83 | 83.31
5 | Transmission and Distribution Plant | 331 | Transmission and Distribution Mains | 13260 | 0200338 | 19 | BERNARD OAKS | 2018-05-31 | 2018 | 5 | 1420.67 | 304.57 |  | 1725.24 | 0 | 1725.24 | 50 | 1.3333 | 46.0064 | 1679.2336 | 34.5048 | Water Main Leak Repair | NA |  |  |  | 1725.24 | 11.5 |  | 1725.24 | 1725.24 | 25 |  | 0.33333 |  | 23 | 92.01
5 | Transmission and Distribution Plant | 331 | Transmission and Distribution Mains | 13260 | 0200058 | 28 | RIVERSIDE ESTATES | 2018-05-31 | 2018 | 5 | 1667.28 | 357.44 |  | 2024.72 | 0 | 2024.72 | 50 | 1.3333 | 53.9925 | 1970.7275 | 40.4944 | Repair Main Leak | NA |  |  |  | 2024.72 | 13.5 |  | 2024.72 | 2024.72 | 25 |  | 0.33333 |  | 27 | 107.99
5 | Transmission and Distribution Plant | 331 | Transmission and Distribution Mains | 13260 | 0200460 | 12 | SAN BERNARD | 2018-07-01 | 2018 | 7 | 441.2 | 94.59 |  | 535.79 | 0 | 535.79 | 50 | 1.2485 | 13.3782 | 522.4118 | 10.7158 | Main Line Repair | NA |  |  |  | 535.79 | 2.66 |  | 535.79 | 535.79 | 25 |  | 0.24846 |  | 5.32 | 26.76
5 | Transmission and Distribution Plant | 331 | Transmission and Distribution Mains | 13260 | 0200053 | 18 | SNUG HARBOR | 2018-07-01 | 2018 | 7 | 832.9 | 178.56 |  | 1011.46 | 0 | 1011.46 | 50 | 1.2485 | 25.2553 | 986.2047 | 20.2292 | Water Main Repair | NA |  |  |  | 1011.46 | 5.03 |  | 1011.46 | 1011.46 | 25 |  | 0.24846 |  | 10.05 | 50.51
5 | Transmission and Distribution Plant | 331 | Transmission and Distribution Mains | 13260 | 0200083 | 24 | WILCO | 2018-07-01 | 2018 | 7 | 839.72 | 180.02 |  | 1019.74 | 0 | 1019.74 | 50 | 1.2485 | 25.4621 | 994.2779 | 20.3948 | Main Line Repair | NA |  |  |  | 1019.74 | 5.07 |  | 1019.74 | 1019.74 | 25 |  | 0.24846 |  | 10.13 | 50.92
5 | Transmission and Distribution Plant | 331 | Transmission and Distribution Mains | 13260 | 0200335 | 7 | SANDY MEADOW | 2018-08-01 | 2018 | 8 | 1757.18 | 376.71 |  | 2133.89 | 0 | 2133.89 | 50 | 1.1636 | 49.6593 | 2084.2307 | 42.6778 | Main Line Repair | NA |  |  |  | 2133.89 | 6.98 |  | 2133.89 | 2133.89 | 25 |  | 0.16359 |  | 13.96 | 99.32
5 | Transmission and Distribution Plant | 331 | Transmission and Distribution Mains | 13260 | 0200185 | 11 | DEMI-JOHN ISLAND | 2018-08-01 | 2018 | 8 | 1402.41 | 300.65 |  | 1703.06 | 0 | 1703.06 | 50 | 1.1636 | 39.6332 | 1663.4268 | 34.0612 | Main Line Repair | NA |  |  |  | 1703.06 | 5.57 |  | 1703.06 | 1703.06 | 25 |  | 0.16359 |  | 11.14 | 79.27
5 | Transmission and Distribution Plant | 331 | Transmission and Distribution Mains | 13260 | 0200346 | 8 | ROSHARON ROAD | 2018-08-08 | 2018 | 8 | 420 | 90.04 |  | 510.04 | 0 | 510.04 | 50 | 1.1444 | 11.674 | 498.366 | 10.2008 | Parts for Blow Off Installation | NA |  |  |  | 510.04 | 1.47 |  | 510.04 | 510.04 | 25 |  | 0.14442 |  | 2.95 | 23.35
5 | Transmission and Distribution Plant | 331 | Transmission and Distribution Mains | 13260 | 0200335 | 7 | SANDY MEADOW | 2018-08-31 | 2018 | 8 | 1728.63 | 370.59 |  | 2099.22 | 0 | 2099.22 | 50 | 1.0815 | 45.4041 | 2053.8159 | 41.9844 | Water Main Repair | NA |  |  |  | 2099.22 | 3.42 |  | 2099.22 | 2099.22 | 25 |  | 0.081451 |  | 6.84 | 90.81
5 | Transmission and Distribution Plant | 331 | Transmission and Distribution Mains | 13260 | 0200346 | 8 | ROSHARON ROAD | 2018-08-31 | 2018 | 8 | 1691 | 362.52 |  | 2053.52 | 0 | 2053.52 | 50 | 1.0815 | 44.4156 | 2009.1044 | 41.0704 | Replaced Blow-Off Valve because of Leak | NA |  |  |  | 2053.52 | 3.35 |  | 2053.52 | 2053.52 | 25 |  | 0.081451 |  | 6.69 | 88.83
5 | Transmission and Distribution Plant | 331 | Transmission and Distribution Mains | 13260 | 0200185 | 11 | DEMI-JOHN ISLAND | 2018-08-31 | 2018 | 8 | 518.32 | 111.12 |  | 629.44 | 0 | 629.44 | 50 | 1.0815 | 13.6142 | 615.8258 | 12.5888 | Main Line Repair | NA |  |  |  | 629.44 | 1.03 |  | 629.44 | 629.44 | 25 |  | 0.081451 |  | 2.05 | 27.23
5 | Transmission and Distribution Plant | 331 | Transmission and Distribution Mains | 13260 | 0200185 | 11 | DEMI-JOHN ISLAND | 2018-08-31 | 2018 | 8 | 1281.47 | 274.73 |  | 1556.2 | 0 | 1556.2 | 50 | 1.0815 | 33.6591 | 1522.5409 | 31.124 | Water Main Repair | NA |  |  |  | 1556.2 | 2.54 |  | 1556.2 | 1556.2 | 25 |  | 0.081451 |  | 5.07 | 67.32
5 | Transmission and Distribution Plant | 331 | Transmission and Distribution Mains | 13260 | 0200185 | 20 | DEMI-JOHN PLACE | 2018-08-31 | 2018 | 8 | 1391.5 | 298.31 |  | 1689.81 | 0 | 1689.81 | 50 | 1.0815 | 36.5489 | 1653.2611 | 33.7962 | Main Line Repair | NA |  |  |  | 1689.81 | 2.75 |  | 1689.81 | 1689.81 | 25 |  | 0.081451 |  | 5.51 | 73.1
5 | Transmission and Distribution Plant | 331 | Transmission and Distribution Mains | 13260 | 0200083 | 24 | WILCO | 2018-08-31 | 2018 | 8 | 414.04 | 88.76 |  | 502.8 | 0 | 502.8 | 50 | 1.0815 | 10.8751 | 491.9249 | 10.056 | Water Main Repair | NA |  |  |  | 502.8 | 0.82 |  | 502.8 | 502.8 | 25 |  | 0.081451 |  | 1.64 | 21.75
5 | Transmission and Distribution Plant | 331 | Transmission and Distribution Mains | 13260 | 0200592 | 30 | QUAIL VALLEY | 2018-08-31 | 2018 | 8 | 2076.87 | 445.25 |  | 2522.12 | 0 | 2522.12 | 50 | 1.0815 | 54.551 | 2467.569 | 50.4424 | Installation of Blow-off Valve | NA |  |  |  | 2522.12 | 4.11 |  | 2522.12 | 2522.12 | 25 |  | 0.081451 |  | 8.22 | 109.1
5 | Transmission and Distribution Plant | 331 | Transmission and Distribution Mains | 13260 | 0200094 | 16 | MOORELAND | 2018-09-15 | 2018 | 9 | 261.29 | 66.09 |  | 327.38 | 0 | 327.38 | 50 | 1.0404 | 6.812 | 320.568 | 6.5476 | Located Main Line for Mooreland tie in |  |  |  |  | 327.38 | 0.26 |  | 327.38 | 327.38 | 25 |  | 0.040383 |  | 0.53 | 13.62
5 | Transmission and Distribution Plant | 331 | Transmission and Distribution Mains | 13260 | 0200094 | 16 | MOORELAND | 2018-09-15 | 2018 | 9 | 306.81 | 77.59 |  | 384.4 | 0 | 384.4 | 50 | 1.0404 | 7.9985 | 376.4015 | 7.688 | Mooreland Main Line Tie In |  |  |  |  | 384.4 | 0.31 |  | 384.4 | 384.4 | 25 |  | 0.040383 |  | 0.62 | 16
5 | Transmission and Distribution Plant | 331 | Transmission and Distribution Mains | 13260 | 0200185 | 11 | DEMI-JOHN ISLAND | 2018-09-30 | 2018 | 9 | 1655 | 418.57 |  | 2073.57 | 0 | 2073.57 | 50 | 0.99932 | 41.443 | 2032.127 | 41.4714 | water main repair |  |  |  |  | 2073.57 | -0.03 |  | 2073.57 | 2073.57 | 25 |  | -0.00068446 |  | -0.06 | 31.1
5 | Transmission and Distribution Plant | 331 | Transmission and Distribution Mains | 13260 | 0200185 | 11 | DEMI-JOHN ISLAND | 2018-09-30 | 2018 | 9 | 2340.54 | 591.96 |  | 2932.5 | 0 | 2932.5 | 50 | 0.99932 | 58.6099 | 2873.8901 | 58.65 | water main repair |  |  |  |  | 2932.5 | -0.04 |  | 2932.5 | 2932.5 | 25 |  | -0.00068446 |  | -0.08 | 43.99
5 | Transmission and Distribution Plant | 331 | Transmission and Distribution Mains | 13260 | 0200094 | 16 | MOORELAND | 2018-09-30 | 2018 | 9 | 7280.18 | 1841.26 |  | 9121.44 | 0 | 9121.44 | 50 | 0.99932 | 182.3039 | 8939.1361 | 182.4288 | moved and reconnected plant connections to main |  |  |  |  | 9121.44 | -0.12 |  | 9121.44 | 9121.44 | 25 |  | -0.00068446 |  | -0.25 | 136.82
5 | Transmission and Distribution Plant | 331 | Transmission and Distribution Mains | 13260 | 0200058 | 28 | RIVERSIDE ESTATES | 2018-10-31 | 2018 | 10 | 600 | 151.75 |  | 751.75 | 0 | 751.75 | 50 | 0.91444 | 13.7486 | 738.0014 | 15.035 | Water leak @ Redwood Drive after hour call Tractor broke main | [5 empty] | 0 |  |  | 751.75 | 25 |  |  |  | 0 | 11.28
5 | Transmission and Distribution Plant | 331 | Transmission and Distribution Mains | 13260 | 0200346 | 8 | ROSHARON ROAD | 2018-11-19 | 2018 | 11 | 935.36 | 236.57 |  | 1171.93 | 0 | 1171.93 | 50 | 0.86242 | 20.214 | 1151.716 | 23.4386 | Water leak mainline | [5 empty] | 0 |  |  | 1171.93 | 25 |  |  |  | 0 | 17.58
5 | Transmission and Distribution Plant | 331 | Transmission and Distribution Mains | 13260 | 0200110, 0200108 | 17 | RYAN LONG | 2018-11-30 | 2018 | 11 | 2643.16 | 668.5 |  | 3311.66 | 0 | 3311.66 | 50 | 0.83231 | 55.1263 | 3256.5337 | 66.2332 | Water main @ 8148 Country Rd 927 | [5 empty] | 0 |  |  | 3311.66 | 25 |  |  |  | 0 | 49.67
5 | Transmission and Distribution Plant | 331 | Transmission and Distribution Mains | 13260 | 0200058 | 28 | RIVERSIDE ESTATES | 2018-11-30 | 2018 | 11 | 802.86 | 203.06 |  | 1005.92 | 0 | 1005.92 | 50 | 0.83231 | 16.7447 | 989.1753 | 20.1184 | Repair main break | [5 empty] | 0 |  |  | 1005.92 | 25 |  |  |  | 0 | 15.09
5 | Transmission and Distribution Plant | 331 | Transmission and Distribution Mains | 13260 | 0790504 | 36 | TEJAS LAKES | 2018-11-30 | 2018 | 11 | 1955.89 | 494.68 |  | 2450.57 | 0 | 2450.57 | 50 | 0.83231 | 40.7925 | 2409.7775 | 49.0114 | Water main break @ 10519 Lake Travis Dr | [5 empty] | 0 |  |  | 2450.57 | 25 |  |  |  | 0 | 36.76
5 | Transmission and Distribution Plant | 331 | Transmission and Distribution Mains | 13260 | 0790504 | 36 | TEJAS LAKES | 2018-11-30 | 2018 | 11 | 505.22 | 127.78 |  | 633 | 0 | 633 | 50 | 0.83231 | 10.537 | 622.463 | 12.66 | Water main break | [5 empty] | 0 |  |  | 633 | 25 |  |  |  | 0 | 9.5
5 | Transmission and Distribution Plant | 331 | Transmission and Distribution Mains | 13260 | 0200094 | 16 | MOORELAND | 2018-12-30 | 2018 | 12 | 914.3 | 231.24 |  | 1145.54 | 0 | 1145.54 | 50 | 0.75017 | 17.187 | 1128.353 | 22.9108 | Water main repair @ 514 CR 296A | [5 empty] | 0 |  |  | 1145.54 | 25 |  |  |  | 0 | 17.18
5 | Transmission and Distribution Plant | 331 | Transmission and Distribution Mains | 13260 | 0200058 | 28 | RIVERSIDE ESTATES | 2018-12-30 | 2018 | 12 | 920.89 | 232.9 |  | 1153.79 | 0 | 1153.79 | 50 | 0.75017 | 17.3108 | 1136.4792 | 23.0758 | Main break @ 18302 Cypress - Brazos and Redwood | [5 empty] | 0 |  |  | 1153.79 | 25 |  |  |  | 0 | 17.31
5 | Transmission and Distribution Plant | 331 | Transmission and Distribution Mains | 13260 | 0200185 | 20 | DEMI-JOHN PLACE | 2019-01-16 | 2019 | 1 | 8815.1 | 1789.55 |  | 10604.65 | 0 | 10604.65 | 50 | 0.70363 | 149.2345 | 10455.4155 | 212.093 | Capital Repairs | [5 empty] | 0 |  |  | 10604.65 | 25 |  |  |  | 0 | 159.07
5 | Transmission and Distribution Plant | 331 | Transmission and Distribution Mains | 13260 | 0200185 | 20 | DEMI-JOHN PLACE | 2019-01-21 | 2019 | 1 | 1067.53 | 216.72 |  | 1284.25 | 0 | 1284.25 | 50 | 0.68994 | 17.7211 | 1266.5289 | 25.685 | Repaired melted PVC | [5 empty] | 0 |  |  | 1284.25 | 25 |  |  |  | 0 | 19.26
5 | Transmission and Distribution Plant | 331 | Transmission and Distribution Mains | 13260 | 0200460 | 12 | SAN BERNARD | 2019-02-28 | 2019 | 2 | 877.7 | 178.18 |  | 1055.88 | 0 | 1055.88 | 50 | 0.5859 | 12.3728 | 1043.5072 | 21.1176 | Replaced curbstop | [5 empty] | 0 |  |  | 1055.88 | 25 |  |  |  | 0 | 15.84
5 | Transmission and Distribution Plant | 331 | Transmission and Distribution Mains | 13260 | 0200410 | 15 | BRIAR MEADOWS | 2019-04-30 | 2019 | 4 | 109.58 |  |  | 109.58 | -6.15 | 103.43 | 50 | 0.41889 | 0.86652 | 102.5635 | 2.0686 | main line break, excavated & repaired 2" main, returned to service | [5 empty] | 0 |  |  | 103.43 | 25 |  |  |  | 0 | 1.55
5 | Transmission and Distribution Plant | 331 | Transmission and Distribution Mains | 13260 | 0200410 | 15 | BRIAR MEADOWS | 2019-04-30 | 2019 | 4 | 1095.83 |  |  | 1095.83 | -61.52 | 1034.31 | 50 | 0.41889 | 8.6653 | 1025.6447 | 20.6862 | main line break, excavated & repaired 2" main, returned to service | [5 empty] | 0 |  |  | 1034.31 | 25 |  |  |  | 0 | 15.51
5 | Transmission and Distribution Plant | 331 | Transmission and Distribution Mains | 13260 | 0200083 | 24 | WILCO | 2019-04-30 | 2019 | 4 | 1191.15 |  |  | 1191.15 | -66.87 | 1124.28 | 50 | 0.41889 | 9.419 | 1114.861 | 22.4856 | After hours, main line break, excavated & repaired 1-1/2" main, retu... | [5 empty] | 0 |  |  | 1124.28 | 25 |  |  |  | 0 | 16.86
5 | Transmission and Distribution Plant | 331 | Transmission and Distribution Mains | 13260 | 0200245 | 25 | BEECHWOOD | 2019-04-30 | 2019 | 4 | 546.19 |  |  | 546.19 | -30.66 | 515.53 | 50 | 0.41889 | 4.319 | 511.211 | 10.3106 | Install valves and blow offs through neighborhood | [5 empty] | 0 |  |  | 515.53 | 25 |  |  |  | 0 | 7.73
5 | Transmission and Distribution Plant | 331 | Transmission and Distribution Mains | 13260 | 0200245 | 25 | BEECHWOOD | 2019-04-30 | 2019 | 4 | 5461.9 |  |  | 5461.9 | -306.6 | 5155.3 | 50 | 0.41889 | 43.1902 | 5112.1098 | 103.106 | Install valves and blow offs through neighborhood | [5 empty] | 0 |  |  | 5155.3 | 25 |  |  |  | 0 | 77.33
5 | Transmission and Distribution Plant | 331 | Transmission and Distribution Mains | 13260 | 0200432 | 27 | MARK V | 2019-04-30 | 2019 | 4 | 119.82 |  |  | 119.82 | -6.73 | 113.09 | 50 | 0.41889 | 0.94745 | 112.1426 | 2.2618 | After hours, main line break, excavated & repaired 2" main, returned t... | [5 empty] | 0 |  |  | 113.09 | 25 |  |  |  | 0 | 1.7
5 | Transmission and Distribution Plant | 331 | Transmission and Distribution Mains | 13260 | 0200432 | 27 | MARK V | 2019-04-30 | 2019 | 4 | 127.16 |  |  | 127.16 | -7.14 | 120.02 | 50 | 0.41889 | 1.0055 | 119.0145 | 2.4004 | After hours, main line break, excavated & repaired 2" main, returne... | [5 empty] | 0 |  |  | 120.02 | 25 |  |  |  | 0 | 1.8
5 | Transmission and Distribution Plant | 331 | Transmission and Distribution Mains | 13260 | 0200432 | 27 | MARK V | 2019-04-30 | 2019 | 4 | 1198.24 |  |  | 1198.24 | -67.27 | 1130.97 | 50 | 0.41889 | 9.4751 | 1121.4949 | 22.6194 | After hours, main line break, excavated & repaired 2" main, returned t... | [5 empty] | 0 |  |  | 1130.97 | 25 |  |  |  | 0 | 16.96
5 | Transmission and Distribution Plant | 331 | Transmission and Distribution Mains | 13260 | 0200432 | 27 | MARK V | 2019-04-30 | 2019 | 4 | 1271.55 |  |  | 1271.55 | -71.38 | 1200.17 | 50 | 0.41889 | 10.0548 | 1190.1152 | 24.0034 | After hours, main line break, excavated & repaired 2" main, returne... | [5 empty] | 0 |  |  | 1200.17 | 25 |  |  |  | 0 | 18
5 | Transmission and Distribution Plant | 331 | Transmission and Distribution Mains | 13260 | 0200058 | 28 | RIVERSIDE ESTATES | 2019-04-30 | 2019 | 4 | 105.72 |  |  | 105.72 | -5.93 | 99.79 | 50 | 0.41889 | 0.83602 | 98.954 | 1.9958 | main line break, excavated & repaired 2" main, returned to service | [5 empty] | 0 |  |  | 99.79 | 25 |  |  |  | 0 | 1.5
5 | Transmission and Distribution Plant | 331 | Transmission and Distribution Mains | 13260 | 0200058 | 28 | RIVERSIDE ESTATES | 2019-04-30 | 2019 | 4 | 119.11 |  |  | 119.11 | -6.69 | 112.42 | 50 | 0.41889 | 0.94183 | 111.4782 | 2.2484 | After hours, main line break, excavated & repaired 1-1/2" main, retu... | [5 empty] | 0 |  |  | 112.42 | 25 |  |  |  | 0 | 1.69
5 | Transmission and Distribution Plant | 331 | Transmission and Distribution Mains | 13260 | 0200058 | 28 | RIVERSIDE ESTATES | 2019-04-30 | 2019 | 4 | 1081.62 |  |  | 1081.62 | -60.72 | 1020.9 | 50 | 0.41889 | 8.5529 | 1012.3471 | 20.418 | main line break, excavated & repaired 2" main, returned to service | [5 empty] | 0 |  |  | 1020.9 | 25 |  |  |  | 0 | 15.31
5 | Transmission and Distribution Plant | 331 | Transmission and Distribution Mains | 13260 | 0200058 | 28 | RIVERSIDE ESTATES | 2019-04-30 | 2019 | 4 | 1057.18 |  |  | 1057.18 | -60.72 | 996.46 | 50 | 0.41889 | 8.3482 | 988.1118 | 19.9292 | main line break, excavated & repaired 2" main, returned to service | [5 empty] | 0 |  |  | 996.46 | 25 |  |  |  | 0 | 14.95
5 | Transmission and Distribution Plant | 331 | Transmission and Distribution Mains | 13260 | 0200346 | 8 | ROSHARON ROAD | 2019-05-31 | 2019 | 5 | 1667.19 |  |  | 1667.19 | -7.34 | 1659.85 | 50 | 0.33402 | 11.0884 | 1648.7616 | 33.197 | main line break, repaired 2" main line, also made ne... | [5 empty] | 0 |  |  | 1659.85 | 25 |  |  |  | 0 | 24.9
5 | Transmission and Distribution Plant | 331 | Transmission and Distribution Mains | 13260 | 0200346 | 8 | ROSHARON ROAD | 2019-05-31 | 2019 | 5 | 166.72 |  |  | 166.72 | -0.73 | 165.99 | 50 | 0.33402 | 1.1089 | 164.8811 | 3.3198 | main line break, repaired 2" main line, also made ne... | [5 empty] | 0 |  |  | 165.99 | 25 |  |  |  | 0 | 2.49
5 | Transmission and Distribution Plant | 331 | Transmission and Distribution Mains | 13260 | 0200338 | 19 | BERNARD OAKS | 2019-05-31 | 2019 | 5 | 653.66 |  |  | 653.66 | -2.88 | 650.78 | 50 | 0.33402 | 4.3474 | 646.4326 | 13.0156 | main line break, repaired 2" main line | [5 empty] | 0 |  |  | 650.78 | 25 |  |  |  | 0 | 9.76
5 | Transmission and Distribution Plant | 331 | Transmission and Distribution Mains | 13260 | 0200338 | 19 | BERNARD OAKS | 2019-05-31 | 2019 | 5 | 1490.69 |  |  | 1490.69 | -6.56 | 1484.13 | 50 | 0.33402 | 9.9145 | 1474.2155 | 29.6826 | cut and cap main and install blow off | [5 empty] | 0 |  |  | 1484.13 | 25 |  |  |  | 0 | 22.26
5 | Transmission and Distribution Plant | 331 | Transmission and Distribution Mains | 13260 | 0200338 | 19 | BERNARD OAKS | 2019-05-31 | 2019 | 5 | 65.37 |  |  | 65.37 | -0.29 | 65.08 | 50 | 0.33402 | 0.43476 | 64.6452 | 1.3016 | main line break, repaired 2" main line | [5 empty] | 0 |  |  | 65.08 | 25 |  |  |  | 0 | 0.98
5 | Transmission and Distribution Plant | 331 | Transmission and Distribution Mains | 13260 | 0200338 | 19 | BERNARD OAKS | 2019-05-31 | 2019 | 5 | 149.07 |  |  | 149.07 | -0.66 | 148.41 | 50 | 0.33402 | 0.99143 | 147.4186 | 2.9682 | cut and cap main and install blow off | [5 empty] | 0 |  |  | 148.41 | 25 |  |  |  | 0 | 2.23
5 | Transmission and Distribution Plant | 331 | Transmission and Distribution Mains | 13260 | 0200185 | 20 | DEMI JOHN PLACE | 2019-05-31 | 2019 | 5 | 1112.61 |  |  | 1112.61 | -4.9 | 1107.71 | 50 | 0.33402 | 7.3999 | 1100.3101 | 22.1542 | water main break | [5 empty] | 0 |  |  | 1107.71 | 25 |  |  |  | 0 | 16.62
5 | Transmission and Distribution Plant | 331 | Transmission and Distribution Mains | 13260 | 0200185 | 20 | DEMI JOHN PLACE | 2019-05-31 | 2019 | 5 | 1415.58 |  |  | 1415.58 | -6.23 | 1409.35 | 50 | 0.33402 | 9.415 | 1399.935 | 28.187 | Water main leak | [5 empty] | 0 |  |  | 1409.35 | 25 |  |  |  | 0 | 21.14
5 | Transmission and Distribution Plant | 331 | Transmission and Distribution Mains | 13260 | 0200083 | 24 | WILCO | 2019-05-31 | 2019 | 5 | 975 |  |  | 975 | -4.29 | 970.71 | 50 | 0.33402 | 6.4847 | 964.2253 | 19.4142 | main line break, repaired 1 1/2" main line | [5 empty] | 0 |  |  | 970.71 | 25 |  |  |  | 0 | 14.56
5 | Transmission and Distribution Plant | 331 | Transmission and Distribution Mains | 13260 | 0200083 | 24 | WILCO | 2019-05-31 | 2019 | 5 | 97.5 |  |  | 97.5 | -0.43 | 97.07 | 50 | 0.33402 | 0.64846 | 96.4215 | 1.9414 | main line break, repaired 1 1/2" main line | [5 empty] | 0 |  |  | 97.07 | 25 |  |  |  | 0 | 1.46
5 | Transmission and Distribution Plant | 331 | Transmission and Distribution Mains | 13260 | 0200058 | 28 | RIVERSIDE ESTATES | 2019-05-31 | 2019 | 5 | 90.14 |  |  | 90.14 | -0.4 | 89.74 | 50 | 0.33402 | 0.5995 | 89.1405 | 1.7948 | main line break, repaired 2" main line | [5 empty] | 0 |  |  | 89.74 | 25 |  |  |  | 0 | 1.35
5 | Transmission and Distribution Plant | 331 | Transmission and Distribution Mains | 13260 | 0200058 | 28 | RIVERSIDE ESTATES | 2019-05-31 | 2019 | 5 | 901.42 |  |  | 901.42 | -3.97 | 897.45 | 50 | 0.33402 | 5.9953 | 891.4547 | 17.949 | main line break, repaired 2" main line | [5 empty] | 0 |  |  | 897.45 | 25 |  |  |  | 0 | 13.46
5 | Transmission and Distribution Plant | 331 | Transmission and Distribution Mains | 13260 | 0200058 | 28 | RIVERSIDE ESTATES | 2019-05-31 | 2019 | 5 | 1046.14 |  |  | 1046.14 | -4.61 | 1041.53 | 50 | 0.33402 | 6.9578 | 1034.5722 | 20.8306 | main line break, repaired 2" main line | [5 empty] | 0 |  |  | 1041.53 | 25 |  |  |  | 0 | 15.62
5 | Transmission and Distribution Plant | 331 | Transmission and Distribution Mains | 13260 | 0200058 | 28 | RIVERSIDE ESTATES | 2019-05-31 | 2019 | 5 | 104.61 |  |  | 104.61 | -0.46 | 104.15 | 50 | 0.33402 | 0.69576 | 103.4542 | 2.083 | main line break, repaired 2" main line | [5 empty] | 0 |  |  | 104.15 | 25 |  |  |  | 0 | 1.56
5 | Transmission and Distribution Plant | 331 | Transmission and Distribution Mains | 13260 | 0200053 | 18 | SNUG HARBOR | 2019-06-30 | 2019 | 6 | 983.88 | 626.15 |  | 1610.03 | -24.33 | 1585.7 | 50 | 0.25188 | 7.9882 | 1577.7118 | 31.714 | repaired 2" main line. returned to service | [5 empty] | 0 |  |  | 1585.7 | 25 |  |  |  | 0 | 23.79
5 | Transmission and Distribution Plant | 331 | Transmission and Distribution Mains | 13260 | 0200053 | 18 | SNUG HARBOR | 2019-06-30 | 2019 | 6 | 98.39 | 62.62 |  | 161.01 | -2.43 | 158.58 | 50 | 0.25188 | 0.79887 | 157.7811 | 3.1716 | repaired 2" main line. returned to service | [5 empty] | 0 |  |  | 158.58 | 25 |  |  |  | 0 | 2.38
5 | Transmission and Distribution Plant | 331 | Transmission and Distribution Mains | 13260 | 0200432 | 27 | MARK V | 2019-06-30 | 2019 | 9 | 10592.91 | 416.97 | 351.43 | 11361.31 | 0 | 11361.31 | 50 | 0.25188 | 57.2343 | 11304.0757 | 227.2262 | To put Mark V, Beechwood Wastewater, Brandi Estates and Country Meadows into Plant in Service | [5 empty] | 0 |  |  | 11009.88 | 25 |  |  |  | 0 | 165.15
5 | Transmission and Distribution Plant | 331 | Transmission and Distribution Mains | 13260 | 0200058 | 28 | RIVERSIDE ESTATES | 2019-06-30 | 2019 | 6 | 715.89 | 455.6 |  | 1171.49 | -17.71 | 1153.78 | 50 | 0.25188 | 5.8123 | 1147.9677 | 23.0756 | repaired 2" main line. returned to service | [5 empty] | 0 |  |  | 1153.78 | 25 |  |  |  | 0 | 17.31
5 | Transmission and Distribution Plant | 331 | Transmission and Distribution Mains | 13260 | 0200058 | 28 | RIVERSIDE ESTATES | 2019-06-30 | 2019 | 6 | 1334.48 | 849.28 |  | 2183.76 | -33.01 | 2150.75 | 50 | 0.25188 | 10.8347 | 2139.9153 | 43.015 | repaired 2" main line. made long tap and replaced meter. return to... | [5 empty] | 0 |  |  | 2150.75 | 25 |  |  |  | 0 | 32.26
5 | Transmission and Distribution Plant | 331 | Transmission and Distribution Mains | 13260 | 0200058 | 28 | RIVERSIDE ESTATES | 2019-06-30 | 2019 | 6 | 590.42 | 375.75 |  | 966.17 | -14.6 | 951.57 | 50 | 0.25188 | 4.7937 | 946.7763 | 19.0314 | repaired 2" main line. returned to service | [5 empty] | 0 |  |  | 951.57 | 25 |  |  |  | 0 | 14.27
5 | Transmission and Distribution Plant | 331 | Transmission and Distribution Mains | 13260 | 0200058 | 28 | RIVERSIDE ESTATES | 2019-06-30 | 2019 | 6 | 71.59 | 45.56 |  | 117.15 | -1.77 | 115.38 | 50 | 0.25188 | 0.58124 | 114.7988 | 2.3076 | repaired 2" main line. returned to service | [5 empty] | 0 |  |  | 115.38 | 25 |  |  |  | 0 | 1.73
5 | Transmission and Distribution Plant | 331 | Transmission and Distribution Mains | 13260 | 0200058 | 28 | RIVERSIDE ESTATES | 2019-06-30 | 2019 | 6 | 133.49 | 84.95 |  | 218.44 | -3.3 | 215.14 | 50 | 0.25188 | 1.0838 | 214.0562 | 4.3028 | repaired 2" main line. made long tap and replaced meter. return to... | [5 empty] | 0 |  |  | 215.14 | 25 |  |  |  | 0 | 3.23
5 | Transmission and Distribution Plant | 331 | Transmission and Distribution Mains | 13260 | 0200058 | 28 | RIVERSIDE ESTATES | 2019-06-30 | 2019 | 6 | 59.04 | 37.57 |  | 96.61 | -1.46 | 95.15 | 50 | 0.25188 | 0.47933 | 94.6707 | 1.903 | repaired 2" main line. returned to service | [5 empty] | 0 |  |  | 95.15 | 25 |  |  |  | 0 | 1.43
5 | Transmission and Distribution Plant | 331 | Transmission and Distribution Mains | 13260 | 0790504 | 36 | TEJAS LAKES | 2019-06-30 | 2019 | 6 | 54.04 | 34.39 |  | 88.43 | -1.34 | 87.09 | 50 | 0.25188 | 0.43873 | 86.6513 | 1.7418 | leveled yard and replaced sod over previous main line break | [5 empty] | 0 |  |  | 87.09 | 25 |  |  |  | 0 | 1.31
5 | Transmission and Distribution Plant | 331 | Transmission and Distribution Mains | 13260 | 0200053 | 18 | SNUG HARBOR | 2019-07-31 | 2019 | 7 | 97.04 |  |  | 97.04 | -2.5 | 94.54 | 50 | 0.16701 | 0.31578 | 94.2242 | 1.8908 | repaired 2" main line | [5 empty] | 0 |  |  | 94.54 | 25 |  |  |  | 0 | 1.42
5 | Transmission and Distribution Plant | 331 | Transmission and Distribution Mains | 13260 | 0200338 | 19 | BERNARD OAKS | 2019-07-31 | 2019 | 7 | 2093.66 |  |  | 2093.66 | -54 | 2039.66 | 50 | 0.16701 | 6.8128 | 2032.8472 | 40.7932 | found leak on 2" main line. Installed new taps and repaired short ... | [5 empty] | 0 |  |  | 2039.66 | 25 |  |  |  | 0 | 30.59
5 | Transmission and Distribution Plant | 331 | Transmission and Distribution Mains | 13260 | 0200338 | 19 | BERNARD OAKS | 2019-07-31 | 2019 | 7 | 970.42 |  |  | 970.42 | -25.03 | 945.39 | 50 | 0.16701 | 3.1578 | 942.2322 | 18.9078 | repaired 2" main line | [5 empty] | 0 |  |  | 945.39 | 25 |  |  |  | 0 | 14.18
5 | Transmission and Distribution Plant | 331 | Transmission and Distribution Mains | 13260 | 0200338 | 19 | BERNARD OAKS | 2019-07-31 | 2019 | 7 | 209.37 |  |  | 209.37 | -5.4 | 203.97 | 50 | 0.16701 | 0.6813 | 203.2887 | 4.0794 | found leak on 2" main line. Installed new taps and repaired short ... | [5 empty] | 0 |  |  | 203.97 | 25 |  |  |  | 0 | 3.06
5 | Transmission and Distribution Plant | 331 | Transmission and Distribution Mains | 13260 | 0200185 | 20 | DEMI JOHN PLACE | 2019-07-31 | 2019 | 7 | 884.17 |  |  | 884.17 | -22.8 | 861.37 | 50 | 0.16701 | 2.8771 | 858.4929 | 17.2274 | repaired 2" main line break | [5 empty] | 0 |  |  | 861.37 | 25 |  |  |  | 0 | 12.92
5 | Transmission and Distribution Plant | 331 | Transmission and Distribution Mains | 13260 | 0200185 | 20 | DEMI JOHN PLACE | 2019-07-31 | 2019 | 7 | 88.42 |  |  | 88.42 | -2.28 | 86.14 | 50 | 0.16701 | 0.28772 | 85.8523 | 1.7228 | repaired 2" main line break | [5 empty] | 0 |  |  | 86.14 | 25 |  |  |  | 0 | 1.29
5 | Transmission and Distribution Plant | 331 | Transmission and Distribution Mains | 13260 | 0200083 | 24 | WILCO | 2019-07-31 | 2019 | 7 | 47.3 |  |  | 47.3 | -1.22 | 46.08 | 50 | 0.16701 | 0.15392 | 45.9261 | 0.9216 | County Hit main line. capped it off | [5 empty] | 0 |  |  | 46.08 | 25 |  |  |  | 0 | 0.69
5 | Transmission and Distribution Plant | 331 | Transmission and Distribution Mains | 13260 | 0200083 | 24 | WILCO | 2019-07-31 | 2019 | 7 | 846.12 |  |  | 846.12 | -21.82 | 824.3 | 50 | 0.16701 | 2.7533 | 821.5467 | 16.486 | after hours, repaired 1 1/2" main line | [5 empty] | 0 |  |  | 824.3 | 25 |  |  |  | 0 | 12.36
5 | Transmission and Distribution Plant | 331 | Transmission and Distribution Mains | 13260 | 0200083 | 24 | WILCO | 2019-07-31 | 2019 | 7 | 84.61 |  |  | 84.61 | -2.18 | 82.43 | 50 | 0.16701 | 0.27533 | 82.1547 | 1.6486 | after hours, repaired 1 1/2" main line | [5 empty] | 0 |  |  | 82.43 | 25 |  |  |  | 0 | 1.24
5 | Transmission and Distribution Plant | 331 | Transmission and Distribution Mains | 13260 | 0200058 | 28 | RIVERSIDE ESTATES | 2019-07-31 | 2019 | 7 | 473 |  |  | 473 | -12.2 | 460.8 | 50 | 0.16701 | 1.5392 | 459.2608 | 9.216 | County Hit main line. capped it off | [5 empty] | 0 |  |  | 460.8 | 25 |  |  |  | 0 | 6.91
5 | Transmission and Distribution Plant | 331 | Transmission and Distribution Mains | 13260 | 0200058 | 28 | RIVERSIDE ESTATES | 2019-07-31 | 2019 | 7 | 512.08 |  |  | 512.08 | -13.21 | 498.87 | 50 | 0.16701 | 1.6663 | 497.2037 | 9.9774 | repaired 2" main line | [5 empty] | 0 |  |  | 498.87 | 25 |  |  |  | 0 | 7.48
5 | Transmission and Distribution Plant | 331 | Transmission and Distribution Mains | 13260 | 0200058 | 28 | RIVERSIDE ESTATES | 2019-07-31 | 2019 | 7 | 51.21 |  |  | 51.21 | -1.32 | 49.89 | 50 | 0.16701 | 0.16664 | 49.7234 | 0.9978 | repaired 2" main line | [5 empty] | 0 |  |  | 49.89 | 25 |  |  |  | 0 | 0.75
5 | Transmission and Distribution Plant | 331 | Transmission and Distribution Mains | 13260 | 0200185 | 11 | DEMI JOHN ISLAND | 2019-08-31 | 2019 | 8 | 1211.08 |  |  | 1211.08 | -153.67 | 1057.41 | 50 | 0.082136 | 1.737 | 1055.673 | 21.1482 | repaired 2" main line, called in special Bac-T | [5 empty] | 0 |  |  | 1057.41 | 25 |  |  |  | 0 | 15.86
5 | Transmission and Distribution Plant | 331 | Transmission and Distribution Mains | 13260 | 0200185 | 11 | DEMI JOHN ISLAND | 2019-08-31 | 2019 | 8 | 121.11 |  |  | 121.11 | -15.37 | 105.74 | 50 | 0.082136 | 0.1737 | 105.5663 | 2.1148 | repaired 2" main line, called in special Bac-T | [5 empty] | 0 |  |  | 105.74 | 25 |  |  |  | 0 | 1.59
5 | Transmission and Distribution Plant | 331 | Transmission and Distribution Mains | 13260 | 1610102 | 14 | SPANISH BIT | 2019-08-31 | 2019 | 8 | 434.24 |  |  | 434.24 | -55.1 | 379.14 | 50 | 0.082136 | 0.62282 | 378.5172 | 7.5828 | install short water tap, removed 1- 1/2" main, built new m... | [5 empty] | 0 |  |  | 379.14 | 25 |  |  |  | 0 | 5.69
5 | Transmission and Distribution Plant | 331 | Transmission and Distribution Mains | 13260 | 1610102 | 14 | SPANISH BIT | 2019-08-31 | 2019 | 8 | 43.42 |  |  | 43.42 | -5.51 | 37.91 | 50 | 0.082136 | 0.062275 | 37.8477 | 0.7582 | install short water tap, removed 1- 1/2" main, built new m... | [5 empty] | 0 |  |  | 37.91 | 25 |  |  |  | 0 | 0.57
5 | Transmission and Distribution Plant | 331 | Transmission and Distribution Mains | 13260 | 0200410 | 15 | BRIAR MEADOWS | 2019-08-31 | 2019 | 8 | 1445.17 |  |  | 1445.17 | -183.38 | 1261.79 | 50 | 0.082136 | 2.0728 | 1259.7172 | 25.2358 | repaired 2" main, new service tap, called Bac-T | [5 empty] | 0 |  |  | 1261.79 | 25 |  |  |  | 0 | 18.93
5 | Transmission and Distribution Plant | 331 | Transmission and Distribution Mains | 13260 | 0200410 | 15 | BRIAR MEADOWS | 2019-08-31 | 2019 | 8 | 144.52 |  |  | 144.52 | -18.34 | 126.18 | 50 | 0.082136 | 0.20728 | 125.9727 | 2.5236 | repaired 2" main, new service tap, called Bac-T | [5 empty] | 0 |  |  | 126.18 | 25 |  |  |  | 0 | 1.89
5 | Transmission and Distribution Plant | 331 | Transmission and Distribution Mains | 13260 | 0200370 | 22 | WOLF GLEN | 2019-08-31 | 2019 | 8 | 1369.59 |  |  | 1369.59 | -173.79 | 1195.8 | 50 | 0.082136 | 1.9644 | 1193.8356 | 23.916 | repaired 2" main line, called special Bac-T | [5 empty] | 0 |  |  | 1195.8 | 25 |  |  |  | 0 | 17.94
5 | Transmission and Distribution Plant | 331 | Transmission and Distribution Mains | 13260 | 0200370 | 22 | WOLF GLEN | 2019-08-31 | 2019 | 8 | 136.95 |  |  | 136.95 | -17.38 | 119.57 | 50 | 0.082136 | 0.19642 | 119.3736 | 2.3914 | repaired 2" main line, called special Bac-T | [5 empty] | 0 |  |  | 119.57 | 25 |  |  |  | 0 | 1.79
5 | Transmission and Distribution Plant | 331 | Transmission and Distribution Mains | 13260 | 0200083 | 24 | WILCO | 2019-08-31 | 2019 | 8 | 803.62 |  |  | 803.62 | -101.97 | 701.65 | 50 | 0.082136 | 1.1526 | 700.4974 | 14.033 | after hours, replared 1-1/2" main line | [5 empty] | 0 |  |  | 701.65 | 25 |  |  |  | 0 | 10.52
5 | Transmission and Distribution Plant | 331 | Transmission and Distribution Mains | 13260 | 0200083 | 24 | WILCO | 2019-08-31 | 2019 | 8 | 80.36 |  |  | 80.36 | -10.2 | 70.16 | 50 | 0.082136 | 0.11525 | 70.0447 | 1.4032 | after hours, replared 1-1/2" main line | [5 empty] | 0 |  |  | 70.16 | 25 |  |  |  | 0 | 1.05
5 | Transmission and Distribution Plant | 331 | Transmission and Distribution Mains | 13260 | 0200245 | 25 | BEECHWOOD | 2019-08-31 | 2019 | 8 | 1002.74 |  |  | 1002.74 | -127.24 | 875.5 | 50 | 0.082136 | 1.4382 | 874.0618 | 17.51 | repaired 2" main line and 3/4", replaced 2" 90, called for special... | [5 empty] | 0 |  |  | 875.5 | 25 |  |  |  | 0 | 13.13
5 | Transmission and Distribution Plant | 331 | Transmission and Distribution Mains | 13260 | 0200245 | 25 | BEECHWOOD | 2019-08-31 | 2019 | 8 | 786.56 |  |  | 786.56 | -99.81 | 686.75 | 50 | 0.082136 | 1.1281 | 685.6219 | 13.735 | repaired 2" main line | [5 empty] | 0 |  |  | 686.75 | 25 |  |  |  | 0 | 10.3
5 | Transmission and Distribution Plant | 331 | Transmission and Distribution Mains | 13260 | 0200245 | 25 | BEECHWOOD | 2019-08-31 | 2019 | 8 | 100.27 |  |  | 100.27 | -12.72 | 87.55 | 50 | 0.082136 | 0.14382 | 87.4062 | 1.751 | repaired 2" main line and 3/4", replaced 2" 90, called for special... | [5 empty] | 0 |  |  | 87.55 | 25 |  |  |  | 0 | 1.31
5 | Transmission and Distribution Plant | 331 | Transmission and Distribution Mains | 13260 | 0200245 | 25 | BEECHWOOD | 2019-08-31 | 2019 | 8 | 78.66 |  |  | 78.66 | -9.98 | 68.68 | 50 | 0.082136 | 0.11282 | 68.5672 | 1.3736 | repaired 2" main line | [5 empty] | 0 |  |  | 68.68 | 25 |  |  |  | 0 | 1.03
5 | Transmission and Distribution Plant | 331 | Transmission and Distribution Mains | 13260 | 0200432 | 27 | MARK V | 2019-08-31 | 2019 | 8 | 1370.34 |  |  | 1370.34 | -173.88 | 1196.46 | 50 | 0.082136 | 1.9654 | 1194.4946 | 23.9292 | repaired 4" main line and short service line | [5 empty] | 0 |  |  | 1196.46 | 25 |  |  |  | 0 | 17.95
5 | Transmission and Distribution Plant | 331 | Transmission and Distribution Mains | 13260 | 0200432 | 27 | MARK V | 2019-08-31 | 2019 | 8 | 137.03 |  |  | 137.03 | -17.39 | 119.64 | 50 | 0.082136 | 0.19653 | 119.4435 | 2.3928 | repaired 4" main line and short service line | [5 empty] | 0 |  |  | 119.64 | 25 |  |  |  | 0 | 1.79
5 | Transmission and Distribution Plant | 331 | Transmission and Distribution Mains | 13260 | 0200273 | 4 | COUNTRY MEADOWS | 2019-08-31 | 2019 | 8 | 1019.11 |  |  | 1019.11 | -129.31 | 889.8 | 50 | 0.082136 | 1.4617 | 888.3383 | 17.796 | repaired 2" main line, called special Bac-T | [5 empty] | 0 |  |  | 889.8 | 25 |  |  |  | 0 | 13.35
5 | Transmission and Distribution Plant | 331 | Transmission and Distribution Mains | 13260 | 0200273 | 4 | COUNTRY MEADOWS | 2019-08-31 | 2019 | 8 | 101.91 |  |  | 101.91 | -12.93 | 88.98 | 50 | 0.082136 | 0.14617 | 88.8338 | 1.7796 | repaired 2" main line, called special Bac-T | [5 empty] | 0 |  |  | 88.98 | 25 |  |  |  | 0 | 1.33
5 | Transmission and Distribution Plant | 331 | Transmission and Distribution Mains | 13260 | 0200335 | 7 | SANDY MEADOW | 2019-08-31 | 2019 | 8 | 1066.37 |  |  | 1066.37 | -135.31 | 931.06 | 50 | 0.082136 | 1.5295 | 929.5305 | 18.6212 | repaired 2-1/2" main line. called special Bac-T | [5 empty] | 0 |  |  | 931.06 | 25 |  |  |  | 0 | 13.97
5 | Transmission and Distribution Plant | 331 | Transmission and Distribution Mains | 13260 | 0200335 | 7 | SANDY MEADOW | 2019-08-31 | 2019 | 8 | 106.64 |  |  | 106.64 | -13.53 | 93.11 | 50 | 0.082136 | 0.15295 | 92.957 | 1.8622 | repaired 2-1/2" main line. called special Bac-T | [5 empty] | 0 |  |  | 93.11 | 25 |  |  |  | 0 | 1.4
5 | Transmission and Distribution Plant | 331 | Transmission and Distribution Mains | 13260 | 0200346 | 8 | ROSHARON ROAD | 2019-09-30 | 2019 | 9 | 133.56 | 64.96 |  | 198.52 | -7.08 | 191.44 | 50 | 0 | 0 | 191.44 | 3.8288 | after hours, repaired 3" main at 2" Tee. Bac | [5 empty] | 0 |  |  | 191.44 | 25 |  |  |  | 0 | 2.87
5 | Transmission and Distribution Plant | 331 | Transmission and Distribution Mains | 13260 | 0200338 | 19 | BERNARD OAKS | 2019-09-30 | 2019 | 9 | 1138.77 | 553.9 |  | 1692.67 | -60.35 | 1632.32 | 50 | 0 | 0 | 1632.32 | 32.6464 | after hours repaired 2" main line | [5 empty] | 0 |  |  | 1632.32 | 25 |  |  |  | 0 | 24.48
5 | Transmission and Distribution Plant | 331 | Transmission and Distribution Mains | 13260 | 0200338 | 19 | BERNARD OAKS | 2019-09-30 | 2019 | 9 | 2296.44 | 1116.99 |  | 3413.43 | -121.71 | 3291.72 | 50 | 0 | 0 | 3291.72 | 65.8344 | repair short service line. found leak on 4" tee at main. added 2 ne... | [5 empty] | 0 |  |  | 3291.72 | 25 |  |  |  | 0 | 49.38
5 | Transmission and Distribution Plant | 331 | Transmission and Distribution Mains | 13260 | 0200338 | 19 | BERNARD OAKS | 2019-09-30 | 2019 | 9 | 113.88 | 55.39 |  | 169.27 | -6.04 | 163.23 | 50 | 0 | 0 | 163.23 | 3.2646 | after hours repaired 2" main line | [5 empty] | 0 |  |  | 163.23 | 25 |  |  |  | 0 | 2.45
5 | Transmission and Distribution Plant | 331 | Transmission and Distribution Mains | 13260 | 0200338 | 19 | BERNARD OAKS | 2019-09-30 | 2019 | 9 | 229.64 | 111.7 |  | 341.34 | -12.17 | 329.17 | 50 | 0 | 0 | 329.17 | 6.5834 | repair short service line. found leak on 4" tee at main. added 2 ne... | [5 empty] | 0 |  |  | 329.17 | 25 |  |  |  | 0 | 4.94
5 | Transmission and Distribution Plant | 331 | Transmission and Distribution Mains | 13260 | 0200185 | 20 | DEMI JOHN PLACE | 2019-09-30 | 2019 | 9 | 1289.1 | 627.02 |  | 1916.12 | -68.32 | 1847.8 | 50 | 0 | 0 | 1847.8 | 36.956 | repaired 3" main line. Bac | [5 empty] | 0 |  |  | 1847.8 | 25 |  |  |  | 0 | 27.72
5 | Transmission and Distribution Plant | 331 | Transmission and Distribution Mains | 13260 | 0200185 | 20 | DEMI JOHN PLACE | 2019-09-30 | 2019 | 9 | 128.91 | 62.7 |  | 191.61 | -6.83 | 184.78 | 50 | 0 | 0 | 184.78 | 3.6956 | repaired 3" main line. Bac | [5 empty] | 0 |  |  | 184.78 | 25 |  |  |  | 0 | 2.77
5 | Transmission and Distribution Plant | 331 | Transmission and Distribution Mains | 13260 | 0200083 | 24 | WILCO | 2019-09-30 | 2019 | 9 | 926.31 | 450.56 |  | 1376.87 | -49.09 | 1327.78 | 50 | 0 | 0 | 1327.78 | 26.5556 | repaired 2" main line | [5 empty] | 0 |  |  | 1327.78 | 25 |  |  |  | 0 | 19.92
5 | Transmission and Distribution Plant | 331 | Transmission and Distribution Mains | 13260 | 0200083 | 24 | WILCO | 2019-09-30 | 2019 | 9 | 92.57 | 45.03 |  | 137.6 | -4.91 | 132.69 | 50 | 0 | 0 | 132.69 | 2.6538 | repaired 2" main line | [5 empty] | 0 |  |  | 132.69 | 25 |  |  |  | 0 | 1.99
5 | Transmission and Distribution Plant | 331 | Transmission and Distribution Mains | 13260 | 0200432 | 27 | MARK V | 2019-09-30 | 2019 | 9 | 525 | 255.36 |  | 780.36 | -27.82 | 752.54 | 50 | 0 | 0 | 752.54 | 15.0508 | dug main and found leak on compression fitting | [5 empty] | 0 |  |  | 752.54 | 25 |  |  |  | 0 | 11.29
5 | Transmission and Distribution Plant | 331 | Transmission and Distribution Mains | 13260 | 0200432 | 27 | MARK V | 2019-09-30 | 2019 | 9 | 1681.68 | 817.97 |  | 2499.65 | -89.13 | 2410.52 | 50 | 0 | 0 | 2410.52 | 48.2104 | repaired 4" main line and new tap. Bac | [5 empty] | 0 |  |  | 2410.52 | 25 |  |  |  | 0 | 36.16
5 | Transmission and Distribution Plant | 331 | Transmission and Distribution Mains | 13260 | 0200432 | 27 | MARK V | 2019-09-30 | 2019 | 9 | 52.5 | 25.54 |  | 78.04 | -2.78 | 75.26 | 50 | 0 | 0 | 75.26 | 1.5052 | dug main and found leak on compression fitting | [5 empty] | 0 |  |  | 75.26 | 25 |  |  |  | 0 | 1.13
5 | Transmission and Distribution Plant | 331 | Transmission and Distribution Mains | 13260 | 0200432 | 27 | MARK V | 2019-09-30 | 2019 | 9 | 168.17 | 81.8 |  | 249.97 | -8.91 | 241.06 | 50 | 0 | 0 | 241.06 | 4.8212 | repaired 4" main line and new tap. Bac | [5 empty] | 0 |  |  | 241.06 | 25 |  |  |  | 0 | 3.62
5 | Transmission and Distribution Plant | 331 | Transmission and Distribution Mains | 13260 | 0200058 | 28 | RIVERSIDE ESTATES | 2019-09-30 | 2019 | 9 | 999.65 | 486.23 |  | 1485.88 | -52.98 | 1432.9 | 50 | 0 | 0 | 1432.9 | 28.658 | After hours, repaired 3" main line. Bac | [5 empty] | 0 |  |  | 1432.9 | 25 |  |  |  | 0 | 21.49
5 | Transmission and Distribution Plant | 331 | Transmission and Distribution Mains | 13260 | 0200058 | 28 | RIVERSIDE ESTATES | 2019-09-30 | 2019 | 9 | 99.97 | 48.63 |  | 148.6 | -5.3 | 143.3 | 50 | 0 | 0 | 143.3 | 2.866 | After hours, repaired 3" main line. Bac | [5 empty] | 0 |  |  | 143.3 | 25 |  |  |  | 0 | 2.15
[14 empty] | 892077.5924 | [16 empty] | 0
5 | Transmission and Distribution Plant | 333 | Services | 13260 | 0200592 | 30 | QUAIL VALLEY | 2001-07-01 | 2001 | 7 | 0 |  |  | 0 | 0 | 0 | 20 | 18.2478 | 0 | 0 | 0 | Initial Inventory | 13 | Each | 0 |  | 0 | 0 | 0 | 0 | 0 | 25 | 16.4978 | 17.2478 | 0 | 0 | 0
5 | Transmission and Distribution Plant | 333 | Services | 13260 | 0200639 | 31 | LOS ROBLES | 2002-07-01 | 2002 | 7 | 0 |  |  | 0 | 0 | 0 | 20 | 17.2485 | 0 | 0 | 0 | Initial Inventory | 55 | Each | 0 |  | 0 | 0 | 0 | 0 | 0 | 25 | 15.4985 | 16.2485 | 0 | 0 | 0
5 | Transmission and Distribution Plant | 333 | Services | 13260 | NA | 99 | VARIOUS | 2006-07-01 | 2006 | 7 | 7852.66 |  |  | 7852.66 | 0 | 7852.66 | 20 | 13.2485 | 5201.7826 | 2650.8774 | 392.633 | Initial Inventory | NA |  | 7852.66 |  | 7852.66 | 4809.15 | 7852.66 | 7852.66 | 7852.66 | 25 | 11.4985 | 12.2485 | 3611.74 | 3847.32 | 4161.43
5 | Transmission and Distribution Plant | 333 | Services | 13260 | NA | 99 | VARIOUS | 2008-07-01 | 2008 | 7 | 5911.54 |  |  | 5911.54 | 0 | 5911.54 | 20 | 11.2471 | 3324.3814 | 2587.1586 | 295.577 | Initial Inventory | NA |  | 5911.54 |  | 5911.54 | 3028.8 | 5911.54 | 5911.54 | 5911.54 | 25 | 9.4971 | 10.2471 | 2245.7 | 2423.04 | 2659.51
5 | Transmission and Distribution Plant | 333 | Services | 13260 | 0200325 | 6 | BRANDI ESTATES | 2009-07-01 | 2009 | 7 | 515.23 |  |  | 515.23 | 0 | 515.23 | 20 | 10.2478 | 263.9981 | 251.2319 | 25.7615 | Initial Inventory | 21.9475 | Each | 515.23 |  | 515.23 | 238.24 | 515.23 | 515.23 | 515.23 | 25 | 8.4978 | 9.2478 | 175.13 | 190.59 | 211.2
5 | Transmission and Distribution Plant | 333 | Services | 13260 | 0790504 | 36 | TEJAS LAKES | 2009-07-01 | 2009 | 7 | 3776.12 |  |  | 3776.12 | 0 | 3776.12 | 20 | 10.2478 | 1934.8415 | 1841.2785 | 188.806 | Initial Inventory | 56 | Each | 3776.12 |  | 3776.12 | 1746.04 | 3776.12 | 3776.12 | 3776.12 | 25 | 8.4978 | 9.2478 | 1283.54 | 1396.83 | 1547.87
5 | Transmission and Distribution Plant | 333 | Services | 13260 | NA | 99 | VARIOUS | 2009-07-01 | 2009 | 7 | 4425.75 |  |  | 4425.75 | 0 | 4425.75 | 20 | 10.2478 | 2267.7046 | 2158.0454 | 221.2875 | Initial Inventory | NA |  | 4425.75 |  | 4425.75 | 2046.42 | 4425.75 | 4425.75 | 4425.75 | 25 | 8.4978 | 9.2478 | 1504.36 | 1637.13 | 1814.16
5 | Transmission and Distribution Plant | 333 | Services | 13260 | 0200110, 0200108 | 17 | RYAN LONG | 2010-07-01 | 2010 | 7 | 1300.47 |  |  | 1300.47 | 0 | 1300.47 | 20 | 9.2485 | 601.3672 | 699.1028 | 65.0235 | Initial Inventory | 31 | Each | 1300.47 |  | 1300.47 | 536.34 | 1300.47 | 1300.47 | 1300.47 | 25 | 7.4985 | 8.2485 | 390.06 | 429.07 | 481.09
5 | Transmission and Distribution Plant | 333 | Services | 13260 | NA | 99 | VARIOUS | 2010-07-01 | 2010 | 7 | 907.45 |  |  | 907.45 | 0 | 907.45 | 20 | 9.2485 | 419.6257 | 487.8243 | 45.3725 | Initial Inventory | NA |  | 907.45 |  | 907.45 | 374.25 | 907.45 | 907.45 | 907.45 | 25 | 7.4985 | 8.2485 | 272.18 | 299.4 | 335.7
5 | Transmission and Distribution Plant | 333 | Services | 13260 | NA | 99 | VARIOUS | 2011-07-01 | 2011 | 7 | 8929.76 |  |  | 8929.76 | 0 | 8929.76 | 20 | 8.2491 | 3683.144 | 5246.616 | 446.488 | Initial Inventory | NA |  | 8929.76 |  | 8929.76 | 3236.66 | 8929.76 | 8929.76 | 8929.76 | 25 | 6.4991 | 7.2491 | 2321.43 | 2589.32 | 2946.52
5 | Transmission and Distribution Plant | 333 | Services | 13260 | 0200506 | 29 | LEE RIDGE | 2012-07-01 | 2012 | 7 | 414.06 |  |  | 414.06 | 0 | 414.06 | 20 | 7.2471 | 150.0365 | 264.0235 | 20.703 | Initial Inventory | 13 | Each | 414.06 |  | 414.06 | 129.33 | 414.06 | 414.06 | 414.06 | 25 | 5.4971 | 6.2471 | 91.05 | 103.47 | 120.03
5 | Transmission and Distribution Plant | 333 | Services | 13260 | NA | 99 | VARIOUS | 2012-07-01 | 2012 | 7 | 4148.64 |  |  | 4148.64 | 0 | 4148.64 | 20 | 7.2471 | 1503.2786 | 2645.3614 | 207.432 | Initial Inventory | NA |  | 4148.64 |  | 4148.64 | 1295.85 | 4148.64 | 4148.64 | 4148.64 | 25 | 5.4971 | 6.2471 | 912.22 | 1036.68 | 1202.62
5 | Transmission and Distribution Plant | 333 | Services | 13260 | 0790504 | 36 | TEJAS LAKES | 2013-07-01 | 2013 | 7 | 996.64 |  |  | 996.64 | 0 | 996.64 | 20 | 6.2478 | 311.3391 | 685.3009 | 49.832 | Initial Inventory | 15 | Each | 996.64 |  | 996.64 | 261.51 | 996.64 | 996.64 | 996.64 | 25 | 4.4978 | 5.2478 | 179.31 | 209.21 | 249.07
5 | Transmission and Distribution Plant | 333 | Services | 13260 | NA | 99 | VARIOUS | 2013-07-01 | 2013 | 7 | 9933.04 |  |  | 9933.04 | 0 | 9933.04 | 20 | 6.2478 | 3102.9702 | 6830.0698 | 496.652 | Initial Inventory | NA |  | 9933.04 |  | 9933.04 | 2606.32 | 9933.04 | 9933.04 | 9933.04 | 25 | 4.4978 | 5.2478 | 1787.06 | 2085.05 | 2482.38
5 | Transmission and Distribution Plant | 333 | Services | 13260 | 0200244 | 13 | ANGLE ACRES | 2015-07-01 | 2015 | 7 | 385.25 |  |  | 385.25 | 0 | 385.25 | 20 | 4.2491 | 81.8491 | 303.4009 | 19.2625 | Initial Inventory | 39 | Each | 385.25 |  | 385.25 | 62.59 | 385.25 | 385.25 | 385.25 | 25 | 2.4991 | 3.2491 | 38.51 | 50.07 | 65.48
5 | Transmission and Distribution Plant | 333 | Services | 13260 | 0200358 | 41 | BAYOU COLONY | 2015-07-01 | 2015 | 7 | 1541 |  |  | 1541 | 0 | 1541 | 20 | 4.2491 | 327.3966 | 1213.6034 | 77.05 | Initial Inventory | 39 | Each | 1541 |  | 1541 | 250.35 | 1541 | 1541 | 1541 | 25 | 2.4991 | 3.2491 | 154.05 | 200.28 | 261.92
5 | Transmission and Distribution Plant | 333 | Services | 13260 | 0200245 | 25 | BEECHWOOD | 2015-07-01 | 2015 | 7 | 1541 |  |  | 1541 | 0 | 1541 | 20 | 4.2491 | 327.3966 | 1213.6034 | 77.05 | Initial Inventory | 131 | Each | 1541 |  | 1541 | 250.35 | 1541 | 1541 | 1541 | 25 | 2.4991 | 3.2491 | 154.05 | 200.28 | 261.92
5 | Transmission and Distribution Plant | 333 | Services | 13260 | 0200338 | 19 | BERNARD OAKS | 2015-07-01 | 2015 | 7 | 385.25 |  |  | 385.25 | 0 | 385.25 | 20 | 4.2491 | 81.8491 | 303.4009 | 19.2625 | Initial Inventory | 68 | Each | 385.25 |  | 385.25 | 62.59 | 385.25 | 385.25 | 385.25 | 25 | 2.4991 | 3.2491 | 38.51 | 50.07 | 65.48
5 | Transmission and Distribution Plant | 333 | Services | 13260 | 0200323 | 5 | BLUE SAGE GARDENS | 2015-07-01 | 2015 | 7 | 770.5 |  |  | 770.5 | 0 | 770.5 | 20 | 4.2491 | 163.6983 | 606.8017 | 38.525 | Initial Inventory | 50 | Each | 770.5 |  | 770.5 | 125.17 | 770.5 | 770.5 | 770.5 | 25 | 2.4991 | 3.2491 | 77.02 | 100.14 | 130.96
5 | Transmission and Distribution Plant | 333 | Services | 13260 | 0200325 | 6 | BRANDI ESTATES | 2015-07-01 | 2015 | 7 | 385.25 |  |  | 385.25 | 0 | 385.25 | 20 | 4.2491 | 81.8491 | 303.4009 | 19.2625 | Initial Inventory | 18 | Each | 385.25 |  | 385.25 | 62.59 | 385.25 | 385.25 | 385.25 | 25 | 2.4991 | 3.2491 | 38.51 | 50.07 | 65.48
5 | Transmission and Distribution Plant | 333 | Services | 13260 | 0200410 | 15 | BRIAR MEADOWS | 2015-07-01 | 2015 | 7 | 385.25 |  |  | 385.25 | 0 | 385.25 | 20 | 4.2491 | 81.8491 | 303.4009 | 19.2625 | Initial Inventory | 32 | Each | 385.25 |  | 385.25 | 62.59 | 385.25 | 385.25 | 385.25 | 25 | 2.4991 | 3.2491 | 38.51 | 50.07 | 65.48
5 | Transmission and Distribution Plant | 333 | Services | 13260 | 0200324 | 3 | COLONY COVE | 2015-07-01 | 2015 | 7 | 385.25 |  |  | 385.25 | 0 | 385.25 | 20 | 4.2491 | 81.8491 | 303.4009 | 19.2625 | Initial Inventory | 53 | Each | 385.25 |  | 385.25 | 62.59 | 385.25 | 385.25 | 385.25 | 25 | 2.4991 | 3.2491 | 38.51 | 50.07 | 65.48
5 | Transmission and Distribution Plant | 333 | Services | 13260 | 0200604 | 32 | COLONY TRAILS | 2015-07-01 | 2015 | 7 | 385.25 |  |  | 385.25 | 0 | 385.25 | 20 | 4.2491 | 81.8491 | 303.4009 | 19.2625 | Initial Inventory | 75 | Each | 385.25 |  | 385.25 | 62.59 | 385.25 | 385.25 | 385.25 | 25 | 2.4991 | 3.2491 | 38.51 | 50.07 | 65.48
5 | Transmission and Distribution Plant | 333 | Services | 13260 | 0200275 | 1 | CORONADO | 2015-07-01 | 2015 | 7 | 385.25 |  |  | 385.25 | 0 | 385.25 | 20 | 4.2491 | 81.8491 | 303.4009 | 19.2625 | Initial Inventory | NA |  | 385.25 |  | 385.25 | 62.59 | 385.25 | 385.25 | 385.25 | 25 | 2.4991 | 3.2491 | 38.51 | 50.07 | 65.48
5 | Transmission and Distribution Plant | 333 | Services | 13260 | 0200274 | 2 | COUNTRY ACRES | 2015-07-01 | 2015 | 7 | 385.25 |  |  | 385.25 | 0 | 385.25 | 20 | 4.2491 | 81.8491 | 303.4009 | 19.2625 | Initial Inventory | 90 | Each | 385.25 |  | 385.25 | 62.59 | 385.25 | 385.25 | 385.25 | 25 | 2.4991 | 3.2491 | 38.51 | 50.07 | 65.48
5 | Transmission and Distribution Plant | 333 | Services | 13260 | 0790510 | 38 | CRYSTAL LAKE | 2015-07-01 | 2015 | 7 | 1541 |  |  | 1541 | 0 | 1541 | 20 | 4.2491 | 327.3966 | 1213.6034 | 77.05 | Initial Inventory | 45 | Each | 1541 |  | 1541 | 250.35 | 1541 | 1541 | 1541 | 25 | 2.4991 | 3.2491 | 154.05 | 200.28 | 261.92
5 | Transmission and Distribution Plant | 333 | Services | 13260 | 0200185 | 11 | DEMI JOHN ISLAND | 2015-07-01 | 2015 | 7 | 385.25 |  |  | 385.25 | 0 | 385.25 | 20 | 4.2491 | 81.8491 | 303.4009 | 19.2625 | Initial Inventory | 107 | Each | 385.25 |  | 385.25 | 62.59 | 385.25 | 385.25 | 385.25 | 25 | 2.4991 | 3.2491 | 38.51 | 50.07 | 65.48
5 | Transmission and Distribution Plant | 333 | Services | 13260 | 0200185 | 20 | DEMI JOHN PLACE | 2015-07-01 | 2015 | 7 | 385.25 |  |  | 385.25 | 0 | 385.25 | 20 | 4.2491 | 81.8491 | 303.4009 | 19.2625 | Initial Inventory | 86 | Each | 385.25 |  | 385.25 | 62.59 | 385.25 | 385.25 | 385.25 | 25 | 2.4991 | 3.2491 | 38.51 | 50.07 | 65.48
5 | Transmission and Distribution Plant | 333 | Services | 13260 | 0200339 | 23 | LARKSPUR | 2015-07-01 | 2015 | 7 | 0 |  |  | 0 | 0 | 0 | 20 | 4.2491 | 0 | 0 | 0 | Initial Inventory | 10 | Each | 0 |  | 0 | 0 | 0 | 0 | 0 | 25 | 2.4991 | 3.2491 | 0 | 0 | 0
5 | Transmission and Distribution Plant | 333 | Services | 13260 | 0200506 | 29 | LEE RIDGE | 2015-07-01 | 2015 | 7 | 385.25 |  |  | 385.25 | 0 | 385.25 | 20 | 4.2491 | 81.8491 | 303.4009 | 19.2625 | Initial Inventory | 13 | Each | 385.25 |  | 385.25 | 62.59 | 385.25 | 385.25 | 385.25 | 25 | 2.4991 | 3.2491 | 38.51 | 50.07 | 65.48
5 | Transmission and Distribution Plant | 333 | Services | 13260 | 0200432 | 27 | MARK V | 2015-07-01 | 2015 | 7 | 385.25 |  |  | 385.25 | 0 | 385.25 | 20 | 4.2491 | 81.8491 | 303.4009 | 19.2625 | Initial Inventory | 105 | Each | 385.25 |  | 385.25 | 62.59 | 385.25 | 385.25 | 385.25 | 25 | 2.4991 | 3.2491 | 38.51 | 50.07 | 65.48
5 | Transmission and Distribution Plant | 333 | Services | 13260 | 0200094 | 16 | MOORELAND | 2015-07-01 | 2015 | 7 | 385.25 |  |  | 385.25 | 0 | 385.25 | 20 | 4.2491 | 81.8491 | 303.4009 | 19.2625 | Initial Inventory | 59 | Each | 385.25 |  | 385.25 | 62.59 | 385.25 | 385.25 | 385.25 | 25 | 2.4991 | 3.2491 | 38.51 | 50.07 | 65.48
5 | Transmission and Distribution Plant | 333 | Services | 13260 | 0790425 | 39 | RIVER RANCH/723 | 2015-07-01 | 2015 | 7 | 2064.56 |  |  | 2064.56 | 0 | 2064.56 | 20 | 4.2491 | 438.6307 | 1625.9293 | 103.228 | Initial Inventory | 81 | Each | 2064.56 |  | 2064.56 | 335.4 | 2064.56 | 2064.56 | 2064.56 | 25 | 2.4991 | 3.2491 | 206.39 | 268.32 | 350.9
5 | Transmission and Distribution Plant | 333 | Services | 13260 | 0200058 | 28 | RIVERSIDE ESTATES | 2015-07-01 | 2015 | 7 | 385.25 |  |  | 385.25 | 0 | 385.25 | 20 | 4.2491 | 81.8491 | 303.4009 | 19.2625 | Initial Inventory | 59 | Each | 385.25 |  | 385.25 | 62.59 | 385.25 | 385.25 | 385.25 | 25 | 2.4991 | 3.2491 | 38.51 | 50.07 | 65.48
5 | Transmission and Distribution Plant | 333 | Services | 13260 | 0200346 | 8 | ROSHARON ROAD | 2015-07-01 | 2015 | 7 | 385.25 |  |  | 385.25 | 0 | 385.25 | 20 | 4.2491 | 81.8491 | 303.4009 | 19.2625 | Initial Inventory | 80 | Each | 385.25 |  | 385.25 | 62.59 | 385.25 | 385.25 | 385.25 | 25 | 2.4991 | 3.2491 | 38.51 | 50.07 | 65.48
5 | Transmission and Distribution Plant | 333 | Services | 13260 | 0200460 | 12 | SAN BERNARD | 2015-07-01 | 2015 | 7 | 385.25 |  |  | 385.25 | 0 | 385.25 | 20 | 4.2491 | 81.8491 | 303.4009 | 19.2625 | Initial Inventory | 53 | Each | 385.25 |  | 385.25 | 62.59 | 385.25 | 385.25 | 385.25 | 25 | 2.4991 | 3.2491 | 38.51 | 50.07 | 65.48
5 | Transmission and Distribution Plant | 333 | Services | 13260 | 0200335 | 7 | SANDY MEADOW | 2015-07-01 | 2015 | 7 | 770.5 |  |  | 770.5 | 0 | 770.5 | 20 | 4.2491 | 163.6983 | 606.8017 | 38.525 | Initial Inventory | 67 | Each | 770.5 |  | 770.5 | 125.17 | 770.5 | 770.5 | 770.5 | 25 | 2.4991 | 3.2491 | 77.02 | 100.14 | 130.96
5 | Transmission and Distribution Plant | 333 | Services | 13260 | 0200053 | 18 | SNUG HARBOR | 2015-07-01 | 2015 | 7 | 385.25 |  |  | 385.25 | 0 | 385.25 | 20 | 4.2491 | 81.8491 | 303.4009 | 19.2625 | Initial Inventory | 42 | Each | 385.25 |  | 385.25 | 62.59 | 385.25 | 385.25 | 385.25 | 25 | 2.4991 | 3.2491 | 38.51 | 50.07 | 65.48
5 | Transmission and Distribution Plant | 333 | Services | 13260 | 1610102 | 14 | SPANISH BIT | 2015-07-01 | 2015 | 7 | 385.25 |  |  | 385.25 | 0 | 385.25 | 20 | 4.2491 | 81.8491 | 303.4009 | 19.2625 | Initial Inventory | 30 | Each | 385.25 |  | 385.25 | 62.59 | 385.25 | 385.25 | 385.25 | 25 | 2.4991 | 3.2491 | 38.51 | 50.07 | 65.48
5 | Transmission and Distribution Plant | 333 | Services | 13260 | 0790504 | 36 | TEJAS LAKES | 2015-07-01 | 2015 | 7 | 1926.25 |  |  | 1926.25 | 0 | 1926.25 | 20 | 4.2491 | 409.2457 | 1517.0043 | 96.3125 | Initial Inventory | 28 | Each | 1926.25 |  | 1926.25 | 312.93 | 1926.25 | 1926.25 | 1926.25 | 25 | 2.4991 | 3.2491 | 192.56 | 250.35 | 327.4
5 | Transmission and Distribution Plant | 333 | Services | 13260 | 0200083 | 24 | WILCO | 2015-07-01 | 2015 | 7 | 1155.75 |  |  | 1155.75 | 0 | 1155.75 | 20 | 4.2491 | 245.5474 | 910.2026 | 57.7875 | Initial Inventory | 61 | Each | 1155.75 |  | 1155.75 | 187.76 | 1155.75 | 1155.75 | 1155.75 | 25 | 2.4991 | 3.2491 | 115.54 | 150.21 | 196.44
5 | Transmission and Distribution Plant | 333 | Services | 13260 | 0200370 | 22 | WOLF GLEN | 2015-07-01 | 2015 | 7 | 385.25 |  |  | 385.25 | 0 | 385.25 | 20 | 4.2491 | 81.8491 | 303.4009 | 19.2625 | Initial Inventory | 35 | Each | 385.25 |  | 385.25 | 62.59 | 385.25 | 385.25 | 385.25 | 25 | 2.4991 | 3.2491 | 38.51 | 50.07 | 65.48
5 | Transmission and Distribution Plant | 333 | Services | 13260 | NA | 99 | VARIOUS | 2016-07-01 | 2016 | 7 | 11884.73 |  |  | 11884.73 | 0 | 11884.73 | 20 | 3.2471 | 1929.54 | 9955.19 | 594.2365 | Initial Inventory | NA |  | 11884.73 |  | 11884.73 | 1335.3 | 11884.73 | 11884.73 | 11884.73 | 25 | 1.4971 | 2.2471 | 711.7 | 1068.24 | 1543.63
5 | Transmission and Distribution Plant | 333 | Services | 13260 | 0200410 | 15 | BRIAR MEADOWS | 2017-10-31 | 2017 | 10 | 667.66 |  |  | 667.66 | 0 | 667.66 | 20 | 1.9138 | 63.887 | 603.773 | 33.383 | Service | 1 |  | 667.66 |  | 667.66 | 30.5 | 667.66 | 667.66 | 667.66 | 25 | 0.16376 | 0.91376 | 13.35 | 24.4 | 51.11
5 | Transmission and Distribution Plant | 333 | Services | 13260 | 0200274 | 2 | COUNTRY ACRES | 2017-10-31 | 2017 | 10 | 901.47 |  |  | 901.47 |  | 901.47 | 20 | 1.9138 | 86.2598 | 815.2102 | 45.0735 | Leak Program | NA |  | 901.47 |  | 901.47 | 41.19 | 901.47 | 901.47 | 901.47 | 25 | 0.16376 | 0.91376 | 18.03 | 32.95 | 69.01
5 | Transmission and Distribution Plant | 333 | Services | 13260 | 0200058 | 28 | RIVERSIDE ESTATES | 2017-10-31 | 2017 | 10 | 901.48 |  |  | 901.48 | 0 | 901.48 | 20 | 1.9138 | 86.2607 | 815.2193 | 45.074 | Leak Program | NA |  | 901.48 |  | 901.48 | 41.19 | 901.48 | 901.48 | 901.48 | 25 | 0.16376 | 0.91376 | 18.03 | 32.95 | 69.01
5 | Transmission and Distribution Plant | 333 | Services | 13260 | 0200346 | 8 | ROSHARON ROAD | 2017-10-31 | 2017 | 10 | 508.5 |  |  | 508.5 | 0 | 508.5 | 20 | 1.9138 | 48.6573 | 459.8427 | 25.425 | New Tap | 1 | Each | 508.5 |  | 508.5 | 23.23 | 508.5 | 508.5 | 508.5 | 25 | 0.16376 | 0.91376 | 10.17 | 18.59 | 38.93
5 | Transmission and Distribution Plant | 333 | Services | 13260 | 0200083 | 24 | WILCO | 2017-10-31 | 2017 | 10 | 871.52 |  |  | 871.52 | 0 | 871.52 | 20 | 1.9138 | 83.3939 | 788.1261 | 43.576 | Leak Program | NA |  | 871.52 |  | 871.52 | 39.82 | 871.52 | 871.52 | 871.52 | 25 | 0.16376 | 0.91376 | 17.43 | 31.85 | 66.72
5 | Transmission and Distribution Plant | 333 | Services | 13260 | 0200083 | 24 | WILCO | 2017-10-31 | 2017 | 10 | 456.52 |  |  | 456.52 | 0 | 456.52 | 20 | 1.9138 | 43.6834 | 412.8366 | 22.826 | Leak Program | NA |  | 456.52 |  | 456.52 | 20.86 | 456.52 | 456.52 | 456.52 | 25 | 0.16376 | 0.91376 | 9.13 | 16.69 | 34.95
5 | Transmission and Distribution Plant | 333 | Services | 13260 | 0200358 | 41 | BAYOU COLONY | 2017-11-30 | 2017 | 11 | 660 |  |  | 660 | 0 | 660 | 20 | 1.8316 | 60.4435 | 599.5565 | 33 | New Tap | 1 | Each | 660 |  | 660 | 27.44 | 660 | 660 | 660 | 25 | 0.081622 | 0.83162 | 13.2 | 21.95 | 48.35
5 | Transmission and Distribution Plant | 333 | Services | 13260 | 0790425 | 39 | RIVER RANCH/723 | 2017-11-30 | 2017 | 11 | 687.5 |  |  | 687.5 | 0 | 687.5 | 20 | 1.8316 | 62.962 | 624.538 | 34.375 | Leak Program | NA |  | 687.5 |  | 687.5 | 28.59 | 687.5 | 687.5 | 687.5 | 25 | 0.081622 | 0.83162 | 13.75 | 22.87 | 50.37
5 | Transmission and Distribution Plant | 333 | Services | 13260 | 0790425 | 39 | RIVER RANCH/723 | 2017-11-30 | 2017 | 11 | 687.5 |  |  | 687.5 | 0 | 687.5 | 20 | 1.8316 | 62.962 | 624.538 | 34.375 | Leak Program | NA |  | 687.5 |  | 687.5 | 28.59 | 687.5 | 687.5 | 687.5 | 25 | 0.081622 | 0.83162 | 13.75 | 22.87 | 50.37
5 | Transmission and Distribution Plant | 333 | Services | 13260 | 1610102 | 14 | SPANISH BIT | 2017-11-30 | 2017 | 11 | 742.5 |  |  | 742.5 | 0 | 742.5 | 20 | 1.8316 | 67.999 | 674.501 | 37.125 | Leak Program | NA |  | 742.5 |  | 742.5 | 30.87 | 742.5 | 742.5 | 742.5 | 25 | 0.081622 | 0.83162 | 14.85 | 24.7 | 54.4
5 | Transmission and Distribution Plant | 333 | Services | 13260 | 0200358 | 41 | BAYOU COLONY | 2017-12-31 | 2017 | 12 | 220 |  |  | 220 | 0 | 220 | 20 | 1.7467 | 19.2142 | 200.7858 | 11 | Line and Meter Leak | NA |  | 220 |  | 220 | 8.21 | 220 | 220 | 220 | 25 | -0.0032512 | 0.74675 | 4.4 | 6.57 | 15.37
5 | Transmission and Distribution Plant | 333 | Services | 13260 | 0200323 | 5 | BLUE SAGE GARDENS | 2017-12-31 | 2017 | 12 | 990 |  |  | 990 | 0 | 990 | 20 | 1.7467 | 86.4641 | 903.5359 | 49.5 | New Tap | 1 |  | 990 |  | 990 | 36.96 | 990 | 990 | 990 | 25 | -0.0032512 | 0.74675 | 19.8 | 29.57 | 69.17
5 | Transmission and Distribution Plant | 333 | Services | 13260 | 0790425 | 39 | RIVER RANCH/723 | 2017-12-31 | 2017 | 12 | 660 |  |  | 660 | 0 | 660 | 20 | 1.7467 | 57.6427 | 602.3573 | 33 | Service Line Leak Repair | NA |  | 660 |  | 660 | 24.64 | 660 | 660 | 660 | 25 | -0.0032512 | 0.74675 | 13.2 | 19.71 | 46.11
5 | Transmission and Distribution Plant | 333 | Services | 13260 | 0200335 | 7 | SANDY MEADOW | 2017-12-31 | 2017 | 12 | 660 |  |  | 660 | 0 | 660 | 20 | 1.7467 | 57.6427 | 602.3573 | 33 | Line Leak Repair | NA |  | 660 |  | 660 | 24.64 | 660 | 660 | 660 | 25 | -0.0032512 | 0.74675 | 13.2 | 19.71 | 46.11
5 | Transmission and Distribution Plant | 333 | Services | 13260 | 0790504 | 36 | TEJAS LAKES | 2017-12-31 | 2017 | 12 | 1320 |  |  | 1320 | 0 | 1320 | 20 | 1.7467 | 115.2854 | 1204.7146 | 66 | Tap | 1 | Each | 1320 |  | 1320 | 49.29 | 1320 | 1320 | 1320 | 25 | -0.0032512 | 0.74675 | 26.4 | 39.43 | 92.23
5 | Transmission and Distribution Plant | 333 | Services | 13260 | 0200244 | 13 | ANGLE ACRES | 2018-02-01 | 2018 | 2 | 2226.4 | 477.3 |  | 2703.7 | 0 | 2703.7 | 20 | 1.6591 | 224.2905 | 2479.4095 | 135.185 | Repaired water leak | NA |  |  |  | 2703.7 | 89.11 |  | 2703.7 | 2703.7 | 25 |  | 0.65914 |  | 71.28 | 179.43
5 | Transmission and Distribution Plant | 333 | Services | 13260 | 0200245 | 25 | BEECHWOOD | 2018-02-01 | 2018 | 2 | 757.09 | 162.31 |  | 919.4 | 0 | 919.4 | 20 | 1.6591 | 76.2706 | 843.1294 | 45.97 | Small Line Repair | NA |  |  |  | 919.4 | 30.3 |  | 919.4 | 919.4 | 25 |  | 0.65914 |  | 24.24 | 61.02
5 | Transmission and Distribution Plant | 333 | Services | 13260 | 0200275 | 1 | CORONADO COUNTRY | 2018-02-01 | 2018 | 2 | 927.98 | 198.94 |  | 1126.92 | 0 | 1126.92 | 20 | 1.6591 | 93.4858 | 1033.4342 | 56.346 | Leak Repairs | NA |  |  |  | 1126.92 | 37.14 |  | 1126.92 | 1126.92 | 25 |  | 0.65914 |  | 29.71 | 74.79
5 | Transmission and Distribution Plant | 333 | Services | 13260 | 0200273 | 4 | COUNTRY MEADOWS | 2018-02-01 | 2018 | 2 | 1602.8 | 343.61 |  | 1946.41 | 0 | 1946.41 | 20 | 1.6591 | 161.4681 | 1784.9419 | 97.3205 | Installed Tap | 1 | Each |  |  | 1946.41 | 64.15 |  | 1946.41 | 1946.41 | 25 |  | 0.65914 |  | 51.32 | 129.17
5 | Transmission and Distribution Plant | 333 | Services | 13260 | 0200339 | 23 | LARKSPUR | 2018-02-01 | 2018 | 2 | 252.96 | 54.23 |  | 307.19 | 0 | 307.19 | 20 | 1.6591 | 25.4835 | 281.7065 | 15.3595 | Leak Repair | NA |  |  |  | 307.19 | 10.12 |  | 307.19 | 307.19 | 25 |  | 0.65914 |  | 8.1 | 20.39
5 | Transmission and Distribution Plant | 333 | Services | 13260 | 0200058 | 28 | RIVERSIDE ESTATES | 2018-02-01 | 2018 | 2 | 1242.34 | 266.34 |  | 1508.68 | 0 | 1508.68 | 20 | 1.6591 | 125.1554 | 1383.5246 | 75.434 | Leak Repair | NA |  |  |  | 1508.68 | 49.72 |  | 1508.68 | 1508.68 | 25 |  | 0.65914 |  | 39.78 | 100.12
5 | Transmission and Distribution Plant | 333 | Services | 13260 | 0200058 | 28 | RIVERSIDE ESTATES | 2018-02-01 | 2018 | 2 | 2122.56 | 455.04 |  | 2577.6 | 0 | 2577.6 | 20 | 1.6591 | 213.8297 | 2363.7703 | 128.88 | Install 2" Isolation Valve and Boxes | 1 | Each |  |  | 2577.6 | 84.95 |  | 2577.6 | 2577.6 | 25 |  | 0.65914 |  | 67.96 | 171.06
5 | Transmission and Distribution Plant | 333 | Services | 13260 | 1610102 | 14 | SPANISH BIT | 2018-02-01 | 2018 | 2 | 715.77 | 153.45 |  | 869.22 | 0 | 869.22 | 20 | 1.6591 | 72.1078 | 797.1122 | 43.461 | Replace Service Line | 1 | Each |  |  | 869.22 | 28.65 |  | 869.22 | 869.22 | 25 |  | 0.65914 |  | 22.92 | 57.69
5 | Transmission and Distribution Plant | 333 | Services | 13260 | 0200083 | 24 | WILCO | 2018-02-01 | 2018 | 2 | 365.75 | 78.41 |  | 444.16 | 0 | 444.16 | 20 | 1.6591 | 36.8461 | 407.3139 | 22.208 | Repair Water Leak | NA |  |  |  | 444.16 | 14.64 |  | 444.16 | 444.16 | 25 |  | 0.65914 |  | 11.71 | 29.48
5 | Transmission and Distribution Plant | 333 | Services | 13260 | 0200338 | 19 | BERNARD OAKS | 2018-02-28 | 2018 | 2 | 405.06 | 86.84 |  | 491.9 | 0 | 491.9 | 20 | 1.5852 | 38.9884 | 452.9116 | 24.595 | Repair Leak | NA |  |  |  | 491.9 | 14.39 |  | 491.9 | 491.9 | 25 |  | 0.58522 |  | 11.51 | 31.19
5 | Transmission and Distribution Plant | 333 | Services | 13260 | 0200338 | 19 | BERNARD OAKS | 2018-02-28 | 2018 | 2 | 3166.01 | 678.74 |  | 3844.75 | 0 | 3844.75 | 20 | 1.5852 | 304.7379 | 3540.0121 | 192.2375 | Replaced Section of LIne | NA |  |  |  | 3844.75 | 112.5 |  | 3844.75 | 3844.75 | 25 |  | 0.58522 |  | 90 | 243.79
5 | Transmission and Distribution Plant | 333 | Services | 13260 | 0200275 | 1 | CORONADO COUNTRY | 2018-02-28 | 2018 | 2 | 693.02 | 148.57 |  | 841.59 | 0 | 841.59 | 20 | 1.5852 | 66.7051 | 774.8849 | 42.0795 | Repair Leak | NA |  |  |  | 841.59 | 24.63 |  | 841.59 | 841.59 | 25 |  | 0.58522 |  | 19.7 | 53.36
5 | Transmission and Distribution Plant | 333 | Services | 13260 | 0200185 | 11 | DEMI JOHN ISLAND | 2018-02-28 | 2018 | 2 | 4635.6 | 993.79 |  | 5629.39 | 0 | 5629.39 | 20 | 1.5852 | 446.1898 | 5183.2002 | 281.4695 | Removed Old Section of Pipe, Installed Blow Off Valve and Tapped Main | NA |  |  |  | 5629.39 | 164.72 |  | 5629.39 | 5629.39 | 25 |  | 0.58522 |  | 131.78 | 356.95
5 | Transmission and Distribution Plant | 333 | Services | 13260 | 0790425 | 39 | RIVER RANCH/723 | 2018-02-28 | 2018 | 2 | 798.6 | 171.21 |  | 969.81 | 0 | 969.81 | 20 | 1.5852 | 76.8679 | 892.9421 | 48.4905 | Repair Leak | NA |  |  |  | 969.81 | 28.38 |  | 969.81 | 969.81 | 25 |  | 0.58522 |  | 22.7 | 61.49
5 | Transmission and Distribution Plant | 333 | Services | 13260 | 0200058 | 28 | RIVERSIDE ESTATES | 2018-02-28 | 2018 | 2 | 484.22 | 103.81 |  | 588.03 | 0 | 588.03 | 20 | 1.5852 | 46.6077 | 541.4223 | 29.4015 | Repair Leak | NA |  |  |  | 588.03 | 17.21 |  | 588.03 | 588.03 | 25 |  | 0.58522 |  | 13.76 | 37.29
5 | Transmission and Distribution Plant | 333 | Services | 13260 | 0200058 | 28 | RIVERSIDE ESTATES | 2018-02-28 | 2018 | 2 | 575.15 | 123.3 |  | 698.45 | 0 | 698.45 | 20 | 1.5852 | 55.3597 | 643.0903 | 34.9225 | Repaired Leak | NA |  |  |  | 698.45 | 20.44 |  | 698.45 | 698.45 | 25 |  | 0.58522 |  | 16.35 | 44.29
5 | Transmission and Distribution Plant | 333 | Services | 13260 | 0200244 | 13 | ANGLE ACRES | 2018-05-01 | 2018 | 5 | 105.37 | 22.59 |  | 127.96 | -50.77 | 77.19 | 20 | 1.4155 | 5.463 | 71.727 | 3.8595 | Leak Program | NA |  |  |  | 77.19 | 1.6 |  | 77.19 | 77.19 | 25 |  | 0.41547 |  | 1.28 | 4.37
5 | Transmission and Distribution Plant | 333 | Services | 13260 | 0200244 | 13 | ANGLE ACRES | 2018-05-01 | 2018 | 5 | 1152.25 | 247.02 |  | 1399.27 | -555.21 | 844.06 | 20 | 1.4155 | 59.737 | 784.323 | 42.203 | Leak Program | NA |  |  |  | 844.06 | 17.53 |  | 844.06 | 844.06 | 25 |  | 0.41547 |  | 14.03 | 47.79
5 | Transmission and Distribution Plant | 333 | Services | 13260 | 0200245 | 25 | BEECHWOOD | 2018-05-01 | 2018 | 5 | 275 | 58.96 |  | 333.96 | -132.51 | 201.45 | 20 | 1.4155 | 14.2573 | 187.1927 | 10.0725 | Leak Program | NA |  |  |  | 201.45 | 4.18 |  | 201.45 | 201.45 | 25 |  | 0.41547 |  | 3.35 | 11.41
5 | Transmission and Distribution Plant | 333 | Services | 13260 | 0200245 | 25 | BEECHWOOD | 2018-05-01 | 2018 | 5 | 153.45 | 32.9 |  | 186.35 | -73.94 | 112.41 | 20 | 1.4155 | 7.9556 | 104.4544 | 5.6205 | Leak Program | NA |  |  |  | 112.41 | 2.34 |  | 112.41 | 112.41 | 25 |  | 0.41547 |  | 1.87 | 6.36
5 | Transmission and Distribution Plant | 333 | Services | 13260 | 0200604 | 32 | COLONY TRAILS | 2018-05-01 | 2018 | 5 | 364.64 | 78.17 |  | 442.81 | -175.7 | 267.11 | 20 | 1.4155 | 18.9043 | 248.2057 | 13.3555 | Leak Program | NA |  |  |  | 267.11 | 5.55 |  | 267.11 | 267.11 | 25 |  | 0.41547 |  | 4.44 | 15.12
5 | Transmission and Distribution Plant | 333 | Services | 13260 | 0200185 | 20 | DEMI JOHN PLACE | 2018-05-01 | 2018 | 5 | 1128.38 | 241.91 |  | 1370.29 | -543.71 | 826.58 | 20 | 1.4155 | 58.4999 | 768.0801 | 41.329 | Leak Program | NA |  |  |  | 826.58 | 17.17 |  | 826.58 | 826.58 | 25 |  | 0.41547 |  | 13.74 | 46.8
5 | Transmission and Distribution Plant | 333 | Services | 13260 | 0200432 | 27 | MARK V | 2018-05-01 | 2018 | 5 | 826.52 | 177.19 |  | 1003.71 | -398.26 | 605.45 | 20 | 1.4155 | 42.8498 | 562.6002 | 30.2725 | Leak Program | NA |  |  |  | 605.45 | 12.58 |  | 605.45 | 605.45 | 25 |  | 0.41547 |  | 10.06 | 34.28
5 | Transmission and Distribution Plant | 333 | Services | 13260 | 0200094 | 16 | MOORELAND | 2018-05-01 | 2018 | 5 | 1281.7 | 274.77 |  | 1556.47 | -617.59 | 938.88 | 20 | 1.4155 | 66.4478 | 872.4322 | 46.944 | Leak Program | NA |  |  |  | 938.88 | 19.5 |  | 938.88 | 938.88 | 25 |  | 0.41547 |  | 15.6 | 53.16
5 | Transmission and Distribution Plant | 333 | Services | 13260 | 0200058 | 28 | RIVERSIDE ESTATES | 2018-05-01 | 2018 | 5 | 878.91 | 188.42 |  | 1067.33 | -423.5 | 643.83 | 20 | 1.4155 | 45.5661 | 598.2639 | 32.1915 | Leak Program | NA |  |  |  | 643.83 | 13.37 |  | 643.83 | 643.83 | 25 |  | 0.41547 |  | 10.7 | 36.45
5 | Transmission and Distribution Plant | 333 | Services | 13260 | 0200346 | 8 | ROSHARON ROAD | 2018-05-01 | 2018 | 5 | 71.39 | 15.3 |  | 86.69 | -34.4 | 52.29 | 20 | 1.4155 | 3.7007 | 48.5893 | 2.6145 | Leak Program | NA |  |  |  | 52.29 | 1.09 |  | 52.29 | 52.29 | 25 |  | 0.41547 |  | 0.87 | 2.96
5 | Transmission and Distribution Plant | 333 | Services | 13260 | 0200335 | 7 | SANDY MEADOW | 2018-05-01 | 2018 | 5 | 148.44 | 31.82 |  | 180.26 | -71.53 | 108.73 | 20 | 1.4155 | 7.6952 | 101.0348 | 5.4365 | Leak Program | NA |  |  |  | 108.73 | 2.26 |  | 108.73 | 108.73 | 25 |  | 0.41547 |  | 1.81 | 6.16
5 | Transmission and Distribution Plant | 333 | Services | 13260 | 0200053 | 18 | SNUG HARBOR | 2018-05-01 | 2018 | 5 | 1015.41 | 217.69 |  | 1233.1 | -489.28 | 743.82 | 20 | 1.4155 | 52.6427 | 691.1773 | 37.191 | Leak Program | NA |  |  |  | 743.82 | 15.45 |  | 743.82 | 743.82 | 25 |  | 0.41547 |  | 12.36 | 42.11
5 | Transmission and Distribution Plant | 333 | Services | 13260 | 0200053 | 18 | SNUG HARBOR | 2018-05-01 | 2018 | 5 | 556.73 | 119.35 |  | 676.08 | -268.26 | 407.82 | 20 | 1.4155 | 28.8628 | 378.9572 | 20.391 | Leak Program | NA |  |  |  | 407.82 | 8.47 |  | 407.82 | 407.82 | 25 |  | 0.41547 |  | 6.78 | 23.09
5 | Transmission and Distribution Plant | 333 | Services | 13260 | 0200338 | 19 | BERNARD OAKS | 2018-05-31 | 2018 | 5 | 333.52 | 71.5 |  | 405.02 | -160.71 | 244.31 | 20 | 1.3333 | 16.2873 | 228.0227 | 12.2155 | Service Line Repair | NA |  |  |  | 244.31 | 4.07 |  | 244.31 | 244.31 | 25 |  | 0.33333 |  | 3.26 | 13.03
5 | Transmission and Distribution Plant | 333 | Services | 13260 | 0200338 | 19 | BERNARD OAKS | 2018-05-31 | 2018 | 5 | 390.15 | 83.64 |  | 473.79 | -187.99 | 285.8 | 20 | 1.3333 | 19.0533 | 266.7467 | 14.29 | Service Line Leak | NA |  |  |  | 285.8 | 4.76 |  | 285.8 | 285.8 | 25 |  | 0.33333 |  | 3.81 | 15.24
5 | Transmission and Distribution Plant | 333 | Services | 13260 | 0200338 | 19 | BERNARD OAKS | 2018-05-31 | 2018 | 5 | 390.15 | 83.64 |  | 473.79 | -187.99 | 285.8 | 20 | 1.3333 | 19.0533 | 266.7467 | 14.29 | Replace Service Line | NA |  |  |  | 285.8 | 4.76 |  | 285.8 | 285.8 | 25 |  | 0.33333 |  | 3.81 | 15.24
5 | Transmission and Distribution Plant | 333 | Services | 13260 | 0200274 | 2 | COUNTRY ACRES | 2018-05-31 | 2018 | 5 | 410.2 | 87.94 |  | 498.14 | -197.66 | 300.48 | 20 | 1.3333 | 20.032 | 280.448 | 15.024 | Replaced Service Line | NA |  |  |  | 300.48 | 5.01 |  | 300.48 | 300.48 | 25 |  | 0.33333 |  | 4.01 | 16.03
5 | Transmission and Distribution Plant | 333 | Services | 13260 | 0200274 | 2 | COUNTRY ACRES | 2018-05-31 | 2018 | 5 | 227.15 | 48.7 |  | 275.85 | -109.45 | 166.4 | 20 | 1.3333 | 11.0933 | 155.3067 | 8.32 | Meter Box Leak | NA |  |  |  | 166.4 | 2.77 |  | 166.4 | 166.4 | 25 |  | 0.33333 |  | 2.22 | 8.87
5 | Transmission and Distribution Plant | 333 | Services | 13260 | 0200185 | 11 | DEMI JOHN ISLAND | 2018-05-31 | 2018 | 5 | 596.4 | 127.86 |  | 724.26 | -287.38 | 436.88 | 20 | 1.3333 | 29.1253 | 407.7547 | 21.844 | Leak Repair on Service Line | NA |  |  |  | 436.88 | 7.28 |  | 436.88 | 436.88 | 25 |  | 0.33333 |  | 5.83 | 23.3
5 | Transmission and Distribution Plant | 333 | Services | 13260 | 0790425 | 39 | RIVER RANCH/723 | 2018-05-31 | 2018 | 5 | 678.66 | 145.49 |  | 824.15 | -327.01 | 497.14 | 20 | 1.3333 | 33.1427 | 463.9973 | 24.857 | Replace Service Line | NA |  |  |  | 497.14 | 8.29 |  | 497.14 | 497.14 | 25 |  | 0.33333 |  | 6.63 | 26.51
5 | Transmission and Distribution Plant | 333 | Services | 13260 | 0200058 | 28 | RIVERSIDE ESTATES | 2018-05-31 | 2018 | 5 | 717.7 | 153.86 |  | 871.56 | -345.82 | 525.74 | 20 | 1.3333 | 35.0493 | 490.6907 | 26.287 | Service Line Repair | NA |  |  |  | 525.74 | 8.76 |  | 525.74 | 525.74 | 25 |  | 0.33333 |  | 7.01 | 28.04
5 | Transmission and Distribution Plant | 333 | Services | 13260 | 0200273 | 4 | COUNTRY MEADOWS | 2018-06-08 | 2018 | 6 | 89.79 | 19.25 |  | 109.04 | -56.3258 | 52.7142 | 20 | 1.3114 | 3.4566 | 49.2577 | 2.6357 | Parts for Tap Installation | 1 | Each |  |  | 52.7142 | 0.82 |  | 52.7142 | 52.7142 | 25 |  | 0.31143 |  | 0.66 | 2.77
5 | Transmission and Distribution Plant | 333 | Services | 13260 | 0200273 | 4 | COUNTRY MEADOWS | 2018-06-13 | 2018 | 6 | 60.46 | 12.96 |  | 73.42 | -37.9269 | 35.4931 | 20 | 1.2977 | 2.303 | 33.19 | 1.7747 | Parts for Tap | NA |  |  |  | 35.4931 | 0.53 |  | 35.4931 | 35.4931 | 25 |  | 0.29774 |  | 0.42 | 1.84
5 | Transmission and Distribution Plant | 333 | Services | 13260 | 0200058 | 28 | RIVERSIDE ESTATES | 2018-06-15 | 2018 | 6 | 124.17 | 26.62 |  | 150.79 | -77.8926 | 72.8974 | 20 | 1.2923 | 4.7101 | 68.1873 | 3.6449 | Materials for Tap | 1 | Each |  |  | 72.8974 | 1.07 |  | 72.8974 | 72.8974 | 25 |  | 0.29227 |  | 0.85 | 3.77
5 | Transmission and Distribution Plant | 333 | Services | 13260 | 0200338 | 19 | BERNARD OAKS | 2018-06-30 | 2018 | 6 | 1371.9 | 294.11 |  | 1666.01 | -860.6008 | 805.4092 | 20 | 1.2512 | 50.3863 | 755.0229 | 40.2705 | Repaired Leak | NA |  |  |  | 805.4092 | 10.12 |  | 805.4092 | 805.4092 | 25 |  | 0.2512 |  | 8.09 | 40.31
5 | Transmission and Distribution Plant | 333 | Services | 13260 | 0200273 | 4 | COUNTRY MEADOWS | 2018-06-30 | 2018 | 6 | 1369.21 | 293.54 |  | 1662.75 | -858.9134 | 803.8366 | 20 | 1.2512 | 50.2879 | 753.5487 | 40.1918 | Installed Tap | 1 | Each |  |  | 803.8366 | 10.1 |  | 803.8366 | 803.8366 | 25 |  | 0.2512 |  | 8.08 | 40.23
5 | Transmission and Distribution Plant | 333 | Services | 13260 | 0200058 | 28 | RIVERSIDE ESTATES | 2018-06-30 | 2018 | 6 | 295.74 | 63.4 |  | 359.14 | -185.5194 | 173.6206 | 20 | 1.2512 | 10.8617 | 162.7589 | 8.681 | Repaired Leak | NA |  |  |  | 173.6206 | 2.18 |  | 173.6206 | 173.6206 | 25 |  | 0.2512 |  | 1.74 | 8.69
5 | Transmission and Distribution Plant | 333 | Services | 13260 | 0200058 | 28 | RIVERSIDE ESTATES | 2018-06-30 | 2018 | 6 | 1272.47 | 272.8 |  | 1545.27 | -798.2278 | 747.0422 | 20 | 1.2512 | 46.7349 | 700.3073 | 37.3521 | Installed Tap | 1 | Each |  |  | 747.0422 | 9.38 |  | 747.0422 | 747.0422 | 25 |  | 0.2512 |  | 7.51 | 37.39
5 | Transmission and Distribution Plant | 333 | Services | 13260 | 0200110, 0200108 | 17 | RYAN LONG | 2018-06-30 | 2018 | 6 | 2390.53 | 512.49 |  | 2903.02 | -1499.5933 | 1403.4267 | 20 | 1.2512 | 87.7982 | 1315.6285 | 70.1713 | Repaired Leak | NA |  |  |  | 1403.4267 | 17.63 |  | 1403.4267 | 1403.4267 | 25 |  | 0.2512 |  | 14.1 | 70.24
5 | Transmission and Distribution Plant | 333 | Services | 13260 | 0200338 | 19 | BERNARD OAKS | 2018-07-01 | 2018 | 7 | 2725.28 | 584.25 |  | 3309.53 | 0 | 3309.53 | 20 | 1.2485 | 206.5908 | 3102.9392 | 165.4765 | Leak Repair | NA |  |  |  | 3309.53 | 41.11 |  | 3309.53 | 3309.53 | 25 |  | 0.24846 |  | 32.89 | 165.27
5 | Transmission and Distribution Plant | 333 | Services | 13260 | 0200338 | 19 | BERNARD OAKS | 2018-07-01 | 2018 | 7 | 564.69 | 121.06 |  | 685.75 | 0 | 685.75 | 20 | 1.2485 | 42.8066 | 642.9434 | 34.2875 | Tap | 1 | Each |  |  | 685.75 | 8.52 |  | 685.75 | 685.75 | 25 |  | 0.24846 |  | 6.82 | 34.25
5 | Transmission and Distribution Plant | 333 | Services | 13260 | 0200325 | 6 | BRANDI ESTATES | 2018-07-01 | 2018 | 7 | 206.44 | 44.26 |  | 250.7 | 0 | 250.7 | 20 | 1.2485 | 15.6494 | 235.0506 | 12.535 | Leak Repair | NA |  |  |  | 250.7 | 3.11 |  | 250.7 | 250.7 | 25 |  | 0.24846 |  | 2.49 | 12.52
5 | Transmission and Distribution Plant | 333 | Services | 13260 | 0200324 | 3 | COLONY COVE | 2018-07-01 | 2018 | 7 | 1032.82 | 221.42 |  | 1254.24 | 0 | 1254.24 | 20 | 1.2485 | 78.2934 | 1175.9466 | 62.712 | Leak Repair | NA |  |  |  | 1254.24 | 15.58 |  | 1254.24 | 1254.24 | 25 |  | 0.24846 |  | 12.47 | 62.63
5 | Transmission and Distribution Plant | 333 | Services | 13260 | 0200604 | 32 | COLONY TRAILS | 2018-07-01 | 2018 | 7 | 61.05 | 13.09 |  | 74.14 | 0 | 74.14 | 20 | 1.2485 | 4.628 | 69.512 | 3.707 | Leak Repair | NA |  |  |  | 74.14 | 0.92 |  | 74.14 | 74.14 | 25 |  | 0.24846 |  | 0.74 | 3.7
5 | Transmission and Distribution Plant | 333 | Services | 13260 | 0200604 | 32 | COLONY TRAILS | 2018-07-01 | 2018 | 7 | 244.23 | 52.36 |  | 296.59 | 0 | 296.59 | 20 | 1.2485 | 18.514 | 278.076 | 14.8295 | Leak Repair | NA |  |  |  | 296.59 | 3.68 |  | 296.59 | 296.59 | 25 |  | 0.24846 |  | 2.95 | 14.81
5 | Transmission and Distribution Plant | 333 | Services | 13260 | 0200275 | 1 | CORONADO COUNTRY | 2018-07-01 | 2018 | 7 | 357.53 | 76.65 |  | 434.18 | 0 | 434.18 | 20 | 1.2485 | 27.1028 | 407.0772 | 21.709 | Leak Repair | NA |  |  |  | 434.18 | 5.39 |  | 434.18 | 434.18 | 25 |  | 0.24846 |  | 4.32 | 21.68
5 | Transmission and Distribution Plant | 333 | Services | 13260 | 0200185 | 11 | DEMI JOHN ISLAND | 2018-07-01 | 2018 | 7 | 3201.77 | 686.4 |  | 3888.17 | 0 | 3888.17 | 20 | 1.2485 | 242.7112 | 3645.4588 | 194.4085 | Valve Repair | NA |  |  |  | 3888.17 | 48.3 |  | 3888.17 | 3888.17 | 25 |  | 0.24846 |  | 38.64 | 194.17
5 | Transmission and Distribution Plant | 333 | Services | 13260 | 0200185 | 11 | DEMI JOHN ISLAND | 2018-07-01 | 2018 | 7 | 2643.08 | 566.63 |  | 3209.71 | 0 | 3209.71 | 20 | 1.2485 | 200.3597 | 3009.3503 | 160.4855 | Leak Repair | NA |  |  |  | 3209.71 | 39.87 |  | 3209.71 | 3209.71 | 25 |  | 0.24846 |  | 31.9 | 160.29
5 | Transmission and Distribution Plant | 333 | Services | 13260 | 0200185 | 11 | DEMI JOHN ISLAND | 2018-07-01 | 2018 | 7 | 451.41 | 96.77 |  | 548.18 | 0 | 548.18 | 20 | 1.2485 | 34.219 | 513.961 | 27.409 | Leak Repair | NA |  |  |  | 548.18 | 6.81 |  | 548.18 | 548.18 | 25 |  | 0.24846 |  | 5.45 | 27.38
5 | Transmission and Distribution Plant | 333 | Services | 13260 | 0200185 | 11 | DEMI JOHN ISLAND | 2018-07-01 | 2018 | 7 | 500.27 | 107.25 |  | 607.52 | 0 | 607.52 | 20 | 1.2485 | 37.9232 | 569.5968 | 30.376 | Leak Repair | NA |  |  |  | 607.52 | 7.55 |  | 607.52 | 607.52 | 25 |  | 0.24846 |  | 6.04 | 30.34
5 | Transmission and Distribution Plant | 333 | Services | 13260 | 0200339 | 23 | LARKSPUR | 2018-07-01 | 2018 | 7 | 309.62 | 66.38 |  | 376 | 0 | 376 | 20 | 1.2485 | 23.471 | 352.529 | 18.8 | Leak Repair | NA |  |  |  | 376 | 4.67 |  | 376 | 376 | 25 |  | 0.24846 |  | 3.74 | 18.78
5 | Transmission and Distribution Plant | 333 | Services | 13260 | 0200506 | 29 | LEE RIDGE | 2018-07-01 | 2018 | 7 | 533.73 | 114.42 |  | 648.15 | 0 | 648.15 | 20 | 1.2485 | 40.4595 | 607.6905 | 32.4075 | Leak Repair | NA |  |  |  | 648.15 | 8.05 |  | 648.15 | 648.15 | 25 |  | 0.24846 |  | 6.44 | 32.37
5 | Transmission and Distribution Plant | 333 | Services | 13260 | 0200432 | 27 | MARK V | 2018-07-01 | 2018 | 7 | 671.66 | 143.99 |  | 815.65 | 0 | 815.65 | 20 | 1.2485 | 50.9153 | 764.7347 | 40.7825 | Leak Repairs | NA |  |  |  | 815.65 | 10.13 |  | 815.65 | 815.65 | 25 |  | 0.24846 |  | 8.11 | 40.73
5 | Transmission and Distribution Plant | 333 | Services | 13260 | 0200432 | 27 | MARK V | 2018-07-01 | 2018 | 7 | 746.55 | 160.05 |  | 906.6 | 0 | 906.6 | 20 | 1.2485 | 56.5927 | 850.0073 | 45.33 | Leak Repair | NA |  |  |  | 906.6 | 11.26 |  | 906.6 | 906.6 | 25 |  | 0.24846 |  | 9.01 | 45.27
5 | Transmission and Distribution Plant | 333 | Services | 13260 | 0200058 | 28 | RIVERSIDE ESTATES | 2018-07-01 | 2018 | 7 | 471.11 | 101 |  | 572.11 | 0 | 572.11 | 20 | 1.2485 | 35.7128 | 536.3972 | 28.6055 | Leak Repair | NA |  |  |  | 572.11 | 7.11 |  | 572.11 | 572.11 | 25 |  | 0.24846 |  | 5.69 | 28.57
5 | Transmission and Distribution Plant | 333 | Services | 13260 | 0200058 | 28 | RIVERSIDE ESTATES | 2018-07-01 | 2018 | 7 | 512.36 | 109.84 |  | 622.2 | 0 | 622.2 | 20 | 1.2485 | 38.8396 | 583.3604 | 31.11 | Leak Repair | NA |  |  |  | 622.2 | 7.73 |  | 622.2 | 622.2 | 25 |  | 0.24846 |  | 6.18 | 31.07
5 | Transmission and Distribution Plant | 333 | Services | 13260 | 0200346 | 8 | ROSHARON ROAD | 2018-07-01 | 2018 | 7 | 22.99 | 4.93 |  | 27.92 | 0 | 27.92 | 20 | 1.2485 | 1.7429 | 26.1771 | 1.396 | Leak Repair - 591 Ave A (Rosharon Rd) | NA |  |  |  | 27.92 | 0.35 |  | 27.92 | 27.92 | 25 |  | 0.24846 |  | 0.28 | 1.39
5 | Transmission and Distribution Plant | 333 | Services | 13260 | 0200110, 0200108 | 17 | RYAN LONG | 2018-07-01 | 2018 | 7 | 574.19 | 123.1 |  | 697.29 | 0 | 697.29 | 20 | 1.2485 | 43.5269 | 653.7631 | 34.8645 | Leak Repair | NA |  |  |  | 697.29 | 8.66 |  | 697.29 | 697.29 | 25 |  | 0.24846 |  | 6.93 | 34.82
5 | Transmission and Distribution Plant | 333 | Services | 13260 | 0200460 | 12 | SAN BERNARD | 2018-07-01 | 2018 | 7 | 1479.67 | 317.22 |  | 1796.89 | 0 | 1796.89 | 20 | 1.2485 | 112.1673 | 1684.7227 | 89.8445 | Flush valve | 1 | Each |  |  | 1796.89 | 22.32 |  | 1796.89 | 1796.89 | 25 |  | 0.24846 |  | 17.86 | 89.73
5 | Transmission and Distribution Plant | 333 | Services | 13260 | 0200460 | 12 | SAN BERNARD | 2018-07-01 | 2018 | 7 | 732.88 | 157.12 |  | 890 | 0 | 890 | 20 | 1.2485 | 55.5565 | 834.4435 | 44.5 | Leak Repair | NA |  |  |  | 890 | 11.06 |  | 890 | 890 | 25 |  | 0.24846 |  | 8.85 | 44.45
5 | Transmission and Distribution Plant | 333 | Services | 13260 | 0200335 | 7 | SANDY MEADOW | 2018-07-01 | 2018 | 7 | 1376.81 | 295.16 |  | 1671.97 | 0 | 1671.97 | 20 | 1.2485 | 104.3694 | 1567.6006 | 83.5985 | Leak Repair | NA |  |  |  | 1671.97 | 20.77 |  | 1671.97 | 1671.97 | 25 |  | 0.24846 |  | 16.62 | 83.5
5 | Transmission and Distribution Plant | 333 | Services | 13260 | 0200053 | 18 | SNUG HARBOR | 2018-07-01 | 2018 | 7 | 877.78 | 188.18 |  | 1065.96 | 0 | 1065.96 | 20 | 1.2485 | 66.5404 | 999.4196 | 53.298 | Leak Repair | NA |  |  |  | 1065.96 | 13.24 |  | 1065.96 | 1065.96 | 25 |  | 0.24846 |  | 10.59 | 53.23
5 | Transmission and Distribution Plant | 333 | Services | 13260 | 0790504 | 36 | TEJAS LAKES | 2018-07-01 | 2018 | 7 | 152.61 | 32.72 |  | 185.33 | 0 | 185.33 | 20 | 1.2485 | 11.5689 | 173.7611 | 9.2665 | Leak Repair at Distribution Point (Tejas Lakes) | NA |  |  |  | 185.33 | 2.3 |  | 185.33 | 185.33 | 25 |  | 0.24846 |  | 1.84 | 9.26
5 | Transmission and Distribution Plant | 333 | Services | 13260 | 0200358 | 41 | BAYOU COLONY | 2018-08-01 | 2018 | 8 | 1830.35 | 392.4 |  | 2222.75 | 0 | 2222.75 | 20 | 1.1636 | 129.3181 | 2093.4319 | 111.1375 | New Service Connection | 1 | Each |  |  | 2222.75 | 18.18 |  | 2222.75 | 2222.75 | 25 |  | 0.16359 |  | 14.54 | 103.45
5 | Transmission and Distribution Plant | 333 | Services | 13260 | 0200245 | 25 | BEECHWOOD | 2018-08-01 | 2018 | 8 | 192.41 | 41.25 |  | 233.66 | 0 | 233.66 | 20 | 1.1636 | 13.5942 | 220.0658 | 11.683 | Leak Repair | NA |  |  |  | 233.66 | 1.91 |  | 233.66 | 233.66 | 25 |  | 0.16359 |  | 1.53 | 10.88
5 | Transmission and Distribution Plant | 333 | Services | 13260 | 0200324 | 3 | COLONY COVE | 2018-08-01 | 2018 | 8 | 139.7 | 29.95 |  | 169.65 | 0 | 169.65 | 20 | 1.1636 | 9.8701 | 159.7799 | 8.4825 | Leak Repair | NA |  |  |  | 169.65 | 1.39 |  | 169.65 | 169.65 | 25 |  | 0.16359 |  | 1.11 | 7.9
5 | Transmission and Distribution Plant | 333 | Services | 13260 | 0200604 | 32 | COLONY TRAILS | 2018-08-01 | 2018 | 8 | 21.78 | 4.67 |  | 26.45 | 0 | 26.45 | 20 | 1.1636 | 1.5388 | 24.9112 | 1.3225 | Leak Repair | NA |  |  |  | 26.45 | 0.22 |  | 26.45 | 26.45 | 25 |  | 0.16359 |  | 0.17 | 1.23
5 | Transmission and Distribution Plant | 333 | Services | 13260 | 0200275 | 1 | CORONADO COUNTRY | 2018-08-01 | 2018 | 8 | 1907.92 | 409.03 |  | 2316.95 | 0 | 2316.95 | 20 | 1.1636 | 134.7986 | 2182.1514 | 115.8475 | Leak Repairs | NA |  |  |  | 2316.95 | 18.95 |  | 2316.95 | 2316.95 | 25 |  | 0.16359 |  | 15.16 | 107.84
5 | Transmission and Distribution Plant | 333 | Services | 13260 | 0200185 | 20 | DEMI JOHN PLACE | 2018-08-01 | 2018 | 8 | 37.26 | 7.99 |  | 45.25 | 0 | 45.25 | 20 | 1.1636 | 2.6326 | 42.6174 | 2.2625 | Parts for Water Break | NA |  |  |  | 45.25 | 0.37 |  | 45.25 | 45.25 | 25 |  | 0.16359 |  | 0.3 | 2.11
5 | Transmission and Distribution Plant | 333 | Services | 13260 | 0200185 | 20 | DEMI JOHN PLACE | 2018-08-01 | 2018 | 8 | 3344.38 | 716.98 |  | 4061.36 | 0 | 4061.36 | 20 | 1.1636 | 236.2872 | 3825.0728 | 203.068 | New Meter and Tap | 1 | Each |  |  | 4061.36 | 33.22 |  | 4061.36 | 4061.36 | 25 |  | 0.16359 |  | 26.58 | 189.03
5 | Transmission and Distribution Plant | 333 | Services | 13260 | 0200432 | 27 | MARK V | 2018-08-01 | 2018 | 8 | 1120.11 | 240.13 |  | 1360.24 | 0 | 1360.24 | 20 | 1.1636 | 79.1379 | 1281.1021 | 68.012 | Leak Repair | NA |  |  |  | 1360.24 | 11.13 |  | 1360.24 | 1360.24 | 25 |  | 0.16359 |  | 8.9 | 63.31
5 | Transmission and Distribution Plant | 333 | Services | 13260 | 0200094 | 16 | MOORELAND | 2018-08-01 | 2018 | 8 | 1614.68 | 346.16 |  | 1960.84 | 0 | 1960.84 | 20 | 1.1636 | 114.0804 | 1846.7596 | 98.042 | Leak Repair | NA |  |  |  | 1960.84 | 16.04 |  | 1960.84 | 1960.84 | 25 |  | 0.16359 |  | 12.83 | 91.26
5 | Transmission and Distribution Plant | 333 | Services | 13260 | 0790425 | 39 | RIVER RANCH/723 | 2018-08-01 | 2018 | 8 | 737.88 | 158.19 |  | 896.07 | 0 | 896.07 | 20 | 1.1636 | 52.1328 | 843.9372 | 44.8035 | Leak Repair | NA |  |  |  | 896.07 | 7.33 |  | 896.07 | 896.07 | 25 |  | 0.16359 |  | 5.86 | 41.71
5 | Transmission and Distribution Plant | 333 | Services | 13260 | 0790425 | 39 | RIVER RANCH/723 | 2018-08-01 | 2018 | 8 | 244.75 | 52.47 |  | 297.22 | 0 | 297.22 | 20 | 1.1636 | 17.2921 | 279.9279 | 14.861 | Leak Repair | NA |  |  |  | 297.22 | 2.43 |  | 297.22 | 297.22 | 25 |  | 0.16359 |  | 1.94 | 13.83
5 | Transmission and Distribution Plant | 333 | Services | 13260 | 0200346 | 8 | ROSHARON ROAD | 2018-08-01 | 2018 | 8 | 1454.04 | 311.72 |  | 1765.76 | 0 | 1765.76 | 20 | 1.1636 | 102.7307 | 1663.0293 | 88.288 | Leak Repair | NA |  |  |  | 1765.76 | 14.44 |  | 1765.76 | 1765.76 | 25 |  | 0.16359 |  | 11.55 | 82.18
5 | Transmission and Distribution Plant | 333 | Services | 13260 | 0200460 | 12 | SAN BERNARD | 2018-08-01 | 2018 | 8 | 1087.92 | 233.23 |  | 1321.15 | 0 | 1321.15 | 20 | 1.1636 | 76.8636 | 1244.2864 | 66.0575 | Taps | 1 | Each |  |  | 1321.15 | 10.81 |  | 1321.15 | 1321.15 | 25 |  | 0.16359 |  | 8.64 | 61.49
5 | Transmission and Distribution Plant | 333 | Services | 13260 | 1610102 | 14 | SPANISH BIT | 2018-08-01 | 2018 | 8 | 1594.98 | 341.94 |  | 1936.92 | 0 | 1936.92 | 20 | 1.1636 | 112.6887 | 1824.2313 | 96.846 | Leak Repair | NA |  |  |  | 1936.92 | 15.84 |  | 1936.92 | 1936.92 | 25 |  | 0.16359 |  | 12.67 | 90.15
5 | Transmission and Distribution Plant | 333 | Services | 13260 | 1610102 | 14 | SPANISH BIT | 2018-08-01 | 2018 | 8 | 1592.91 | 341.49 |  | 1934.4 | 0 | 1934.4 | 20 | 1.1636 | 112.5421 | 1821.8579 | 96.72 | Leak Repair | NA |  |  |  | 1934.4 | 15.82 |  | 1934.4 | 1934.4 | 25 |  | 0.16359 |  | 12.66 | 90.03
5 | Transmission and Distribution Plant | 333 | Services | 13260 | 0790504 | 36 | TEJAS LAKES | 2018-08-01 | 2018 | 8 | 493.11 | 105.71 |  | 598.82 | 0 | 598.82 | 20 | 1.1636 | 34.8389 | 563.9811 | 29.941 | Leak Repairs | NA |  |  |  | 598.82 | 4.9 |  | 598.82 | 598.82 | 25 |  | 0.16359 |  | 3.92 | 27.87
5 | Transmission and Distribution Plant | 333 | Services | 13260 | 0790504 | 36 | TEJAS LAKES | 2018-08-01 | 2018 | 8 | 700.23 | 150.12 |  | 850.35 | 0 | 850.35 | 20 | 1.1636 | 49.4728 | 800.8772 | 42.5175 | Leak Repair | NA |  |  |  | 850.35 | 6.96 |  | 850.35 | 850.35 | 25 |  | 0.16359 |  | 5.56 | 39.58
5 | Transmission and Distribution Plant | 333 | Services | 13260 | 0790504 | 36 | TEJAS LAKES | 2018-08-01 | 2018 | 8 | 419.57 | 89.95 |  | 509.52 | 0 | 509.52 | 20 | 1.1636 | 29.6435 | 479.8765 | 25.476 | Leak Repair | NA |  |  |  | 509.52 | 4.17 |  | 509.52 | 509.52 | 25 |  | 0.16359 |  | 3.33 | 23.71
5 | Transmission and Distribution Plant | 333 | Services | 13260 | 0200083 | 24 | WILCO | 2018-08-01 | 2018 | 8 | 415 | 88.97 |  | 503.97 | 0 | 503.97 | 20 | 1.1636 | 29.3206 | 474.6494 | 25.1985 | Leak Repair | NA |  |  |  | 503.97 | 4.12 |  | 503.97 | 503.97 | 25 |  | 0.16359 |  | 3.3 | 23.46
5 | Transmission and Distribution Plant | 333 | Services | 13260 | 0200083 | 24 | WILCO | 2018-08-01 | 2018 | 8 | 1493.66 | 320.22 |  | 1813.88 | 0 | 1813.88 | 20 | 1.1636 | 105.5303 | 1708.3497 | 90.694 | Leak Repair | NA |  |  |  | 1813.88 | 14.84 |  | 1813.88 | 1813.88 | 25 |  | 0.16359 |  | 11.87 | 84.42
5 | Transmission and Distribution Plant | 333 | Services | 13260 | 0200370 | 22 | WOLF GLEN | 2018-08-01 | 2018 | 8 | 837.65 | 179.58 |  | 1017.23 | 0 | 1017.23 | 20 | 1.1636 | 59.1818 | 958.0482 | 50.8615 | Leak Repair | NA |  |  |  | 1017.23 | 8.32 |  | 1017.23 | 1017.23 | 25 |  | 0.16359 |  | 6.66 | 47.35
5 | Transmission and Distribution Plant | 333 | Services | 13260 | 0200370 | 22 | WOLF GLEN | 2018-08-01 | 2018 | 8 | 21.78 | 4.67 |  | 26.45 | 0 | 26.45 | 20 | 1.1636 | 1.5388 | 24.9112 | 1.3225 | Leak Repair | NA |  |  |  | 26.45 | 0.22 |  | 26.45 | 26.45 | 25 |  | 0.16359 |  | 0.17 | 1.23
5 | Transmission and Distribution Plant | 333 | Services | 13260 | 0200244 | 13 | ANGLE ACRES | 2018-08-31 | 2018 | 8 | 16.5 | 3.54 |  | 20.04 | 0 | 20.04 | 20 | 1.0815 | 1.0836 | 18.9564 | 1.002 | Leak Repair | NA |  |  |  | 20.04 | 0.08 |  | 20.04 | 20.04 | 25 |  | 0.081451 |  | 0.07 | 0.87
5 | Transmission and Distribution Plant | 333 | Services | 13260 | 0200338 | 19 | BERNARD OAKS | 2018-08-31 | 2018 | 8 | 422.72 | 90.62 |  | 513.34 | 0 | 513.34 | 20 | 1.0815 | 27.7576 | 485.5824 | 25.667 | Leak Repair | NA |  |  |  | 513.34 | 2.09 |  | 513.34 | 513.34 | 25 |  | 0.081451 |  | 1.67 | 22.21
5 | Transmission and Distribution Plant | 333 | Services | 13260 | 0200338 | 19 | BERNARD OAKS | 2018-08-31 | 2018 | 8 | 154.59 | 33.14 |  | 187.73 | 0 | 187.73 | 20 | 1.0815 | 10.151 | 177.579 | 9.3865 | Leak Repair | NA |  |  |  | 187.73 | 0.76 |  | 187.73 | 187.73 | 25 |  | 0.081451 |  | 0.61 | 8.12
5 | Transmission and Distribution Plant | 333 | Services | 13260 | 0200323 | 5 | BLUE SAGE GARDENS | 2018-08-31 | 2018 | 8 | 201.14 | 43.12 |  | 244.26 | 0 | 244.26 | 20 | 1.0815 | 13.2078 | 231.0522 | 12.213 | Leak Repair | NA |  |  |  | 244.26 | 0.99 |  | 244.26 | 244.26 | 25 |  | 0.081451 |  | 0.8 | 10.57
5 | Transmission and Distribution Plant | 333 | Services | 13260 | 0200325 | 6 | BRANDI ESTATES | 2018-08-31 | 2018 | 8 | 346.15 | 74.21 |  | 420.36 | 0 | 420.36 | 20 | 1.0815 | 22.7299 | 397.6301 | 21.018 | Sample Tap on Distribution side of HPT | NA |  |  |  | 420.36 | 1.71 |  | 420.36 | 420.36 | 25 |  | 0.081451 |  | 1.37 | 18.18
5 | Transmission and Distribution Plant | 333 | Services | 13260 | 0200410 | 15 | BRIAR MEADOWS | 2018-08-31 | 2018 | 8 | 683.32 | 146.49 |  | 829.81 | 0 | 829.81 | 20 | 1.0815 | 44.8699 | 784.9401 | 41.4905 | Leak Repair | NA |  |  |  | 829.81 | 3.38 |  | 829.81 | 829.81 | 25 |  | 0.081451 |  | 2.7 | 35.9
5 | Transmission and Distribution Plant | 333 | Services | 13260 | 0200274 | 2 | COUNTRY ACRES | 2018-08-31 | 2018 | 8 | 1363.97 | 292.41 |  | 1656.38 | 0 | 1656.38 | 20 | 1.0815 | 89.5647 | 1566.8153 | 82.819 | Leak Repair | NA |  |  |  | 1656.38 | 6.75 |  | 1656.38 | 1656.38 | 25 |  | 0.081451 |  | 5.4 | 71.65
5 | Transmission and Distribution Plant | 333 | Services | 13260 | 0200185 | 11 | DEMI JOHN ISLAND | 2018-08-31 | 2018 | 8 | 960.19 | 205.85 |  | 1166.04 | 0 | 1166.04 | 20 | 1.0815 | 63.0508 | 1102.9892 | 58.302 | Resod Customers Yard | NA |  |  |  | 1166.04 | 4.75 |  | 1166.04 | 1166.04 | 25 |  | 0.081451 |  | 3.8 | 50.44
5 | Transmission and Distribution Plant | 333 | Services | 13260 | 0200185 | 20 | DEMI JOHN PLACE | 2018-08-31 | 2018 | 8 | 1984.76 | 425.5 |  | 2410.26 | 0 | 2410.26 | 20 | 1.0815 | 130.3289 | 2279.9311 | 120.513 | Replace Blow-Off Assembly and Repaired Leak | NA |  |  |  | 2410.26 | 9.82 |  | 2410.26 | 2410.26 | 25 |  | 0.081451 |  | 7.85 | 104.26
5 | Transmission and Distribution Plant | 333 | Services | 13260 | 0200432 | 27 | MARK V | 2018-08-31 | 2018 | 8 | 229.59 | 49.22 |  | 278.81 | 0 | 278.81 | 20 | 1.0815 | 15.076 | 263.734 | 13.9405 | Leak Repair and Gate Valve Installation | NA |  |  |  | 278.81 | 1.14 |  | 278.81 | 278.81 | 25 |  | 0.081451 |  | 0.91 | 12.06
5 | Transmission and Distribution Plant | 333 | Services | 13260 | 0200432 | 27 | MARK V | 2018-08-31 | 2018 | 8 | 1440.96 | 308.92 |  | 1749.88 | 0 | 1749.88 | 20 | 1.0815 | 94.6205 | 1655.2595 | 87.494 | Leak Repair | NA |  |  |  | 1749.88 | 7.13 |  | 1749.88 | 1749.88 | 25 |  | 0.081451 |  | 5.7 | 75.7
5 | Transmission and Distribution Plant | 333 | Services | 13260 | 0200058 | 28 | RIVERSIDE ESTATES | 2018-08-31 | 2018 | 8 | 765.86 | 164.19 |  | 930.05 | 0 | 930.05 | 20 | 1.0815 | 50.2902 | 879.7598 | 46.5025 | Leak Repair | NA |  |  |  | 930.05 | 3.79 |  | 930.05 | 930.05 | 25 |  | 0.081451 |  | 3.03 | 40.23
5 | Transmission and Distribution Plant | 333 | Services | 13260 | 0200058 | 28 | RIVERSIDE ESTATES | 2018-08-31 | 2018 | 8 | 2449.15 | 525.06 |  | 2974.21 | 0 | 2974.21 | 20 | 1.0815 | 160.8231 | 2813.3869 | 148.7105 | Install Long Tap | 1 | Each |  |  | 2974.21 | 12.11 |  | 2974.21 | 2974.21 | 25 |  | 0.081451 |  | 9.69 | 128.66
5 | Transmission and Distribution Plant | 333 | Services | 13260 | 0200460 | 12 | SAN BERNARD | 2018-08-31 | 2018 | 8 | 123.75 | 26.53 |  | 150.28 | 0 | 150.28 | 20 | 1.0815 | 8.126 | 142.154 | 7.514 | Leak Repair | NA |  |  |  | 150.28 | 0.61 |  | 150.28 | 150.28 | 25 |  | 0.081451 |  | 0.49 | 6.5
5 | Transmission and Distribution Plant | 333 | Services | 13260 | 0200335 | 7 | SANDY MEADOW | 2018-08-31 | 2018 | 8 | 1329 | 284.91 |  | 1613.91 | 0 | 1613.91 | 20 | 1.0815 | 87.2682 | 1526.6418 | 80.6955 | New Tap | 1 | Each |  |  | 1613.91 | 6.57 |  | 1613.91 | 1613.91 | 25 |  | 0.081451 |  | 5.26 | 69.81
5 | Transmission and Distribution Plant | 333 | Services | 13260 | 0200053 | 18 | SNUG HARBOR | 2018-08-31 | 2018 | 8 | 353.34 | 75.75 |  | 429.09 | 0 | 429.09 | 20 | 1.0815 | 23.202 | 405.888 | 21.4545 | Leak Repair | NA |  |  |  | 429.09 | 1.75 |  | 429.09 | 429.09 | 25 |  | 0.081451 |  | 1.4 | 18.56
5 | Transmission and Distribution Plant | 333 | Services | 13260 | 0200053 | 18 | SNUG HARBOR | 2018-08-31 | 2018 | 8 | 1345.86 | 288.53 |  | 1634.39 | 0 | 1634.39 | 20 | 1.0815 | 88.3756 | 1546.0144 | 81.7195 | Leak Repair | NA |  |  |  | 1634.39 | 6.66 |  | 1634.39 | 1634.39 | 25 |  | 0.081451 |  | 5.32 | 70.7
5 | Transmission and Distribution Plant | 333 | Services | 13260 | 0200053 | 18 | SNUG HARBOR | 2018-08-31 | 2018 | 8 | 1913.76 | 410.28 |  | 2324.04 | 0 | 2324.04 | 20 | 1.0815 | 125.6668 | 2198.3732 | 116.202 | Leak Repairs | NA |  |  |  | 2324.04 | 9.46 |  | 2324.04 | 2324.04 | 25 |  | 0.081451 |  | 7.57 | 100.53
5 | Transmission and Distribution Plant | 333 | Services | 13260 | 0200370 | 22 | WOLF GLEN | 2018-08-31 | 2018 | 8 | 394.59 | 84.59 |  | 479.18 | 0 | 479.18 | 20 | 1.0815 | 25.9105 | 453.2695 | 23.959 | Leak Repair | NA |  |  |  | 479.18 | 1.95 |  | 479.18 | 479.18 | 25 |  | 0.081451 |  | 1.56 | 20.73
5 | Transmission and Distribution Plant | 333 | Services | 13260 | 0200370 | 22 | WOLF GLEN | 2018-08-31 | 2018 | 8 | 344.97 | 73.96 |  | 418.93 | 0 | 418.93 | 20 | 1.0815 | 22.6526 | 396.2774 | 20.9465 | Leak Repair | NA |  |  |  | 418.93 | 1.71 |  | 418.93 | 418.93 | 25 |  | 0.081451 |  | 1.36 | 18.12
5 | Transmission and Distribution Plant | 333 | Services | 13260 | 0200274 | 2 | COUNTRY ACRES | 2018-09-01 | 2018 | 9 | 158.64 | 40.12 |  | 198.76 | 0 | 198.76 | 20 | 1.0787 | 10.7203 | 188.0397 | 9.938 | Line Repaired from Precision Leak Inv Date 8/24/18 | NA |  |  |  | 198.76 | 0.78 |  | 198.76 | 198.76 | 25 |  | 0.078713 |  | 0.63 | 8.58
5 | Transmission and Distribution Plant | 333 | Services | 13260 | 0200185 | 20 | DEMI JOHN PLACE | 2018-09-01 | 2018 | 9 | 49.68 | 12.56 |  | 62.24 | 0 | 62.24 | 20 | 1.0787 | 3.357 | 58.883 | 3.112 | Replace leaking blow-off & Repair water break Inv Date 08/20/18 | NA |  |  |  | 62.24 | 0.24 |  | 62.24 | 62.24 | 25 |  | 0.078713 |  | 0.2 | 2.69
5 | Transmission and Distribution Plant | 333 | Services | 13260 | 0200339 | 23 | LARKSPUR | 2018-09-01 | 2018 | 9 | 169.5 | 42.87 |  | 212.37 | 0 | 212.37 | 20 | 1.0787 | 11.4543 | 200.9157 | 10.6185 | parts 2" water taps needed for stock, hard to find | NA |  |  |  | 212.37 | 0.84 |  | 212.37 | 212.37 | 25 |  | 0.078713 |  | 0.67 | 9.16
5 | Transmission and Distribution Plant | 333 | Services | 13260 | 0200592 | 30 | QUAIL VALLEY | 2018-09-01 | 2018 | 9 | 51.75 | 13.08 |  | 64.83 | 0 | 64.83 | 20 | 1.0787 | 3.4966 | 61.3334 | 3.2415 | Install Blow Off Inv Date 8/22/18 | NA |  |  |  | 64.83 | 0.26 |  | 64.83 | 64.83 | 25 |  | 0.078713 |  | 0.2 | 2.8
5 | Transmission and Distribution Plant | 333 | Services | 13260 | 0200058 | 28 | RIVERSIDE ESTATES | 2018-09-01 | 2018 | 9 | 129.01 | 32.63 |  | 161.64 | 0 | 161.64 | 20 | 1.0787 | 8.7182 | 152.9218 | 8.082 | Water tap for new customer Inv Date 08/14/18 | NA |  |  |  | 161.64 | 0.64 |  | 161.64 | 161.64 | 25 |  | 0.078713 |  | 0.51 | 6.97
5 | Transmission and Distribution Plant | 333 | Services | 13260 | 0200346 | 8 | ROSHARON ROAD | 2018-09-01 | 2018 | 9 | 309.91 | 78.38 |  | 388.29 | 0 | 388.29 | 20 | 1.0787 | 20.9427 | 367.3473 | 19.4145 | Replaced leaking blow-off | NA |  |  |  | 388.29 | 1.53 |  | 388.29 | 388.29 | 25 |  | 0.078713 |  | 1.22 | 16.75
5 | Transmission and Distribution Plant | 333 | Services | 13260 | 0200185 | 20 | DEMI JOHN PLACE | 2018-09-10 | 2018 | 9 | 49.68 | 12.56 |  | 62.24 | 0 | 62.24 | 20 | 1.0541 | 3.2803 | 58.9597 | 3.112 | Waterbreak parts | NA |  |  |  | 62.24 | 0.17 |  | 62.24 | 62.24 | 25 |  | 0.054073 |  | 0.13 | 2.62
5 | Transmission and Distribution Plant | 333 | Services | 13260 | 0200323 | 5 | BLUE SAGE GARDENS | 2018-09-20 | 2018 | 9 | 43 | 10.88 |  | 53.88 | 0 | 53.88 | 20 | 1.0267 | 2.7659 | 51.1141 | 2.694 | Water Leak | NA |  |  |  | 53.88 | 0.07 |  | 53.88 | 53.88 | 25 |  | 0.026694 |  | 0.06 | 2.21
5 | Transmission and Distribution Plant | 333 | Services | 13260 | 0200058 | 28 | RIVERSIDE ESTATES | 2018-09-20 | 2018 | 9 | 280.9 | 71.04 |  | 351.94 | 0 | 351.94 | 20 | 1.0267 | 18.0667 | 333.8733 | 17.597 | Water break parts, identify as used, 1 curb stop, 1 cts to puc | NA |  |  |  | 351.94 | 0.47 |  | 351.94 | 351.94 | 25 |  | 0.026694 |  | 0.38 | 14.45
5 | Transmission and Distribution Plant | 333 | Services | 13260 | 0200324 | 3 | COLONY COVE | 2018-09-26 | 2018 | 9 | 43 | 10.88 |  | 53.88 | 0 | 53.88 | 20 | 1.0103 | 2.7217 | 51.1583 | 2.694 | Water Leak PO# 11226420 | NA |  |  |  | 53.88 | 0.03 |  | 53.88 | 53.88 | 25 |  | 0.010267 |  | 0.02 | 2.18
5 | Transmission and Distribution Plant | 333 | Services | 13260 | 0200323 | 5 | BLUE SAGE GARDENS | 2018-09-30 | 2018 | 9 | 1086.39 | 274.76 |  | 1361.15 | 0 | 1361.15 | 20 | 0.99932 | 68.0109 | 1293.1391 | 68.0575 | Valve repair - removed PVC 7, repipe, flushed line and back-fill | NA |  |  |  | 1361.15 | 0 |  | 1361.15 | 1361.15 | 25 |  | 0 |  | 0 | 20.42
5 | Transmission and Distribution Plant | 333 | Services | 13260 | 0200323 | 5 | BLUE SAGE GARDENS | 2018-09-30 | 2018 | 9 | 1847.02 | 467.14 |  | 2314.16 | 0 | 2314.16 | 20 | 0.99932 | 115.6288 | 2198.5312 | 115.708 | Replaced blow-off valve, excavated to main cut out section of pipe | NA |  |  |  | 2314.16 | 0 |  | 2314.16 | 2314.16 | 25 |  | 0 |  | 0 | 34.71
5 | Transmission and Distribution Plant | 333 | Services | 13260 | 0200324 | 3 | COLONY COVE | 2018-09-30 | 2018 | 9 | 2006.87 | 507.57 |  | 2514.44 | 0 | 2514.44 | 20 | 0.99932 | 125.6359 | 2388.8041 | 125.722 | Repair water leak | NA |  |  |  | 2514.44 | 0 |  | 2514.44 | 2514.44 | 25 |  | 0 |  | 0 | 37.72
5 | Transmission and Distribution Plant | 333 | Services | 13260 | 0200324 | 3 | COLONY COVE | 2018-09-30 | 2018 | 9 | 891 | 225.35 |  | 1116.35 | 0 | 1116.35 | 20 | 0.99932 | 55.7793 | 1060.5707 | 55.8175 | Water leak | NA |  |  |  | 1116.35 | 0 |  | 1116.35 | 1116.35 | 25 |  | 0 |  | 0 | 16.75
5 | Transmission and Distribution Plant | 333 | Services | 13260 | 0200339 | 23 | LARKSPUR | 2018-09-30 | 2018 | 9 | 1333.36 | 337.23 |  | 1670.59 | 0 | 1670.59 | 20 | 0.99932 | 83.4723 | 1587.1177 | 83.5295 | New meter and tap | NA |  |  |  | 1670.59 | 0 |  | 1670.59 | 1670.59 | 25 |  | 0 |  | 0 | 25.06
5 | Transmission and Distribution Plant | 333 | Services | 13260 | 0200338 | 19 | BERNARD OAKS | 2018-10-01 | 2018 | 10 | 1685.61 | 426.32 |  | 2111.93 | 0 | 2111.93 | 20 | 0.99658 | 105.2351 | 2006.6949 | 105.5965 | Water Leak @ 23 Bernard Oaks | NA |  |  |  | 2111.93 | 0 |  | 2111.93 | 2111.93 | 25 |  | 0 |  | 0 | 31.68
5 | Transmission and Distribution Plant | 333 | Services | 13260 | 0200275 | 1 | CORONADO COUNTRY | 2018-10-01 | 2018 | 10 | 502.49 | 127.09 |  | 629.58 | 0 | 629.58 | 20 | 0.99658 | 31.3713 | 598.2087 | 31.479 | Main Break - Water Plant | NA |  |  |  | 629.58 | 0 |  | 629.58 | 629.58 | 25 |  | 0 |  | 0 | 9.44
5 | Transmission and Distribution Plant | 333 | Services | 13260 | 0200274 | 2 | COUNTRY ACRES | 2018-10-01 | 2018 | 10 | 747.64 | 189.09 |  | 936.73 | 0 | 936.73 | 20 | 0.99658 | 46.6762 | 890.0538 | 46.8365 | Short tap (Special Project) @ 4631 Treasure Lane | NA |  |  |  | 936.73 | 0 |  | 936.73 | 936.73 | 25 |  | 0 |  | 0 | 14.05
5 | Transmission and Distribution Plant | 333 | Services | 13260 | 0200274 | 2 | COUNTRY ACRES | 2018-10-01 | 2018 | 10 | 824.54 | 208.54 |  | 1033.08 | 0 | 1033.08 | 20 | 0.99658 | 51.4772 | 981.6028 | 51.654 | Water Leak - Distribution | NA |  |  |  | 1033.08 | 0 |  | 1033.08 | 1033.08 | 25 |  | 0 |  | 0 | 15.5
5 | Transmission and Distribution Plant | 333 | Services | 13260 | 0200346 | 8 | ROSHARON ROAD | 2018-10-01 | 2018 | 10 | 574.9 | 145.4 |  | 720.3 | 0 | 720.3 | 20 | 0.99658 | 35.8917 | 684.4083 | 36.015 | Repair @ 5812 Ave | NA |  |  |  | 720.3 | 0 |  | 720.3 | 720.3 | 25 |  | 0 |  | 0 | 10.8
5 | Transmission and Distribution Plant | 333 | Services | 13260 | 0200053 | 18 | SNUG HARBOR | 2018-10-01 | 2018 | 10 | 1147.1 | 290.12 |  | 1437.22 | 0 | 1437.22 | 20 | 0.99658 | 71.6151 | 1365.6049 | 71.861 | Blow Off Repair @ 512 Falmouth | NA |  |  |  | 1437.22 | 0 |  | 1437.22 | 1437.22 | 25 |  | 0 |  | 0 | 21.56
5 | Transmission and Distribution Plant | 333 | Services | 13260 | 0200324 | 3 | COLONY COVE | 2018-10-02 | 2018 | 10 | 303.9 | 76.86 |  | 380.76 | 0 | 380.76 | 20 | 0.99384 | 18.9207 | 361.8393 | 19.038 | WO # 11226420 Water leak | NA |  |  |  |  | 0 |  |  | 380.76 | 25 |  |  |  | 0 | 5.71
5 | Transmission and Distribution Plant | 333 | Services | 13260 | 0200185 | 20 | DEMI JOHN PLACE | 2018-10-15 | 2018 | 10 | 124.12 | 31.39 |  | 155.51 | 0 | 155.51 | 20 | 0.95825 | 7.4509 | 148.0591 | 7.7755 | Meter Leak @ 4401 Zelesky | NA |  |  |  |  | 0 |  |  | 155.51 | 25 |  |  |  | 0 | 2.33
5 | Transmission and Distribution Plant | 333 | Services | 13260 | 0200185 | 20 | DEMI JOHN PLACE | 2018-10-15 | 2018 | 10 | 32.5 | 8.22 |  | 40.72 | 0 | 40.72 | 20 | 0.95825 | 1.951 | 38.769 | 2.036 | Meter Leak @ 4421 County Rd 459D | NA |  |  |  |  | 0 |  |  | 40.72 | 25 |  |  |  | 0 | 0.61
5 | Transmission and Distribution Plant | 333 | Services | 13260 | 0200432 | 27 | MARK V | 2018-10-19 | 2018 | 10 | 103 | 26.05 |  | 129.05 | 0 | 129.05 | 20 | 0.9473 | 6.1124 | 122.9376 | 6.4525 | New Taps @ 16809 Keith Circle - | NA |  |  |  |  | 0 |  |  | 129.05 | 25 |  |  |  | 0 | 1.94
5 | Transmission and Distribution Plant | 333 | Services | 13260 | 0200275 | 1 | CORONADO COUNTRY | 2018-10-20 | 2018 | 10 | 162.05 | 40.98 |  | 203.03 | 0 | 203.03 | 20 | 0.94456 | 9.5887 | 193.4413 | 10.1515 | Water Leak @4531 Apache Trail Ln | NA |  |  |  |  | 0 |  |  | 203.03 | 25 |  |  |  | 0 | 3.05
5 | Transmission and Distribution Plant | 333 | Services | 13260 | 0200274 | 2 | COUNTRY ACRES | 2018-10-30 | 2018 | 10 | 693.55 | 175.41 |  | 868.96 | 0 | 868.96 | 20 | 0.91718 | 39.8496 | 829.1104 | 43.448 | Water Leak B/W 4957 CR 538A & 4953 CR 538A | NA |  |  |  |  | 0 |  |  | 868.96 | 25 |  |  |  | 0 | 13.03
5 | Transmission and Distribution Plant | 333 | Services | 13260 | 0200323 | 5 | BLUE SAGE GARDENS | 2018-10-31 | 2018 | 10 | 600.75 | 151.94 |  | 752.69 | 0 | 752.69 | 20 | 0.91444 | 34.4146 | 718.2754 | 37.6345 | Line break @ 4924 Blue Sage | NA |  |  |  |  | 0 |  |  | 752.69 | 25 |  |  |  | 0 | 11.29
5 | Transmission and Distribution Plant | 333 | Services | 13260 | 0200324 | 3 | COLONY COVE | 2018-10-31 | 2018 | 10 | 358.3 | 90.62 |  | 448.92 | 0 | 448.92 | 20 | 0.91444 | 20.5256 | 428.3944 | 22.446 | Blowoff Relocation | NA |  |  |  |  | 0 |  |  | 448.92 | 25 |  |  |  | 0 | 6.73
5 | Transmission and Distribution Plant | 333 | Services | 13260 | 0200275 | 1 | CORONADO COUNTRY | 2018-10-31 | 2018 | 10 | 1474.77 | 373 |  | 1847.77 | 0 | 1847.77 | 20 | 0.91444 | 84.4839 | 1763.2861 | 92.3885 | Repair @ 4531 Apache Trail - Installed PVC to CTS conversion | NA |  |  |  |  | 0 |  |  | 1847.77 | 25 |  |  |  | 0 | 27.72
5 | Transmission and Distribution Plant | 333 | Services | 13260 | 0200185 | 11 | DEMI JOHN ISLAND | 2018-10-31 | 2018 | 10 | 198 | 50.08 |  | 248.08 | 0 | 248.08 | 20 | 0.91444 | 11.3427 | 236.7373 | 12.404 | Water leak @ 27 Flounder Circle - Returned to resod work site | NA |  |  |  |  | 0 |  |  | 248.08 | 25 |  |  |  | 0 | 3.72
5 | Transmission and Distribution Plant | 333 | Services | 13260 | 0200185 | 20 | DEMI JOHN PLACE | 2018-10-31 | 2018 | 10 | 729.8 | 184.58 |  | 914.38 | 0 | 914.38 | 20 | 0.91444 | 41.8074 | 872.5726 | 45.719 | Leak at Gate @ 4421 County Rd 459D | NA |  |  |  |  | 0 |  |  | 914.38 | 25 |  |  |  | 0 | 13.72
5 | Transmission and Distribution Plant | 333 | Services | 13260 | 0200185 | 20 | DEMI JOHN PLACE | 2018-10-31 | 2018 | 10 | 1123.63 | 284.19 |  | 1407.82 | 0 | 1407.82 | 20 | 0.91444 | 64.3685 | 1343.4515 | 70.391 | Water leak on meter @4401 Zelesky | NA |  |  |  |  | 0 |  |  | 1407.82 | 25 |  |  |  | 0 | 21.12
5 | Transmission and Distribution Plant | 333 | Services | 13260 | 0200432 | 27 | MARK V | 2018-10-31 | 2018 | 10 | 1155 | 292.12 |  | 1447.12 | 0 | 1447.12 | 20 | 0.91444 | 66.1654 | 1380.9546 | 72.356 | Water Leak @ 6711 Custom Drive | NA |  |  |  |  | 0 |  |  | 1447.12 | 25 |  |  |  | 0 | 21.71
5 | Transmission and Distribution Plant | 333 | Services | 13260 | 0200094 | 16 | MOORELAND | 2018-10-31 | 2018 | 10 | 646.8 | 163.58 |  | 810.38 | 0 | 810.38 | 20 | 0.91444 | 37.0523 | 773.3277 | 40.519 | New tap @ 458 County Rd 296A | NA |  |  |  |  | 0 |  |  | 810.38 | 25 |  |  |  | 0 | 12.16
5 | Transmission and Distribution Plant | 333 | Services | 13260 | 0790425 | 39 | RIVER RANCH/723 | 2018-10-31 | 2018 | 10 | 118.86 | 30.06 |  | 148.92 | 0 | 148.92 | 20 | 0.91444 | 6.8089 | 142.1111 | 7.446 | Water Leak | NA |  |  |  |  | 0 |  |  | 148.92 | 25 |  |  |  | 0 | 2.23
5 | Transmission and Distribution Plant | 333 | Services | 13260 | 0200460 | 12 | SAN BERNARD | 2018-10-31 | 2018 | 10 | 1614 | 408.2 |  | 2022.2 | 0 | 2022.2 | 20 | 0.91444 | 92.4592 | 1929.7408 | 101.11 | Water Leak @ 20044 County Rd 510 | NA |  |  |  |  | 0 |  |  | 2022.2 | 25 |  |  |  | 0 | 30.33
5 | Transmission and Distribution Plant | 333 | Services | 13260 | 0200460 | 12 | SAN BERNARD | 2018-10-31 | 2018 | 10 | 1080.43 | 273.26 |  | 1353.69 | 0 | 1353.69 | 20 | 0.91444 | 61.8936 | 1291.7964 | 67.6845 | Water Leak @ 20220 County Rd 510 | NA |  |  |  |  | 0 |  |  | 1353.69 | 25 |  |  |  | 0 | 20.31
5 | Transmission and Distribution Plant | 333 | Services | 13260 | 0790504 | 36 | TEJAS LAKES | 2018-10-31 | 2018 | 10 | 540 | 136.58 |  | 676.58 | 0 | 676.58 | 20 | 0.91444 | 30.9347 | 645.6453 | 33.829 | Water Leak @ 10710 Caddo lake drive | NA |  |  |  |  | 0 |  |  | 676.58 | 25 |  |  |  | 0 | 10.15
5 | Transmission and Distribution Plant | 333 | Services | 13260 | 0200338 | 19 | BERNARD OAKS | 2018-11-08 | 2018 | 11 | 215.82 | 54.59 |  | 270.41 | 0 | 270.41 | 20 | 0.89254 | 12.0676 | 258.3424 | 13.5205 | Water leak @ 2 - 73 | NA |  |  |  |  | 0 |  |  | 270.41 | 25 |  |  |  | 0 | 4.06
5 | Transmission and Distribution Plant | 333 | Services | 13260 | 0200053 | 18 | SNUG HARBOR | 2018-11-09 | 2018 | 11 | 75.1 | 18.99 |  | 94.09 | 0 | 94.09 | 20 | 0.8898 | 4.1861 | 89.9039 | 4.7045 | Flush Valve | NA |  |  |  |  | 0 |  |  | 94.09 | 25 |  |  |  | 0 | 1.41
5 | Transmission and Distribution Plant | 333 | Services | 13260 | 0200275 | 1 | CORONADO | 2018-11-13 | 2018 | 11 | 271.92 | 68.78 |  | 340.7 | 0 | 340.7 | 20 | 0.87885 | 14.9712 | 325.7288 | 17.035 | Water Leak | NA |  |  |  |  | 0 |  |  | 340.7 | 25 |  |  |  | 0 | 5.11
5 | Transmission and Distribution Plant | 333 | Services | 13260 | 0790504 | 36 | TEJAS LAKES | 2018-11-15 | 2018 | 11 | 300.78 | 76.07 |  | 376.85 | 0 | 376.85 | 20 | 0.87337 | 16.4566 | 360.3934 | 18.8425 | Water Leak - | NA |  |  |  |  | 0 |  |  | 376.85 | 25 |  |  |  | 0 | 5.65
5 | Transmission and Distribution Plant | 333 | Services | 13260 | 0200094 | 16 | MOORELAND | 2018-11-19 | 2018 | 11 | 194.16 | 49.1 |  | 243.26 | 0 | 243.26 | 20 | 0.86242 | 10.4897 | 232.7703 | 12.163 | Water leak @ 590 County Rd 296A | NA |  |  |  |  | 0 |  |  | 243.26 | 25 |  |  |  | 0 | 3.65
5 | Transmission and Distribution Plant | 333 | Services | 13260 | 0200094 | 16 | MOORELAND | 2018-11-19 | 2018 | 11 | 43 | 10.88 |  | 53.88 | 0 | 53.88 | 20 | 0.86242 | 2.3234 | 51.5566 | 2.694 | Water leak @ 590 County Rd 296A | NA |  |  |  |  | 0 |  |  | 53.88 | 25 |  |  |  | 0 | 0.81
5 | Transmission and Distribution Plant | 333 | Services | 13260 | 0200185 | 20 | DEMI JOHN PLACE | 2018-11-21 | 2018 | 11 | 209.11 | 52.89 |  | 262 | 0 | 262 | 20 | 0.85695 | 11.226 | 250.774 | 13.1 | WO 11773154 - Water leak | NA |  |  |  |  | 0 |  |  | 262 | 25 |  |  |  | 0 | 3.93
5 | Transmission and Distribution Plant | 333 | Services | 13260 | 0200432 | 27 | MARK V | 2018-11-21 | 2018 | 11 | 205.45 | 51.96 |  | 257.41 | 0 | 257.41 | 20 | 0.85695 | 11.0293 | 246.3807 | 12.8705 | Water Tap @ 16809 Keith Circle | NA |  |  |  |  | 0 |  |  | 257.41 | 25 |  |  |  | 0 | 3.86
5 | Transmission and Distribution Plant | 333 | Services | 13260 | 0200335 | 7 | SANDY MEADOW | 2018-11-21 | 2018 | 11 | 199.66 | 50.49 |  | 250.15 | 0 | 250.15 | 20 | 0.85695 | 10.7183 | 239.4317 | 12.5075 | Water leak | NA |  |  |  |  | 0 |  |  | 250.15 | 25 |  |  |  | 0 | 3.75
5 | Transmission and Distribution Plant | 333 | Services | 13260 | 0200335 | 7 | SANDY MEADOW | 2018-11-21 | 2018 | 11 | 420 | 106.22 |  | 526.22 | 0 | 526.22 | 20 | 0.85695 | 22.5471 | 503.6729 | 26.311 | Water leak | NA |  |  |  |  | 0 |  |  | 526.22 | 25 |  |  |  | 0 | 7.89
5 | Transmission and Distribution Plant | 333 | Services | 13260 | 0200273 | 4 | COUNTRY MEADOWS | 2018-11-27 | 2018 | 11 | 199.72 | 50.52 |  | 250.24 | 0 | 250.24 | 20 | 0.84052 | 10.5166 | 239.7234 | 12.512 | Water leak | NA |  |  |  |  | 0 |  |  | 250.24 | 25 |  |  |  | 0 | 3.75
5 | Transmission and Distribution Plant | 333 | Services | 13260 | 0200058 | 28 | RIVERSIDE ESTATES | 2018-11-29 | 2018 | 11 | 766.31 | 193.81 |  | 960.12 | 0 | 960.12 | 20 | 0.83504 | 40.0871 | 920.0329 | 48.006 | Leak | NA |  |  |  |  | 0 |  |  | 960.12 | 25 |  |  |  | 0 | 14.4
5 | Transmission and Distribution Plant | 333 | Services | 13260 | 0200335 | 7 | SANDY MEADOW | 2018-11-29 | 2018 | 11 | 173 | 43.76 |  | 216.76 | 0 | 216.76 | 20 | 0.83504 | 9.0502 | 207.7098 | 10.838 | Water leak | NA |  |  |  |  | 0 |  |  | 216.76 | 25 |  |  |  | 0 | 3.25
5 | Transmission and Distribution Plant | 333 | Services | 13260 | 0200338 | 19 | BERNARD OAKS | 2018-11-30 | 2018 | 11 | 96.11 | 24.3 |  | 120.41 | 0 | 120.41 | 20 | 0.83231 | 5.0109 | 115.3991 | 6.0205 | Water Leak @ 1502 County Rd 244F | NA |  |  |  |  | 0 |  |  | 120.41 | 25 |  |  |  | 0 | 1.81
5 | Transmission and Distribution Plant | 333 | Services | 13260 | 0200338 | 19 | BERNARD OAKS | 2018-11-30 | 2018 | 11 | 592.4 | 149.83 |  | 742.23 | 0 | 742.23 | 20 | 0.83231 | 30.8881 | 711.3419 | 37.1115 | Replaced gate valve @ 1502 Country Rd 244F | NA |  |  |  |  | 0 |  |  | 742.23 | 25 |  |  |  | 0 | 11.13
5 | Transmission and Distribution Plant | 333 | Services | 13260 | 0200338 | 19 | BERNARD OAKS | 2018-11-30 | 2018 | 11 | 2213.91 | 559.93 |  | 2773.84 | 0 | 2773.84 | 20 | 0.83231 | 115.4343 | 2658.4057 | 138.692 | Water leak | NA |  |  |  |  | 0 |  |  | 2773.84 | 25 |  |  |  | 0 | 41.61
5 | Transmission and Distribution Plant | 333 | Services | 13260 | 0200323 | 5 | BLUE SAGE GARDENS | 2018-11-30 | 2018 | 11 | 1565.96 | 396.06 |  | 1962.02 | 0 | 1962.02 | 20 | 0.83231 | 81.6501 | 1880.3699 | 98.101 | Replaced blow off valve | NA |  |  |  |  | 0 |  |  | 1962.02 | 25 |  |  |  | 0 | 29.43
5 | Transmission and Distribution Plant | 333 | Services | 13260 | 0200323 | 5 | BLUE SAGE GARDENS | 2018-11-30 | 2018 | 11 | 1499.87 | 379.34 |  | 1879.21 | 0 | 1879.21 | 20 | 0.83231 | 78.2039 | 1801.0061 | 93.9605 | Water leak @ 5001 Blue Sage Drive | NA |  |  |  |  | 0 |  |  | 1879.21 | 25 |  |  |  | 0 | 28.19
5 | Transmission and Distribution Plant | 333 | Services | 13260 | 0200324 | 3 | COLONY COVE | 2018-11-30 | 2018 | 11 | 634.06 | 160.36 |  | 794.42 | 0 | 794.42 | 20 | 0.83231 | 33.0601 | 761.3599 | 39.721 | Blow off Valve @ 6330 S Autumn Cove | NA |  |  |  |  | 0 |  |  | 794.42 | 25 |  |  |  | 0 | 11.92
5 | Transmission and Distribution Plant | 333 | Services | 13260 | 0200324 | 3 | COLONY COVE | 2018-11-30 | 2018 | 11 | 97 | 24.54 |  | 121.54 | 0 | 121.54 | 20 | 0.83231 | 5.0579 | 116.4821 | 6.077 | Blow off Valve @ 6330 S Autumn Cove | NA |  |  |  |  | 0 |  |  | 121.54 | 25 |  |  |  | 0 | 1.82
5 | Transmission and Distribution Plant | 333 | Services | 13260 | 0200324 | 3 | COLONY COVE | 2018-11-30 | 2018 | 11 | 1360.84 | 344.18 |  | 1705.02 | 0 | 1705.02 | 20 | 0.83231 | 70.955 | 1634.065 | 85.251 | Repair leak under HPT & AVC on HPT @ water Plant | NA |  |  |  |  | 0 |  |  | 1705.02 | 25 |  |  |  | 0 | 25.58
5 | Transmission and Distribution Plant | 333 | Services | 13260 | 0200324 | 3 | COLONY COVE | 2018-11-30 | 2018 | 11 | 2713.21 | 686.22 |  | 3399.43 | 0 | 3399.43 | 20 | 0.83231 | 141.4684 | 3257.9616 | 169.9715 | Installed blow off valve | NA |  |  |  |  | 0 |  |  | 3399.43 | 25 |  |  |  | 0 | 50.99
5 | Transmission and Distribution Plant | 333 | Services | 13260 | 0200275 | 1 | CORONADO COUNTRY | 2018-11-30 | 2018 | 11 | 1210.71 | 306.21 |  | 1516.92 | 0 | 1516.92 | 20 | 0.83231 | 63.1271 | 1453.7929 | 75.846 | Flush Valve repair @ 4502 Apache Trail | NA |  |  |  |  | 0 |  |  | 1516.92 | 25 |  |  |  | 0 | 22.75
5 | Transmission and Distribution Plant | 333 | Services | 13260 | 0200274 | 2 | COUNTRY ACRES | 2018-11-30 | 2018 | 11 | 230.77 | 58.36 |  | 289.13 | 0 | 289.13 | 20 | 0.83231 | 12.0322 | 277.0978 | 14.4565 | Replaced AVC on HPT@ water plant | NA |  |  |  |  | 0 |  |  | 289.13 | 25 |  |  |  | 0 | 4.34
5 | Transmission and Distribution Plant | 333 | Services | 13260 | 0200273 | 4 | COUNTRY MEADOWS | 2018-11-30 | 2018 | 11 | 1112.87 | 281.46 |  | 1394.33 | 0 | 1394.33 | 20 | 0.83231 | 58.0255 | 1336.3045 | 69.7165 | Valve repair | NA |  |  |  |  | 0 |  |  | 1394.33 | 25 |  |  |  | 0 | 20.91
5 | Transmission and Distribution Plant | 333 | Services | 13260 | 0200185 | 11 | DEMI JOHN ISLAND | 2018-11-30 | 2018 | 11 | 265.06 | 67.03 |  | 332.09 | 0 | 332.09 | 20 | 0.83231 | 13.82 | 318.27 | 16.6045 | Water leak @ 49 Trout Lane | NA |  |  |  |  | 0 |  |  | 332.09 | 25 |  |  |  | 0 | 4.98
5 | Transmission and Distribution Plant | 333 | Services | 13260 | 0200185 | 20 | DEMI JOHN PLACE | 2018-11-30 | 2018 | 11 | 790.55 | 199.94 |  | 990.49 | 0 | 990.49 | 20 | 0.83231 | 41.2196 | 949.2704 | 49.5245 | Water leak @ 4430 County Rd 459D | NA |  |  |  |  | 0 |  |  | 990.49 | 25 |  |  |  | 0 | 14.86
5 | Transmission and Distribution Plant | 333 | Services | 13260 | 0200185 | 20 | DEMI JOHN PLACE | 2018-11-30 | 2018 | 11 | 814.33 | 205.96 |  | 1020.29 | 0 | 1020.29 | 20 | 0.83231 | 42.4597 | 977.8303 | 51.0145 | Water leak @ 4234 County Rd 459E | NA |  |  |  |  | 0 |  |  | 1020.29 | 25 |  |  |  | 0 | 15.3
5 | Transmission and Distribution Plant | 333 | Services | 13260 | 0200432 | 27 | MARK V | 2018-11-30 | 2018 | 11 | 2016.51 | 510.01 |  | 2526.52 | 0 | 2526.52 | 20 | 0.83231 | 105.142 | 2421.378 | 126.326 | New taps @ 16809 Keith Circle | NA |  |  |  |  | 0 |  |  | 2526.52 | 25 |  |  |  | 0 | 37.9
5 | Transmission and Distribution Plant | 333 | Services | 13260 | 0200094 | 16 | MOORELAND | 2018-11-30 | 2018 | 11 | 1353.93 | 342.43 |  | 1696.36 | 0 | 1696.36 | 20 | 0.83231 | 70.5946 | 1625.7654 | 84.818 | New tap @ 590 County Rd 296A | NA |  |  |  |  | 0 |  |  | 1696.36 | 25 |  |  |  | 0 | 25.45
5 | Transmission and Distribution Plant | 333 | Services | 13260 | 0790425 | 39 | RIVER RANCH/723 | 2018-11-30 | 2018 | 11 | 1224.96 | 309.81 |  | 1534.77 | 0 | 1534.77 | 20 | 0.83231 | 63.87 | 1470.9 | 76.7385 | Water leak @ 3611 River ranch North Dr | NA |  |  |  |  | 0 |  |  | 1534.77 | 25 |  |  |  | 0 | 23.02
5 | Transmission and Distribution Plant | 333 | Services | 13260 | 0200058 | 28 | RIVERSIDE ESTATES | 2018-11-30 | 2018 | 11 | 579.65 | 146.61 |  | 726.26 | 0 | 726.26 | 20 | 0.83231 | 30.2236 | 696.0364 | 36.313 | Water leak @ @ end of Holly St on wst side | NA |  |  |  |  | 0 |  |  | 726.26 | 25 |  |  |  | 0 | 10.89
5 | Transmission and Distribution Plant | 333 | Services | 13260 | 0200335 | 7 | SANDY MEADOW | 2018-11-30 | 2018 | 11 | 1713.64 | 433.41 |  | 2147.05 | 0 | 2147.05 | 20 | 0.83231 | 89.3502 | 2057.6998 | 107.3525 | Repaired Valve | NA |  |  |  |  | 0 |  |  | 2147.05 | 25 |  |  |  | 0 | 32.21
5 | Transmission and Distribution Plant | 333 | Services | 13260 | 0200053 | 18 | SNUG HARBOR | 2018-11-30 | 2018 | 11 | 1298.02 | 328.29 |  | 1626.31 | 0 | 1626.31 | 20 | 0.83231 | 67.6794 | 1558.6306 | 81.3155 | Replaced blow-off valve | NA |  |  |  |  | 0 |  |  | 1626.31 | 25 |  |  |  | 0 | 24.39
5 | Transmission and Distribution Plant | 333 | Services | 13260 | 0200274 | 2 | COUNTRY ACRES | 2018-12-07 | 2018 | 12 | 168.26 | 42.55 |  | 210.81 | 0 | 210.81 | 20 | 0.81314 | 8.5709 | 202.2391 | 10.5405 | Meter Leak @ 5024 County Rd 538D | NA |  |  |  |  | 0 |  |  | 210.81 | 25 |  |  |  | 0 | 3.16
5 | Transmission and Distribution Plant | 333 | Services | 13260 | 0200335 | 7 | SANDY MEADOW | 2018-12-07 | 2018 | 12 | 168.26 | 42.55 |  | 210.81 | 0 | 210.81 | 20 | 0.81314 | 8.5709 | 202.2391 | 10.5405 | Water leak @ 16715 E Sandy Meadows | NA |  |  |  |  | 0 |  |  | 210.81 | 25 |  |  |  | 0 | 3.16
5 | Transmission and Distribution Plant | 333 | Services | 13260 | 0200604 | 32 | COLONY TRAILS | 2018-12-21 | 2018 | 12 | 619.7 | 156.73 |  | 776.43 | 0 | 776.43 | 20 | 0.77481 | 30.0794 | 746.3506 | 38.8215 | Valve Repair (meter work) @ 6802 Trailview Court | NA |  |  |  |  | 0 |  |  | 776.43 | 25 |  |  |  | 0 | 11.65
5 | Transmission and Distribution Plant | 333 | Services | 13260 | 0200244 | 13 | ANGLE ACRES | 2018-12-30 | 2018 | 12 | 1848.32 | 467.47 |  | 2315.79 | 0 | 2315.79 | 20 | 0.75017 | 86.8619 | 2228.9281 | 115.7895 | Valve Repair @ 124 County Rd 547D | NA |  |  |  |  | 0 |  |  | 2315.79 | 25 |  |  |  | 0 | 34.74
5 | Transmission and Distribution Plant | 333 | Services | 13260 | 0200274 | 2 | COUNTRY ACRES | 2018-12-30 | 2018 | 12 | 824.82 | 208.61 |  | 1033.43 | 0 | 1033.43 | 20 | 0.75017 | 38.7625 | 994.6675 | 51.6715 | Emergency water leak repair @ 10 Wollam Loop | NA |  |  |  |  | 0 |  |  | 1033.43 | 25 |  |  |  | 0 | 15.5
5 | Transmission and Distribution Plant | 333 | Services | 13260 | 0200185 | 20 | DEMI JOHN PLACE | 2018-12-30 | 2018 | 12 | 627.56 | 158.72 |  | 786.28 | 0 | 786.28 | 20 | 0.75017 | 29.4922 | 756.7878 | 39.314 | Valve Repair @ 395 Redfish Dr | NA |  |  |  |  | 0 |  |  | 786.28 | 25 |  |  |  | 0 | 11.79
5 | Transmission and Distribution Plant | 333 | Services | 13260 | 0200592 | 30 | QUAIL VALLEY | 2018-12-30 | 2018 | 12 | 729.22 | 184.43 |  | 913.65 | 0 | 913.65 | 20 | 0.75017 | 34.2697 | 879.3803 | 45.6825 | Replace check Valve @ 9020 Mustang Bayou | NA |  |  |  |  | 0 |  |  | 913.65 | 25 |  |  |  | 0 | 13.7
5 | Transmission and Distribution Plant | 333 | Services | 13260 | 0200460 | 12 | SAN BERNARD | 2018-12-30 | 2018 | 12 | 514.1 | 130.02 |  | 644.12 | 0 | 644.12 | 20 | 0.75017 | 24.16 | 619.96 | 32.206 | Valve Repair @ CR 510 Wilson | NA |  |  |  |  | 0 |  |  | 644.12 | 25 |  |  |  | 0 | 9.66
5 | Transmission and Distribution Plant | 333 | Services | 13260 | 0200053 | 18 | SNUG HARBOR | 2018-12-30 | 2018 | 12 | 1984.46 | 501.9 |  | 2486.36 | 0 | 2486.36 | 20 | 0.75017 | 93.2598 | 2393.1002 | 124.318 | Water leak near 526 Snug Harbor | NA |  |  |  |  | 0 |  |  | 2486.36 | 25 |  |  |  | 0 | 37.3
5 | Transmission and Distribution Plant | 333 | Services | 13260 | 0200245 | 25 | BEECHWOOD | 2019-02-01 | 2019 | 2 | 1306.51 | 265.23 |  | 1571.74 | 0 | 1571.74 | 20 | 0.65982 | 51.8534 | 1519.8866 | 78.587 | Main line break | NA |  |  |  |  | 0 |  |  | 1571.74 | 25 |  |  |  | 0 | 23.58
5 | Transmission and Distribution Plant | 333 | Services | 13260 | 0200604 | 32 | COLONY TRAILS | 2019-02-01 | 2019 | 2 | 1117.89 | 226.94 |  | 1344.83 | 0 | 1344.83 | 20 | 0.65982 | 44.3674 | 1300.4626 | 67.2415 | Service line leak | NA |  |  |  |  | 0 |  |  | 1344.83 | 25 |  |  |  | 0 | 20.17
5 | Transmission and Distribution Plant | 333 | Services | 13260 | 0200339 | 23 | LARKSPUR | 2019-02-01 | 2019 | 2 | 1470.2 | 298.47 |  | 1768.67 | 0 | 1768.67 | 20 | 0.65982 | 58.3504 | 1710.3196 | 88.4335 | Main line break | [5 empty] | 0 |  |  | 1768.67 | 25 |  |  |  | 0 | 26.53
5 | Transmission and Distribution Plant | 333 | Services | 13260 | 0200346 | 8 | ROSHARON ROAD | 2019-02-01 | 2019 | 2 | 1765.01 | 358.31 |  | 2123.32 | 0 | 2123.32 | 20 | 0.65982 | 70.0507 | 2053.2693 | 106.166 | line break | NA |  |  |  |  | 0 |  |  | 2123.32 | 25 |  |  |  | 0 | 31.85
5 | Transmission and Distribution Plant | 333 | Services | 13260 | 0200335 | 7 | SANDY MEADOW | 2019-02-01 | 2019 | 2 | 690.25 | 140.13 |  | 830.38 | 0 | 830.38 | 20 | 0.65982 | 27.3952 | 802.9848 | 41.519 | Investigating line break | NA |  |  |  |  | 0 |  |  | 830.38 | 25 |  |  |  | 0 | 12.46
5 | Transmission and Distribution Plant | 333 | Services | 13260 | 0200338 | 19 | BERNARD OAKS | 2019-02-28 | 2019 | 2 | 474.89 | 96.41 |  | 571.3 | 0 | 571.3 | 20 | 0.5859 | 16.7362 | 554.5638 | 28.565 | water leak | NA |  |  |  |  | 0 |  |  | 571.3 | 25 |  |  |  | 0 | 8.57
5 | Transmission and Distribution Plant | 333 | Services | 13260 | 0200338 | 19 | BERNARD OAKS | 2019-02-28 | 2019 | 2 | 452.46 | 91.85 |  | 544.31 | 0 | 544.31 | 20 | 0.5859 | 15.9456 | 528.3644 | 27.2155 | Valve repair | NA |  |  |  |  | 0 |  |  | 544.31 | 25 |  |  |  | 0 | 8.16
5 | Transmission and Distribution Plant | 333 | Services | 13260 | 0200323 | 5 | BLUE SAGE GARDENS | 2019-02-28 | 2019 | 2 | 195.25 | 39.64 |  | 234.89 | 0 | 234.89 | 20 | 0.5859 | 6.8811 | 228.0089 | 11.7445 | Investigating possible service line break, No leak found. took residual | NA |  |  |  |  | 0 |  |  | 234.89 | 25 |  |  |  | 0 | 3.52
5 | Transmission and Distribution Plant | 333 | Services | 13260 | 0200323 | 5 | BLUE SAGE GARDENS | 2019-02-28 | 2019 | 2 | 1633.31 | 331.58 |  | 1964.89 | 0 | 1964.89 | 20 | 0.5859 | 57.5615 | 1907.3285 | 98.2445 | line break | NA |  |  |  |  | 0 |  |  | 1964.89 | 25 |  |  |  | 0 | 29.47
5 | Transmission and Distribution Plant | 333 | Services | 13260 | 0200325 | 6 | BRANDI ESTATES | 2019-02-28 | 2019 | 2 | 499.14 | 101.33 |  | 600.47 | 0 | 600.47 | 20 | 0.5859 | 17.5908 | 582.8792 | 30.0235 | Water leak | NA |  |  |  |  | 0 |  |  | 600.47 | 25 |  |  |  | 0 | 9.01
5 | Transmission and Distribution Plant | 333 | Services | 13260 | 0200274 | 2 | COUNTRY ACRES | 2019-02-28 | 2019 | 2 | 499.14 | 101.33 |  | 600.47 | 0 | 600.47 | 20 | 0.5859 | 17.5908 | 582.8792 | 30.0235 | Valve repair | NA |  |  |  |  | 0 |  |  | 600.47 | 25 |  |  |  | 0 | 9.01
5 | Transmission and Distribution Plant | 333 | Services | 13260 | 0200185 | 20 | DEMI JOHN PLACE | 2019-02-28 | 2019 | 2 | 2575.63 | 522.88 |  | 3098.51 | 0 | 3098.51 | 20 | 0.5859 | 90.7709 | 3007.7391 | 154.9255 | Intalled long tap | NA |  |  |  |  | 0 |  |  | 3098.51 | 25 |  |  |  | 0 | 46.48
5 | Transmission and Distribution Plant | 333 | Services | 13260 | 0200432 | 27 | MARK V | 2019-02-28 | 2019 | 2 | 592.7 | 120.32 |  | 713.02 | 0 | 713.02 | 20 | 0.5859 | 20.8879 | 692.1321 | 35.651 | Replaced shut off valve | NA |  |  |  |  | 0 |  |  | 713.02 | 25 |  |  |  | 0 | 10.7
5 | Transmission and Distribution Plant | 333 | Services | 13260 | 0200058 | 28 | RIVERSIDE ESTATES | 2019-02-28 | 2019 | 2 | 1850.46 | 375.66 |  | 2226.12 | 0 | 2226.12 | 20 | 0.5859 | 65.2142 | 2160.9058 | 111.306 | Water leak | NA |  |  |  |  | 0 |  |  | 2226.12 | 25 |  |  |  | 0 | 33.39
5 | Transmission and Distribution Plant | 333 | Services | 13260 | 0200058 | 28 | RIVERSIDE ESTATES | 2019-02-28 | 2019 | 2 | 1177.24 | 238.99 |  | 1416.23 | 0 | 1416.23 | 20 | 0.5859 | 41.4885 | 1374.7415 | 70.8115 | Replaced short service line Leak | NA |  |  |  |  | 0 |  |  | 1416.23 | 25 |  |  |  | 0 | 21.24
5 | Transmission and Distribution Plant | 333 | Services | 13260 | 0200110, 0200108 | 17 | RYAN LONG | 2019-02-28 | 2019 | 2 | 966.32 | 196.17 |  | 1162.49 | 0 | 1162.49 | 20 | 0.5859 | 34.0551 | 1128.4349 | 58.1245 | Emergency repair on service line | NA |  |  |  |  | 0 |  |  | 1162.49 | 25 |  |  |  | 0 | 17.44
5 | Transmission and Distribution Plant | 333 | Services | 13260 | 0200460 | 12 | SAN BERNARD | 2019-02-28 | 2019 | 2 | 1301.74 | 264.27 |  | 1566.01 | 0 | 1566.01 | 20 | 0.5859 | 45.8763 | 1520.1337 | 78.3005 | line break | NA |  |  |  |  | 0 |  |  | 1566.01 | 25 |  |  |  | 0 | 23.49
5 | Transmission and Distribution Plant | 333 | Services | 13260 | 0200335 | 7 | SANDY MEADOW | 2019-02-28 | 2019 | 2 | 499.14 | 101.33 |  | 600.47 | 0 | 600.47 | 20 | 0.5859 | 17.5908 | 582.8792 | 30.0235 | water leak & replaced valve | NA |  |  |  |  | 0 |  |  | 600.47 | 25 |  |  |  | 0 | 9.01
5 | Transmission and Distribution Plant | 333 | Services | 13260 | 1610102 | 14 | SPANISH BIT | 2019-02-28 | 2019 | 2 | 2487.56 | 505 |  | 2992.56 | 0 | 2992.56 | 20 | 0.5859 | 87.6671 | 2904.8929 | 149.628 | Installed long tap | 1 | Each |  |  |  | 0 |  |  | 2992.56 | 25 |  |  |  | 0 | 44.89
5 | Transmission and Distribution Plant | 333 | Services | 13260 | 1610102 | 14 | SPANISH BIT | 2019-02-28 | 2019 | 2 | 1031.72 | 209.45 |  | 1241.17 | 0 | 1241.17 | 20 | 0.5859 | 36.3601 | 1204.8099 | 62.0585 | Investigating possible main line break, leak at tap saddle | NA |  |  |  |  | 0 |  |  | 1241.17 | 25 |  |  |  | 0 | 18.62
5 | Transmission and Distribution Plant | 333 | Services | 13260 | 0200083 | 24 | WILCO | 2019-02-28 | 2019 | 2 | 1527.11 | 310.02 |  | 1837.13 | 0 | 1837.13 | 20 | 0.5859 | 53.8187 | 1783.3113 | 91.8565 | Remove and install new service | 1 | Each |  |  |  | 0 |  |  | 1837.13 | 25 |  |  |  | 0 | 27.56
5 | Transmission and Distribution Plant | 333 | Services | 13260 | 0200410 | 15 | BRIAR MEADOWS | 2019-03-31 | 2019 | 3 | 871.44 | 176.91 |  | 1048.35 | -62.27 | 986.08 | 20 | 0.50103 | 24.7026 | 961.3774 | 49.304 | line break | NA |  |  |  |  | 0 |  |  | 986.08 | 25 |  |  |  | 0 | 14.79
5 | Transmission and Distribution Plant | 333 | Services | 13260 | 0200410 | 15 | BRIAR MEADOWS | 2019-03-31 | 2019 | 3 | 87.14 | 17.69 |  | 104.83 | -6.23 | 98.6 | 20 | 0.50103 | 2.4701 | 96.1299 | 4.93 | line break | NA |  |  |  |  | 0 |  |  | 98.6 | 25 |  |  |  | 0 | 1.48
5 | Transmission and Distribution Plant | 333 | Services | 13260 | 0200273 | 4 | COUNTRY MEADOWS | 2019-03-31 | 2019 | 3 | 532 | 108 |  | 640 | -38.01 | 601.99 | 20 | 0.50103 | 15.0807 | 586.9093 | 30.0995 | Installed water tap and meter | NA |  |  |  |  | 0 |  |  | 601.99 | 25 |  |  |  | 0 | 9.03
5 | Transmission and Distribution Plant | 333 | Services | 13260 | 0200273 | 4 | COUNTRY MEADOWS | 2019-03-31 | 2019 | 3 | 53.2 | 10.8 |  | 64 | -3.8 | 60.2 | 20 | 0.50103 | 1.5081 | 58.6919 | 3.01 | Installed water tap | NA |  |  |  |  | 0 |  |  | 60.2 | 25 |  |  |  | 0 | 0.9
5 | Transmission and Distribution Plant | 333 | Services | 13260 | 0200185 | 11 | DEMI JOHN ISLAND | 2019-03-31 | 2019 | 3 | 1232.1 | 250.13 |  | 1482.23 | -88.04 | 1394.19 | 20 | 0.50103 | 34.9263 | 1359.2637 | 69.7095 | Service line leak, electric company damaged service lin... | NA |  |  |  |  | 0 |  |  | 1394.19 | 25 |  |  |  | 0 | 20.91
5 | Transmission and Distribution Plant | 333 | Services | 13260 | 0200185 | 11 | DEMI JOHN ISLAND | 2019-03-31 | 2019 | 3 | 1291.24 | 262.13 |  | 1553.37 | -92.27 | 1461.1 | 20 | 0.50103 | 36.6025 | 1424.4975 | 73.055 | Service line leak, electric company damaged service line, ins... | NA |  |  |  |  | 0 |  |  | 1461.1 | 25 |  |  |  | 0 | 21.92
5 | Transmission and Distribution Plant | 333 | Services | 13260 | 0200185 | 11 | DEMI JOHN ISLAND | 2019-03-31 | 2019 | 3 | 123.21 | 25.01 |  | 148.22 | -8.8 | 139.42 | 20 | 0.50103 | 3.4927 | 135.9273 | 6.971 | Service line leak, electric company damaged service lin... | NA |  |  |  |  | 0 |  |  | 139.42 | 25 |  |  |  | 0 | 2.09
5 | Transmission and Distribution Plant | 333 | Services | 13260 | 0200185 | 11 | DEMI JOHN ISLAND | 2019-03-31 | 2019 | 3 | 129.12 | 26.21 |  | 155.33 | -9.23 | 146.1 | 20 | 0.50103 | 3.66 | 142.44 | 7.305 | Service line leak, electric company damaged service line, ins... | NA |  |  |  |  | 0 |  |  | 146.1 | 25 |  |  |  | 0 | 2.19
5 | Transmission and Distribution Plant | 333 | Services | 13260 | 0200058 | 28 | RIVERSIDE ESTATES | 2019-03-31 | 2019 | 3 | 631.73 | 128.25 |  | 759.98 | -45.14 | 714.84 | 20 | 0.50103 | 17.9077 | 696.9323 | 35.742 | Service line leak, installed compression couplings | NA |  |  |  |  | 0 |  |  | 714.84 | 25 |  |  |  | 0 | 10.72
5 | Transmission and Distribution Plant | 333 | Services | 13260 | 0200058 | 28 | RIVERSIDE ESTATES | 2019-03-31 | 2019 | 3 | 63.17 | 12.82 |  | 75.99 | -4.51 | 71.48 | 20 | 0.50103 | 1.7907 | 69.6893 | 3.574 | Service line leak, installed compression couplings | NA |  |  |  |  | 0 |  |  | 71.48 | 25 |  |  |  | 0 | 1.07
5 | Transmission and Distribution Plant | 333 | Services | 13260 | 0790504 | 36 | TEJAS LAKES | 2019-03-31 | 2019 | 3 | 2030.48 | 412.22 |  | 2442.7 | -145.1 | 2297.6 | 20 | 0.50103 | 57.5579 | 2240.0421 | 114.88 | line break, installed isolation valve | NA |  |  |  |  | 0 |  |  | 2297.6 | 25 |  |  |  | 0 | 34.46
5 | Transmission and Distribution Plant | 333 | Services | 13260 | 0790504 | 36 | TEJAS LAKES | 2019-03-31 | 2019 | 3 | 203.04 | 41.22 |  | 244.26 | -14.51 | 229.75 | 20 | 0.50103 | 5.7555 | 223.9945 | 11.4875 | line break, installed isolation valve | NA |  |  |  |  | 0 |  |  | 229.75 | 25 |  |  |  | 0 | 3.45
5 | Transmission and Distribution Plant | 333 | Services | 13260 | 0200083 | 24 | WILCO | 2019-03-31 | 2019 | 3 | 692.2 | 140.52 |  | 832.72 | -49.46 | 783.26 | 20 | 0.50103 | 19.6217 | 763.6383 | 39.163 | line break | NA |  |  |  |  | 0 |  |  | 783.26 | 25 |  |  |  | 0 | 11.75
5 | Transmission and Distribution Plant | 333 | Services | 13260 | 0200083 | 24 | WILCO | 2019-03-31 | 2019 | 3 | 69.22 | 14.05 |  | 83.27 | -4.95 | 78.32 | 20 | 0.50103 | 1.962 | 76.358 | 3.916 | line break | NA |  |  |  |  | 0 |  |  | 78.32 | 25 |  |  |  | 0 | 1.17
5 | Transmission and Distribution Plant | 333 | Services | 13260 | 0200370 | 22 | WOLF GLEN | 2019-03-31 | 2019 | 3 | 797.91 | 161.98 |  | 959.89 | -57.02 | 902.87 | 20 | 0.50103 | 22.6181 | 880.2519 | 45.1435 | line break | NA |  |  |  |  | 0 |  |  | 902.87 | 25 |  |  |  | 0 | 13.54
5 | Transmission and Distribution Plant | 333 | Services | 13260 | 0200370 | 22 | WOLF GLEN | 2019-03-31 | 2019 | 3 | 79.95 | 16.23 |  | 96.18 | -5.71 | 90.47 | 20 | 0.50103 | 2.2664 | 88.2036 | 4.5235 | line break | NA |  |  |  |  | 0 |  |  | 90.47 | 25 |  |  |  | 0 | 1.36
5 | Transmission and Distribution Plant | 333 | Services | 13260 | 0200058 | 28 | RIVERSIDE ESTATES | 2019-04-30 | 2019 | 4 | 610 |  |  | 610 | -34.24 | 575.76 | 20 | 0.41889 | 12.059 | 563.701 | 28.788 | Investigate service line issue, found service line cut | NA |  |  |  |  | 0 |  |  | 575.76 | 25 |  |  |  | 0 | 8.64
5 | Transmission and Distribution Plant | 333 | Services | 13260 | 0200058 | 28 | RIVERSIDE ESTATES | 2019-04-30 | 2019 | 4 | 108.16 |  |  | 108.16 | -6.07 | 102.09 | 20 | 0.41889 | 2.1382 | 99.9518 | 5.1045 | main line break, excavated & repaired 2" main, returned to service | NA |  |  |  |  | 0 |  |  | 102.09 | 25 |  |  |  | 0 | 1.53
5 | Transmission and Distribution Plant | 333 | Services | 13260 | 0200058 | 28 | RIVERSIDE ESTATES | 2019-04-30 | 2019 | 4 | 61 |  |  | 61 | -3.42 | 57.58 | 20 | 0.41889 | 1.206 | 56.374 | 2.879 | Investigate service line issue, found service line cut | NA |  |  |  |  | 0 |  |  | 57.58 | 25 |  |  |  | 0 | 0.86
5 | Transmission and Distribution Plant | 333 | Services | 13260 | 0200335 | 7 | SANDY MEADOW | 2019-04-30 | 2019 | 4 | 946.14 |  |  | 946.14 | -53.11 | 893.03 | 20 | 0.41889 | 18.7041 | 874.3259 | 44.6515 | repair serivce line | NA |  |  |  |  | 0 |  |  | 893.03 | 25 |  |  |  | 0 | 13.4
5 | Transmission and Distribution Plant | 333 | Services | 13260 | 0200335 | 7 | SANDY MEADOW | 2019-04-30 | 2019 | 4 | 94.61 |  |  | 94.61 | -5.31 | 89.3 | 20 | 0.41889 | 1.8703 | 87.4297 | 4.465 | repair serivce line | NA |  |  |  |  | 0 |  |  | 89.3 | 25 |  |  |  | 0 | 1.34
5 | Transmission and Distribution Plant | 333 | Services | 13260 | 1610102 | 14 | SPANISH BIT | 2019-04-30 | 2019 | 4 | 93.05 |  |  | 93.05 | -5.22 | 87.83 | 20 | 0.41889 | 1.8396 | 85.9904 | 4.3915 | repair service line and repaired houseline leak | NA |  |  |  |  | 0 |  |  | 87.83 | 25 |  |  |  | 0 | 1.32
5 | Transmission and Distribution Plant | 333 | Services | 13260 | 1610102 | 14 | SPANISH BIT | 2019-04-30 | 2019 | 4 | 930.48 |  |  | 930.48 | -52.23 | 878.25 | 20 | 0.41889 | 18.3946 | 859.8554 | 43.9125 | repair service line and repaired houseline leak | NA |  |  |  |  | 0 |  |  | 878.25 | 25 |  |  |  | 0 | 13.17
5 | Transmission and Distribution Plant | 333 | Services | 13260 | 0200245 | 25 | BEECHWOOD | 2019-05-31 | 2019 | 5 | 741.23 |  |  | 741.23 | -3.26 | 737.97 | 20 | 0.33402 | 12.3248 | 725.6452 | 36.8985 | service line leak, repaired short service line, replace... | NA |  |  |  |  | 0 |  |  | 737.97 | 25 |  |  |  | 0 | 11.07
5 | Transmission and Distribution Plant | 333 | Services | 13260 | 0200245 | 25 | BEECHWOOD | 2019-05-31 | 2019 | 5 | 74.12 |  |  | 74.12 | -0.33 | 73.79 | 20 | 0.33402 | 1.2324 | 72.5576 | 3.6895 | service line leak, repaired short service line, replace... | NA |  |  |  |  | 0 |  |  | 73.79 | 25 |  |  |  | 0 | 1.11
5 | Transmission and Distribution Plant | 333 | Services | 13260 | 0200338 | 19 | BERNARD OAKS | 2019-05-31 | 2019 | 5 | 149.41 |  |  | 149.41 | -0.66 | 148.75 | 20 | 0.33402 | 2.4843 | 146.2657 | 7.4375 | finished repairing 3/4" service line leak | NA |  |  |  |  | 0 |  |  | 148.75 | 25 |  |  |  | 0 | 2.23
5 | Transmission and Distribution Plant | 333 | Services | 13260 | 0200338 | 19 | BERNARD OAKS | 2019-05-31 | 2019 | 5 | 14.94 |  |  | 14.94 | -0.07 | 14.87 | 20 | 0.33402 | 0.24834 | 14.6217 | 0.7435 | finished repairing 3/4" service line leak | NA |  |  |  |  | 0 |  |  | 14.87 | 25 |  |  |  | 0 | 0.22
5 | Transmission and Distribution Plant | 333 | Services | 13260 | 0200604 | 32 | COLONY TRAILS | 2019-05-31 | 2019 | 5 | 856.2 |  |  | 856.2 | -3.77 | 852.43 | 20 | 0.33402 | 14.2363 | 838.1937 | 42.6215 | service line leak, repaired broken line and replaced 3/4"... | NA |  |  |  |  | 0 |  |  | 852.43 | 25 |  |  |  | 0 | 12.79
5 | Transmission and Distribution Plant | 333 | Services | 13260 | 0200604 | 32 | COLONY TRAILS | 2019-05-31 | 2019 | 5 | 85.62 |  |  | 85.62 | -0.38 | 85.24 | 20 | 0.33402 | 1.4236 | 83.8164 | 4.262 | service line leak, repaired broken line and replaced | NA |  |  |  |  | 0 |  |  | 85.24 | 25 |  |  |  | 0 | 1.28
5 | Transmission and Distribution Plant | 333 | Services | 13260 | 0200274 | 2 | COUNTRY ACRES | 2019-05-31 | 2019 | 5 | 799.13 |  |  | 799.13 | -3.52 | 795.61 | 20 | 0.33402 | 13.2874 | 782.3226 | 39.7805 | main line break, repaired 2" main line | NA |  |  |  |  | 0 |  |  | 795.61 | 25 |  |  |  | 0 | 11.93
5 | Transmission and Distribution Plant | 333 | Services | 13260 | 0200274 | 2 | COUNTRY ACRES | 2019-05-31 | 2019 | 5 | 999.28 |  |  | 999.28 | -4.4 | 994.88 | 20 | 0.33402 | 16.6154 | 978.2646 | 49.744 | Service line leak, repaired short service line, replaced 3... | NA |  |  |  |  | 0 |  |  | 994.88 | 25 |  |  |  | 0 | 14.92
5 | Transmission and Distribution Plant | 333 | Services | 13260 | 0200274 | 2 | COUNTRY ACRES | 2019-05-31 | 2019 | 5 | 99.93 |  |  | 99.93 | -0.44 | 99.49 | 20 | 0.33402 | 1.6616 | 97.8284 | 4.9745 | Service line leak, repaired short service line | NA |  |  |  |  | 0 |  |  | 99.49 | 25 |  |  |  | 0 | 1.49
5 | Transmission and Distribution Plant | 333 | Services | 13260 | 0200274 | 2 | COUNTRY ACRES | 2019-05-31 | 2019 | 5 | 79.91 |  |  | 79.91 | -0.35 | 79.56 | 20 | 0.33402 | 1.3287 | 78.2313 | 3.978 | main line break, repaired 2" main line | NA |  |  |  |  | 0 |  |  | 79.56 | 25 |  |  |  | 0 | 1.19
5 | Transmission and Distribution Plant | 333 | Services | 13260 | 0200273 | 4 | COUNTRY MEADOWS | 2019-05-31 | 2019 | 5 | 945.82 |  |  | 945.82 | -4.16 | 941.66 | 20 | 0.33402 | 15.7266 | 925.9334 | 47.083 | service line leak, repaired short service line, replaced 3/4'... | NA |  |  |  |  | 0 |  |  | 941.66 | 25 |  |  |  | 0 | 14.12
5 | Transmission and Distribution Plant | 333 | Services | 13260 | 0200273 | 4 | COUNTRY MEADOWS | 2019-05-31 | 2019 | 5 | 94.58 |  |  | 94.58 | -0.42 | 94.16 | 20 | 0.33402 | 1.5726 | 92.5874 | 4.708 | service line leak, repaired short service line | NA |  |  |  |  | 0 |  |  | 94.16 | 25 |  |  |  | 0 | 1.41
5 | Transmission and Distribution Plant | 333 | Services | 13260 | 0200185 | 20 | DEMI JOHN PLACE | 2019-05-31 | 2019 | 5 | 703.75 |  |  | 703.75 | -3.1 | 700.65 | 20 | 0.33402 | 11.7015 | 688.9485 | 35.0325 | water service line leak | NA |  |  |  |  | 0 |  |  | 700.65 | 25 |  |  |  | 0 | 10.51
5 | Transmission and Distribution Plant | 333 | Services | 13260 | 0200185 | 20 | DEMI JOHN PLACE | 2019-05-31 | 2019 | 5 | 693.21 |  |  | 693.21 | -3.05 | 690.16 | 20 | 0.33402 | 11.5263 | 678.6337 | 34.508 | water service line leak | NA |  |  |  |  | 0 |  |  | 690.16 | 25 |  |  |  | 0 | 10.35
5 | Transmission and Distribution Plant | 333 | Services | 13260 | 0200058 | 28 | RIVERSIDE ESTATES | 2019-05-31 | 2019 | 5 | 673.56 |  |  | 673.56 | -2.97 | 670.59 | 20 | 0.33402 | 11.1994 | 659.3906 | 33.5295 | reapired service line hit by county contractor | NA |  |  |  |  | 0 |  |  | 670.59 | 25 |  |  |  | 0 | 10.06
5 | Transmission and Distribution Plant | 333 | Services | 13260 | 0200058 | 28 | RIVERSIDE ESTATES | 2019-05-31 | 2019 | 5 | 67.36 |  |  | 67.36 | -0.3 | 67.06 | 20 | 0.33402 | 1.12 | 65.94 | 3.353 | reapired service line hit by county contractor | NA |  |  |  |  | 0 |  |  | 67.06 | 25 |  |  |  | 0 | 1.01
5 | Transmission and Distribution Plant | 333 | Services | 13260 | 0200083 | 24 | WILCO | 2019-05-31 | 2019 | 5 | 66.19 |  |  | 66.19 | -0.29 | 65.9 | 20 | 0.33402 | 1.1006 | 64.7994 | 3.295 | repair leak at meter tap new 2" pvc | NA |  |  |  |  | 0 |  |  | 65.9 | 25 |  |  |  | 0 | 0.99
5 | Transmission and Distribution Plant | 333 | Services | 13260 | 0200083 | 24 | WILCO | 2019-05-31 | 2019 | 5 | 661.85 |  |  | 661.85 | -2.91 | 658.94 | 20 | 0.33402 | 11.0049 | 647.9351 | 32.947 | repair leak at meter tap, installed new meter and 2" pvc | NA |  |  |  |  | 0 |  |  | 658.94 | 25 |  |  |  | 0 | 9.88
5 | Transmission and Distribution Plant | 333 | Services | 13260 | 0200370 | 22 | WOLF GLEN | 2019-05-31 | 2019 | 5 | 1439.77 |  |  | 1439.77 | -6.34 | 1433.43 | 20 | 0.33402 | 23.9396 | 1409.4904 | 71.6715 | After hours, service line leak, replaced short service line at 2"... | NA |  |  |  |  | 0 |  |  | 1433.43 | 25 |  |  |  | 0 | 21.5
5 | Transmission and Distribution Plant | 333 | Services | 13260 | 0200370 | 22 | WOLF GLEN | 2019-05-31 | 2019 | 5 | 143.98 |  |  | 143.98 | -0.63 | 143.35 | 20 | 0.33402 | 2.3941 | 140.9559 | 7.1675 | After hours, service line leak, replaced short service line at 2" | NA |  |  |  |  | 0 |  |  | 143.35 | 25 |  |  |  | 0 | 2.15
5 | Transmission and Distribution Plant | 333 | Services | 13260 | 0200244 | 13 | ANGLE ACRES | 2019-06-30 | 2019 | 6 | 1115 | 709.6 |  | 1824.6 | -27.58 | 1797.02 | 20 | 0.25188 | 22.6319 | 1774.3881 | 89.851 | repaired short serivce line. repalced 3/4" curb stop | NA |  |  |  |  | 0 |  |  | 1797.02 | 25 |  |  |  | 0 | 26.96
5 | Transmission and Distribution Plant | 333 | Services | 13260 | 0200244 | 13 | ANGLE ACRES | 2019-06-30 | 2019 | 6 | 111.5 | 70.96 |  | 182.46 | -2.76 | 179.7 | 20 | 0.25188 | 2.2632 | 177.4368 | 8.985 | repaired short serivce line. repalced 3/4" curb stop | NA |  |  |  |  | 0 |  |  | 179.7 | 25 |  |  |  | 0 | 2.7
5 | Transmission and Distribution Plant | 333 | Services | 13260 | 0200432 | 27 | MARK V | 2019-06-30 | 2019 | 6 | 806.21 | 513.08 |  | 1319.29 | -19.94 | 1299.35 | 20 | 0.25188 | 16.3642 | 1282.9858 | 64.9675 | after hours, repaired broken service line | NA |  |  |  |  | 0 |  |  | 1299.35 | 25 |  |  |  | 0 | 19.49
5 | Transmission and Distribution Plant | 333 | Services | 13260 | 0200432 | 27 | MARK V | 2019-06-30 | 2019 | 6 | 80.62 | 51.31 |  | 131.93 | -1.99 | 129.94 | 20 | 0.25188 | 1.6365 | 128.3035 | 6.497 | after hours, repaired broken service line | NA |  |  |  |  | 0 |  |  | 129.94 | 25 |  |  |  | 0 | 1.95
5 | Transmission and Distribution Plant | 333 | Services | 13260 | 0790425 | 39 | RIVER RANCH/723 | 2019-06-30 | 2019 | 6 | 682.71 | 434.49 |  | 1117.2 | -16.89 | 1100.31 | 20 | 0.25188 | 13.8574 | 1086.4526 | 55.0155 | repaired short service line. replaced 3/4" curb stop | NA |  |  |  |  | 0 |  |  | 1100.31 | 25 |  |  |  | 0 | 16.5
5 | Transmission and Distribution Plant | 333 | Services | 13260 | 0790425 | 39 | RIVER RANCH/723 | 2019-06-30 | 2019 | 6 | 68.27 | 43.45 |  | 111.72 | -1.69 | 110.03 | 20 | 0.25188 | 1.3857 | 108.6443 | 5.5015 | repaired short service line. replaced 3/4" curb stop | NA |  |  |  |  | 0 |  |  | 110.03 | 25 |  |  |  | 0 | 1.65
5 | Transmission and Distribution Plant | 333 | Services | 13260 | 0200335 | 7 | SANDY MEADOW | 2019-06-30 | 2019 | 6 | 487.86 | 310.48 |  | 798.34 | -12.07 | 786.27 | 20 | 0.25188 | 9.9024 | 776.3676 | 39.3135 | repaired short service line. raised meter and meter box | NA |  |  |  |  | 0 |  |  | 786.27 | 25 |  |  |  | 0 | 11.79
5 | Transmission and Distribution Plant | 333 | Services | 13260 | 0200335 | 7 | SANDY MEADOW | 2019-06-30 | 2019 | 6 | 48.79 | 31.05 |  | 79.84 | -1.21 | 78.63 | 20 | 0.25188 | 0.99028 | 77.6397 | 3.9315 | repaired short service line. raised meter and meter box | NA |  |  |  |  | 0 |  |  | 78.63 | 25 |  |  |  | 0 | 1.18
5 | Transmission and Distribution Plant | 333 | Services | 13260 | 1610102 | 14 | SPANISH BIT | 2019-06-30 | 2019 | 6 | 706.45 | 449.59 |  | 1156.04 | -17.47 | 1138.57 | 20 | 0.25188 | 14.3393 | 1124.2307 | 56.9285 | repaired leaking curb stop. replaced 3/4" curb stop and me... | NA |  |  |  |  | 0 |  |  | 1138.57 | 25 |  |  |  | 0 | 17.08
5 | Transmission and Distribution Plant | 333 | Services | 13260 | 1610102 | 14 | SPANISH BIT | 2019-06-30 | 2019 | 6 | 70.65 | 44.96 |  | 115.61 | -1.75 | 113.86 | 20 | 0.25188 | 1.434 | 112.426 | 5.693 | repaired leaking curb stop. replaced 3/4" curb stop and me... | NA |  |  |  |  | 0 |  |  | 113.86 | 25 |  |  |  | 0 | 1.71
5 | Transmission and Distribution Plant | 333 | Services | 13260 | 0790504 | 36 | TEJAS LAKES | 2019-06-30 | 2019 | 6 | 541.16 | 344.4 |  | 885.56 | -13.38 | 872.18 | 20 | 0.25188 | 10.9843 | 861.1957 | 43.609 | leveled yard and replaced sod over previous main line break | NA |  |  |  |  | 0 |  |  | 872.18 | 25 |  |  |  | 0 | 13.08
5 | Transmission and Distribution Plant | 333 | Services | 13260 | 0200244 | 13 | ANGLE ACRES | 2019-07-31 | 2019 | 7 | 515.66 |  |  | 515.66 | -13.3 | 502.36 | 20 | 0.16701 | 4.1949 | 498.1651 | 25.118 | spread fill dirt, leveled yard and replaced sod | NA |  |  |  |  | 0 |  |  | 502.36 | 25 |  |  |  | 0 | 7.54
5 | Transmission and Distribution Plant | 333 | Services | 13260 | 0200244 | 13 | ANGLE ACRES | 2019-07-31 | 2019 | 7 | 51.57 |  |  | 51.57 | -1.33 | 50.24 | 20 | 0.16701 | 0.41953 | 49.8205 | 2.512 | spread fill dirt, leveled yard and replaced sod | NA |  |  |  |  | 0 |  |  | 50.24 | 25 |  |  |  | 0 | 0.75
5 | Transmission and Distribution Plant | 333 | Services | 13260 | 0200338 | 19 | BERNARD OAKS | 2019-07-31 | 2019 | 7 | 432.11 |  |  | 432.11 | -11.14 | 420.97 | 20 | 0.16701 | 3.5153 | 417.4547 | 21.0485 | spread fill dirt, leveled yard and replaced sod over previous blo... | NA |  |  |  |  | 0 |  |  | 420.97 | 25 |  |  |  | 0 | 6.31
5 | Transmission and Distribution Plant | 333 | Services | 13260 | 0200338 | 19 | BERNARD OAKS | 2019-07-31 | 2019 | 7 | 43.21 |  |  | 43.21 | -1.11 | 42.1 | 20 | 0.16701 | 0.35155 | 41.7484 | 2.105 | spread fill dirt, leveled yard and replaced sod over previous blo... | NA |  |  |  |  | 0 |  |  | 42.1 | 25 |  |  |  | 0 | 0.63
5 | Transmission and Distribution Plant | 333 | Services | 13260 | 0200323 | 5 | BLUE SAGE GARDENS | 2019-07-31 | 2019 | 7 | 1147.48 |  |  | 1147.48 | -29.59 | 1117.89 | 20 | 0.16701 | 9.3349 | 1108.5551 | 55.8945 | spread fill dirt, leveled yard and replaced sod over pre... | NA |  |  |  |  | 0 |  |  | 1117.89 | 25 |  |  |  | 0 | 16.77
5 | Transmission and Distribution Plant | 333 | Services | 13260 | 0200323 | 5 | BLUE SAGE GARDENS | 2019-07-31 | 2019 | 7 | 114.75 |  |  | 114.75 | -2.96 | 111.79 | 20 | 0.16701 | 0.9335 | 110.8565 | 5.5895 | spread fill dirt, leveled yard and replaced sod over pre... | NA |  |  |  |  | 0 |  |  | 111.79 | 25 |  |  |  | 0 | 1.68
5 | Transmission and Distribution Plant | 333 | Services | 13260 | 0200325 | 6 | BRANDI ESTATES | 2019-07-31 | 2019 | 7 | 598.35 |  |  | 598.35 | -15.43 | 582.92 | 20 | 0.16701 | 4.8676 | 578.0524 | 29.146 | repaired short service line, replaced meter box | NA |  |  |  |  | 0 |  |  | 582.92 | 25 |  |  |  | 0 | 8.74
5 | Transmission and Distribution Plant | 333 | Services | 13260 | 0200325 | 6 | BRANDI ESTATES | 2019-07-31 | 2019 | 7 | 291.97 |  |  | 291.97 | -7.53 | 284.44 | 20 | 0.16701 | 2.3752 | 282.0648 | 14.222 | spread fill dirt, leveled yard and replaced sod | NA |  |  |  |  | 0 |  |  | 284.44 | 25 |  |  |  | 0 | 4.27
5 | Transmission and Distribution Plant | 333 | Services | 13260 | 0200325 | 6 | BRANDI ESTATES | 2019-07-31 | 2019 | 7 | 59.84 |  |  | 59.84 | -1.54 | 58.3 | 20 | 0.16701 | 0.48683 | 57.8132 | 2.915 | repaired short service line, replaced meter box | NA |  |  |  |  | 0 |  |  | 58.3 | 25 |  |  |  | 0 | 0.87
5 | Transmission and Distribution Plant | 333 | Services | 13260 | 0200325 | 6 | BRANDI ESTATES | 2019-07-31 | 2019 | 7 | 29.2 |  |  | 29.2 | -0.75 | 28.45 | 20 | 0.16701 | 0.23757 | 28.2124 | 1.4225 | spread fill dirt, leveled yard and replaced sod | NA |  |  |  |  | 0 |  |  | 28.45 | 25 |  |  |  | 0 | 0.43
5 | Transmission and Distribution Plant | 333 | Services | 13260 | 0200274 | 2 | COUNTRY ACRES | 2019-07-31 | 2019 | 7 | 1195.01 |  |  | 1195.01 | -30.82 | 1164.19 | 20 | 0.16701 | 9.7215 | 1154.4685 | 58.2095 | found leak on gate valve, installed corporation on main and made ... | NA |  |  |  |  | 0 |  |  | 1164.19 | 25 |  |  |  | 0 | 17.46
5 | Transmission and Distribution Plant | 333 | Services | 13260 | 0200274 | 2 | COUNTRY ACRES | 2019-07-31 | 2019 | 7 | 252.44 |  |  | 252.44 | -6.51 | 245.93 | 20 | 0.16701 | 2.0536 | 243.8764 | 12.2965 | spread fill dirt, leveled yard and replaced sod | NA |  |  |  |  | 0 |  |  | 245.93 | 25 |  |  |  | 0 | 3.69
5 | Transmission and Distribution Plant | 333 | Services | 13260 | 0200274 | 2 | COUNTRY ACRES | 2019-07-31 | 2019 | 7 | 119.5 |  |  | 119.5 | -3.08 | 116.42 | 20 | 0.16701 | 0.97216 | 115.4478 | 5.821 | found leak on gate valve, installed corporation on main and made ... | NA |  |  |  |  | 0 |  |  | 116.42 | 25 |  |  |  | 0 | 1.75
5 | Transmission and Distribution Plant | 333 | Services | 13260 | 0200274 | 2 | COUNTRY ACRES | 2019-07-31 | 2019 | 7 | 25.24 |  |  | 25.24 | -0.65 | 24.59 | 20 | 0.16701 | 0.20534 | 24.3847 | 1.2295 | spread fill dirt, leveled yard and replaced sod | NA |  |  |  |  | 0 |  |  | 24.59 | 25 |  |  |  | 0 | 0.37
5 | Transmission and Distribution Plant | 333 | Services | 13260 | 0200432 | 27 | MARK V | 2019-07-31 | 2019 | 7 | 1276.06 |  |  | 1276.06 | -32.91 | 1243.15 | 20 | 0.16701 | 10.3809 | 1232.7691 | 62.1575 | replaced leaking 90 and installed clamp over old tap, made new tap ... | NA |  |  |  |  | 0 |  |  | 1243.15 | 25 |  |  |  | 0 | 18.65
5 | Transmission and Distribution Plant | 333 | Services | 13260 | 0200432 | 27 | MARK V | 2019-07-31 | 2019 | 7 | 1064.99 |  |  | 1064.99 | -27.47 | 1037.52 | 20 | 0.16701 | 8.6638 | 1028.8562 | 51.876 | relocated water tap and short service line. Installed new meter box | NA |  |  |  |  | 0 |  |  | 1037.52 | 25 |  |  |  | 0 | 15.56
5 | Transmission and Distribution Plant | 333 | Services | 13260 | 0200432 | 27 | MARK V | 2019-07-31 | 2019 | 7 | 311.52 |  |  | 311.52 | -8.03 | 303.49 | 20 | 0.16701 | 2.5343 | 300.9557 | 15.1745 | spread fill dirt, leveled yard and replaced sod | NA |  |  |  |  | 0 |  |  | 303.49 | 25 |  |  |  | 0 | 4.55
5 | Transmission and Distribution Plant | 333 | Services | 13260 | 0200432 | 27 | MARK V | 2019-07-31 | 2019 | 7 | 127.61 |  |  | 127.61 | -3.29 | 124.32 | 20 | 0.16701 | 1.0381 | 123.2819 | 6.216 | replaced leaking 90 and installed clamp over old tap, made new tap ... | NA |  |  |  |  | 0 |  |  | 124.32 | 25 |  |  |  | 0 | 1.86
5 | Transmission and Distribution Plant | 333 | Services | 13260 | 0200432 | 27 | MARK V | 2019-07-31 | 2019 | 7 | 106.5 |  |  | 106.5 | -2.75 | 103.75 | 20 | 0.16701 | 0.86636 | 102.8836 | 5.1875 | relocated water tap and short service line. Installed new meter box | NA |  |  |  |  | 0 |  |  | 103.75 | 25 |  |  |  | 0 | 1.56
5 | Transmission and Distribution Plant | 333 | Services | 13260 | 0200432 | 27 | MARK V | 2019-07-31 | 2019 | 7 | 31.15 |  |  | 31.15 | -0.8 | 30.35 | 20 | 0.16701 | 0.25344 | 30.0966 | 1.5175 | spread fill dirt, leveled yard and replaced sod | NA |  |  |  |  | 0 |  |  | 30.35 | 25 |  |  |  | 0 | 0.46
5 | Transmission and Distribution Plant | 333 | Services | 13260 | 0200058 | 28 | RIVERSIDE ESTATES | 2019-07-31 | 2019 | 7 | 372.25 |  |  | 372.25 | -9.6 | 362.65 | 20 | 0.16701 | 3.0283 | 359.6217 | 18.1325 | Repaired short service line leak | NA |  |  |  |  | 0 |  |  | 362.65 | 25 |  |  |  | 0 | 5.44
5 | Transmission and Distribution Plant | 333 | Services | 13260 | 0200058 | 28 | RIVERSIDE ESTATES | 2019-07-31 | 2019 | 7 | 37.23 |  |  | 37.23 | -0.96 | 36.27 | 20 | 0.16701 | 0.30287 | 35.9671 | 1.8135 | Repaired short service line leak | NA |  |  |  |  | 0 |  |  | 36.27 | 25 |  |  |  | 0 | 0.54
5 | Transmission and Distribution Plant | 333 | Services | 13260 | 0200346 | 8 | ROSHARON ROAD | 2019-07-31 | 2019 | 7 | 326.1 |  |  | 326.1 | -8.41 | 317.69 | 20 | 0.16701 | 2.6529 | 315.0371 | 15.8845 | found leak on meter spud, replaced meter spud | NA |  |  |  |  | 0 |  |  | 317.69 | 25 |  |  |  | 0 | 4.77
5 | Transmission and Distribution Plant | 333 | Services | 13260 | 0200346 | 8 | ROSHARON ROAD | 2019-07-31 | 2019 | 7 | 32.61 |  |  | 32.61 | -0.84 | 31.77 | 20 | 0.16701 | 0.26529 | 31.5047 | 1.5885 | found leak on meter spud, replaced meter spud | NA |  |  |  |  | 0 |  |  | 31.77 | 25 |  |  |  | 0 | 0.48
5 | Transmission and Distribution Plant | 333 | Services | 13260 | 0200460 | 12 | SAN BERNARD | 2019-07-31 | 2019 | 7 | 801.09 |  |  | 801.09 | -20.66 | 780.43 | 20 | 0.16701 | 6.5169 | 773.9131 | 39.0215 | repaired short service line, replaced 3/4" U-branch and... | NA |  |  |  |  | 0 |  |  | 780.43 | 25 |  |  |  | 0 | 11.71
5 | Transmission and Distribution Plant | 333 | Services | 13260 | 0200460 | 12 | SAN BERNARD | 2019-07-31 | 2019 | 7 | 270.25 |  |  | 270.25 | -6.97 | 263.28 | 20 | 0.16701 | 2.1985 | 261.0815 | 13.164 | spread fill dirt, leveled yard and replaced sod | NA |  |  |  |  | 0 |  |  | 263.28 | 25 |  |  |  | 0 | 3.95
5 | Transmission and Distribution Plant | 333 | Services | 13260 | 0200460 | 12 | SAN BERNARD | 2019-07-31 | 2019 | 7 | 80.11 |  |  | 80.11 | -2.07 | 78.04 | 20 | 0.16701 | 0.65167 | 77.3883 | 3.902 | repaired short service line, replaced 3/4" U-branch and... | NA |  |  |  |  | 0 |  |  | 78.04 | 25 |  |  |  | 0 | 1.17
5 | Transmission and Distribution Plant | 333 | Services | 13260 | 0200460 | 12 | SAN BERNARD | 2019-07-31 | 2019 | 7 | 27.03 |  |  | 27.03 | -0.7 | 26.33 | 20 | 0.16701 | 0.21987 | 26.1101 | 1.3165 | spread fill dirt, leveled yard and replaced sod | NA |  |  |  |  | 0 |  |  | 26.33 | 25 |  |  |  | 0 | 0.39
5 | Transmission and Distribution Plant | 333 | Services | 13260 | 0200053 | 18 | SNUG HARBOR | 2019-07-31 | 2019 | 7 | 937.1 |  |  | 937.1 | -24.17 | 912.93 | 20 | 0.16701 | 7.6234 | 905.3066 | 45.6465 | replaced short service line | NA |  |  |  |  | 0 |  |  | 912.93 | 25 |  |  |  | 0 | 13.69
5 | Transmission and Distribution Plant | 333 | Services | 13260 | 0200053 | 18 | SNUG HARBOR | 2019-07-31 | 2019 | 7 | 93.71 |  |  | 93.71 | -2.42 | 91.29 | 20 | 0.16701 | 0.76231 | 90.5277 | 4.5645 | replaced short service line | NA |  |  |  |  | 0 |  |  | 91.29 | 25 |  |  |  | 0 | 1.37
5 | Transmission and Distribution Plant | 333 | Services | 13260 | 0790504 | 36 | TEJAS LAKES | 2019-07-31 | 2019 | 7 | 1056.8 |  |  | 1056.8 | -27.26 | 1029.54 | 20 | 0.16701 | 8.5971 | 1020.9429 | 51.477 | after hours, replaced short service line | 1 | Each |  |  |  | 0 |  |  | 1029.54 | 25 |  |  |  | 0 | 15.44
5 | Transmission and Distribution Plant | 333 | Services | 13260 | 0790504 | 36 | TEJAS LAKES | 2019-07-31 | 2019 | 7 | 1121.28 |  |  | 1121.28 | -28.92 | 1092.36 | 20 | 0.16701 | 9.1217 | 1083.2383 | 54.618 | after hours, found leak at gate valve, repaired small section of ... | NA |  |  |  |  | 0 |  |  | 1092.36 | 25 |  |  |  | 0 | 16.39
5 | Transmission and Distribution Plant | 333 | Services | 13260 | 0790504 | 36 | TEJAS LAKES | 2019-07-31 | 2019 | 7 | 105.68 |  |  | 105.68 | -2.73 | 102.95 | 20 | 0.16701 | 0.85968 | 102.0903 | 5.1475 | after hours, replaced short service line | NA |  |  |  |  | 0 |  |  | 102.95 | 25 |  |  |  | 0 | 1.54
5 | Transmission and Distribution Plant | 333 | Services | 13260 | 0790504 | 36 | TEJAS LAKES | 2019-07-31 | 2019 | 7 | 112.13 |  |  | 112.13 | -2.89 | 109.24 | 20 | 0.16701 | 0.9122 | 108.3278 | 5.462 | after hours, found leak at gate valve, repaired small section of ... | NA |  |  |  |  | 0 |  |  | 109.24 | 25 |  |  |  | 0 | 1.64
5 | Transmission and Distribution Plant | 333 | Services | 13260 | 0200083 | 24 | WILCO | 2019-07-31 | 2019 | 7 | 215.31 |  |  | 215.31 | -5.55 | 209.76 | 20 | 0.16701 | 1.7516 | 208.0084 | 10.488 | spread fill dirt, leveled yard and replaced sod | NA |  |  |  |  | 0 |  |  | 209.76 | 25 |  |  |  | 0 | 3.15
5 | Transmission and Distribution Plant | 333 | Services | 13260 | 0200083 | 24 | WILCO | 2019-07-31 | 2019 | 7 | 925.93 |  |  | 925.93 | -23.88 | 902.05 | 20 | 0.16701 | 7.5325 | 894.5175 | 45.1025 | repaired short service line, relocated meter and adjusted houseline... | NA |  |  |  |  | 0 |  |  | 902.05 | 25 |  |  |  | 0 | 13.53
5 | Transmission and Distribution Plant | 333 | Services | 13260 | 0200083 | 24 | WILCO | 2019-07-31 | 2019 | 7 | 21.53 |  |  | 21.53 | -0.56 | 20.97 | 20 | 0.16701 | 0.17511 | 20.7949 | 1.0485 | spread fill dirt, leveled yard and replaced sod | NA |  |  |  |  | 0 |  |  | 20.97 | 25 |  |  |  | 0 | 0.31
5 | Transmission and Distribution Plant | 333 | Services | 13260 | 0200083 | 24 | WILCO | 2019-07-31 | 2019 | 7 | 92.59 |  |  | 92.59 | -2.39 | 90.2 | 20 | 0.16701 | 0.75321 | 89.4468 | 4.51 | repaired short service line, relocated meter and adjusted houseline... | NA |  |  |  |  | 0 |  |  | 90.2 | 25 |  |  |  | 0 | 1.35
5 | Transmission and Distribution Plant | 333 | Services | 13260 | 0200244 | 13 | ANGLE ACRES | 2019-08-31 | 2019 | 8 | 836.33 |  |  | 836.33 | -106.12 | 730.21 | 20 | 0.082136 | 2.9988 | 727.2112 | 36.5105 | replaced 3/4" curb stop | NA |  |  |  |  | 0 |  |  | 730.21 | 25 |  |  |  | 0 | 10.95
5 | Transmission and Distribution Plant | 333 | Services | 13260 | 0200244 | 13 | ANGLE ACRES | 2019-08-31 | 2019 | 8 | 1355.57 |  |  | 1355.57 | -172.01 | 1183.56 | 20 | 0.082136 | 4.8606 | 1178.6994 | 59.178 | installed new 90 and made new 1" tap | NA |  |  |  |  | 0 |  |  | 1183.56 | 25 |  |  |  | 0 | 17.75
5 | Transmission and Distribution Plant | 333 | Services | 13260 | 0200244 | 13 | ANGLE ACRES | 2019-08-31 | 2019 | 8 | 83.63 |  |  | 83.63 | -10.61 | 73.02 | 20 | 0.082136 | 0.29988 | 72.7201 | 3.651 | replaced 3/4" curb stop | NA |  |  |  |  | 0 |  |  | 73.02 | 25 |  |  |  | 0 | 1.1
5 | Transmission and Distribution Plant | 333 | Services | 13260 | 0200244 | 13 | ANGLE ACRES | 2019-08-31 | 2019 | 8 | 135.56 |  |  | 135.56 | -17.2 | 118.36 | 20 | 0.082136 | 0.48608 | 117.8739 | 5.918 | installed new 90 and made new 1" tap | NA |  |  |  |  | 0 |  |  | 118.36 | 25 |  |  |  | 0 | 1.78
5 | Transmission and Distribution Plant | 333 | Services | 13260 | 0200358 | 41 | BAYOU COLONY | 2019-08-31 | 2019 | 8 | 819.63 |  |  | 819.63 | -104 | 715.63 | 20 | 0.082136 | 2.9389 | 712.6911 | 35.7815 | repair short service line, replaced 3/4" curb stop and meter box ... | NA |  |  |  |  | 0 |  |  | 715.63 | 25 |  |  |  | 0 | 10.73
5 | Transmission and Distribution Plant | 333 | Services | 13260 | 0200358 | 41 | BAYOU COLONY | 2019-08-31 | 2019 | 8 | 363.03 |  |  | 363.03 | -46.06 | 316.97 | 20 | 0.082136 | 1.3017 | 315.6683 | 15.8485 | leveled yard and replaced sod | NA |  |  |  |  | 0 |  |  | 316.97 | 25 |  |  |  | 0 | 4.75
5 | Transmission and Distribution Plant | 333 | Services | 13260 | 0200358 | 41 | BAYOU COLONY | 2019-08-31 | 2019 | 8 | 81.96 |  |  | 81.96 | -10.4 | 71.56 | 20 | 0.082136 | 0.29388 | 71.2661 | 3.578 | repair short service line, replaced 3/4" curb stop and meter box ... | NA |  |  |  |  | 0 |  |  | 71.56 | 25 |  |  |  | 0 | 1.07
5 | Transmission and Distribution Plant | 333 | Services | 13260 | 0200358 | 41 | BAYOU COLONY | 2019-08-31 | 2019 | 8 | 36.3 |  |  | 36.3 | -4.61 | 31.69 | 20 | 0.082136 | 0.13014 | 31.5599 | 1.5845 | leveled yard and replaced sod | NA |  |  |  |  | 0 |  |  | 31.69 | 25 |  |  |  | 0 | 0.48
5 | Transmission and Distribution Plant | 333 | Services | 13260 | 0200245 | 25 | BEECHWOOD | 2019-08-31 | 2019 | 8 | 814.53 |  |  | 814.53 | -103.35 | 711.18 | 20 | 0.082136 | 2.9207 | 708.2593 | 35.559 | repaire short service line, replaced 1" curb stop | NA |  |  |  |  | 0 |  |  | 711.18 | 25 |  |  |  | 0 | 10.67
5 | Transmission and Distribution Plant | 333 | Services | 13260 | 0200245 | 25 | BEECHWOOD | 2019-08-31 | 2019 | 8 | 307.61 |  |  | 307.61 | -39.03 | 268.58 | 20 | 0.082136 | 1.103 | 267.477 | 13.429 | leveled yard and replaced sod | NA |  |  |  |  | 0 |  |  | 268.58 | 25 |  |  |  | 0 | 4.03
5 | Transmission and Distribution Plant | 333 | Services | 13260 | 0200245 | 25 | BEECHWOOD | 2019-08-31 | 2019 | 8 | 81.45 |  |  | 81.45 | -10.34 | 71.11 | 20 | 0.082136 | 0.29203 | 70.818 | 3.5555 | repaire short service line, replaced 1" curb stop | NA |  |  |  |  | 0 |  |  | 71.11 | 25 |  |  |  | 0 | 1.07
5 | Transmission and Distribution Plant | 333 | Services | 13260 | 0200245 | 25 | BEECHWOOD | 2019-08-31 | 2019 | 8 | 30.76 |  |  | 30.76 | -3.9 | 26.86 | 20 | 0.082136 | 0.11031 | 26.7497 | 1.343 | leveled yard and replaced sod | NA |  |  |  |  | 0 |  |  | 26.86 | 25 |  |  |  | 0 | 0.4
5 | Transmission and Distribution Plant | 333 | Services | 13260 | 0200338 | 19 | BERNARD OAKS | 2019-08-31 | 2019 | 8 | 757.73 |  |  | 757.73 | -96.15 | 661.58 | 20 | 0.082136 | 2.717 | 658.863 | 33.079 | replaced 3/4" curb stop | NA |  |  |  |  | 0 |  |  | 661.58 | 25 |  |  |  | 0 | 9.92
5 | Transmission and Distribution Plant | 333 | Services | 13260 | 0200338 | 19 | BERNARD OAKS | 2019-08-31 | 2019 | 8 | 327.41 |  |  | 327.41 | -41.54 | 285.87 | 20 | 0.082136 | 1.174 | 284.696 | 14.2935 | leveled yard and replaced sod | NA |  |  |  |  | 0 |  |  | 285.87 | 25 |  |  |  | 0 | 4.29
5 | Transmission and Distribution Plant | 333 | Services | 13260 | 0200338 | 19 | BERNARD OAKS | 2019-08-31 | 2019 | 8 | 291.78 |  |  | 291.78 | -37.02 | 254.76 | 20 | 0.082136 | 1.0462 | 253.7138 | 12.738 | leveled yard and replaced sod | NA |  |  |  |  | 0 |  |  | 254.76 | 25 |  |  |  | 0 | 3.82
5 | Transmission and Distribution Plant | 333 | Services | 13260 | 0200338 | 19 | BERNARD OAKS | 2019-08-31 | 2019 | 8 | 75.77 |  |  | 75.77 | -9.61 | 66.16 | 20 | 0.082136 | 0.2717 | 65.8883 | 3.308 | replaced 3/4" curb stop | NA |  |  |  |  | 0 |  |  | 66.16 | 25 |  |  |  | 0 | 0.99
5 | Transmission and Distribution Plant | 333 | Services | 13260 | 0200338 | 19 | BERNARD OAKS | 2019-08-31 | 2019 | 8 | 32.74 |  |  | 32.74 | -4.15 | 28.59 | 20 | 0.082136 | 0.11741 | 28.4726 | 1.4295 | leveled yard and replaced sod | NA |  |  |  |  | 0 |  |  | 28.59 | 25 |  |  |  | 0 | 0.43
5 | Transmission and Distribution Plant | 333 | Services | 13260 | 0200338 | 19 | BERNARD OAKS | 2019-08-31 | 2019 | 8 | 29.18 |  |  | 29.18 | -3.7 | 25.48 | 20 | 0.082136 | 0.10464 | 25.3754 | 1.274 | leveled yard and replaced sod | NA |  |  |  |  | 0 |  |  | 25.48 | 25 |  |  |  | 0 | 0.38
5 | Transmission and Distribution Plant | 333 | Services | 13260 | 0200410 | 15 | BRIAR MEADOWS | 2019-08-31 | 2019 | 8 | 1398.45 |  |  | 1398.45 | -177.45 | 1221 | 20 | 0.082136 | 5.0144 | 1215.9856 | 61.05 | repair service line, installed new 2" gate valve | NA |  |  |  |  | 0 |  |  | 1221 | 25 |  |  |  | 0 | 18.32
5 | Transmission and Distribution Plant | 333 | Services | 13260 | 0200410 | 15 | BRIAR MEADOWS | 2019-08-31 | 2019 | 8 | 139.85 |  |  | 139.85 | -17.75 | 122.1 | 20 | 0.082136 | 0.50144 | 121.5986 | 6.105 | repair service line, installed new 2" gate valve | NA |  |  |  |  | 0 |  |  | 122.1 | 25 |  |  |  | 0 | 1.83
5 | Transmission and Distribution Plant | 333 | Services | 13260 | 0200273 | 4 | COUNTRY MEADOWS | 2019-08-31 | 2019 | 8 | 881.98 |  |  | 881.98 | -111.91 | 770.07 | 20 | 0.082136 | 3.1625 | 766.9075 | 38.5035 | repair short service line, replaced 3/4" curb stop, meter box ... | NA |  |  |  |  | 0 |  |  | 770.07 | 25 |  |  |  | 0 | 11.55
5 | Transmission and Distribution Plant | 333 | Services | 13260 | 0200273 | 4 | COUNTRY MEADOWS | 2019-08-31 | 2019 | 8 | 325.67 |  |  | 325.67 | -41.32 | 284.35 | 20 | 0.082136 | 1.1678 | 283.1822 | 14.2175 | leveled yard and replaced sod | NA |  |  |  |  | 0 |  |  | 284.35 | 25 |  |  |  | 0 | 4.27
5 | Transmission and Distribution Plant | 333 | Services | 13260 | 0200273 | 4 | COUNTRY MEADOWS | 2019-08-31 | 2019 | 8 | 264.41 |  |  | 264.41 | -33.55 | 230.86 | 20 | 0.082136 | 0.94809 | 229.9119 | 11.543 | leveled yard and replaced sod | NA |  |  |  |  | 0 |  |  | 230.86 | 25 |  |  |  | 0 | 3.46
5 | Transmission and Distribution Plant | 333 | Services | 13260 | 0200273 | 4 | COUNTRY MEADOWS | 2019-08-31 | 2019 | 8 | 88.2 |  |  | 88.2 | -11.19 | 77.01 | 20 | 0.082136 | 0.31626 | 76.6937 | 3.8505 | repair short service line, replaced 3/4" curb stop, meter box ... | NA |  |  |  |  | 0 |  |  | 77.01 | 25 |  |  |  | 0 | 1.16
5 | Transmission and Distribution Plant | 333 | Services | 13260 | 0200273 | 4 | COUNTRY MEADOWS | 2019-08-31 | 2019 | 8 | 32.57 |  |  | 32.57 | -4.13 | 28.44 | 20 | 0.082136 | 0.1168 | 28.3232 | 1.422 | leveled yard and replaced sod | NA |  |  |  |  | 0 |  |  | 28.44 | 25 |  |  |  | 0 | 0.43
5 | Transmission and Distribution Plant | 333 | Services | 13260 | 0200273 | 4 | COUNTRY MEADOWS | 2019-08-31 | 2019 | 8 | 26.44 |  |  | 26.44 | -3.35 | 23.09 | 20 | 0.082136 | 0.094825 | 22.9952 | 1.1545 | leveled yard and replaced sod | NA |  |  |  |  | 0 |  |  | 23.09 | 25 |  |  |  | 0 | 0.35
5 | Transmission and Distribution Plant | 333 | Services | 13260 | 0200185 | 20 | DEMI JOHN PLACE | 2019-08-31 | 2019 | 8 | 619.12 |  |  | 619.12 | -78.56 | 540.56 | 20 | 0.082136 | 2.22 | 538.34 | 27.028 | repaired short service line | NA |  |  |  |  | 0 |  |  | 540.56 | 25 |  |  |  | 0 | 8.11
5 | Transmission and Distribution Plant | 333 | Services | 13260 | 0200185 | 20 | DEMI JOHN PLACE | 2019-08-31 | 2019 | 8 | 61.91 |  |  | 61.91 | -7.86 | 54.05 | 20 | 0.082136 | 0.22197 | 53.828 | 2.7025 | repaired short service line | NA |  |  |  |  | 0 |  |  | 54.05 | 25 |  |  |  | 0 | 0.81
5 | Transmission and Distribution Plant | 333 | Services | 13260 | 0200639 | 31 | LOS ROBLES | 2019-08-31 | 2019 | 8 | 3250 |  |  | 3250 | -412.39 | 2837.61 | 20 | 0.082136 | 11.6534 | 2825.9566 | 141.8805 | labor and materials to install 2" water tap | NA |  |  |  |  | 0 |  |  | 2837.61 | 25 |  |  |  | 0 | 42.56
5 | Transmission and Distribution Plant | 333 | Services | 13260 | 0200639 | 31 | LOS ROBLES | 2019-08-31 | 2019 | 8 | 325 |  |  | 325 | -41.24 | 283.76 | 20 | 0.082136 | 1.1653 | 282.5947 | 14.188 | labor and materials to install 2" water tap | NA |  |  |  |  | 0 |  |  | 283.76 | 25 |  |  |  | 0 | 4.26
5 | Transmission and Distribution Plant | 333 | Services | 13260 | 0200432 | 27 | MARK V | 2019-08-31 | 2019 | 8 | 290.04 |  |  | 290.04 | -36.8 | 253.24 | 20 | 0.082136 | 1.04 | 252.2 | 12.662 | leveled yard and replaced sod | NA |  |  |  |  | 0 |  |  | 253.24 | 25 |  |  |  | 0 | 3.8
5 | Transmission and Distribution Plant | 333 | Services | 13260 | 0200432 | 27 | MARK V | 2019-08-31 | 2019 | 8 | 881.36 |  |  | 881.36 | -111.84 | 769.52 | 20 | 0.082136 | 3.1602 | 766.3598 | 38.476 | after hours, repaired short service line | NA |  |  |  |  | 0 |  |  | 769.52 | 25 |  |  |  | 0 | 11.54
5 | Transmission and Distribution Plant | 333 | Services | 13260 | 0200432 | 27 | MARK V | 2019-08-31 | 2019 | 8 | 29 |  |  | 29 | -3.68 | 25.32 | 20 | 0.082136 | 0.10398 | 25.216 | 1.266 | leveled yard and replaced sod | NA |  |  |  |  | 0 |  |  | 25.32 | 25 |  |  |  | 0 | 0.38
5 | Transmission and Distribution Plant | 333 | Services | 13260 | 0200432 | 27 | MARK V | 2019-08-31 | 2019 | 8 | 88.14 |  |  | 88.14 | -11.18 | 76.96 | 20 | 0.082136 | 0.31606 | 76.6439 | 3.848 | after hours, repaired short service line | NA |  |  |  |  | 0 |  |  | 76.96 | 25 |  |  |  | 0 | 1.15
5 | Transmission and Distribution Plant | 333 | Services | 13260 | 0200058 | 28 | RIVERSIDE ESTATES | 2019-08-31 | 2019 | 8 | 1244.85 |  |  | 1244.85 | -157.97 | 1086.88 | 20 | 0.082136 | 4.4636 | 1082.4164 | 54.344 | found leak at curb stop, replaced 3/4" curb stop and service tubing | NA |  |  |  |  | 0 |  |  | 1086.88 | 25 |  |  |  | 0 | 16.3
5 | Transmission and Distribution Plant | 333 | Services | 13260 | 0200058 | 28 | RIVERSIDE ESTATES | 2019-08-31 | 2019 | 8 | 124.49 |  |  | 124.49 | -15.8 | 108.69 | 20 | 0.082136 | 0.44637 | 108.2436 | 5.4345 | found leak at curb stop, replaced 3/4" curb stop and service tubing | NA |  |  |  |  | 0 |  |  | 108.69 | 25 |  |  |  | 0 | 1.63
5 | Transmission and Distribution Plant | 333 | Services | 13260 | 0200346 | 8 | ROSHARON ROAD | 2019-08-31 | 2019 | 8 | 342.27 |  |  | 342.27 | -43.43 | 298.84 | 20 | 0.082136 | 1.2273 | 297.6127 | 14.942 | leveled yard and replaced sod | NA |  |  |  |  | 0 |  |  | 298.84 | 25 |  |  |  | 0 | 4.48
5 | Transmission and Distribution Plant | 333 | Services | 13260 | 0200346 | 8 | ROSHARON ROAD | 2019-08-31 | 2019 | 8 | 969.62 |  |  | 969.62 | -123.04 | 846.58 | 20 | 0.082136 | 3.4767 | 843.1033 | 42.329 | after hours, repair short service line | NA |  |  |  |  | 0 |  |  | 846.58 | 25 |  |  |  | 0 | 12.7
5 | Transmission and Distribution Plant | 333 | Services | 13260 | 0200346 | 8 | ROSHARON ROAD | 2019-08-31 | 2019 | 8 | 34.23 |  |  | 34.23 | -4.34 | 29.89 | 20 | 0.082136 | 0.12275 | 29.7672 | 1.4945 | leveled yard and replaced sod | NA |  |  |  |  | 0 |  |  | 29.89 | 25 |  |  |  | 0 | 0.45
5 | Transmission and Distribution Plant | 333 | Services | 13260 | 0200346 | 8 | ROSHARON ROAD | 2019-08-31 | 2019 | 8 | 96.96 |  |  | 96.96 | -12.3 | 84.66 | 20 | 0.082136 | 0.34768 | 84.3123 | 4.233 | after hours, repair short service line | NA |  |  |  |  | 0 |  |  | 84.66 | 25 |  |  |  | 0 | 1.27
5 | Transmission and Distribution Plant | 333 | Services | 13260 | 0200053 | 18 | SNUG HARBOR | 2019-08-31 | 2019 | 8 | 327.35 |  |  | 327.35 | -41.54 | 285.81 | 20 | 0.082136 | 1.1738 | 284.6362 | 14.2905 | leveled yard and replaced sod | NA |  |  |  |  | 0 |  |  | 285.81 | 25 |  |  |  | 0 | 4.29
5 | Transmission and Distribution Plant | 333 | Services | 13260 | 0200053 | 18 | SNUG HARBOR | 2019-08-31 | 2019 | 8 | 32.74 |  |  | 32.74 | -4.15 | 28.59 | 20 | 0.082136 | 0.11741 | 28.4726 | 1.4295 | leveled yard and replaced sod | NA |  |  |  |  | 0 |  |  | 28.59 | 25 |  |  |  | 0 | 0.43
5 | Transmission and Distribution Plant | 333 | Services | 13260 | 0790504 | 36 | TEJAS LAKES | 2019-08-31 | 2019 | 8 | 749.33 |  |  | 749.33 | -95.08 | 654.25 | 20 | 0.082136 | 2.6869 | 651.5631 | 32.7125 | repaired short service line and replaced 3/4" curb stop | NA |  |  |  |  | 0 |  |  | 654.25 | 25 |  |  |  | 0 | 9.81
5 | Transmission and Distribution Plant | 333 | Services | 13260 | 0790504 | 36 | TEJAS LAKES | 2019-08-31 | 2019 | 8 | 346.98 |  |  | 346.98 | -44.03 | 302.95 | 20 | 0.082136 | 1.2441 | 301.7059 | 15.1475 | leveled yard and replaced sod | NA |  |  |  |  | 0 |  |  | 302.95 | 25 |  |  |  | 0 | 4.54
5 | Transmission and Distribution Plant | 333 | Services | 13260 | 0790504 | 36 | TEJAS LAKES | 2019-08-31 | 2019 | 8 | 161.87 |  |  | 161.87 | -20.54 | 141.33 | 20 | 0.082136 | 0.58041 | 140.7496 | 7.0665 | leveled yard and replaced sod | NA |  |  |  |  | 0 |  |  | 141.33 | 25 |  |  |  | 0 | 2.12
5 | Transmission and Distribution Plant | 333 | Services | 13260 | 0790504 | 36 | TEJAS LAKES | 2019-08-31 | 2019 | 8 | 74.93 |  |  | 74.93 | -9.51 | 65.42 | 20 | 0.082136 | 0.26867 | 65.1513 | 3.271 | repaired short service line and replaced 3/4" curb stop | NA |  |  |  |  | 0 |  |  | 65.42 | 25 |  |  |  | 0 | 0.98
5 | Transmission and Distribution Plant | 333 | Services | 13260 | 0790504 | 36 | TEJAS LAKES | 2019-08-31 | 2019 | 8 | 34.7 |  |  | 34.7 | -4.4 | 30.3 | 20 | 0.082136 | 0.12444 | 30.1756 | 1.515 | leveled yard and replaced sod | NA |  |  |  |  | 0 |  |  | 30.3 | 25 |  |  |  | 0 | 0.45
5 | Transmission and Distribution Plant | 333 | Services | 13260 | 0790504 | 36 | TEJAS LAKES | 2019-08-31 | 2019 | 8 | 16.19 |  |  | 16.19 | -2.05 | 14.14 | 20 | 0.082136 | 0.05807 | 14.0819 | 0.707 | leveled yard and replaced sod | NA |  |  |  |  | 0 |  |  | 14.14 | 25 |  |  |  | 0 | 0.21
5 | Transmission and Distribution Plant | 333 | Services | 13260 | 0200244 | 13 | ANGLE ACRES | 2019-09-30 | 2019 | 9 | 344.72 | 167.67 |  | 512.39 | -18.27 | 494.12 | 20 | 0 | 0 | 494.12 | 24.706 | leveled yard and replaced sod over previous service line repair | NA |  |  |  |  | 0 |  |  | 494.12 | 25 |  |  |  | 0 | 7.41
5 | Transmission and Distribution Plant | 333 | Services | 13260 | 0200244 | 13 | ANGLE ACRES | 2019-09-30 | 2019 | 9 | 34.47 | 16.77 |  | 51.24 | -1.83 | 49.41 | 20 | 0 | 0 | 49.41 | 2.4705 | leveled yard and replaced sod over previous service line repair | NA |  |  |  |  | 0 |  |  | 49.41 | 25 |  |  |  | 0 | 0.74
5 | Transmission and Distribution Plant | 333 | Services | 13260 | 0200245 | 25 | BEECHWOOD | 2019-09-30 | 2019 | 9 | 883.91 | 429.93 |  | 1313.84 | -46.85 | 1266.99 | 20 | 0 | 0 | 1266.99 | 63.3495 | replace short service line | NA |  |  |  |  | 0 |  |  | 1266.99 | 25 |  |  |  | 0 | 19
5 | Transmission and Distribution Plant | 333 | Services | 13260 | 0200245 | 25 | BEECHWOOD | 2019-09-30 | 2019 | 9 | 88.4 | 43 |  | 131.4 | -4.69 | 126.71 | 20 | 0 | 0 | 126.71 | 6.3355 | replace short service line | NA |  |  |  |  | 0 |  |  | 126.71 | 25 |  |  |  | 0 | 1.9
5 | Transmission and Distribution Plant | 333 | Services | 13260 | 0200338 | 19 | BERNARD OAKS | 2019-09-30 | 2019 | 9 | 743.82 | 361.79 |  | 1105.61 | -39.42 | 1066.19 | 20 | 0 | 0 | 1066.19 | 53.3095 | after hours, service line pulled out by unknown contractor, instal... | NA |  |  |  |  | 0 |  |  | 1066.19 | 25 |  |  |  | 0 | 15.99
5 | Transmission and Distribution Plant | 333 | Services | 13260 | 0200338 | 19 | BERNARD OAKS | 2019-09-30 | 2019 | 9 | 74.38 | 36.18 |  | 110.56 | -3.94 | 106.62 | 20 | 0 | 0 | 106.62 | 5.331 | after hours, service line pulled out by unknown contractor, instal... | NA |  |  |  |  | 0 |  |  | 106.62 | 25 |  |  |  | 0 | 1.6
5 | Transmission and Distribution Plant | 333 | Services | 13260 | 0200274 | 2 | COUNTRY ACRES | 2019-09-30 | 2019 | 9 | 625.78 | 304.38 |  | 930.16 | -33.16 | 897 | 20 | 0 | 0 | 897 | 44.85 | after hours, repair short service line | NA |  |  |  |  | 0 |  |  | 897 | 25 |  |  |  | 0 | 13.46
5 | Transmission and Distribution Plant | 333 | Services | 13260 | 0200274 | 2 | COUNTRY ACRES | 2019-09-30 | 2019 | 9 | 1477.88 | 718.83 |  | 2196.71 | -78.32 | 2118.39 | 20 | 0 | 0 | 2118.39 | 105.9195 | repair short service line leak and made new water tap | NA |  |  |  |  | 0 |  |  | 2118.39 | 25 |  |  |  | 0 | 31.78
5 | Transmission and Distribution Plant | 333 | Services | 13260 | 0200274 | 2 | COUNTRY ACRES | 2019-09-30 | 2019 | 9 | 62.57 | 30.43 |  | 93 | -3.32 | 89.68 | 20 | 0 | 0 | 89.68 | 4.484 | after hours, repair short service line | NA |  |  |  |  | 0 |  |  | 89.68 | 25 |  |  |  | 0 | 1.35
5 | Transmission and Distribution Plant | 333 | Services | 13260 | 0200274 | 2 | COUNTRY ACRES | 2019-09-30 | 2019 | 9 | 147.79 | 71.88 |  | 219.67 | -7.83 | 211.84 | 20 | 0 | 0 | 211.84 | 10.592 | repair short service line leak and made new water tap | NA |  |  |  |  | 0 |  |  | 211.84 | 25 |  |  |  | 0 | 3.18
5 | Transmission and Distribution Plant | 333 | Services | 13260 | 0200185 | 20 | DEMI JOHN PLACE | 2019-09-30 | 2019 | 9 | 426.03 | 207.22 |  | 633.25 | -22.58 | 610.67 | 20 | 0 | 0 | 610.67 | 30.5335 | leveled yard and replaced sod over previous service line repair | NA |  |  |  |  | 0 |  |  | 610.67 | 25 |  |  |  | 0 | 9.16
5 | Transmission and Distribution Plant | 333 | Services | 13260 | 0200185 | 20 | DEMI JOHN PLACE | 2019-09-30 | 2019 | 9 | 436.02 | 212.08 |  | 648.1 | -23.11 | 624.99 | 20 | 0 | 0 | 624.99 | 31.2495 | leveled yard and replaced sod over previous service line re... | NA |  |  |  |  | 0 |  |  | 624.99 | 25 |  |  |  | 0 | 9.37
5 | Transmission and Distribution Plant | 333 | Services | 13260 | 0200185 | 20 | DEMI JOHN PLACE | 2019-09-30 | 2019 | 9 | 42.6 | 20.72 |  | 63.32 | -2.26 | 61.06 | 20 | 0 | 0 | 61.06 | 3.053 | leveled yard and replaced sod over previous service line repair | NA |  |  |  |  | 0 |  |  | 61.06 | 25 |  |  |  | 0 | 0.92
5 | Transmission and Distribution Plant | 333 | Services | 13260 | 0200185 | 20 | DEMI JOHN PLACE | 2019-09-30 | 2019 | 9 | 43.6 | 21.21 |  | 64.81 | -2.31 | 62.5 | 20 | 0 | 0 | 62.5 | 3.125 | leveled yard and replaced sod over previous service line re... | NA |  |  |  |  | 0 |  |  | 62.5 | 25 |  |  |  | 0 | 0.94
5 | Transmission and Distribution Plant | 333 | Services | 13260 | 0200432 | 27 | MARK V | 2019-09-30 | 2019 | 9 | 608 | 295.73 |  | 903.73 | -32.22 | 871.51 | 20 | 0 | 0 | 871.51 | 43.5755 | after hours, repair short service line | NA |  |  |  |  | 0 |  |  | 871.51 | 25 |  |  |  | 0 | 13.07
5 | Transmission and Distribution Plant | 333 | Services | 13260 | 0200432 | 27 | MARK V | 2019-09-30 | 2019 | 9 | 1175.36 | 571.68 |  | 1747.04 | -62.29 | 1684.75 | 20 | 0 | 0 | 1684.75 | 84.2375 | repair short service line | NA |  |  |  |  | 0 |  |  | 1684.75 | 25 |  |  |  | 0 | 25.27
5 | Transmission and Distribution Plant | 333 | Services | 13260 | 0200432 | 27 | MARK V | 2019-09-30 | 2019 | 9 | 60.8 | 29.57 |  | 90.37 | -3.22 | 87.15 | 20 | 0 | 0 | 87.15 | 4.3575 | after hours, repair short service line | NA |  |  |  |  | 0 |  |  | 87.15 | 25 |  |  |  | 0 | 1.31
5 | Transmission and Distribution Plant | 333 | Services | 13260 | 0200432 | 27 | MARK V | 2019-09-30 | 2019 | 9 | 117.54 | 57.17 |  | 174.71 | -6.23 | 168.48 | 20 | 0 | 0 | 168.48 | 8.424 | repair short service line | NA |  |  |  |  | 0 |  |  | 168.48 | 25 |  |  |  | 0 | 2.53
5 | Transmission and Distribution Plant | 333 | Services | 13260 | 0200094 | 16 | MOORELAND | 2019-09-30 | 2019 | 9 | 683.05 | 332.23 |  | 1015.28 | -36.2 | 979.08 | 20 | 0 | 0 | 979.08 | 48.954 | 3/4" curb stop and meter box w/ lid | NA |  |  |  |  | 0 |  |  | 979.08 | 25 |  |  |  | 0 | 14.69
5 | Transmission and Distribution Plant | 333 | Services | 13260 | 0200094 | 16 | MOORELAND | 2019-09-30 | 2019 | 9 | 68.31 | 33.23 |  | 101.54 | -3.62 | 97.92 | 20 | 0 | 0 | 97.92 | 4.896 | 3/4" curb stop and meter box w/ lid | NA |  |  |  |  | 0 |  |  | 97.92 | 25 |  |  |  | 0 | 1.47
5 | Transmission and Distribution Plant | 333 | Services | 13260 | 0200058 | 28 | RIVERSIDE ESTATES | 2019-09-30 | 2019 | 9 | 520 | 252.93 |  | 772.93 | -27.56 | 745.37 | 20 | 0 | 0 | 745.37 | 37.2685 | found PVC compression coupling was loose, cleaned and tightened | NA |  |  |  |  | 0 |  |  | 745.37 | 25 |  |  |  | 0 | 11.18
5 | Transmission and Distribution Plant | 333 | Services | 13260 | 0200058 | 28 | RIVERSIDE ESTATES | 2019-09-30 | 2019 | 9 | 52 | 25.29 |  | 77.29 | -2.76 | 74.53 | 20 | 0 | 0 | 74.53 | 3.7265 | found PVC compression coupling was loose, cleaned and tightened | NA |  |  |  |  | 0 |  |  | 74.53 | 25 |  |  |  | 0 | 1.12
5 | Transmission and Distribution Plant | 333 | Services | 13260 | 0200346 | 8 | ROSHARON ROAD | 2019-09-30 | 2019 | 9 | 1335.62 | 649.63 |  | 1985.25 | -70.78 | 1914.47 | 20 | 0 | 0 | 1914.47 | 95.7235 | after hours, repaired 3" main at 2" Tee. Bac | NA |  |  |  |  | 0 |  |  | 1914.47 | 25 |  |  |  | 0 | 28.72
5 | Transmission and Distribution Plant | 333 | Services | 13260 | 0200346 | 8 | ROSHARON ROAD | 2019-09-30 | 2019 | 9 | 759.01 | 369.18 |  | 1128.19 | -40.23 | 1087.96 | 20 | 0 | 0 | 1087.96 | 54.398 | after hours, repair short service line | NA |  |  |  |  | 0 |  |  | 1087.96 | 25 |  |  |  | 0 | 16.32
5 | Transmission and Distribution Plant | 333 | Services | 13260 | 0200346 | 8 | ROSHARON ROAD | 2019-09-30 | 2019 | 9 | 75.9 | 36.92 |  | 112.82 | -4.02 | 108.8 | 20 | 0 | 0 | 108.8 | 5.44 | after hours, repair short service line | NA |  |  |  |  | 0 |  |  | 108.8 | 25 |  |  |  | 0 | 1.63
5 | Transmission and Distribution Plant | 333 | Services | 13260 | 0200460 | 12 | SAN BERNARD | 2019-09-30 | 2019 | 9 | 723.75 | 352.03 |  | 1075.78 | -38.36 | 1037.42 | 20 | 0 | 0 | 1037.42 | 51.871 | after hours, shut down water plant and made repairs to PVC... | NA |  |  |  |  | 0 |  |  | 1037.42 | 25 |  |  |  | 0 | 15.56
5 | Transmission and Distribution Plant | 333 | Services | 13260 | 0200460 | 12 | SAN BERNARD | 2019-09-30 | 2019 | 9 | 72.38 | 35.21 |  | 107.59 | -3.84 | 103.75 | 20 | 0 | 0 | 103.75 | 5.1875 | after hours, shut down water plant and made repairs to PVC... | NA |  |  |  |  | 0 |  |  | 103.75 | 25 |  |  |  | 0 | 1.56
5 | Transmission and Distribution Plant | 333 | Services | 13260 | 1610102 | 14 | SPANISH BIT | 2019-09-30 | 2019 | 9 | 735.19 | 357.6 |  | 1092.79 | -38.96 | 1053.83 | 20 | 0 | 0 | 1053.83 | 52.6915 | repair short service line | NA |  |  |  |  | 0 |  |  | 1053.83 | 25 |  |  |  | 0 | 15.81
5 | Transmission and Distribution Plant | 333 | Services | 13260 | 1610102 | 14 | SPANISH BIT | 2019-09-30 | 2019 | 9 | 815.19 | 396.51 |  | 1211.7 | -43.2 | 1168.5 | 20 | 0 | 0 | 1168.5 | 58.425 | leveled yard and replaced sod over previous water tap inst... | NA |  |  |  |  | 0 |  |  | 1168.5 | 25 |  |  |  | 0 | 17.53
5 | Transmission and Distribution Plant | 333 | Services | 13260 | 1610102 | 14 | SPANISH BIT | 2019-09-30 | 2019 | 9 | 73.52 | 35.76 |  | 109.28 | -3.9 | 105.38 | 20 | 0 | 0 | 105.38 | 5.269 | repair short service line | NA |  |  |  |  | 0 |  |  | 105.38 | 25 |  |  |  | 0 | 1.58
5 | Transmission and Distribution Plant | 333 | Services | 13260 | 1610102 | 14 | SPANISH BIT | 2019-09-30 | 2019 | 9 | 81.52 | 39.65 |  | 121.17 | -4.32 | 116.85 | 20 | 0 | 0 | 116.85 | 5.8425 | leveled yard and replaced sod over previous water tap inst... | NA |  |  |  |  | 0 |  |  | 116.85 | 25 |  |  |  | 0 | 1.75
5 | Transmission and Distribution Plant | 333 | Services | 13260 | 0200083 | 24 | WILCO | 2019-09-30 | 2019 | 9 | 748.06 | 363.86 |  | 1111.92 | -39.65 | 1072.27 | 20 | 0 | 0 | 1072.27 | 53.6135 | repair short service line | NA |  |  |  |  | 0 |  |  | 1072.27 | 25 |  |  |  | 0 | 16.08
5 | Transmission and Distribution Plant | 333 | Services | 13260 | 0200083 | 24 | WILCO | 2019-09-30 | 2019 | 9 | 74.81 | 36.39 |  | 111.2 | -3.96 | 107.24 | 20 | 0 | 0 | 107.24 | 5.362 | repair short service line | NA |  |  |  |  | 0 |  |  | 107.24 | 25 |  |  |  | 0 | 1.61
0
5 | Transmission and Distribution Plant | 334 | Meters and Meter Installations | 13260 | NA | 99 | VARIOUS | 2006-07-01 | 2006 | 7 | 4152.19 |  |  | 4152.19 | 0 | 4152.19 | 10 | 13.2485 | 4152.19 | 0 | 0 | Initial Inventory | NA | Each | 4152.19 |  | 4152.19 | 4152.19 | 4152.19 | 4152.19 | 4152.19 | 25 | 11.4985 | 12.2485 | 1909.75 | 2034.32 | 2200.4
5 | Transmission and Distribution Plant | 334 | Meters and Meter Installations | 13260 | NA | 99 | VARIOUS | 2008-07-01 | 2008 | 7 | 2911.66 |  |  | 2911.66 | 0 | 2911.66 | 10 | 11.2471 | 2911.66 | 0 | 0 | Initial Inventory | NA | Each | 2911.66 |  | 2911.66 | 2911.66 | 2911.66 | 2911.66 | 2911.66 | 25 | 9.4971 | 10.2471 | 1106.09 | 1193.44 | 1309.91
5 | Transmission and Distribution Plant | 334 | Meters and Meter Installations | 13260 | 0200325 | 6 | BRANDI | 2009-07-01 | 2009 | 7 | 253.77 |  |  | 253.77 | 0 | 253.77 | 10 | 10.2478 | 253.77 | 0 | 0 | Initial Inventory | 23 | Each | 253.77 |  | 253.77 | 234.68 | 253.77 | 253.77 | 253.77 | 25 | 8.4978 | 9.2478 | 86.26 | 93.87 | 104.02
5 | Transmission and Distribution Plant | 334 | Meters and Meter Installations | 13260 | 0790504 | 36 | TEJAS LAKES | 2009-07-01 | 2009 | 7 | 1859.88 |  |  | 1859.88 | 0 | 1859.88 | 10 | 10.2478 | 1859.88 | 0 | 0 | Initial Inventory | 56 | Each | 1859.88 |  | 1859.88 | 1719.98 | 1859.88 | 1859.88 | 1859.88 | 25 | 8.4978 | 9.2478 | 632.19 | 687.99 | 762.39
5 | Transmission and Distribution Plant | 334 | Meters and Meter Installations | 13260 | NA | 99 | VARIOUS | 2009-07-01 | 2009 | 7 | 2179.85 |  |  | 2179.85 | 0 | 2179.85 | 10 | 10.2478 | 2179.85 | 0 | 0 | Initial Inventory | NA | Each | 2179.85 |  | 2179.85 | 2015.88 | 2179.85 | 2179.85 | 2179.85 | 25 | 8.4978 | 9.2478 | 740.96 | 806.35 | 893.54
5 | Transmission and Distribution Plant | 334 | Meters and Meter Installations | 13260 | 0200110, 0200108 | 17 | RYAN LONG | 2010-07-01 | 2010 | 7 | 640.53 |  |  | 640.53 | 0 | 640.53 | 10 | 9.2485 | 592.3916 | 48.1384 | 64.053 | Initial Inventory | 31 | Each | 640.53 |  | 640.53 | 528.34 | 640.53 | 640.53 | 640.53 | 25 | 7.4985 | 8.2485 | 192.12 | 211.34 | 236.96
5 | Transmission and Distribution Plant | 334 | Meters and Meter Installations | 13260 | NA | 99 | VARIOUS | 2010-07-01 | 2010 | 7 | 446.95 |  |  | 446.95 | 0 | 446.95 | 10 | 9.2485 | 413.3599 | 33.5901 | 44.695 | Initial Inventory | NA | Each | 446.95 |  | 446.95 | 368.66 | 446.95 | 446.95 | 446.95 | 25 | 7.4985 | 8.2485 | 134.06 | 147.47 | 165.34
5 | Transmission and Distribution Plant | 334 | Meters and Meter Installations | 13260 | NA | 99 | VARIOUS | 2011-07-01 | 2011 | 7 | 4135.89 |  |  | 4135.89 | 0 | 4135.89 | 10 | 8.2491 | 3411.7554 | 724.1346 | 413.589 | Initial Inventory | NA | Each | 4135.89 |  | 4135.89 | 2998.17 | 4135.89 | 4135.89 | 4135.89 | 25 | 6.4991 | 7.2491 | 1075.19 | 1199.27 | 1364.7
5 | Transmission and Distribution Plant | 334 | Meters and Meter Installations | 13260 | 0200506 | 29 | LEE RIDGE | 2012-07-01 | 2012 | 7 | 203.94 |  |  | 203.94 | 0 | 203.94 | 10 | 7.2471 | 147.7972 | 56.1428 | 20.394 | Initial Inventory | 13 | Each | 203.94 |  | 203.94 | 127.4 | 203.94 | 203.94 | 203.94 | 25 | 5.4971 | 6.2471 | 44.84 | 50.96 | 59.12
5 | Transmission and Distribution Plant | 334 | Meters and Meter Installations | 13260 | NA | 99 | VARIOUS | 2012-07-01 | 2012 | 7 | 2043.36 |  |  | 2043.36 | 0 | 2043.36 | 10 | 7.2471 | 1480.8416 | 562.5184 | 204.336 | Initial Inventory | NA | Each | 2043.36 |  | 2043.36 | 1276.51 | 2043.36 | 2043.36 | 2043.36 | 25 | 5.4971 | 6.2471 | 449.3 | 510.6 | 592.34
5 | Transmission and Distribution Plant | 334 | Meters and Meter Installations | 13260 | 0790504 | 36 | TEJAS LAKES | 2013-07-01 | 2013 | 7 | 490.88 |  |  | 490.88 | 0 | 490.88 | 10 | 6.2478 | 306.6908 | 184.1892 | 49.088 | Initial Inventory | 15 | Each | 490.88 |  | 490.88 | 257.6 | 490.88 | 490.88 | 490.88 | 25 | 4.4978 | 5.2478 | 88.31 | 103.04 | 122.68
5 | Transmission and Distribution Plant | 334 | Meters and Meter Installations | 13260 | NA | 99 | VARIOUS | 2013-07-01 | 2013 | 7 | 4892.4 |  |  | 4892.4 | 0 | 4892.4 | 10 | 6.2478 | 3056.6617 | 1835.7383 | 489.24 | Initial Inventory | NA | Each | 4892.4 |  | 4892.4 | 2567.42 | 4892.4 | 4892.4 | 4892.4 | 25 | 4.4978 | 5.2478 | 880.2 | 1026.97 | 1222.66
5 | Transmission and Distribution Plant | 334 | Meters and Meter Installations | 13260 | 0200244 | 13 | ANGLE ACRES | 2015-07-01 | 2015 | 7 | 189.75 |  |  | 189.75 | 0 | 189.75 | 10 | 4.2491 | 80.6275 | 109.1225 | 18.975 | Initial Inventory | 39 | Each | 189.75 |  | 189.75 | 61.65 | 189.75 | 189.75 | 189.75 | 25 | 2.4991 | 3.2491 | 18.97 | 24.66 | 32.25
5 | Transmission and Distribution Plant | 334 | Meters and Meter Installations | 13260 | 0200358 | 41 | BAYOU COLONY | 2015-07-01 | 2015 | 7 | 759 |  |  | 759 | 0 | 759 | 10 | 4.2491 | 322.5101 | 436.4899 | 75.9 | Initial Inventory | 39 | Each | 759 |  | 759 | 246.61 | 759 | 759 | 759 | 25 | 2.4991 | 3.2491 | 75.87 | 98.64 | 129
5 | Transmission and Distribution Plant | 334 | Meters and Meter Installations | 13260 | 0200245 | 25 | BEECHWOOD | 2015-07-01 | 2015 | 7 | 759 |  |  | 759 | 0 | 759 | 10 | 4.2491 | 322.5101 | 436.4899 | 75.9 | Initial Inventory | 131 | Each | 759 |  | 759 | 246.61 | 759 | 759 | 759 | 25 | 2.4991 | 3.2491 | 75.87 | 98.64 | 129
5 | Transmission and Distribution Plant | 334 | Meters and Meter Installations | 13260 | 0200338 | 19 | BERNARD OAKS | 2015-07-01 | 2015 | 7 | 189.75 |  |  | 189.75 | 0 | 189.75 | 10 | 4.2491 | 80.6275 | 109.1225 | 18.975 | Initial Inventory | 68 | Each | 189.75 |  | 189.75 | 61.65 | 189.75 | 189.75 | 189.75 | 25 | 2.4991 | 3.2491 | 18.97 | 24.66 | 32.25
5 | Transmission and Distribution Plant | 334 | Meters and Meter Installations | 13260 | 0200323 | 5 | BLUE SAGE | 2015-07-01 | 2015 | 7 | 379.5 |  |  | 379.5 | 0 | 379.5 | 10 | 4.2491 | 161.255 | 218.245 | 37.95 | Initial Inventory | 50 | Each | 379.5 |  | 379.5 | 123.31 | 379.5 | 379.5 | 379.5 | 25 | 2.4991 | 3.2491 | 37.94 | 49.32 | 64.5
5 | Transmission and Distribution Plant | 334 | Meters and Meter Installations | 13260 | 0200325 | 6 | BRANDI | 2015-07-01 | 2015 | 7 | 189.75 |  |  | 189.75 | 0 | 189.75 | 10 | 4.2491 | 80.6275 | 109.1225 | 18.975 | Initial Inventory | 18 | Each | 189.75 |  | 189.75 | 61.65 | 189.75 | 189.75 | 189.75 | 25 | 2.4991 | 3.2491 | 18.97 | 24.66 | 32.25
5 | Transmission and Distribution Plant | 334 | Meters and Meter Installations | 13260 | 0200410 | 15 | BRIAR MEADOWS | 2015-07-01 | 2015 | 7 | 189.75 |  |  | 189.75 | 0 | 189.75 | 10 | 4.2491 | 80.6275 | 109.1225 | 18.975 | Initial Inventory | 38 | Each | 189.75 |  | 189.75 | 61.65 | 189.75 | 189.75 | 189.75 | 25 | 2.4991 | 3.2491 | 18.97 | 24.66 | 32.25
5 | Transmission and Distribution Plant | 334 | Meters and Meter Installations | 13260 | 0200324 | 3 | COLONY COVE | 2015-07-01 | 2015 | 7 | 189.75 |  |  | 189.75 | 0 | 189.75 | 10 | 4.2491 | 80.6275 | 109.1225 | 18.975 | Initial Inventory | 53 | Each | 189.75 |  | 189.75 | 61.65 | 189.75 | 189.75 | 189.75 | 25 | 2.4991 | 3.2491 | 18.97 | 24.66 | 32.25
5 | Transmission and Distribution Plant | 334 | Meters and Meter Installations | 13260 | 0200604 | 32 | COLONY TRAILS | 2015-07-01 | 2015 | 7 | 189.75 |  |  | 189.75 | 0 | 189.75 | 10 | 4.2491 | 80.6275 | 109.1225 | 18.975 | Initial Inventory | 75 | Each | 189.75 |  | 189.75 | 61.65 | 189.75 | 189.75 | 189.75 | 25 | 2.4991 | 3.2491 | 18.97 | 24.66 | 32.25
5 | Transmission and Distribution Plant | 334 | Meters and Meter Installations | 13260 | 0200275 | 1 | CORONADO | 2015-07-01 | 2015 | 7 | 189.75 |  |  | 189.75 | 0 | 189.75 | 10 | 4.2491 | 80.6275 | 109.1225 | 18.975 | Initial Inventory | 41 | Each | 189.75 |  | 189.75 | 61.65 | 189.75 | 189.75 | 189.75 | 25 | 2.4991 | 3.2491 | 18.97 | 24.66 | 32.25
5 | Transmission and Distribution Plant | 334 | Meters and Meter Installations | 13260 | 0200274 | 2 | COUNTRY ACRES | 2015-07-01 | 2015 | 7 | 189.75 |  |  | 189.75 | 0 | 189.75 | 10 | 4.2491 | 80.6275 | 109.1225 | 18.975 | Initial Inventory | 90 | Each | 189.75 |  | 189.75 | 61.65 | 189.75 | 189.75 | 189.75 | 25 | 2.4991 | 3.2491 | 18.97 | 24.66 | 32.25
5 | Transmission and Distribution Plant | 334 | Meters and Meter Installations | 13260 | 0790510 | 38 | CRYSTAL LAKE | 2015-07-01 | 2015 | 7 | 759 |  |  | 759 | 0 | 759 | 10 | 4.2491 | 322.5101 | 436.4899 | 75.9 | Initial Inventory | 45 | Each | 759 |  | 759 | 246.61 | 759 | 759 | 759 | 25 | 2.4991 | 3.2491 | 75.87 | 98.64 | 129
5 | Transmission and Distribution Plant | 334 | Meters and Meter Installations | 13260 | 0200185 | 11 | DEMI-JOHN ISLAND | 2015-07-01 | 2015 | 7 | 189.75 |  |  | 189.75 | 0 | 189.75 | 10 | 4.2491 | 80.6275 | 109.1225 | 18.975 | Initial Inventory | 107 | Each | 189.75 |  | 189.75 | 61.65 | 189.75 | 189.75 | 189.75 | 25 | 2.4991 | 3.2491 | 18.97 | 24.66 | 32.25
5 | Transmission and Distribution Plant | 334 | Meters and Meter Installations | 13260 | 0200185 | 20 | DEMI-JOHN PLACE | 2015-07-01 | 2015 | 7 | 189.75 |  |  | 189.75 | 0 | 189.75 | 10 | 4.2491 | 80.6275 | 109.1225 | 18.975 | Initial Inventory | 86 | Each | 189.75 |  | 189.75 | 61.65 | 189.75 | 189.75 | 189.75 | 25 | 2.4991 | 3.2491 | 18.97 | 24.66 | 32.25
5 | Transmission and Distribution Plant | 334 | Meters and Meter Installations | 13260 | 0200339 | 23 | LARKSPUR | 2015-07-01 | 2015 | 7 | 0 |  |  | 0 | 0 | 0 | 10 | 4.2491 | 0 | 0 | 0 | Initial Inventory | 10 | Each | 0 |  | 0 | 0 | 0 | 0 | 0 | 25 |  | 3.2491 | 0 | 0 | 0
5 | Transmission and Distribution Plant | 334 | Meters and Meter Installations | 13260 | 0200506 | 29 | LEE RIDGE | 2015-07-01 | 2015 | 7 | 189.75 |  |  | 189.75 | 0 | 189.75 | 10 | 4.2491 | 80.6275 | 109.1225 | 18.975 | Initial Inventory | 13 | Each | 189.75 |  | 189.75 | 61.65 | 189.75 | 189.75 | 189.75 | 25 | 2.4991 | 3.2491 | 18.97 | 24.66 | 32.25
5 | Transmission and Distribution Plant | 334 | Meters and Meter Installations | 13260 | 0200432 | 27 | MARK V | 2015-07-01 | 2015 | 7 | 189.75 |  |  | 189.75 | 0 | 189.75 | 10 | 4.2491 | 80.6275 | 109.1225 | 18.975 | Initial Inventory | 105 | Each | 189.75 |  | 189.75 | 61.65 | 189.75 | 189.75 | 189.75 | 25 | 2.4991 | 3.2491 | 18.97 | 24.66 | 32.25
5 | Transmission and Distribution Plant | 334 | Meters and Meter Installations | 13260 | 0200094 | 16 | MOORELAND | 2015-07-01 | 2015 | 7 | 189.75 |  |  | 189.75 | 0 | 189.75 | 10 | 4.2491 | 80.6275 | 109.1225 | 18.975 | Initial Inventory | 59 | Each | 189.75 |  | 189.75 | 61.65 | 189.75 | 189.75 | 189.75 | 25 | 2.4991 | 3.2491 | 18.97 | 24.66 | 32.25
5 | Transmission and Distribution Plant | 334 | Meters and Meter Installations | 13260 | 0200592 | 30 | QUAIL VALLEY | 2015-07-01 | 2015 | 7 | 0 |  |  | 0 | 0 | 0 |  |  | 0 | 0 | 0 | Initial Inventory | 13 | Each | 0 |  | 0 | 0 | 0 | 0 | 0 | 25 |  | -1 | 0 | 0 | 0
5 | Transmission and Distribution Plant | 334 | Meters and Meter Installations | 13260 | 0790425 | 39 | RIVER RANCH/723 | 2015-07-01 | 2015 | 7 | 1016.87 |  |  | 1016.87 | 0 | 1016.87 | 10 | 4.2491 | 432.0827 | 584.7873 | 101.687 | Initial Inventory | 81 | Each | 1016.87 |  | 1016.87 | 330.4 | 1016.87 | 1016.87 | 1016.87 | 25 | 2.4991 | 3.2491 | 101.65 | 132.16 | 172.83
5 | Transmission and Distribution Plant | 334 | Meters and Meter Installations | 13260 | 0200058 | 28 | RIVERSIDE ESTATES | 2015-07-01 | 2015 | 7 | 189.75 |  |  | 189.75 | 0 | 189.75 | 10 | 4.2491 | 80.6275 | 109.1225 | 18.975 | Initial Inventory | 59 | Each | 189.75 |  | 189.75 | 61.65 | 189.75 | 189.75 | 189.75 | 25 | 2.4991 | 3.2491 | 18.97 | 24.66 | 32.25
5 | Transmission and Distribution Plant | 334 | Meters and Meter Installations | 13260 | 0200346 | 8 | ROSHARON ROAD | 2015-07-01 | 2015 | 7 | 189.75 |  |  | 189.75 | 0 | 189.75 | 10 | 4.2491 | 80.6275 | 109.1225 | 18.975 | Initial Inventory | 80 | Each | 189.75 |  | 189.75 | 61.65 | 189.75 | 189.75 | 189.75 | 25 | 2.4991 | 3.2491 | 18.97 | 24.66 | 32.25
5 | Transmission and Distribution Plant | 334 | Meters and Meter Installations | 13260 | 0200460 | 12 | SAN BERNARD | 2015-07-01 | 2015 | 7 | 189.75 |  |  | 189.75 | 0 | 189.75 | 10 | 4.2491 | 80.6275 | 109.1225 | 18.975 | Initial Inventory | 53 | Each | 189.75 |  | 189.75 | 61.65 | 189.75 | 189.75 | 189.75 | 25 | 2.4991 | 3.2491 | 18.97 | 24.66 | 32.25
5 | Transmission and Distribution Plant | 334 | Meters and Meter Installations | 13260 | 0200335 | 7 | SANDY MEADOW | 2015-07-01 | 2015 | 7 | 379.5 |  |  | 379.5 | 0 | 379.5 | 10 | 4.2491 | 161.255 | 218.245 | 37.95 | Initial Inventory | 67 | Each | 379.5 |  | 379.5 | 123.31 | 379.5 | 379.5 | 379.5 | 25 | 2.4991 | 3.2491 | 37.94 | 49.32 | 64.5
5 | Transmission and Distribution Plant | 334 | Meters and Meter Installations | 13260 | 0200053 | 18 | SNUG HARBOR | 2015-07-01 | 2015 | 7 | 189.75 |  |  | 189.75 | 0 | 189.75 | 10 | 4.2491 | 80.6275 | 109.1225 | 18.975 | Initial Inventory | 42 | Each | 189.75 |  | 189.75 | 61.65 | 189.75 | 189.75 | 189.75 | 25 | 2.4991 | 3.2491 | 18.97 | 24.66 | 32.25
5 | Transmission and Distribution Plant | 334 | Meters and Meter Installations | 13260 | 1610102 | 14 | SPANISH BIT | 2015-07-01 | 2015 | 7 | 189.75 |  |  | 189.75 | 0 | 189.75 | 10 | 4.2491 | 80.6275 | 109.1225 | 18.975 | Initial Inventory | 30 | Each | 189.75 |  | 189.75 | 61.65 | 189.75 | 189.75 | 189.75 | 25 | 2.4991 | 3.2491 | 18.97 | 24.66 | 32.25
5 | Transmission and Distribution Plant | 334 | Meters and Meter Installations | 13260 | 0790504 | 36 | TEJAS LAKES | 2015-07-01 | 2015 | 7 | 948.75 |  |  | 948.75 | 0 | 948.75 | 10 | 4.2491 | 403.1376 | 545.6124 | 94.875 | Initial Inventory | 28 | Each | 948.75 |  | 948.75 | 308.26 | 948.75 | 948.75 | 948.75 | 25 | 2.4991 | 3.2491 | 94.84 | 123.31 | 161.26
5 | Transmission and Distribution Plant | 334 | Meters and Meter Installations | 13260 | 0200083 | 24 | WILCO | 2015-07-01 | 2015 | 7 | 569.25 |  |  | 569.25 | 0 | 569.25 | 10 | 4.2491 | 241.8825 | 327.3675 | 56.925 | Initial Inventory | NA | Each | 569.25 |  | 569.25 | 184.96 | 569.25 | 569.25 | 569.25 | 25 | 2.4991 | 3.2491 | 56.91 | 73.98 | 96.75
5 | Transmission and Distribution Plant | 334 | Meters and Meter Installations | 13260 | 0200370 | 22 | WOLF GLEN | 2015-07-01 | 2015 | 7 | 189.75 |  |  | 189.75 | 0 | 189.75 | 10 | 4.2491 | 80.6275 | 109.1225 | 18.975 | Initial Inventory | NA | Each | 189.75 |  | 189.75 | 61.65 | 189.75 | 189.75 | 189.75 | 25 | 2.4991 | 3.2491 | 18.97 | 24.66 | 32.25
5 | Transmission and Distribution Plant | 334 | Meters and Meter Installations | 13260 | NA | 99 | VARIOUS | 2016-07-01 | 2016 | 7 | 5853.67 |  |  | 5853.67 | 0 | 5853.67 | 10 | 3.2471 | 1900.7399 | 3952.9301 | 585.367 | Initial Inventory | NA | Each | 5853.67 |  | 5853.67 | 1315.37 | 5853.67 | 5853.67 | 5853.67 | 25 | 1.4971 | 2.2471 | 350.54 | 526.15 | 760.3
5 | Transmission and Distribution Plant | 334 | Meters and Meter Installations | 13260 | 0200185 | 20 | DEMI JOHN PLACE | 2017-10-31 | 2017 | 10 | 843.65 |  |  | 843.65 | 0 | 843.65 | 10 | 1.9138 | 161.4542 | 682.1958 | 84.365 | Meter | 1 | Each | 843.65 |  | 843.65 | 77.09 | 843.65 | 843.65 | 843.65 | 25 | 0.16376 | 0.91376 | 17 | 30.84 | 64.58
5 | Transmission and Distribution Plant | 334 | Meters and Meter Installations | 13260 | 0200244 | 13 | ANGLE ACRES | 2017-10-31 | 2017 | 10 | 295.91 |  |  | 295.91 | 0 | 295.91 | 10 | 1.9138 | 56.63 | 239.28 | 29.591 | Meter Box | 2 | Each | 295.91 |  | 295.91 | 27.04 | 295.91 | 295.91 | 295.91 | 25 | 0.16376 | 0.91376 | 6 | 10.82 | 22.65
5 | Transmission and Distribution Plant | 334 | Meters and Meter Installations | 13260 | 0200410 | 15 | BRIAR MEADOWS | 2017-10-31 | 2017 | 10 | 1280.99 |  |  | 1280.99 | 0 | 1280.99 | 10 | 1.9138 | 245.1504 | 1035.8396 | 128.099 | Meter | 1 | Each | 1280.99 |  | 1280.99 | 117.05 | 1280.99 | 1280.99 | 1280.99 | 25 | 0.16376 | 0.91376 | 26 | 46.82 | 98.06
5 | Transmission and Distribution Plant | 334 | Meters and Meter Installations | 13260 | 0200338 | 19 | BERNARD OAKS | 2017-10-31 | 2017 | 10 | 765.16 |  |  | 765.16 | 0 | 765.16 | 10 | 1.9138 | 146.4331 | 618.7269 | 76.516 | Meter | 1 | Each | 765.16 |  | 765.16 | 69.92 | 765.16 | 765.16 | 765.16 | 25 | 0.16376 | 0.91376 | 15 | 27.97 | 58.57
5 | Transmission and Distribution Plant | 334 | Meters and Meter Installations | 13260 | 0200275 | 1 | CORONADO COUNTRY | 2017-10-31 | 2017 | 10 | 212.97 |  |  | 212.97 | 0 | 212.97 | 10 | 1.9138 | 40.7573 | 172.2127 | 21.297 | Meter reapair | NA |  | 212.97 |  | 212.97 | 19.46 | 212.97 | 212.97 | 212.97 | 25 | 0.16376 | 0.91376 | 4 | 7.78 | 16.3
5 | Transmission and Distribution Plant | 334 | Meters and Meter Installations | 13260 | 0200185 | 20 | DEMI JOHN PLACE | 2017-10-31 | 2017 | 10 | 1215.69 |  |  | 1215.69 | 0 | 1215.69 | 10 | 1.9138 | 232.6536 | 983.0364 | 121.569 | Turbine Meter | 1 | Each | 1215.69 |  | 1215.69 | 111.08 | 1215.69 | 1215.69 | 1215.69 | 25 | 0.16376 | 0.91376 | 24 | 44.43 | 93.06
5 | Transmission and Distribution Plant | 334 | Meters and Meter Installations | 13260 | 0200185 | 20 | DEMI JOHN PLACE | 2017-10-31 | 2017 | 10 | 218.9 |  |  | 218.9 | 0 | 218.9 | 10 | 1.9138 | 41.8922 | 177.0078 | 21.89 | Meter | 1 | Each | 218.9 |  | 218.9 | 20 | 218.9 | 218.9 | 218.9 | 25 | 0.16376 | 0.91376 | 4 | 8 | 16.76
5 | Transmission and Distribution Plant | 334 | Meters and Meter Installations | 13260 | 0200245 | 25 | BEECHWOOD | 2017-10-31 | 2017 | 10 | 338.9 |  |  | 338.9 | 0 | 338.9 | 10 | 1.9138 | 64.8572 | 274.0428 | 33.89 | Meter | 1 | Each | 338.9 |  | 338.9 | 30.97 | 338.9 | 338.9 | 338.9 | 25 | 0.16376 | 0.91376 | 7 | 12.39 | 25.94
5 | Transmission and Distribution Plant | 334 | Meters and Meter Installations | 13260 | 0200058 | 28 | RIVERSIDE ESTATES | 2017-10-31 | 2017 | 10 | 948.32 |  |  | 948.32 | 0 | 948.32 | 10 | 1.9138 | 181.4855 | 766.8345 | 94.832 | Meter | 1 | Each | 948.32 |  | 948.32 | 86.65 | 948.32 | 948.32 | 948.32 | 25 | 0.16376 | 0.91376 | 19 | 34.66 | 72.59
5 | Transmission and Distribution Plant | 334 | Meters and Meter Installations | 13260 | 0200506 | 29 | LEE RIDGE | 2017-10-31 | 2017 | 10 | 610.91 |  |  | 610.91 | 0 | 610.91 | 10 | 1.9138 | 116.9134 | 493.9966 | 61.091 | Meter | 1 | Each | 610.91 |  | 610.91 | 55.82 | 610.91 | 610.91 | 610.91 | 25 | 0.16376 | 0.91376 | 12 | 22.33 | 46.77
5 | Transmission and Distribution Plant | 334 | Meters and Meter Installations | 13260 | 0200274 | 2 | COUNTRY ACRES | 2017-10-31 | 2017 | 10 | 278.9 |  |  | 278.9 | 0 | 278.9 | 10 | 1.9138 | 53.3747 | 225.5253 | 27.89 | Meter |  | Each | 278.9 |  | 278.9 | 25.48 | 278.9 | 278.9 | 278.9 | 25 | 0.16376 | 0.91376 | 6 | 10.19 | 21.35
5 | Transmission and Distribution Plant | 334 | Meters and Meter Installations | 13260 | 0790504 | 36 | TEJAS LAKES | 2017-10-31 | 2017 | 10 | 418.5 |  |  | 418.5 | 0 | 418.5 | 10 | 1.9138 | 80.0908 | 338.4092 | 41.85 | Meter | 1 | Each | 418.5 |  | 418.5 | 38.24 | 418.5 | 418.5 | 418.5 | 25 | 0.16376 | 0.91376 | 8 | 15.3 | 32.04
5 | Transmission and Distribution Plant | 334 | Meters and Meter Installations | 13260 | 0790510 | 38 | CRYSTAL LAKE | 2017-10-31 | 2017 | 10 | 158.9 |  |  | 158.9 | 0 | 158.9 | 10 | 1.9138 | 30.4096 | 128.4904 | 15.89 | Meter | 1 | Each | 158.9 |  | 158.9 | 14.52 | 158.9 | 158.9 | 158.9 | 25 | 0.16376 | 0.91376 | 3 | 5.81 | 12.16
5 | Transmission and Distribution Plant | 334 | Meters and Meter Installations | 13260 | 0790425 | 39 | RIVER RANCH/723 | 2017-10-31 | 2017 | 10 | 623.12 |  |  | 623.12 | 0 | 623.12 | 10 | 1.9138 | 119.2501 | 503.8699 | 62.312 | Meter | 1 | Each | 623.12 |  | 623.12 | 56.94 | 623.12 | 623.12 | 623.12 | 25 | 0.16376 | 0.91376 | 12 | 22.78 | 47.7
5 | Transmission and Distribution Plant | 334 | Meters and Meter Installations | 13260 | 0200325 | 6 | BRANDI ESTATES | 2017-10-31 | 2017 | 10 | 212.97 |  |  | 212.97 | 0 | 212.97 | 10 | 1.9138 | 40.7573 | 172.2127 | 21.297 | Meter reapair | NA |  | 212.97 |  | 212.97 | 19.46 | 212.97 | 212.97 | 212.97 | 25 | 0.16376 | 0.91376 | 4 | 7.78 | 16.3
5 | Transmission and Distribution Plant | 334 | Meters and Meter Installations | 13260 | 0200335 | 7 | SANDY MEADOW | 2017-10-31 | 2017 | 10 | 218.9 |  |  | 218.9 | 0 | 218.9 | 10 | 1.9138 | 41.8922 | 177.0078 | 21.89 | Meter | 1 | Each | 218.9 |  | 218.9 | 20 | 218.9 | 218.9 | 218.9 | 25 | 0.16376 | 0.91376 | 4 | 8 | 16.76
5 | Transmission and Distribution Plant | 334 | Meters and Meter Installations | 13260 | 0200346 | 8 | ROSHARON ROAD | 2017-10-31 | 2017 | 10 | 218.9 |  |  | 218.9 | 0 | 218.9 | 10 | 1.9138 | 41.8922 | 177.0078 | 21.89 | Meter | 1 | Each | 218.9 |  | 218.9 | 20 | 218.9 | 218.9 | 218.9 | 25 | 0.16376 | 0.91376 | 4 | 8 | 16.76
5 | Transmission and Distribution Plant | 334 | Meters and Meter Installations | 13260 | 0200346 | 8 | ROSHARON ROAD | 2017-10-31 | 2017 | 10 | 1010.94 |  |  | 1010.94 | 0 | 1010.94 | 10 | 1.9138 | 193.4694 | 817.4706 | 101.094 | Meter Repair | NA |  | 1010.94 |  | 1010.94 | 92.38 | 1010.94 | 1010.94 | 1010.94 | 25 | 0.16376 | 0.91376 | 20 | 36.95 | 77.39
5 | Transmission and Distribution Plant | 334 | Meters and Meter Installations | 13260 | 0200346 | 8 | ROSHARON ROAD | 2017-10-31 | 2017 | 10 | 925.91 |  |  | 925.91 | 0 | 925.91 | 10 | 1.9138 | 177.1967 | 748.7133 | 92.591 | Meter | 1 | Each | 925.91 |  | 925.91 | 84.61 | 925.91 | 925.91 | 925.91 | 25 | 0.16376 | 0.91376 | 19 | 33.84 | 70.88
5 | Transmission and Distribution Plant | 334 | Meters and Meter Installations | 13260 | 0200185 | 20 | DEMI JOHN PLACE | 2017-12-31 | 2017 | 12 | 880 |  |  | 880 | 0 | 880 | 10 | 1.7467 | 153.7139 | 726.2861 | 88 | Meter | 1 | Each | 880 |  | 880 | 65.71 | 880 | 880 | 880 | 25 | -0.0032512 | 0.74675 | 18 | 26.29 | 61.49
5 | Transmission and Distribution Plant | 334 | Meters and Meter Installations | 13260 | NA | 99 | VARIOUS | 2017-12-31 | 2017 | 12 | 2987.45 |  |  | 2987.45 | 0 | 2987.45 | 10 | 1.7467 | 521.8325 | 2465.6175 | 298.745 | Meter Installs | NA |  | 2987.45 |  | 2987.45 | 223.09 | 2987.45 | 2987.45 | 2987.45 | 25 | -0.0032512 | 0.74675 | 60 | 89.23 | 208.73
5 | Transmission and Distribution Plant | 334 | Meters and Meter Installations | 13260 | NA | 99 | VARIOUS | 2017-12-31 | 2017 | 12 | 2101.31 |  |  | 2101.31 | 0 | 2101.31 | 10 | 1.7467 | 367.0461 | 1734.2639 | 210.131 | Meter Installs | NA |  | 2101.31 |  | 2101.31 | 156.92 | 2101.31 | 2101.31 | 2101.31 | 25 | -0.0032512 | 0.74675 | 42 | 62.77 | 146.82
5 | Transmission and Distribution Plant | 334 | Meters and Meter Installations | 13260 | 0200338 | 19 | BERNARD OAKS | 2018-02-01 | 2018 | 2 | 282.15 | 60.49 |  | 342.64 | 0 | 342.64 | 10 | 1.6591 | 56.8487 | 285.7913 | 34.264 | Replace Valves and Meter | 1 | Each |  |  | 342.64 | 22.58 |  | 342.64 | 342.64 | 25 |  | 0.65914 |  | 9.03 | 22.74
5 | Transmission and Distribution Plant | 334 | Meters and Meter Installations | 13260 | 0200432 | 27 | MARK V | 2018-02-01 | 2018 | 2 | 266.2 | 57.07 |  | 323.27 | 0 | 323.27 | 10 | 1.6591 | 53.6349 | 269.6351 | 32.327 | Replace Meter and Valves | 1 | Each |  |  | 323.27 | 21.31 |  | 323.27 | 323.27 | 25 |  | 0.65914 |  | 8.52 | 21.45
5 | Transmission and Distribution Plant | 334 | Meters and Meter Installations | 13260 | NA | 99 | VARIOUS | 2018-02-01 | 2018 | 2 | 1688.7 | 362.03 |  | 2050.73 | 0 | 2050.73 | 10 | 1.6591 | 340.2443 | 1710.4857 | 205.073 | Master Meters for Wells | 1 | Each |  |  | 2050.73 | 135.17 |  | 2050.73 | 2050.73 | 25 |  | 0.65914 |  | 54.07 | 136.1
5 | Transmission and Distribution Plant | 334 | Meters and Meter Installations | 13260 | 0200460 | 12 | SAN BERNARD | 2018-02-28 | 2018 | 2 | 434.81 | 93.22 |  | 528.03 | 0 | 528.03 | 10 | 1.5852 | 83.7041 | 444.3259 | 52.803 | New Meter and Repaired Leak | 1 | Each |  |  | 528.03 | 30.9 |  | 528.03 | 528.03 | 25 |  | 0.58522 |  | 12.36 | 33.48
5 | Transmission and Distribution Plant | 334 | Meters and Meter Installations | 13260 | 0200185 | 20 | DEMI JOHN PLACE | 2018-02-28 | 2018 | 2 | 270.8 | 58.05 |  | 328.85 | 0 | 328.85 | 10 | 1.5852 | 52.1298 | 276.7202 | 32.885 | Reinstalll Meter | NA |  |  |  | 328.85 | 19.24 |  | 328.85 | 328.85 | 25 |  | 0.58522 |  | 7.7 | 20.85
5 | Transmission and Distribution Plant | 334 | Meters and Meter Installations | 13260 | 0200185 | 20 | DEMI JOHN PLACE | 2018-03-31 | 2018 | 3 | 1037.81 | 222.49 |  | 1260.3 | 0 | 1260.3 | 10 | 1.5003 | 189.0881 | 1071.2119 | 126.03 | 2" Turbine Meter & Ejector Rebuild Kit | 1 | Each |  |  | 1260.3 | 63.06 |  | 1260.3 | 1260.3 | 25 |  | 0.50034 |  | 25.22 | 75.64
5 | Transmission and Distribution Plant | 334 | Meters and Meter Installations | 13260 | 0200432 | 27 | MARK V | 2018-05-01 | 2018 | 5 | 560.55 | 120.17 |  | 680.72 | -270.1 | 410.62 | 10 | 1.4155 | 58.122 | 352.498 | 41.062 | Meter Replacement | 1 | Each |  |  | 410.62 | 17.06 |  | 410.62 | 410.62 | 25 |  | 0.41547 |  | 6.82 | 23.25
5 | Transmission and Distribution Plant | 334 | Meters and Meter Installations | 13260 | NA | 99 | VARIOUS | 2018-05-01 | 2018 | 5 | 932.95 | 200.01 |  | 1132.96 | -449.54 | 683.42 | 10 | 1.4155 | 96.736 | 586.684 | 68.342 | Materials for Meter Replacement Program | NA |  |  |  | 683.42 | 28.39 |  | 683.42 | 683.42 | 25 |  | 0.41547 |  | 11.36 | 38.69
5 | Transmission and Distribution Plant | 334 | Meters and Meter Installations | 13260 | 0200245 | 25 | BEECHWOOD | 2018-05-03 | 2018 | 5 | 1125.8 | 241.35 |  | 1367.15 | -542.47 | 824.68 | 10 | 1.41 | 116.2793 | 708.4007 | 82.468 | 2 Master Meters | 2 | Each |  |  | 824.68 | 33.81 |  | 824.68 | 824.68 | 25 |  | 0.40999 |  | 13.52 | 46.51
5 | Transmission and Distribution Plant | 334 | Meters and Meter Installations | 13260 | 0790504 | 36 | TEJAS LAKES | 2018-05-03 | 2018 | 5 | 562.9 | 120.68 |  | 683.58 | -271.23 | 412.35 | 10 | 1.41 | 58.1411 | 354.2089 | 41.235 | Master Meter | 1 |  |  |  | 412.35 | 16.91 |  | 412.35 | 412.35 | 25 |  | 0.40999 |  | 6.76 | 23.26
5 | Transmission and Distribution Plant | 334 | Meters and Meter Installations | 13260 | 0200604 | 32 | COLONY TRAILS | 2018-05-07 | 2018 | 5 | 283.99 | 60.88 |  | 344.87 | -136.84 | 208.03 | 10 | 1.399 | 29.1043 | 178.9257 | 20.803 | Materials for Meter Replacement Program | NA |  |  |  | 208.03 | 8.3 |  | 208.03 | 208.03 | 25 |  | 0.39904 |  | 3.32 | 11.64
5 | Transmission and Distribution Plant | 334 | Meters and Meter Installations | 13260 | 0200604 | 32 | COLONY TRAILS | 2018-05-16 | 2018 | 5 | 207.24 | 44.43 |  | 251.67 | -99.86 | 151.81 | 10 | 1.3744 | 20.8648 | 130.9452 | 15.181 | Materials for Meter Replacement Program | NA |  |  |  | 151.81 | 5.68 |  | 151.81 | 151.81 | 25 |  | 0.3744 |  | 2.27 | 8.35
5 | Transmission and Distribution Plant | 334 | Meters and Meter Installations | 13260 | 0200058 | 28 | RIVERSIDE ESTATES | 2018-05-18 | 2018 | 5 | 1671.44 | 358.33 |  | 2029.77 | -805.39 | 1224.38 | 10 | 1.3689 | 167.6085 | 1056.7715 | 122.438 | Parts Meter and Tap | 1 | Each |  |  | 1224.38 | 45.17 |  | 1224.38 | 1224.38 | 25 |  | 0.36893 |  | 18.07 | 67.04
5 | Transmission and Distribution Plant | 334 | Meters and Meter Installations | 13260 | 0200604 | 32 | COLONY TRAILS | 2018-05-18 | 2018 | 5 | 1212.06 | 259.84 |  | 1471.9 | -584.03 | 887.87 | 10 | 1.3689 | 121.5428 | 766.3272 | 88.787 | Parts for Meter Replacement | NA |  |  |  | 887.87 | 32.76 |  | 887.87 | 887.87 | 25 |  | 0.36893 |  | 13.1 | 48.62
5 | Transmission and Distribution Plant | 334 | Meters and Meter Installations | 13260 | 1610102 | 14 | SPANISH BIT | 2018-05-31 | 2018 | 5 | 3340.01 | 716.04 |  | 4056.05 | -1609.4 | 2446.65 | 10 | 1.3333 | 326.22 | 2120.43 | 244.665 | New Meter and Tap | 1 | Each |  |  | 2446.65 | 81.56 |  | 2446.65 | 2446.65 | 25 |  | 0.33333 |  | 32.62 | 130.49
5 | Transmission and Distribution Plant | 334 | Meters and Meter Installations | 13260 | 0200053 | 18 | SNUG HARBOR | 2018-05-31 | 2018 | 5 | 2788.11 | 597.72 |  | 3385.83 | -1343.46 | 2042.37 | 10 | 1.3333 | 272.316 | 1770.054 | 204.237 | Tap Main and Install New Meter | 1 | Each |  |  | 2042.37 | 68.08 |  | 2042.37 | 2042.37 | 25 |  | 0.33333 |  | 27.23 | 108.93
5 | Transmission and Distribution Plant | 334 | Meters and Meter Installations | 13260 | 0200245 | 25 | BEECHWOOD | 2018-05-31 | 2018 | 5 | 291.5 | 62.49 |  | 353.99 | -140.46 | 213.53 | 10 | 1.3333 | 28.4707 | 185.0593 | 21.353 | Replace Master Meters | 2 | Each |  |  | 213.53 | 7.12 |  | 213.53 | 213.53 | 25 |  | 0.33333 |  | 2.85 | 11.39
5 | Transmission and Distribution Plant | 334 | Meters and Meter Installations | 13260 | 0200604 | 32 | COLONY TRAILS | 2018-05-31 | 2018 | 5 | 197.66 | 42.37 |  | 240.03 | -95.24 | 144.79 | 10 | 1.3333 | 19.3053 | 125.4847 | 14.479 | Replace Meter | 1 | Each |  |  | 144.79 | 4.83 |  | 144.79 | 144.79 | 25 |  | 0.33333 |  | 1.93 | 7.72
5 | Transmission and Distribution Plant | 334 | Meters and Meter Installations | 13260 | 0790425 | 39 | RIVER RANCH/723 | 2018-05-31 | 2018 | 5 | 2362.34 | 506.45 |  | 2868.79 | -1138.31 | 1730.48 | 10 | 1.3333 | 230.7307 | 1499.7493 | 173.048 | Installed 2" Tap and Meter | 1 | Each |  |  | 1730.48 | 57.68 |  | 1730.48 | 1730.48 | 25 |  | 0.33333 |  | 23.07 | 92.29
5 | Transmission and Distribution Plant | 334 | Meters and Meter Installations | 13260 | 0200244 | 13 | ANGLE ACRES | 2018-08-01 | 2018 | 8 | 794.66 | 170.36 |  | 965.02 | 0 | 965.02 | 10 | 1.1636 | 112.2884 | 852.7316 | 96.502 | Valve Repair and New Meter | 1 | Each |  |  | 965.02 | 15.79 |  | 965.02 | 965.02 | 25 |  | 0.16359 |  | 6.31 | 44.92
5 | Transmission and Distribution Plant | 334 | Meters and Meter Installations | 13260 | 0200094 | 16 | MOORELAND | 2018-08-31 | 2018 | 8 | 704.85 | 151.11 |  | 855.96 | 0 | 855.96 | 10 | 1.0815 | 92.5679 | 763.3921 | 85.596 | Replaced Gate Valve and Installed New meter | 1 | Each |  |  | 855.96 | 6.97 |  | 855.96 | 855.96 | 25 |  | 0.081451 |  | 2.79 | 37.03
5 | Transmission and Distribution Plant | 334 | Meters and Meter Installations | 13260 | 0790425 | 39 | RIVER RANCH/723 | 2018-09-01 | 2018 | 9 | 1614.72 | 408.39 |  | 2023.11 | 0 | 2023.11 | 10 | 1.0787 | 218.2355 | 1804.8745 | 202.311 | Commercial meter replacement & well meter | 1 | Each |  |  | 2023.11 | 15.92 |  | 2023.11 | 2023.11 | 25 |  | 0.078713 |  | 6.37 | 87.29
5 | Transmission and Distribution Plant | 334 | Meters and Meter Installations | 13260 | 0200185 | 11 | DEMI JOHN ISLAND | 2019-02-28 | 2019 | 2 | 354.5 | 71.97 |  | 426.47 | 0 | 426.47 | 10 | 0.5859 | 24.9869 | 401.4831 | 42.647 | replaced meter | 1 | Each |  |  |  | 0 |  |  | 426.47 | 25 |  |  |  | 0 | 6.4
5 | Transmission and Distribution Plant | 334 | Meters and Meter Installations | 13260 | 0200324 | 3 | COLONY COVE | 2019-02-28 | 2019 | 2 | 643.63 | 130.66 |  | 774.29 | 0 | 774.29 | 10 | 0.5859 | 45.3657 | 728.9243 | 77.429 | Replaced valve & new meter box | NA |  |  |  |  | 0 |  |  | 774.29 | 25 |  |  |  | 0 | 11.61
5 | Transmission and Distribution Plant | 334 | Meters and Meter Installations | 13260 | 0200410 | 15 | BRIAR MEADOWS | 2019-04-30 | 2019 | 4 | 143.85 |  |  | 143.85 | -8.08 | 135.77 | 10 | 0.41889 | 5.6873 | 130.0827 | 13.577 | Install long 3/4" water tap and meter | 1 | Each |  |  |  | 0 |  |  | 135.77 | 25 |  |  |  | 0 | 2.04
5 | Transmission and Distribution Plant | 334 | Meters and Meter Installations | 13260 | 0200410 | 15 | BRIAR MEADOWS | 2019-04-30 | 2019 | 4 | 1438.48 |  |  | 1438.48 | -80.75 | 1357.73 | 10 | 0.41889 | 56.8741 | 1300.8559 | 135.773 | Install long 3/4" water tap and Meter | 1 | Each |  |  |  | 0 |  |  | 1357.73 | 25 |  |  |  | 0 | 20.37
5 | Transmission and Distribution Plant | 334 | Meters and Meter Installations | 13260 | 0200058 | 28 | RIVERSIDE ESTATES | 2019-04-30 | 2019 | 4 | 405 |  |  | 405 | -22.74 | 382.26 | 10 | 0.41889 | 16.0125 | 366.2475 | 38.226 | Install short water tap ands Meter | 1 | Each |  |  |  | 0 |  |  | 382.26 | 25 |  |  |  | 0 | 5.73
5 | Transmission and Distribution Plant | 334 | Meters and Meter Installations | 13260 | 0200058 | 28 | RIVERSIDE ESTATES | 2019-04-30 | 2019 | 4 | 40.5 |  |  | 40.5 | -2.27 | 38.23 | 10 | 0.41889 | 1.6014 | 36.6286 | 3.823 | Install short water tap and meter | 1 | Each |  |  |  | 0 |  |  | 38.23 | 25 |  |  |  | 0 | 0.57
5 | Transmission and Distribution Plant | 334 | Meters and Meter Installations | 13260 | 0200335 | 7 | SANDY MEADOW | 2019-05-31 | 2019 | 5 | 405 |  |  | 405 | -1.78 | 403.22 | 10 | 0.33402 | 13.4683 | 389.7517 | 40.322 | install 3/4" short water tap and meter | 1 | Each |  |  |  | 0 |  |  | 403.22 | 25 |  |  |  | 0 | 6.05
5 | Transmission and Distribution Plant | 334 | Meters and Meter Installations | 13260 | 0200335 | 7 | SANDY MEADOW | 2019-05-31 | 2019 | 5 | 40.5 |  |  | 40.5 | -0.18 | 40.32 | 10 | 0.33402 | 1.3468 | 38.9732 | 4.032 | install meter | 1 | Each |  |  |  | 0 |  |  | 40.32 | 25 |  |  |  | 0 | 0.6
5 | Transmission and Distribution Plant | 334 | Meters and Meter Installations | 13260 | 0200338 | 19 | BERNARD OAKS | 2019-05-31 | 2019 | 5 | 405 |  |  | 405 | -1.78 | 403.22 | 10 | 0.33402 | 13.4683 | 389.7517 | 40.322 | install short water tap and meter | 1 | Each |  |  |  | 0 |  |  | 403.22 | 25 |  |  |  | 0 | 6.05
5 | Transmission and Distribution Plant | 334 | Meters and Meter Installations | 13260 | 0200338 | 19 | BERNARD OAKS | 2019-05-31 | 2019 | 5 | 40.5 |  |  | 40.5 | -0.18 | 40.32 | 10 | 0.33402 | 1.3468 | 38.9732 | 4.032 | install meter | 1 | Each |  |  |  | 0 |  |  | 40.32 | 25 |  |  |  | 0 | 0.6
5 | Transmission and Distribution Plant | 334 | Meters and Meter Installations | 13260 | 0200639 | 31 | LOS ROBLES | 2019-05-31 | 2019 | 5 | 912.4 |  |  | 912.4 | -4.02 | 908.38 | 10 | 0.33402 | 30.3415 | 878.0385 | 90.838 | Meter Installation | 1 | Each |  |  |  | 0 |  |  | 908.38 | 25 |  |  |  | 0 | 13.63
5 | Transmission and Distribution Plant | 334 | Meters and Meter Installations | 13260 | 0200639 | 31 | LOS ROBLES | 2019-05-31 | 2019 | 5 | 2381.12 |  |  | 2381.12 | -10.48 | 2370.64 | 10 | 0.33402 | 79.1836 | 2291.4564 | 237.064 | Meter Installation | 1 | Each |  |  |  | 0 |  |  | 2370.64 | 25 |  |  |  | 0 | 35.56
5 | Transmission and Distribution Plant | 334 | Meters and Meter Installations | 13260 | 0200639 | 31 | LOS ROBLES | 2019-05-31 | 2019 | 5 | 1755.25 |  |  | 1755.25 | -7.73 | 1747.52 | 10 | 0.33402 | 58.3703 | 1689.1497 | 174.752 | Meter Installation | 1 | Each |  |  |  | 0 |  |  | 1747.52 | 25 |  |  |  | 0 | 26.21
5 | Transmission and Distribution Plant | 334 | Meters and Meter Installations | 13260 | 0200639 | 31 | LOS ROBLES | 2019-06-10 | 2019 | 6 | 227 | 144.47 |  | 371.47 | -5.61 | 365.86 | 10 | 0.30664 | 11.2187 | 354.6413 | 36.586 | Meter Installation | 1 | Each |  |  |  | 0 |  |  | 365.86 | 25 |  |  |  | 0 | 5.49
5 | Transmission and Distribution Plant | 334 | Meters and Meter Installations | 13260 | 0200058 | 28 | RIVERSIDE ESTATES | 2019-06-30 | 2019 | 6 | 405 | 257.75 |  | 662.75 | -10.02 | 652.73 | 10 | 0.25188 | 16.4411 | 636.2889 | 65.273 | install short water tap and meter | 1 | Each |  |  |  | 0 |  |  | 652.73 | 25 |  |  |  | 0 | 9.79
5 | Transmission and Distribution Plant | 334 | Meters and Meter Installations | 13260 | 0200058 | 28 | RIVERSIDE ESTATES | 2019-06-30 | 2019 | 6 | 40.5 | 25.77 |  | 66.27 | -1 | 65.27 | 10 | 0.25188 | 1.644 | 63.626 | 6.527 | install short water tap and meter | 1 | Each |  |  |  | 0 |  |  | 65.27 | 25 |  |  |  | 0 | 0.98
5 | Transmission and Distribution Plant | 334 | Meters and Meter Installations | 13260 | 0200639 | 31 | LOS ROBLES | 2019-06-30 | 2019 | 6 | 9950 | 569.5 |  | 10519.5 | -246.09 | 10273.41 | 10 | 0.25188 | 258.769 | 10014.641 | 1027.341 | Meter Installations | 25 | Each |  |  |  | 0 |  |  | 10273.41 | 25 |  |  |  | 0 | 154.1
5 | Transmission and Distribution Plant | 334 | Meters and Meter Installations | 13260 | 0200323 | 5 | BLUE SAGE GARDENS | 2019-06-30 | 2019 | 6 | 1170.33 | 744.81 |  | 1915.14 | -28.95 | 1886.19 | 10 | 0.25188 | 47.5098 | 1838.6802 | 188.619 | install long water tap and meter | 1 | Each |  |  |  | 0 |  |  | 1886.19 | 25 |  |  |  | 0 | 28.29
5 | Transmission and Distribution Plant | 334 | Meters and Meter Installations | 13260 | 0200323 | 5 | BLUE SAGE GARDENS | 2019-06-30 | 2019 | 6 | 117.03 | 74.48 |  | 191.51 | -2.89 | 188.62 | 10 | 0.25188 | 4.751 | 183.869 | 18.862 | install long water tap and meter | 1 | Each |  |  |  | 0 |  |  | 188.62 | 25 |  |  |  | 0 | 2.83
5 | Transmission and Distribution Plant | 334 | Meters and Meter Installations | 13260 | 0200639 | 31 | LOS ROBLES | 2019-08-01 | 2019 | 8 | 227 |  |  | 227 | -28.8 | 198.2 | 10 | 0.16427 | 3.2559 | 194.9441 | 19.82 | Meter Installation | 1 | Each |  |  |  | 0 |  |  | 198.2 | 25 |  |  |  | 0 | 2.97
5 | Transmission and Distribution Plant | 334 | Meters and Meter Installations | 13260 | 0200639 | 31 | LOS ROBLES | 2019-08-09 | 2019 | 8 | 963.41 |  |  | 963.41 | -122.25 | 841.16 | 10 | 0.14237 | 11.9754 | 829.1846 | 84.116 | Meter for Women's Shelter | 1 | Each |  |  |  | 0 |  |  | 841.16 | 25 |  |  |  | 0 | 12.62
5 | Transmission and Distribution Plant | 334 | Meters and Meter Installations | 13260 | 0200639 | 31 | LOS ROBLES | 2019-08-22 | 2019 | 8 | 1692 |  |  | 1692 | -214.7 | 1477.3 | 10 | 0.10678 | 15.774 | 1461.526 | 147.73 | Meter Installation | 1 | Each |  |  |  | 0 |  |  | 1477.3 | 25 |  |  |  | 0 | 22.16
5 | Transmission and Distribution Plant | 334 | Meters and Meter Installations | 13260 | 0200245 | 25 | BEECHWOOD | 2019-08-31 | 2019 | 8 | 1059.85 |  |  | 1059.85 | -134.48 | 925.37 | 10 | 0.082136 | 7.6006 | 917.7694 | 92.537 | install 1" long tap and meter | 1 | Each |  |  |  | 0 |  |  | 925.37 | 25 |  |  |  | 0 | 13.88
5 | Transmission and Distribution Plant | 334 | Meters and Meter Installations | 13260 | 0200245 | 25 | BEECHWOOD | 2019-08-31 | 2019 | 8 | 105.99 |  |  | 105.99 | -13.45 | 92.54 | 10 | 0.082136 | 0.76008 | 91.7799 | 9.254 | install 1" long tap and meter | 1 | Each |  |  |  | 0 |  |  | 92.54 | 25 |  |  |  | 0 | 1.39
5 | Transmission and Distribution Plant | 334 | Meters and Meter Installations | 13260 | 0200639 | 31 | LOS ROBLES | 2019-08-31 | 2019 | 8 | 2940 |  |  | 2940 | -373.06 | 2566.94 | 10 | 0.082136 | 21.0837 | 2545.8563 | 256.694 | To record inventory adjustment for PNP Development installed meters | NA |  |  |  |  | 0 |  |  | 2566.94 | 25 |  |  |  | 0 | 38.5
5 | Transmission and Distribution Plant | 334 | Meters and Meter Installations | 13260 | 0200639 | 31 | LOS ROBLES | 2019-08-31 | 2019 | 8 | 980 |  |  | 980 | -124.35 | 855.65 | 10 | 0.082136 | 7.0279 | 848.6221 | 85.565 | To record meter installation | 1 | Each |  |  |  | 0 |  |  | 855.65 | 25 |  |  |  | 0 | 12.83
5 | Transmission and Distribution Plant | 334 | Meters and Meter Installations | 13260 | 0200639 | 31 | LOS ROBLES | 2019-09-16 | 2019 | 9 | 678 | 329.78 |  | 1007.78 | -35.93 | 971.85 | 10 | 0.03833 | 3.7251 | 968.1249 | 97.185 | Meter Installations | 1 | Each |  |  |  | 0 |  |  | 971.85 | 25 |  |  |  | 0 | 14.58
5 | Transmission and Distribution Plant | 334 | Meters and Meter Installations | 13260 | 0200639 | 31 | LOS ROBLES | 2019-09-27 | 2019 | 9 | 452 | 219.85 |  | 671.85 | -23.96 | 647.89 | 10 | 0.0082136 | 0.53215 | 647.3579 | 64.789 | Meter Installation | 1 | Each |  |  |  | 0 |  |  | 647.89 | 25 |  |  |  | 0 | 9.72
5 | Transmission and Distribution Plant | 334 | Meters and Meter Installations | 13260 | 0200639 | 31 | LOS ROBLES | 2019-09-30 | 2019 | 9 | 2450 | 1191.68 |  | 3641.68 | -129.83 | 3511.85 | 10 | 0 | 0 | 3511.85 | 351.185 | To record meter installation PNP Development Invoice | 1 | Each |  |  |  | 0 |  |  | 3511.85 | 25 |  |  |  | 0 | 52.68
[21 empty] | 9925.903 | [9 empty] | 0
6 | Geneal Plant | 304 | Structures & Improvements | 13260 | NA | OFFICE | 120 Bryan Ct, Angleton, TX | 2017-10-31 | 2017 | 10 | 24899.96 |  |  | 24899.96 | 0 | 24899.96 | 20 | 1.9138 | 2382.6245 | 22517.3355 | 1244.998 | Angle Acres Office | 1 | Each | 24899.96 |  | 24899.96 | 1137.63 | 24899.96 | 24899.96 | 24899.96 | 32 | 0.16376 | 0.91376 | 3558.2043 | 711.02 | 12922.46
6 | General Plant | 340 | Office Furniture & Equipment | 13260 | NA | 99 | VARIOUS | 2018-08-31 | 2018 | 8 | 1148 |  |  | 1148 | 0 | 1148 | 10 | 1.0815 | 124.1506 | 1023.8494 | 114.8 | Cash Drawer, Reciept Printer, Hardware | 1 | Each |  |  | 1148 | 9.35 |  | 1148 | 1148 | 7 |  | 0.081451 |  | 123.04 | 374.91
6 | General Plant | 341 | Transportation Equipment | 13260 | NA | 99 | VARIOUS | 2017-09-14 | 2017 | 9 | 16586.05 |  |  | 16586.05 | 0 | 16586.05 | 5 | 2.0424 | 6775.1914 | 9810.8586 | 3317.21 | 4x4 Cargo Truck | 1 | Each | 16586.05 |  | 16586.05 | 3457.98 | 16586.05 | 16586.05 | 16586.05 | 5 | 0.29244 | 1.0424 | 3317.21 | 7297.86 | 11013.14
6 | General Plant | 342 | Stores Equipment | 13260 | 0200244 | 13 | ANGLE ACRES | 2018-02-28 | 2018 | 2 | 13509.49 |  |  | 13509.49 | 0 | 13509.49 | 10 | 1.5852 | 2141.5454 | 11367.9446 | 1350.949 | (3) 8x20 and (1) 8x40 Shipping Container for Storage @ Angle Acres | 1 | Each |  |  | 13509.49 | 790.6 |  | 13509.49 | 13509.49 | 7 |  | 0.58522 |  | 1447.88 | 4411.86
6 | General Plant | 343 | Tools, Shop & Garage Equipment | 13260 | NA | 99 | VARIOUS | 2019-08-01 | 2019 | 8 | 540 |  |  | 540 | 0 | 540 | 10 | 0.16427 | 8.8706 | 531.1294 | 54 | Tester | 1 | Each |  |  |  | 0 |  |  | 540 | 7 |  |  |  | 0 | 57.87
6 | General Plant | 344 | Laboratory Equipment | 13260 | NA | 99 | VARIOUS | 2018-01-31 | 2018 | 1 | 1154.71 |  |  | 1154.71 | 0 | 1154.71 | 10 | 1.6619 | 191.8984 | 962.8116 | 115.471 | Test Kits for Orbit (water) | 4 | Each |  |  | 1154.71 | 76.43 |  | 1154.71 | 1154.71 | 7 |  | 0.66188 |  | 123.76 | 377.1
6 | General Plant | 344 | Laboratory Equipment | 13260 | NA | 99 | VARIOUS | 2019-07-01 | 2019 | 7 | 1163 |  |  | 1163 | -29.99 | 1133.01 | 10 | 0.24914 | 28.2283 | 1104.7817 | 113.301 | Waterlink SpinTouch - Testing Kit | 1 | Each |  |  |  | 0 |  |  | 1133.01 | 7 |  |  |  | 0 | 121.43
6 | General Plant | 346 | Communication Equipment | 13260 | 0790425 | 39 | RIVER RANCH/723 | 2017-11-30 | 2017 | 11 | 2141.54 |  |  | 2141.54 | 0 | 2141.54 | 5 | 1.8316 | 784.4984 | 1357.0416 | 428.308 | Mission Units System | 1 | Each | 2141.54 |  | 2141.54 | 356.19 | 2141.54 | 2141.54 | 2141.54 | 7 | 0.081622 | 0.83162 | 306.0261 | 699.37 | 1111.41
6 | General Plant | 346 | Communication Equipment | 13260 | 0790425 | 39 | RIVER RANCH/723 | 2018-02-28 | 2018 | 2 | 3162.3 |  |  | 3162.3 | 0 | 3162.3 | 5 | 1.5852 | 1002.5855 | 2159.7145 | 632.46 | Installation of Mission unit | 1 | Each |  |  | 3162.3 | 370.13 |  | 3162.3 | 3162.3 | 7 |  | 0.58522 |  | 338.92 | 1032.73
6 | General Plant | 346 | Communication Equipment | 13260 | 0790425 | 39 | RIVER RANCH/723 | 2018-06-30 | 2018 | 6 | 2692.34 |  |  | 2692.34 | 0 | 2692.34 | 5 | 1.2512 | 673.73 | 2018.61 | 538.468 | Installed Mission Unit | 1 | Each |  |  | 2692.34 | 135.26 |  | 2692.34 | 2692.34 | 7 |  | 0.2512 |  | 288.55 | 879.25
6 | General Plant | 346 | Communication Equipment | 13260 | 0200185 | 11 | DEMI-JOHN ISLAND | 2018-08-01 | 2018 | 8 | 2500 |  |  | 2500 | 0 | 2500 | 5 | 1.1636 | 581.7933 | 1918.2067 | 500 | Installed Mission System | 1 | Each |  |  | 2500 | 81.79 |  | 2500 | 2500 | 7 |  | 0.16359 |  | 267.94 | 816.44
6 | General Plant | 346 | Communication Equipment | 13260 | 0790504 | 36 | TEJAS LAKES | 2018-08-01 | 2018 | 8 | 2500 |  |  | 2500 | 0 | 2500 | 5 | 1.1636 | 581.7933 | 1918.2067 | 500 | Installation of Mission System | 1 | Each |  |  | 2500 | 81.79 |  | 2500 | 2500 | 7 |  | 0.16359 |  | 267.94 | 816.44
6 | General Plant | 346 | Communication Equipment | 13260 | 0200324 | 3 | COLONY COVE | 2019-04-30 | 2019 | 4 | 2661.33 | 743.05 | 181.49 | 3585.87 | 0 | 3585.87 | 5 | 0.41889 | 300.4179 | 3285.4521 | 717.174 | Mission Units for Pump Houses | 1 | Each |  |  |  | 0 |  |  | 3404.38 | 7 |  |  |  |  | 364.86
6 | General Plant | 346 | Communication Equipment | 13260 | 0200324 | 3 | COLONY COVE | 2019-04-30 | 2019 | 4 | 3256.31 | 909.17 | 222.06 | 4387.54 | 0 | 4387.54 | 5 | 0.41889 | 367.5804 | 4019.9596 | 877.508 | Mission units for pump house (Colony Cove) | 1 | Each |  |  |  | 0 |  |  | 4165.48 | 7 |  |  |  |  | 446.44
6 | General Plant | 346 | Communication Equipment | 13260 | 0200324 | 32 | COLONY TRAIL | 2019-04-30 | 2019 | 4 | 3256.31 | 906.71 | 192.24 | 4355.26 | 0 | 4355.26 | 5 | 0.41889 | 364.876 | 3990.384 | 871.052 | Mission Units for Pump Houses (Colony Trail) | 1 | Each |  |  |  | 0 |  |  | 4163.02 | 7 |  |  |  |  | 446.17
6 | General Plant | 346 | Communication Equipment | 13260 | 0200346 | 8 | ROSHARON ROAD | 2019-04-30 | 2019 | 4 | 2661.33 | 746.03 | 217.75 | 3625.11 | 0 | 3625.11 | 5 | 0.41889 | 303.7053 | 3321.4047 | 725.022 | Mission Units for Pump Houses | 1 | Each |  |  |  | 0 |  |  | 3407.36 | 7 |  |  |  |  | 365.18
6 | General Plant | 346 | Communication Equipment | 13260 | 0200185 | 11 | DEMI-JOHN ISLAND | 2019-04-30 | 2019 | 4 | 2661.33 | 746.31 | 221.11 | 3628.75 | 0 | 3628.75 | 5 | 0.41889 | 304.0103 | 3324.7397 | 725.75 | Mission Units for Pump Houses | 1 | Each |  |  |  | 0 |  |  | 3407.64 | 7 |  |  |  |  | 365.21
6 | General Plant | 346 | Communication Equipment | 13260 | 0200460 | 12 | SAN BERNARD | 2019-04-30 | 2019 | 4 | 2141.54 | 599.3 | 222.45 | 2963.29 | 0 | 2963.29 | 5 | 0.41889 | 248.2592 | 2715.0308 | 592.658 | Mission Units System - Bernard Oaks Pump House | 1 | Each |  |  |  | 0 |  |  | 2740.84 | 7 |  |  |  |  | 293.75
6 | General Plant | 346 | Communication Equipment | 13260 | 0200094 | 16 | MOORELAND | 2019-04-30 | 2019 | 4 | 2661.33 | 794.19 | 158.93 | 3614.45 | 0 | 3614.45 | 5 | 0.41889 | 302.8122 | 3311.6378 | 722.89 | Mission Units for Pump Houses | 1 | Each |  |  |  | 0 |  |  | 3455.52 | 7 |  |  |  |  | 370.35
6 | General Plant | 346 | Communication Equipment | 13260 | 0200053 | 18 | SNUG HARBOR | 2019-04-30 | 2019 | 4 | 2141.54 | 708.83 | 263.96 | 3114.33 | 0 | 3114.33 | 5 | 0.41889 | 260.9131 | 2853.4169 | 622.866 | Mission Units System - Snug Harbor Pump House | 1 | Each |  |  |  | 0 |  |  | 2850.37 | 7 |  |  |  |  | 305.49
6 | General Plant | 346 | Communication Equipment | 13260 | 0200185 | 20 | DEMI-JOHN PLACE | 2019-04-30 | 2019 | 4 | 2661.33 | 746.27 | 220.64 | 3628.24 | 0 | 3628.24 | 5 | 0.41889 | 303.9675 | 3324.2725 | 725.648 | Mission Units for Pump Houses | 1 | Each |  |  |  | 0 |  |  | 3407.6 | 7 |  |  |  |  | 365.21
6 | General Plant | 346 | Communication Equipment | 13260 | 0790504 | 36 | TEJAS LAKES | 2019-04-30 | 2019 | 4 | 2661.36 | 743.75 | 189.92 | 3595.03 | 0 | 3595.03 | 5 | 0.41889 | 301.1853 | 3293.8447 | 719.006 | Mission Units for Pump Houses | 1 | Each |  |  |  | 0 |  |  | 3405.11 | 7 |  |  |  |  | 364.94
6 | General Plant | 346 | Communication Equipment | 13260 | 0200185 | 11 | DEMI-JOHN ISLAND | 2019-05-20 | 2019 | 5 | 1699.53 |  |  | 1699.53 | 0 | 1699.53 | 5 | 0.36413 | 123.7714 | 1575.7586 | 339.906 | Install new mission panel, hooked up Air Rite | 1 | Each |  |  |  | 0 |  |  | 1699.53 | 7 |  |  |  |  | 182.15
[14 empty] | 6482362.4148 | -129866.35 | 5460418.4724 |  |  | 1613653.4117 | 3846765.0607 | 286705.5851 |  |  |  | 2674923.6624 | 0 | 3044484.7824 | 1440358.25 | 2674923.6624 | 3044484.7824 | 5359120.6424 |  |  |  | 1525951.9475 | 1579838.75 | 1714867.27
[24 empty] | Reverse 2018 and 219 Retirements | 242609.95 | 242609.95 | 228050.88 | 228050.88 | 242609.95 | 228050.88
[25 empty] | 2917533.6124 | 1566431.09 | 3272535.6624 | 1668409.13 | 2917533.6124 | 3272535.6624
Sewer
2 | Collection Plant | 361 | Collection Sewers Gravity | 21106 | 0079260 | 25 | BEECHWOOD | 1980-07-01 | 1980 | 7 | 77700 |  |  | 77700 | 0 | 77700 | 50 | 39.2471 | 60989.9795 | 16710.0205 | 1554 | Initial Inventory |  |  | 77700 |  | 77700 | 59435.98 | 77700 | 77700 | 77700 | 25 | 37.4971 | 38.2471 | 77700 | 77700 | 77700
2 | Collection Plant | 361 | Collection Sewers Gravity | 21106 | 0088366 | 13 | ANGLE ACRES | 1995-07-01 | 1995 | 7 | 35351 |  |  | 35351 | 0 | 35351 | 50 | 24.2491 | 17144.6301 | 18206.3699 | 707.02 | Initial Inventory |  |  | 35351 |  | 35351 | 16437.61 | 35351 | 35351 | 35351 | 25 | 22.4991 | 23.2491 | 31814.69 | 32875.22 | 34289.26
2 | Collection Plant | 361 | Collection Sewers Gravity | 21106 | 0088366 | 13 | ANGLE ACRES | 1995-07-01 | 1995 | 7 | 2176 |  |  | 2176 | 0 | 2176 | 50 | 24.2491 | 1055.3228 | 1120.6772 | 43.52 | Initial Inventory |  |  | 2176 |  | 2176 | 1011.8 | 2176 | 2176 | 2176 | 25 | 22.4991 | 23.2491 | 1958.33 | 2023.61 | 2110.65
2 | Collection Plant | 361 | Collection Sewers Gravity | 21106 | 0088366 | 13 | ANGLE ACRES | 2017-12-31 | 2017 | 12 | 3850 |  |  | 3850 | 0 | 3850 | 50 | 1.7467 | 134.4997 | 3715.5003 | 77 | Angle Acres Sewer Main Project - 409 CR547 | NA |  | 3850 |  | 3850 | 57.5 | 3850 | 3850 | 3850 | 25 | -0.0032512 | 0.74675 | 77 | 115 | 269
[16 empty] | 0 | [8 empty] | 0
[16 empty] | 0 | [8 empty] | 0
3 | System Pumping Plant | 371 | Pumping Equipment | 21106 | 0079260 | 25 | BEECHWOOD | 1980-07-01 | 1980 | 7 | 72260 |  |  | 72260 | 0 | 72260 | 10 | 39.2471 | 72260 | 0 | 0 | Initial Inventory |  |  | 72260 |  | 72260 | 72260 | 72260 | 72260 | 72260 | 15 | 37.4971 | 38.2471 | 72260 | 72260 | 72260
3 | System Pumping Plant | 371 | Pumping Equipment | 21106 | 0088366 | 13 | ANGLE ACRES | 1996-07-01 | 1996 | 7 | 3939 |  |  | 3939 | 0 | 3939 | 10 | 23.2471 | 3939 | 0 | 0 | Initial Inventory |  |  | 3939 |  | 3939 | 3939 | 3939 | 3939 | 3939 | 15 | 21.4971 | 22.2471 | 3939 | 3939 | 3939
3 | System Pumping Plant | 371 | Pumping Equipment | 21106 | 0088366 | 13 | ANGLE ACRES | 1997-07-01 | 1997 | 7 | 2144 |  |  | 2144 | 0 | 2144 | 10 | 22.2478 | 2144 | 0 | 0 | Initial Inventory |  |  | 2144 |  | 2144 | 2144 | 2144 | 2144 | 2144 | 15 | 20.4978 | 21.2478 | 2144 | 2144 | 2144
3 | System Pumping Plant | 371 | Pumping Equipment | 21106 | 0088366 | 13 | ANGLE ACRES | 1999-07-01 | 1999 | 7 | 2056 |  |  | 2056 | 0 | 2056 | 10 | 20.2491 | 2056 | 0 | 0 | Initial Inventory |  |  | 2056 |  | 2056 | 2056 | 2056 | 2056 | 2056 | 15 | 18.4991 | 19.2491 | 2056 | 2056 | 2056
3 | System Pumping Plant | 371 | Pumping Equipment | 21106 | 0079260 | 25 | BEECHWOOD | 2000-07-01 | 2000 | 7 | 2145 |  |  | 2145 | 0 | 2145 | 10 | 19.2471 | 2145 | 0 | 0 | Initial Inventory |  |  | 2145 |  | 2145 | 2145 | 2145 | 2145 | 2145 | 15 | 17.4971 | 18.2471 | 2145 | 2145 | 2145
3 | System Pumping Plant | 371 | Pumping Equipment | 21106 | 0088366 | 13 | ANGLE ACRES | 2003-07-01 | 2003 | 7 | 10231 |  |  | 10231 | 0 | 10231 | 10 | 16.2491 | 10231 | 0 | 0 | Initial Inventory |  |  | 10231 |  | 10231 | 10231 | 10231 | 10231 | 10231 | 15 | 14.4991 | 15.2491 | 9929.19 | 10231 | 10231
3 | System Pumping Plant | 371 | Pumping Equipment | 21106 | 0088366 | 13 | ANGLE ACRES | 2004-07-01 | 2004 | 7 | 3238 |  |  | 3238 | 0 | 3238 | 10 | 15.2471 | 3238 | 0 | 0 | Initial Inventory |  |  | 3238 |  | 3238 | 3238 | 3238 | 3238 | 3238 | 15 | 13.4971 | 14.2471 | 2951.11 | 3094.64 | 3238
3 | System Pumping Plant | 371 | Pumping Equipment | 21106 | 0079260 | 25 | BEECHWOOD | 2012-07-01 | 2012 | 7 | 12560 |  |  | 12560 | 0 | 12560 | 10 | 7.2471 | 9102.3463 | 3457.6537 | 1256 | Initial Inventory |  |  | 12560 |  | 12560 | 7846.35 | 12560 | 12560 | 12560 | 15 | 5.4971 | 6.2471 | 5515.1 | 6070.88 | 6811.92
3 | System Pumping Plant | 371 | Pumping Equipment | 21106 | 0079260 | 25 | BEECHWOOD | 2013-07-01 | 2013 | 7 | 10740 |  |  | 10740 | 0 | 10740 | 10 | 6.2478 | 6710.1109 | 4029.8891 | 1074 | Initial Inventory |  |  | 10740 |  | 10740 | 5636.11 | 10740 | 10740 | 10740 | 15 | 4.4978 | 5.2478 | 4046.83 | 4548.66 | 5191.18
3 | System Pumping Plant | 371 | Pumping Equipment | 21106 | NA | 99 | VARIOUS | 2013-07-01 | 2013 | 7 | 8808.4 |  |  | 8808.4 | 0 | 8808.4 | 10 | 6.2478 | 5503.2906 | 3305.1094 | 880.84 | Initial Inventory |  |  | 8808.4 |  | 8808.4 | 4622.45 | 8808.4 | 8808.4 | 8808.4 | 15 | 4.4978 | 5.2478 | 3319.01 | 3730.58 | 4257.54
3 | System Pumping Plant | 371 | Pumping Equipment | 21106 | 0088366 | 13 | ANGLE ACRES | 2014-07-01 | 2014 | 7 | 989 |  |  | 989 | 0 | 989 | 10 | 5.2485 | 519.0727 | 469.9273 | 98.9 | Initial Inventory |  |  | 989 |  | 989 | 420.17 | 989 | 989 | 989 | 15 | 3.4985 | 4.2485 | 304.12 | 355.52 | 418.87
3 | System Pumping Plant | 371 | Pumping Equipment | 21106 | 0079260 | 25 | BEECHWOOD | 2014-07-01 | 2014 | 7 | 1197 |  |  | 1197 | 0 | 1197 | 10 | 5.2485 | 628.2407 | 568.7593 | 119.7 | Initial Inventory |  |  | 1197 |  | 1197 | 508.54 | 1197 | 1197 | 1197 | 15 | 3.4985 | 4.2485 | 368.08 | 430.29 | 506.96
3 | System Pumping Plant | 371 | Pumping Equipment | 21106 | 0088366 | 13 | ANGLE ACRES | 2015-07-01 | 2015 | 7 | 1137.35 |  |  | 1137.35 | 0 | 1137.35 | 10 | 4.2491 | 483.2764 | 654.0736 | 113.735 | Initial Inventory |  |  | 1137.35 |  | 1137.35 | 369.54 | 1137.35 | 1137.35 | 1137.35 | 15 | 2.4991 | 3.2491 | 262.16 | 327.84 | 408.85
3 | System Pumping Plant | 371 | Pumping Equipment | 21106 | 0079260 | 25 | BEECHWOOD | 2015-07-01 | 2015 | 7 | 1376.55 |  |  | 1376.55 | 0 | 1376.55 | 10 | 4.2491 | 584.916 | 791.634 | 137.655 | Initial Inventory |  |  | 1376.55 |  | 1376.55 | 447.26 | 1376.55 | 1376.55 | 1376.55 | 15 | 2.4991 | 3.2491 | 317.29 | 396.79 | 494.84
3 | System Pumping Plant | 371 | Pumping Equipment | 21106 | 0088366 | 13 | ANGLE ACRES | 2016-07-01 | 2016 | 7 | 5372 |  |  | 5372 | 0 | 5372 | 10 | 3.2471 | 1744.3373 | 3627.6627 | 537.2 | Initial Inventory |  |  | 5372 |  | 5372 | 1207.14 | 5372 | 5372 | 5372 | 15 | 1.4971 | 2.2471 | 778.94 | 1123.42 | 1548.48
3 | System Pumping Plant | 371 | Pumping Equipment | 21106 | 0079260 | 25 | BEECHWOOD | 2018-05-23 | 2018 | 5 | 520 | 111.48 |  | 631.48 |  | 631.48 | 10 | 1.3552 | 85.5805 | 545.8995 | 63.148 | Aquasol Chem Pump - Beechwood | 1 |  |  |  | 631.48 | 22.43 |  | 631.48 | 631.48 | 15 |  | 0.35524 | 0 | 23.68 | 23.68
4 | Treatment and Disposal Plant | 353 | Land and Land Rights | 21106 | 0079260 | 25 | BEECHWOOD | 1980-07-01 | 1980 | 7 | 1000 |  |  | 1000 | 0 | 1000 | ND | 39.2471 | 0 | 1000 | 0 | Initial Inventory |  |  | 1000 |  | 1000 | 0 | 1000 | 1000 | 1000 | ND | 37.4971 | 38.2471 | 0 | 0 | 0
4 | Treatment and Disposal Plant | 353 | Land and Land Rights | 21106 | 0088366 | 13 | ANGLE ACRES | 1995-07-01 | 1995 | 7 | 900 |  |  | 900 | 0 | 900 | ND | 24.2491 | 0 | 900 | 0 | Initial Inventory |  |  | 900 |  | 900 | 0 | 900 | 900 | 900 | ND | 22.4991 | 23.2491 | 0 | 0 | 0
4 | Treatment and Disposal Plant | 354 | Structures and Improvements | 21106 | 0079260 | 25 | BEECHWOOD | 1980-07-01 | 1980 | 7 | 2813 |  |  | 2813 | 0 | 2813 | 30 | 39.2471 | 2813 | 0 | 0 | Initial Inventory |  |  | 2813 |  | 2813 | 2813 | 2813 | 2813 | 2813 | 25 | 37.4971 | 38.2471 | 2813 | 2813 | 2813
4 | Treatment and Disposal Plant | 354 | Structures and Improvements | 21106 | 0088366 | 13 | ANGLE ACRES | 1995-07-01 | 1995 | 7 | 6548 |  |  | 6548 | 0 | 6548 | 30 | 24.2491 | 5292.7799 | 1255.2201 | 218.0484 | Initial Inventory |  |  | 6548 |  | 6548 | 5074.51 | 6548 | 6548 | 6548 | 25 | 22.4991 | 23.2491 | 5892.98 | 6089.42 | 6351.34
4 | Treatment and Disposal Plant | 354 | Structures and Improvements | 21106 | 0088366 | 13 | ANGLE ACRES | 2014-07-01 | 2014 | 7 | 15000 |  |  | 15000 | 0 | 15000 | 30 | 5.2485 | 2624.23 | 12375.77 | 499.5 | Initial Inventory |  |  | 15000 |  | 15000 | 2124.23 | 15000 | 15000 | 15000 | 25 | 3.4985 | 4.2485 | 2099.08 | 2549.08 | 3149.08
4 | Treatment and Disposal Plant | 354 | Structures and Improvements | 21106 | NA | 99 | VARIOUS | 2014-07-01 | 2014 | 7 | 680 |  |  | 680 | 0 | 680 | 30 | 5.2485 | 118.9651 | 561.0349 | 22.644 | Initial Inventory |  |  | 680 |  | 680 | 96.3 | 680 | 680 | 680 | 25 | 3.4985 | 4.2485 | 95.16 | 115.56 | 142.76
4 | Treatment and Disposal Plant | 354 | Structures and Improvements | 21106 | 0088366 | 13 | ANGLE ACRES | 2015-07-01 | 2015 | 7 | 208909.8855 |  |  | 208909.8855 | 0 | 208909.8855 | 30 | 4.2491 | 29589.6092 | 179320.2763 | 6956.6992 | Initial Inventory |  |  | 208909.8855 |  | 208909.8855 | 22625.95 | 208909.8855 | 208909.8855 | 208909.8855 | 25 | 2.4991 | 3.2491 | 20883.84 | 27151.14 | 35507.53
4 | Treatment and Disposal Plant | 354 | Structures and Improvements | 21106 | 0079260 | 25 | BEECHWOOD | 2015-07-01 | 2015 | 7 | 31849.4455 |  |  | 31849.4455 | 0 | 31849.4455 | 30 | 4.2491 | 4511.0965 | 27338.349 | 1060.5865 | Initial Inventory |  |  | 31849.4455 |  | 31849.4455 | 3449.45 | 31849.4455 | 31849.4455 | 31849.4455 | 25 | 2.4991 | 3.2491 | 3183.85 | 4139.34 | 5413.32
4 | Treatment and Disposal Plant | 354 | Structures and Improvements | 21106 | NA | 99 | VARIOUS | 2015-07-01 | 2015 | 7 | 782 |  |  | 782 | 0 | 782 | 30 | 4.2491 | 110.761 | 671.239 | 26.0406 | Initial Inventory |  |  | 782 |  | 782 | 84.69 | 782 | 782 | 782 | 25 | 2.4991 | 3.2491 | 78.17 | 101.63 | 132.91
4 | Treatment and Disposal Plant | 354 | Structures and Improvements | 21106 | 0088366 | 13 | ANGLE ACRES | 2016-07-01 | 2016 | 7 | 785 |  |  | 785 | 0 | 785 | 30 | 3.2471 | 84.9655 | 700.0345 | 26.1405 | Initial Inventory |  |  | 785 |  | 785 | 58.8 | 785 | 785 | 785 | 25 | 1.4971 | 2.2471 | 47.01 | 70.56 | 101.96
4 | Treatment and Disposal Plant | 354 | Structures and Improvements | 21106 | NA | 99 | VARIOUS | 2016-07-01 | 2016 | 7 | 1200 |  |  | 1200 | 0 | 1200 | 30 | 3.2471 | 129.8836 | 1070.1164 | 39.96 | Initial Inventory |  |  | 1200 |  | 1200 | 89.88 | 1200 | 1200 | 1200 | 25 | 1.4971 | 2.2471 | 71.86 | 107.86 | 155.86
4 | Treatment and Disposal Plant | 354 | Structures and Improvements | 21106 | 0088366 | 13 | ANGLE ACRES | 2018-02-20 | 2018 | 2 | 15830 | 3393.67 |  | 19223.67 | 0 | 19223.67 | 30 | 1.6071 | 1029.8238 | 18193.8462 | 640.1482 | Fence @ Angle Acres WWTP | 1 |  |  |  | 19223.67 | 389.03 |  | 19223.67 | 19223.67 | 25 |  | 0.60712 |  | 466.84 | 1235.79
4 | Treatment and Disposal Plant | 354 | Structures and Improvements | 21106 | 0079260 | 25 | BEECHWOOD | 9/30/2019 | 2019 | 9 | 12331.13 | 494.18 | 639.76 | 13465.07 | 0 | 13465.07 | 30 | 0 | 0 | 13465.07 | 448.3868 | Beechwood Wastewater | [5 empty] | 0 |  |  | 12825.31 | 25 |  |  |  | 0 | 192.38
4 | Treatment and Disposal Plant | 380 | Treatment and Disposal Equipment | 21106 | 0079260 | 25 | BEECHWOOD | 1980-07-01 | 1980 | 7 | 7600 |  |  | 7600 | 0 | 7600 | 25 | 39.2471 | 7600 | 0 | 0 | Initial Inventory |  |  | 7600 |  | 7600 | 7600 | 7600 | 7600 | 7600 | 15 | 37.4971 | 38.2471 | 7600 | 7600 | 7600
4 | Treatment and Disposal Plant | 380 | Treatment and Disposal Equipment | 21106 | 0079260 | 25 | BEECHWOOD | 1980-07-01 | 1980 | 7 | 132500 |  |  | 132500 | 0 | 132500 | 25 | 39.2471 | 132500 | 0 | 0 | Initial Inventory |  |  | 132500 |  | 132500 | 132500 | 132500 | 132500 | 132500 | 15 | 37.4971 | 38.2471 | 132500 | 132500 | 132500
4 | Treatment and Disposal Plant | 380 | Treatment and Disposal Equipment | 21106 | 0079260 | 25 | BEECHWOOD | 1980-07-01 | 1980 | 7 | 13500 |  |  | 13500 | 0 | 13500 | 25 | 39.2471 | 13500 | 0 | 0 | Initial Inventory |  |  | 13500 |  | 13500 | 13500 | 13500 | 13500 | 13500 | 15 | 37.4971 | 38.2471 | 13500 | 13500 | 13500
4 | Treatment and Disposal Plant | 380 | Treatment and Disposal Equipment | 21106 | 0079260 | 25 | BEECHWOOD | 1980-07-01 | 1980 | 7 | 17500 |  |  | 17500 | 0 | 17500 | 25 | 39.2471 | 17500 | 0 | 0 | Initial Inventory |  |  | 17500 |  | 17500 | 17500 | 17500 | 17500 | 17500 | 15 | 37.4971 | 38.2471 | 17500 | 17500 | 17500
4 | Treatment and Disposal Plant | 380 | Treatment and Disposal Equipment | 21106 | 0079260 | 25 | BEECHWOOD | 1986-07-01 | 1986 | 7 | 3800 |  |  | 3800 | 0 | 3800 | 25 | 33.2485 | 3800 | 0 | 0 | Initial Inventory |  |  | 3800 |  | 3800 | 3800 | 3800 | 3800 | 3800 | 15 | 31.4985 | 32.2485 | 3800 | 3800 | 3800
4 | Treatment and Disposal Plant | 380 | Treatment and Disposal Equipment | 21106 | 0088366 | 13 | ANGLE ACRES | 1995-07-01 | 1995 | 7 | 558 |  |  | 558 | 0 | 558 | 25 | 24.2491 | 541.2409 | 16.7591 | 22.32 | Initial Inventory |  |  | 558 |  | 558 | 518.92 | 558 | 558 | 558 | 15 | 22.4991 | 23.2491 | 558 | 558 | 558
4 | Treatment and Disposal Plant | 380 | Treatment and Disposal Equipment | 21106 | 0088366 | 13 | ANGLE ACRES | 1995-07-01 | 1995 | 7 | 1949 |  |  | 1949 | 0 | 1949 | 25 | 24.2491 | 1890.4633 | 58.5367 | 77.96 | Initial Inventory |  |  | 1949 |  | 1949 | 1812.5 | 1949 | 1949 | 1949 | 15 | 22.4991 | 23.2491 | 1949 | 1949 | 1949
4 | Treatment and Disposal Plant | 380 | Treatment and Disposal Equipment | 21106 | 0088366 | 13 | ANGLE ACRES | 1996-07-01 | 1996 | 7 | 913 |  |  | 913 | 0 | 913 | 25 | 23.2471 | 848.9838 | 64.0162 | 36.52 | Initial Inventory |  |  | 913 |  | 913 | 812.46 | 913 | 913 | 913 | 15 | 21.4971 | 22.2471 | 913 | 913 | 913
4 | Treatment and Disposal Plant | 380 | Treatment and Disposal Equipment | 21106 | 0088366 | 13 | ANGLE ACRES | 1997-07-01 | 1997 | 7 | 2134 |  |  | 2134 | 0 | 2134 | 25 | 22.2478 | 1899.0701 | 234.9299 | 85.36 | Initial Inventory |  |  | 2134 |  | 2134 | 1813.71 | 2134 | 2134 | 2134 | 15 | 20.4978 | 21.2478 | 2134 | 2134 | 2134
4 | Treatment and Disposal Plant | 380 | Treatment and Disposal Equipment | 21106 | 0088366 | 13 | ANGLE ACRES | 1997-07-01 | 1997 | 7 | 5000 |  |  | 5000 | 0 | 5000 | 25 | 22.2478 | 4449.5551 | 550.4449 | 200 | Initial Inventory |  |  | 5000 |  | 5000 | 4249.56 | 5000 | 5000 | 5000 | 15 | 20.4978 | 21.2478 | 5000 | 5000 | 5000
4 | Treatment and Disposal Plant | 380 | Treatment and Disposal Equipment | 21106 | 0079260 | 25 | BEECHWOOD | 1997-07-01 | 1997 | 7 | 15000 |  |  | 15000 | 0 | 15000 | 25 | 22.2478 | 13348.6653 | 1651.3347 | 600 | Initial Inventory |  |  | 15000 |  | 15000 | 12748.67 | 15000 | 15000 | 15000 | 15 | 20.4978 | 21.2478 | 15000 | 15000 | 15000
4 | Treatment and Disposal Plant | 380 | Treatment and Disposal Equipment | 21106 | 0088366 | 13 | ANGLE ACRES | 1998-07-01 | 1998 | 7 | 1418 |  |  | 1418 | 0 | 1418 | 25 | 21.2485 | 1205.2126 | 212.7874 | 56.72 | Initial Inventory |  |  | 1418 |  | 1418 | 1148.49 | 1418 | 1418 | 1418 | 15 | 19.4985 | 20.2485 | 1418 | 1418 | 1418
4 | Treatment and Disposal Plant | 380 | Treatment and Disposal Equipment | 21106 | 0088366 | 13 | ANGLE ACRES | 1998-07-01 | 1998 | 7 | 4956 |  |  | 4956 | 0 | 4956 | 25 | 21.2485 | 4212.2947 | 743.7053 | 198.24 | Initial Inventory |  |  | 4956 |  | 4956 | 4014.05 | 4956 | 4956 | 4956 | 15 | 19.4985 | 20.2485 | 4956 | 4956 | 4956
4 | Treatment and Disposal Plant | 380 | Treatment and Disposal Equipment | 21106 | 0088366 | 13 | ANGLE ACRES | 1999-07-01 | 1999 | 7 | 212 |  |  | 212 | 0 | 212 | 25 | 20.2491 | 171.7127 | 40.2873 | 8.48 | Initial Inventory |  |  | 212 |  | 212 | 163.23 | 212 | 212 | 212 | 15 | 18.4991 | 19.2491 | 212 | 212 | 212
4 | Treatment and Disposal Plant | 380 | Treatment and Disposal Equipment | 21106 | 0088366 | 13 | ANGLE ACRES | 1999-07-01 | 1999 | 7 | 4335 |  |  | 4335 | 0 | 4335 | 25 | 20.2491 | 3511.2016 | 823.7984 | 173.4 | Initial Inventory |  |  | 4335 |  | 4335 | 3337.8 | 4335 | 4335 | 4335 | 15 | 18.4991 | 19.2491 | 4335 | 4335 | 4335
4 | Treatment and Disposal Plant | 380 | Treatment and Disposal Equipment | 21106 | 0088366 | 13 | ANGLE ACRES | 2000-07-01 | 2000 | 7 | 394 |  |  | 394 | 0 | 394 | 25 | 19.2471 | 303.3342 | 90.6658 | 15.76 | Initial Inventory |  |  | 394 |  | 394 | 287.57 | 394 | 394 | 394 | 15 | 17.4971 | 18.2471 | 394 | 394 | 394
4 | Treatment and Disposal Plant | 380 | Treatment and Disposal Equipment | 21106 | 0088366 | 13 | ANGLE ACRES | 2000-07-01 | 2000 | 7 | 6183 |  |  | 6183 | 0 | 6183 | 25 | 19.2471 | 4760.1906 | 1422.8094 | 247.32 | Initial Inventory |  |  | 6183 |  | 6183 | 4512.87 | 6183 | 6183 | 6183 | 15 | 17.4971 | 18.2471 | 6183 | 6183 | 6183
4 | Treatment and Disposal Plant | 380 | Treatment and Disposal Equipment | 21106 | 0088366 | 13 | ANGLE ACRES | 2003-07-01 | 2003 | 7 | 1832 |  |  | 1832 | 0 | 1832 | 25 | 16.2491 | 1190.7373 | 641.2627 | 73.28 | Initial Inventory |  |  | 1832 |  | 1832 | 1117.46 | 1832 | 1832 | 1832 | 15 | 14.4991 | 15.2491 | 1777.96 | 1832 | 1832
4 | Treatment and Disposal Plant | 380 | Treatment and Disposal Equipment | 21106 | 0088366 | 13 | ANGLE ACRES | 2004-07-01 | 2004 | 7 | 1019 |  |  | 1019 | 0 | 1019 | 25 | 15.2471 | 621.4714 | 397.5286 | 40.76 | Initial Inventory |  |  | 1019 |  | 1019 | 580.71 | 1019 | 1019 | 1019 | 15 | 13.4971 | 14.2471 | 928.72 | 973.88 | 1019
4 | Treatment and Disposal Plant | 380 | Treatment and Disposal Equipment | 21106 | 0088366 | 13 | ANGLE ACRES | 2012-07-01 | 2012 | 7 | 1472 |  |  | 1472 | 0 | 1472 | 25 | 7.2471 | 426.7087 | 1045.2913 | 58.88 | Initial Inventory |  |  | 1472 |  | 1472 | 367.83 | 1472 | 1472 | 1472 | 15 | 5.4971 | 6.2471 | 646.36 | 711.49 | 798.34
4 | Treatment and Disposal Plant | 380 | Treatment and Disposal Equipment | 21106 | 0079260 | 25 | BEECHWOOD | 2017-10-31 | 2017 | 10 | 9018 |  |  | 9018 | 0 | 9018 | 25 | 1.9138 | 690.3307 | 8327.6693 | 360.72 | 10HP Blower/Motor for Beechwood Wastewater |  |  | 9018 |  | 9018 | 329.61 | 9018 | 9018 | 9018 | 15 | 0.16376 | 0.91376 | 450.9 | 1093.43 | 1885.89
4 | Treatment and Disposal Plant | 380 | Treatment and Disposal Equipment | 21106 | 0088366 | 13 | ANGLE ACRES | 2019-04-01 | 2019 | 4 | 2207.22 |  |  | 2207.22 | 0 | 2207.22 | 25 | 0.49829 | 43.9933 | 2163.2267 | 88.2888 | Blower | [5 empty] | 0 |  |  | 2207.22 | 15 |  |  |  |  | 82.77
4 | Treatment and Disposal Plant | 380 | Treatment and Disposal Equipment | 21106 | 0079260 | 25 | BEECHWOOD | 9/30/2019 | 2019 | 9 | 10202.13 | 408.86 | 529.31 | 11140.3 |  | 11140.3 | 25 | 0 | 0 | 11140.3 | 445.612 | Beechwood Wastewater | [5 empty] | 0 |  |  | 10610.99 | 15 |  |  |  |  | 397.91
[14 empty] | 805698.371 | 0 | 805698.371 |  |  | 462018.8843 | 343679.4867 | 19390.4931 |  |  |  | 759030.631 | 329925.35 | 778885.781 | 448259.16 | 759030.631 | 778885.781 | 804529.301 |  |  |  | 478806.74 | 491758.36 | 509208.07

## Suburban
Suburban
2019-09-30
Function |  | Account |  | CCN | PWSID | Route | Location | In-service Date | In-service Year | In-service Month | Inv. Value | Overhead | AFUDC | Original Coat | CIAC | Original Cost less CIAC | Life | Age at 9/30/19 (yrs.) | Accumulated Deprecaiton 9/30/19 | Net Plant | Depreciaton Expense | Description |  |  | Orignal Cost at 12-31-17 | Accumulated Deprecaiton 12-31-17 | Orignal Cost at 9-30-18 | Accumulated Deprecaiton 9-30-18 | Tax Basis at 12-31-17 | Tax Basis at 9-30-18 | Tax Basis at 9-30-19 | Tax Life | Age at 12-31-17 | Age at 9-30-18 | Accumulated Tax Depreciation 12-31-17 | Accumulated Tax Depreciation 9 -30-18 | Accumulated Tax Depreciation 9-30-19
Water
2 | Source of Supply | 303 | Land and Land Rights | 13260 | 1010098 | 64 | BEAUMONT PLACE | 1962-03-16 | 1962 | 3 | 1500 |  |  | 1500 | 0 | 1500 | ND | 57.5414 | 0 | 1500 | 0 | Initial Purchase-Land |  |  | 1500 | 0 | 1500 | 0 | 1500 | 1500 | 1500 | 25 | 55.7914 | 56.5414 | 0 | 0 | 0
2 | Source of Supply | 303 | Land and Land Rights | 13260 | 1010098 | 64 | BEAUMONT PLACE | 1962-07-10 | 1962 | 7 | 2000 |  |  | 2000 | 0 | 2000 | ND | 57.2238 | 0 | 2000 | 0 | Initial Purchase-Land |  |  | 2000 | 0 | 2000 | 0 | 2000 | 2000 | 2000 | 25 | 55.4738 | 56.2238 | 0 | 0 | 0
2 | Source of Supply | 303 | Land and Land Rights | 13260 | 1010098 | 64 | BEAUMONT PLACE | 1962-07-10 | 1962 | 7 | 2000 |  |  | 2000 | 0 | 2000 | ND | 57.2238 | 0 | 2000 | 0 | Initial Purchase-Land |  |  | 2000 | 0 | 2000 | 0 | 2000 | 2000 | 2000 | 25 | 55.4738 | 56.2238 | 0 | 0 | 0
2 | Source of Supply | 303 | Land and Land Rights | 13260 | 1010119 | 66 | CYPRESS BEND | 1963-02-05 | 1963 | 2 | 5000 |  |  | 5000 | 0 | 5000 | ND | 56.6489 | 0 | 5000 | 0 | Initial Purchase-Land |  |  | 5000 | 0 | 5000 | 0 | 5000 | 5000 | 5000 | 25 | 54.8989 | 55.6489 | 0 | 0 | 0
2 | Source of Supply | 303 | Land and Land Rights | 13260 | 1010111 | 65 | CASTLEWOOD | 1966-05-31 | 1966 | 5 | 5000 |  |  | 5000 | 0 | 5000 | ND | 53.3333 | 0 | 5000 | 0 | Initial Purchase-Land |  |  | 5000 | 0 | 5000 | 0 | 5000 | 5000 | 5000 | 25 | 51.5833 | 52.3333 | 0 | 0 | 0
2 | Source of Supply | 303 | Land and Land Rights | 13260 | NA | 99 | VARIOUS | 2018-08-01 | 2018 | 8 | 2375 |  |  | 2375 |  | 2375 | ND | 1.1636 | 0 | 2375 | 0 | Land - Site Surveys |  |  |  | 0 | 2375 | 0 |  | 2375 | 2375 | 25 |  | 0.16359 | 0 | 0 | 0
2 | Source of Supply | 307 | Wells and Springs | 13260 | 1010111 | 65 | CASTLEWOOD | 1966-05-31 | 1966 | 5 | 10992 |  |  | 10992 | 0 | 10992 | 30 | 53.3333 | 10992 | 0 | 0 | Initial Purchase-Well |  |  | 10992 | 10992 | 10992 | 10992 | 10992 | 10992 | 10992 | 25 | 51.5833 | 52.3333 | 10992 | 10992 | 10992
2 | Source of Supply | 307 | Wells and Springs | 13260 | 1010098 | 64 | BEAUMONT PLACE | 2018-11-01 | 2018 | 11 | 8295.7 | 5077.73 |  | 13373.43 | 0 | 13373.43 | 30 | 0.9117 | 406.42 | 12967.01 | 445.3352 | Quoted work, test pump Inv Date 11/01/17 |  |  |  | 0 |  | 0 |  |  | 13373.43 | 25 |  |  |  | 0 | 200.6
2 | Source of Supply | 307 | Wells and Springs | 13260 | 1010098 | 64 | BEAUMONT PLACE | 2019-07-31 | 2019 | 7 | 20002.78 |  | 1011.67 | 21014.45 | 0 | 21014.45 | 30 | 0.16701 | 116.99 | 20897.46 | 699.7812 | To place Flagstaff pump house, plant surveys, groundwater, pressure tank and well into service |  |  |  | 0 |  |  |  |  | 20002.78 | 25 |  |  |  |  | 300.04
2 | Source of Supply | 307 | Wells and Springs | 13260 | 1010197 | 67 | RESERVOIR ACRES | 2019-08-02 | 2019 | 8 | 972.5 |  |  | 972.5 | 0 | 972.5 | 30 | 0.16153 | 5.24 | 967.26 | 32.3843 | fix well and add new hoses |  |  |  | 0 |  |  |  |  | 972.5 | 25 |  |  |  |  | 14.59
2 | Source of Supply | 307 | Wells and Springs | 13260 | 1010111 | 65 | CASTLEWOOD | 2019-08-31 | 2019 | 8 | 27866.07 |  |  | 27866.07 | 0 | 27866.07 | 30 | 0.082136 | 76.29 | 27789.78 | 927.9401 | To place pump house, plant surveys, groundwater, pressure tank and well into... |  |  |  | 0 |  |  |  |  | 27866.07 | 25 |  |  |  |  | 417.99
2 | Source of Supply | 307 | Wells and Springs | 13260 | 1010098 | 64 | BEAUMONT PLACE | 2019-09-06 | 2019 | 9 | 2373.88 | 321.63 |  | 2695.51 | -21.15 | 2674.36 | 30 | 0.065708 | 5.86 | 2668.5 | 89.0562 | well meter and check valve |  |  |  | 0 |  |  |  |  | 2674.36 | 25 |  |  |  |  | 40.12
2 | Source of Supply | 309 | Source of Supply Mains | 13260 | 1010098 | 64 | BEAUMONT PLACE | 2017-09-30 | 2017 | 9 | 45265.82 |  |  | 45265.82 | 0 | 45265.82 | 50 | 1.9986 | 1809.39 | 43456.43 | 905.3164 | Initial Purchase-Supply Main Interconnect (MUD 421) |  |  | 45265.82 | 225.09 | 45265.82 | 904.08 | 45265.82 | 45265.82 | 45265.82 | 25 | 0.24863 | 0.99863 | 450.18 | 1808.15 | 3618.79
2 | Source of Supply | 309 | Source of Supply Mains | 13260 | 1010098 | 64 | BEAUMONT PLACE | 2018-08-01 | 2018 | 8 | 1946.24 | 467.55 |  | 2413.79 | 0 | 2413.79 | 50 | 1.1636 | 56.17 | 2357.62 | 48.2758 | Force Main extension |  |  |  | 0 | 2413.79 | 7.9 |  | 2413.79 | 2413.79 | 25 |  | 0.16359 |  | 15.79 | 112.35
2 | Source of Supply | 309 | Source of Supply Mains | 13260 | 1010098 | 64 | BEAUMONT PLACE | 2018-09-30 | 2018 | 9 | 1326 | 318.55 |  | 1644.55 | 0 | 1644.55 | 50 | 0.99932 | 32.87 | 1611.68 | 32.891 | Leak on main line @ 13235 Kinsman - Beaumont Place |  |  |  | 0 | 1644.55 | 0 |  | 1644.55 | 1644.55 | 25 |  | 0 |  | 0 | 24.67
2 | Source of Supply | 309 | Source of Supply Mains | 13260 | 1010111 | 65 | CASTLEWOOD | 2018-09-30 | 2018 | 9 | 2691 | 646.47 |  | 3337.47 | 0 | 3337.47 | 50 | 0.99932 | 66.7 | 3270.77 | 66.7494 | AC main break @ 2700 Balmorhea Ave - Castlewood |  |  |  | 0 | 3337.47 | 0 |  | 3337.47 | 3337.47 | 25 |  | 0 |  | 0 | 50.06
2 | Source of Supply | 309 | Source of Supply Mains | 13260 | 1010098 | 64 | BEAUMONT PLACE | 2018-09-30 | 2018 | 9 | 1109.75 | 266.6 |  | 1376.35 | 0 | 1376.35 | 50 | 0.99932 | 27.51 | 1348.84 | 27.527 | Repair main break @ 12907 Gladden Dr - Beaumont Place |  |  |  | 0 | 1376.35 | 0 |  | 1376.35 | 1376.35 | 25 |  | 0 |  | 0 | 20.65
2 | Source of Supply | 309 | Source of Supply Mains | 13260 | 1010098 | 64 | BEAUMONT PLACE | 2018-10-31 | 2018 | 10 | 1725.75 | 414.58 |  | 2140.33 | 0 | 2140.33 | 50 | 0.91444 | 39.14 | 2101.19 | 42.8066 | Beaumont Place - Water leak on saddle on the main @ 13017 Fernway |  |  |  | 0 |  | 0 |  |  | 2140.33 | 25 |  |  |  | 0 | 32.1
2 | Source of Supply | 309 | Source of Supply Mains | 13260 | 1010098 | 64 | BEAUMONT PLACE | 2018-11-30 | 2018 | 11 | 512.47 | 313.68 |  | 826.15 | 0 | 826.15 | 50 | 0.83231 | 13.75 | 812.4 | 16.523 | Water main repair @ Colombine St - distribution |  |  |  | 0 |  | 0 |  |  | 826.15 | 25 |  |  |  | 0 | 12.39
2 | Source of Supply | 309 | Source of Supply Mains | 13260 | 1010111 | 65 | CASTLEWOOD | 2018-11-30 | 2018 | 11 | 1012.58 | 619.8 |  | 1632.38 | 0 | 1632.38 | 50 | 0.83231 | 27.17 | 1605.21 | 32.6476 | Water break @ 2711 & 2709 Connorvale |  |  |  | 0 |  | 0 |  |  | 1632.38 | 25 |  |  |  | 0 | 24.49
2 | Source of Supply | 309 | Source of Supply Mains | 13260 | 1010119 | 66 | CYPRESS BEND | 2018-11-30 | 2018 | 11 | 432.39 | 264.66 |  | 697.05 | 0 | 697.05 | 50 | 0.83231 | 11.6 | 685.45 | 13.941 | Repair leak on service line before meter @ 16219 Prairie |  |  |  | 0 |  | 0 |  |  | 697.05 | 25 |  |  |  | 0 | 10.46
2 | Source of Supply | 309 | Source of Supply Mains | 13260 | 1010111 | 65 | CASTLEWOOD | 2018-12-05 | 2018 | 12 | 596.18 | 143.22 |  | 739.4 | 0 | 739.4 | 50 | 0.81862 | 12.11 | 727.29 | 14.788 | Water main leak @ 2710 Woodgate St |  |  |  | 0 |  | 0 |  |  | 739.4 | 25 |  |  |  | 0 | 11.09
2 | Source of Supply | 309 | Source of Supply Mains | 13260 | 1010111 | 65 | CASTLEWOOD | 2018-12-30 | 2018 | 12 | 1552.62 | 372.99 |  | 1925.61 | 0 | 1925.61 | 50 | 0.75017 | 28.89 | 1896.72 | 38.5122 | Water main break @ 2710 Woodgate St |  |  |  | 0 |  | 0 |  |  | 1925.61 | 25 |  |  |  | 0 | 28.88
3 | Pumping Plant | 304 | Structures and Improvements | 13260 | 1010119 | 66 | CYPRESS BEND | 2006-09-15 | 2006 | 9 | 2790 |  |  | 2790 | 0 | 2790 | 20 | 13.0404 | 1819.13 | 970.87 | 139.5 | Initial Purchase-Structures and Improvements |  |  | 2790 | 1575.01 | 2790 | 1679.63 | 2790 | 2790 | 2790 | 25 | 11.2904 | 12.0404 | 1260.01 | 1343.71 | 1455.31
3 | Pumping Plant | 304 | Structures and Improvements | 13260 | 1010197 | 67 | RESERVOIR ACRES | 2014-02-17 | 2014 | 2 | 1657 |  |  | 1657 | 0 | 1657 | 20 | 5.6153 | 465.23 | 1191.77 | 82.85 | Initial Purchase-Electric Meter Pole - Install |  |  | 1657 | 320.24 | 1657 | 382.38 | 1657 | 1657 | 1657 | 25 | 3.8653 | 4.6153 | 256.19 | 305.9 | 372.18
3 | Pumping Plant | 304 | Structures and Improvements | 13260 | 1010098 | 64 | BEAUMONT PLACE | 2014-04-04 | 2014 | 4 | 644 |  |  | 644 | 0 | 644 | 20 | 5.4894 | 176.76 | 467.24 | 32.2 | Initial Purchase-Electric Meter Pole - Install |  |  | 644 | 120.41 | 644 | 144.56 | 644 | 644 | 644 | 25 | 3.7394 | 4.4894 | 96.33 | 115.65 | 141.41
3 | Pumping Plant | 304 | Structures and Improvements | 13260 | 1010098 | 64 | BEAUMONT PLACE | 2014-04-24 | 2014 | 4 | 1589 |  |  | 1589 | 0 | 1589 | 20 | 5.4346 | 431.78 | 1157.22 | 79.45 | Initial Purchase-Electric Meter Pole |  |  | 1589 | 292.74 | 1589 | 352.33 | 1589 | 1589 | 1589 | 25 | 3.6846 | 4.4346 | 234.2 | 281.87 | 345.43
3 | Pumping Plant | 304 | Structures and Improvements | 13260 | 1010098 | 64 | BEAUMONT PLACE | 2016-03-28 | 2016 | 3 | 2260 |  |  | 2260 | 0 | 2260 | 20 | 3.5072 | 396.31 | 1863.69 | 113 | Initial Purchase-Structure - Electrical Controls |  |  | 2260 | 198.56 | 2260 | 283.31 | 2260 | 2260 | 2260 | 25 | 1.7572 | 2.5072 | 158.85 | 226.65 | 317.05
3 | Pumping Plant | 304 | Structures and Improvements | 13260 | 1010197 | 67 | RESERVOIR ACRES | 2016-12-09 | 2016 | 12 | 4850 |  |  | 4850 | 0 | 4850 | 20 | 2.8063 | 680.53 | 4169.47 | 242.5 | Initial Purchase-Enclosure & Electrical Panel |  |  | 4850 | 256.15 | 4850 | 438.03 | 4850 | 4850 | 4850 | 25 | 1.0563 | 1.8063 | 204.92 | 350.42 | 544.42
3 | Pumping Plant | 304 | Structures and Improvements | 13260 | 1010098 | 64 | BEAUMONT PLACE | 2019-07-31 | 2019 | 7 | 109033.07 |  | 5627.36 | 114660.43 | 0 | 114660.43 | 20 | 0.16701 | 957.47 | 113702.96 | 5733.0215 | To place Flagstaff pump house, plant surveys, groundwater, pressure tank and well into service |  |  |  | 0 |  |  |  |  | 109033.07 | 25 |  |  |  |  | 1635.5
3 | Pumping Plant | 304 | Structures and Improvements | 13260 | 1010098 | 64 | BEAUMONT PLACE | 2019-07-31 | 2019 | 7 | 14776.84 |  | 1573.83 | 16350.67 | 0 | 16350.67 | 20 | 0.16701 | 136.54 | 16214.13 | 817.5335 | To place Flagstaff pump house, plant surveys, groundwater, pressure tank and well into service |  |  |  | 0 |  |  |  |  | 14776.84 | 25 |  |  |  |  | 221.65
3 | Pumping Plant | 304 | Structures and Improvements | 13260 | 1010111 | 65 | CASTLEWOOD | 2019-08-31 | 2019 | 8 | 41267.49 |  |  | 41267.49 | 0 | 41267.49 | 20 | 0.082136 | 169.48 | 41098.01 | 2063.3745 | To place pump house, plant surveys, groundwater, pressure tank and well into... |  |  |  | 0 |  |  |  |  | 41267.49 | 25 |  |  |  |  | 619.01
3 | Pumping Plant | 304 | Structures and Improvements | 13260 | 1010111 | 65 | CASTLEWOOD | 2019-08-31 | 2019 | 8 | 7919.71 |  |  | 7919.71 | 0 | 7919.71 | 20 | 0.082136 | 32.52 | 7887.19 | 395.9855 | To place pump house, plant surveys, groundwater, pressure tank and well into... |  |  |  | 0 |  |  |  |  | 7919.71 | 25 |  |  |  |  | 118.8
3 | Pumping Plant | 310 | Power Generation Equipment | 13260 | 1010119 | 66 | CYPRESS BEND | 2019-09-01 | 2019 | 9 | 720.54 | 97.62 |  | 818.16 | -6.42 | 811.74 | 10 | 0.079398 | 6.45 | 805.29 | 81.174 | Generator |  |  |  | 0 |  |  |  |  | 811.74 | 25 |  |  | 0 |  | 12.18
3 | Pumping Plant | 310 | Power Generation Equipment | 13260 | 1010111 | 65 | CASTLEWOOD | 2019-09-01 | 2019 | 9 | 1220.54 | 165.37 |  | 1385.91 | -10.88 | 1375.03 | 10 | 0.079398 | 10.92 | 1364.11 | 137.503 | Generator |  |  |  | 0 |  |  |  |  | 1375.03 | 25 |  |  | 0 |  | 20.63
3 | Pumping Plant | 310 | Power Generation Equipment | 13260 | 1010119 | 66 | CYPRESS BEND | 2019-09-01 | 2019 | 9 | 24278.92 | 3289.45 |  | 27568.37 | -216.36 | 27352.01 | 10 | 0.079398 | 217.17 | 27134.84 | 2735.201 | Labor & Materials for install. |  |  |  | 0 |  |  |  |  | 27352.01 | 25 |  |  | 0 |  | 410.28
3 | Pumping Plant | 310 | Power Generation Equipment | 13260 | 1010111 | 65 | CASTLEWOOD | 2019-09-01 | 2019 | 9 | 23278.92 | 3153.96 |  | 26432.88 | -207.44 | 26225.44 | 10 | 0.079398 | 208.22 | 26017.22 | 2622.544 | Labor & Materials for install. |  |  |  | 0 |  |  |  |  | 26225.44 | 25 |  |  | 0 |  | 393.38
3 | Pumping Plant | 310 | Power Generation Equipment | 13260 | 1010119 | 66 | CYPRESS BEND | 2019-09-01 | 2019 | 9 | 24999.46 | 3387.06 |  | 28386.52 | -222.78 | 28163.74 | 10 | 0.079398 | 223.61 | 27940.13 | 2816.374 | Deposit for Generator |  |  |  | 0 |  |  |  |  | 28163.74 | 25 |  |  | 0 |  | 422.46
3 | Pumping Plant | 310 | Power Generation Equipment | 13260 | 1010111 | 65 | CASTLEWOOD | 2019-09-01 | 2019 | 9 | 24999.46 | 3387.06 |  | 28386.52 | -222.78 | 28163.74 | 10 | 0.079398 | 223.61 | 27940.13 | 2816.374 | Deposit for Generator |  |  |  | 0 |  |  |  |  | 28163.74 | 25 |  |  | 0 |  | 422.46
3 | Pumping Plant | 311 | Pumping Equipment | 13260 | 1010098 | 64 | BEAUMONT PLACE | 2007-01-11 | 2007 | 1 | 4085 |  |  | 4085 | 0 | 4085 | 10 | 12.7173 | 4085 | 0 | 0 | Initial Purchase-Well Pump - 15HP |  |  | 4085 | 4085 | 4085 | 4085 | 4085 | 4085 | 4085 | 25 | 10.9673 | 11.7173 | 1792.06 | 1914.61 | 2078.01
3 | Pumping Plant | 311 | Pumping Equipment | 13260 | 1010111 | 65 | CASTLEWOOD | 2007-02-14 | 2007 | 2 | 875 |  |  | 875 | 0 | 875 | 10 | 12.6242 | 875 | 0 | 0 | Initial Purchase-Nema Control Box |  |  | 875 | 875 | 875 | 875 | 875 | 875 | 875 | 25 | 10.8742 | 11.6242 | 380.6 | 406.85 | 441.85
3 | Pumping Plant | 311 | Pumping Equipment | 13260 | 1010098 | 64 | BEAUMONT PLACE | 2010-06-28 | 2010 | 6 | 3080 |  |  | 3080 | 0 | 3080 | 10 | 9.2567 | 2851.06 | 228.94 | 308 | Initial Purchase-Booster Pump - 10HP |  |  | 3080 | 2312.06 | 3080 | 2543.06 | 3080 | 3080 | 3080 | 25 | 7.5067 | 8.2567 | 924.82 | 1017.22 | 1140.42
3 | Pumping Plant | 311 | Pumping Equipment | 13260 | 1010098 | 64 | BEAUMONT PLACE | 2010-12-29 | 2010 | 12 | 2195 |  |  | 2195 | 0 | 2195 | 10 | 8.7529 | 1921.26 | 273.74 | 219.5 | Initial Purchase-Booster Pump - 10HP |  |  | 2195 | 1537.14 | 2195 | 1701.76 | 2195 | 2195 | 2195 | 25 | 7.0029 | 7.7529 | 614.86 | 680.71 | 768.51
3 | Pumping Plant | 311 | Pumping Equipment | 13260 | 1010098 | 64 | BEAUMONT PLACE | 2012-05-18 | 2012 | 5 | 1623 |  |  | 1623 | 0 | 1623 | 10 | 7.3676 | 1195.75 | 427.25 | 162.3 | Initial Purchase-Well Repairs |  |  | 1623 | 911.73 | 1623 | 1033.45 | 1623 | 1623 | 1623 | 25 | 5.6176 | 6.3676 | 364.69 | 413.38 | 478.3
3 | Pumping Plant | 311 | Pumping Equipment | 13260 | 1010098 | 64 | BEAUMONT PLACE | 2012-05-18 | 2012 | 5 | 3025 |  |  | 3025 | 0 | 3025 | 10 | 7.3676 | 2228.69 | 796.31 | 302.5 | Initial Purchase-Booster Pump - 10HP |  |  | 3025 | 1699.31 | 3025 | 1926.19 | 3025 | 3025 | 3025 | 25 | 5.6176 | 6.3676 | 679.72 | 770.47 | 891.47
3 | Pumping Plant | 311 | Pumping Equipment | 13260 | 1010098 | 64 | BEAUMONT PLACE | 2013-09-25 | 2013 | 9 | 1566 |  |  | 1566 | 0 | 1566 | 10 | 6.0123 | 941.53 | 624.47 | 156.6 | Initial Purchase-Booster Pump - 10HP |  |  | 1566 | 667.48 | 1566 | 784.93 | 1566 | 1566 | 1566 | 25 | 4.2623 | 5.0123 | 266.99 | 313.97 | 376.61
3 | Pumping Plant | 311 | Pumping Equipment | 13260 | 1010098 | 64 | BEAUMONT PLACE | 2013-09-25 | 2013 | 9 | 1566 |  |  | 1566 | 0 | 1566 | 10 | 6.0123 | 941.53 | 624.47 | 156.6 | Initial Purchase-Booster Pump - 10HP |  |  | 1566 | 667.48 | 1566 | 784.93 | 1566 | 1566 | 1566 | 25 | 4.2623 | 5.0123 | 266.99 | 313.97 | 376.61
3 | Pumping Plant | 311 | Pumping Equipment | 13260 | 1010098 | 64 | BEAUMONT PLACE | 2014-04-23 | 2014 | 4 | 4119 |  |  | 4119 | 0 | 4119 | 10 | 5.4374 | 2239.65 | 1879.35 | 411.9 | Initial Purchase-Well Pump - 15HP |  |  | 4119 | 1518.83 | 4119 | 1827.75 | 4119 | 4119 | 4119 | 25 | 3.6874 | 4.4374 | 607.53 | 731.1 | 895.86
3 | Pumping Plant | 311 | Pumping Equipment | 13260 | 1010098 | 64 | BEAUMONT PLACE | 2014-06-23 | 2014 | 6 | 1613 |  |  | 1613 | 0 | 1613 | 10 | 5.2704 | 850.11 | 762.89 | 161.3 | Initial Purchase-Booster Pump - 10HP |  |  | 1613 | 567.83 | 1613 | 688.81 | 1613 | 1613 | 1613 | 25 | 3.5204 | 4.2704 | 227.13 | 275.52 | 340.04
3 | Pumping Plant | 311 | Pumping Equipment | 13260 | 1010197 | 67 | RESERVOIR ACRES | 2014-06-23 | 2014 | 6 | 1399 |  |  | 1399 | 0 | 1399 | 10 | 5.2704 | 737.32 | 661.68 | 139.9 | Initial Purchase-Booster Pump - 7.5HP |  |  | 1399 | 492.5 | 1399 | 597.42 | 1399 | 1399 | 1399 | 25 | 3.5204 | 4.2704 | 197 | 238.97 | 294.93
3 | Pumping Plant | 311 | Pumping Equipment | 13260 | 1010111 | 65 | CASTLEWOOD | 2014-06-23 | 2014 | 6 | 1372 |  |  | 1372 | 0 | 1372 | 10 | 5.2704 | 723.09 | 648.91 | 137.2 | Initial Purchase-Booster Pump - 5 HP |  |  | 1372 | 482.99 | 1372 | 585.89 | 1372 | 1372 | 1372 | 25 | 3.5204 | 4.2704 | 193.2 | 234.36 | 289.24
3 | Pumping Plant | 311 | Pumping Equipment | 13260 | 1010111 | 65 | CASTLEWOOD | 2018-08-01 | 2018 | 8 | 2639.77 | 634.16 |  | 3273.93 |  | 3273.93 | 10 | 1.1636 | 380.95 | 2892.98 | 327.393 | Booster pump |  |  |  | 0 | 3273.93 | 53.56 |  | 3273.93 | 3273.93 | 25 |  | 0.16359 |  | 21.42 | 152.38
3 | Pumping Plant | 311 | Pumping Equipment | 13260 | 1010111 | 65 | CASTLEWOOD | 2018-08-31 | 2018 | 8 | 530 | 127.32 |  | 657.32 |  | 657.32 | 10 | 1.0815 | 71.09 | 586.23 | 65.732 | Chemical pump |  |  |  | 0 | 657.32 | 5.35 |  | 657.32 | 657.32 | 25 |  | 0.081451 |  | 2.14 | 28.43
3 | Pumping Plant | 311 | Pumping Equipment | 13260 | 1010111 | 65 | CASTLEWOOD | 2018-08-31 | 2018 | 8 | 690 | 165.76 |  | 855.76 |  | 855.76 | 10 | 1.0815 | 92.55 | 763.21 | 85.576 | Booster pump |  |  |  | 0 | 855.76 | 6.97 |  | 855.76 | 855.76 | 25 |  | 0.081451 |  | 2.79 | 37.02
3 | Pumping Plant | 311 | Pumping Equipment | 13260 | 1010119 | 66 | CYPRESS BEND | 2018-08-31 | 2018 | 8 | 614.9 | 147.72 |  | 762.62 |  | 762.62 | 10 | 1.0815 | 82.47 | 680.15 | 76.262 | Booster pump |  |  |  | 0 | 762.62 | 6.21 |  | 762.62 | 762.62 | 25 |  | 0.081451 |  | 2.48 | 32.99
3 | Pumping Plant | 311 | Pumping Equipment | 13260 | 1010111 | 65 | CASTLEWOOD | 2018-09-10 | 2018 | 9 | 367.94 | 88.39 |  | 456.33 |  | 456.33 | 10 | 1.0541 | 48.1 | 408.23 | 45.633 | Chemical Pump and Installation |  |  |  | 0 | 456.33 | 2.47 |  | 456.33 | 456.33 | 25 |  | 0.054073 |  | 0.99 | 19.24
3 | Pumping Plant | 311 | Pumping Equipment | 13260 | 1010111 | 65 | CASTLEWOOD | 2018-10-04 | 2018 | 10 | 537.94 | 129.23 |  | 667.17 |  | 667.17 | 10 | 0.98836 | 65.94 | 601.23 | 66.717 | Aquasol Chem Pump and Installation |  |  |  | 0 |  | 0 |  |  | 667.17 | 25 |  |  |  | 0 | 10.01
3 | Pumping Plant | 311 | Pumping Equipment | 13260 | 1010197 | 67 | RESERVOIR ACRES | 2018-10-04 | 2018 | 10 | 537.94 | 129.23 |  | 667.17 |  | 667.17 | 10 | 0.98836 | 65.94 | 601.23 | 66.717 | Aquasol Chem Pump and Installation |  |  |  | 0 |  | 0 |  |  | 667.17 | 25 |  |  |  | 0 | 10.01
3 | Pumping Plant | 311 | Pumping Equipment | 13260 | 1010098 | 64 | BEAUMONT PLACE | 2019-01-01 | 2019 | 1 | 952.5 | 171.47 |  | 1123.97 | -82.11 | 1041.86 | 10 | 0.7447 | 77.59 | 964.27 | 104.186 | Chem Pump - Beaumont Place |  |  |  | 0 |  |  |  |  | 1041.86 | 25 |  |  |  |  | 15.63
3 | Pumping Plant | 311 | Pumping Equipment | 13260 | 1010098 | 64 | BEAUMONT PLACE | 2019-08-01 | 2019 | 8 | 5766.02 |  |  | 5766.02 | 0 | 5766.02 | 10 | 0.16427 | 94.72 | 5671.3 | 576.602 | Pump House Adjustments |  |  |  | 0 |  |  |  |  | 5766.02 | 25 |  |  |  |  | 86.49
3 | Pumping Plant | 311 | Pumping Equipment | 13260 | 1010111 | 65 | CASTLEWOOD | 2019-08-31 | 2019 | 8 | 165069.94 |  |  | 165069.94 | 0 | 165069.94 | 10 | 0.082136 | 1355.81 | 163714.13 | 16506.994 | To place pump house, plant surveys, groundwater, pressure tank and well into... |  |  |  | 0 |  |  |  |  | 165069.94 | 25 |  |  |  |  | 2476.05
3 | Pumping Plant | 311 | Pumping Equipment | 13260 | 1010111 | 65 | CASTLEWOOD | 2019-08-31 | 2019 | 8 | 31678.83 |  |  | 31678.83 | 0 | 31678.83 | 10 | 0.082136 | 260.2 | 31418.63 | 3167.883 | To place pump house, plant surveys, groundwater, pressure tank and well into... |  |  |  | 0 |  |  |  |  | 31678.83 | 25 |  |  |  |  | 475.18
3 | Pumping Plant | 311 | Pumping Equipment | 13260 | 1010098 | 64 | BEAUMONT PLACE | 2019-09-03 | 2019 | 9 | 8896.35 | 1205.33 |  | 10101.68 | -79.28 | 10022.4 | 10 | 0.073922 | 74.09 | 9948.31 | 1002.24 | Replaced pump |  |  |  | 0 |  |  |  |  | 10022.4 | 25 |  |  |  |  | 150.34
3 | Pumping Plant | 311 | Pumping Equipment | 13260 | 1010098 | 64 | BEAUMONT PLACE | 2019-09-26 | 2019 | 9 | 1073.6 | 145.46 |  | 1219.06 | -9.57 | 1209.49 | 10 | 0.010951 | 1.32 | 1208.17 | 120.949 | install new mercoid and ran new wire and piping |  |  |  | 0 |  |  |  |  | 1209.49 | 25 |  |  |  |  | 18.14
3 | Pumping Plant | 311 | Pumping Equipment | 13260 | 1010111 | 65 | CASTLEWOOD | 2019-09-30 | 2019 | 9 |  | 314.1 |  | 314.1 |  | 314.1 | 10 | 0 | 0 | 314.1 | 31.41 | To record Q3 2019 Capitalized Salaries/Benefits related to Danvers CWIP (moved in service) |  |  |  | 0 |  |  |  |  | 314.1 | 25 |  |  |  |  | 4.71
3 | Pumping Plant | 311 | Pumping Equipment | 13260 | 1010111 | 65 | CASTLEWOOD | 2019-09-30 | 2019 | 9 |  | 6004.38 |  | 6004.38 |  | 6004.38 | 10 | 0 | 0 | 6004.38 | 600.438 | To record Q3 2019 Capitalized Salaries/Benefits related to Danvers Pump House (moved in service) |  |  |  | 0 |  |  |  |  | 6004.38 | 25 |  |  |  |  | 90.07
3 | Pumping Plant | 311 | Pumping Equipment | 13260 | 1010098 | 64 | BEAUMONT PLACE | 2019-09-30 | 2019 | 9 |  | 371.3 |  | 371.3 |  | 371.3 | 10 | 0 | 0 | 371.3 | 37.13 | To record Q3 2019 Capitalized Salaries/Benefits related to Flagstaff CWIP (moved in service) |  |  |  | 0 |  |  |  |  | 371.3 | 25 |  |  |  |  | 5.57
3 | Pumping Plant | 311 | Pumping Equipment | 13260 | 1010098 | 64 | BEAUMONT PLACE | 2019-09-30 | 2019 | 9 |  | 272.11 |  | 272.11 |  | 272.11 | 10 | 0 | 0 | 272.11 | 27.211 | To record Q3 2019 Capitalized Salaries/Benefits related to Flagstaff Pump House (moved in service) |  |  |  | 0 |  |  |  |  | 272.11 | 25 |  |  |  |  | 4.08
3 | Pumping Plant | 311 | Pumping Equipment | 13260 | 1010111 | 65 | CASTLEWOOD | 2019-09-30 | 2019 | 9 |  | 4680.03 |  | 4680.03 |  | 4680.03 | 10 | 0 | 0 | 4680.03 | 468.003 | To record Q3 2019 Capitalized Salaries/Benefits related to Castlewood Pump House (moved in service) |  |  |  | 0 |  |  |  |  | 4680.03 | 25 |  |  |  |  | 70.2
4 | Water Treatment | 320 | Water Treatment Equipment | 13260 | 1010197 | 67 | RESERVOIR ACRES | 2014-01-28 | 2014 | 1 | 8119 |  |  | 8119 | 0 | 8119 | 20 | 5.6701 | 2301.77 | 5817.23 | 405.95 | Initial Purchase-Plant Repairs |  |  | 8119 | 1591.36 | 8119 | 1895.82 | 8119 | 8119 | 8119 | 25 | 3.9201 | 4.6701 | 1273.09 | 1516.66 | 1841.42
4 | Water Treatment | 320 | Water Treatment Equipment | 13260 | 1010098 | 64 | BEAUMONT PLACE | 2017-11-30 | 2017 | 11 | 8925 |  |  | 8925 | 0 | 8925 | 20 | 1.8316 | 817.36 | 8107.64 | 446.25 | Initial Purchase-Chemical Equipment Conversion for Interconnect (Flagstaff) |  |  | 8925 | 36.42 | 8925 | 371.11 | 8925 | 8925 | 8925 | 25 | 0.081622 | 0.83162 | 178.5 | 296.89 | 653.89
4 | Water Treatment | 320 | Water Treatment Equipment | 13260 | 1010098 | 64 | BEAUMONT PLACE | 2017-11-30 | 2017 | 11 | 3290 |  |  | 3290 | 0 | 3290 | 20 | 1.8316 | 301.3 | 2988.7 | 164.5 | Initial Purchase-Chemical Equipment Conversion for Interconnect (Danvers) |  |  | 3290 | 13.43 | 3290 | 136.8 | 3290 | 3290 | 3290 | 25 | 0.081622 | 0.83162 | 65.8 | 109.44 | 241.04
4 | Water Treatment | 320 | Water Treatment Equipment | 13260 | 1010098 | 64 | BEAUMONT PLACE | 2019-02-28 | 2019 | 2 | 944.7 | 170.06 |  | 1114.76 | -81.44 | 1033.32 | 20 | 0.5859 | 30.27 | 1003.05 | 51.666 | Installed MJ-9, valve stack and A Box |  |  |  | 0 |  |  |  |  | 1033.32 | 25 |  |  |  |  | 15.5
4 | Water Treatment | 320 | Water Treatment Equipment | 13260 | 1010098 | 64 | BEAUMONT PLACE | 2019-03-31 | 2019 | 3 | 921.07 | 165.81 |  | 1086.88 | -79.4 | 1007.48 | 20 | 0.50103 | 25.24 | 982.24 | 50.374 | Repair damaged riser at plant and interconnect. Removed broken pipe & installed... |  |  |  | 0 |  |  |  |  | 1007.48 | 25 |  |  |  |  | 15.11
4 | Water Treatment | 320 | Water Treatment Equipment | 13260 | 1010098 | 64 | BEAUMONT PLACE | 2019-03-31 | 2019 | 3 | 92.11 | 16.58 |  | 108.69 | -7.94 | 100.75 | 20 | 0.50103 | 2.52 | 98.23 | 5.0375 | Repair damaged riser at plant and interconnect. Removed broken pipe & installed... |  |  |  | 0 |  |  |  |  | 100.75 | 25 |  |  |  |  | 1.51
4 | Water Treatment | 320 | Water Treatment Equipment | 13260 | 1010111 | 65 | CASTLEWOOD | 2019-09-30 | 2019 | 9 | 486.38 | 65.9 |  | 552.28 | -4.33 | 547.95 | 20 | 0 | 0 | 547.95 | 27.3975 | valve off at water plant to isolate blow off, intall new 2" gate... |  |  |  | 0 |  |  |  |  | 547.95 | 25 |  |  |  |  | 8.22
4 | Water Treatment | 320 | Water Treatment Equipment | 13260 | 1010111 | 65 | CASTLEWOOD | 2019-09-30 | 2019 | 9 | 48.64 | 6.59 |  | 55.23 | -0.43 | 54.8 | 20 | 0 | 0 | 54.8 | 2.74 | valve off at water plant to isolate blow off, intall new 2" gate... |  |  |  | 0 |  |  |  |  | 54.8 | 25 |  |  |  |  | 0.82
5 | Transmission and Distribution Plant | 330 | Distribution Reservoirs and Standpipes | 13260 | 1010111 | 65 | CASTLEWOOD | 1966-05-31 | 1966 | 5 | 10209 |  |  | 10209 | 0 | 10209 | 30 | 53.3333 | 10209 | 0 | 0 | Initial Purchase-23,000 Gal GST |  |  | 10209 | 10209 | 10209 | 10209 | 10209 | 10209 | 10209 | 25 | 51.5833 | 52.3333 | 10209 | 10209 | 10209
5 | Transmission and Distribution Plant | 330 | Distribution Reservoirs and Standpipes | 13260 | 1010119 | 66 | CYPRESS BEND | 1976-01-11 | 1976 | 1 | 6500 |  |  | 6500 | 0 | 6500 | 30 | 43.718 | 6500 | 0 | 0 | Initial Purchase-5,000 Gal GST |  |  | 6500 | 6500 | 6500 | 6500 | 6500 | 6500 | 6500 | 25 | 41.968 | 42.718 | 6500 | 6500 | 6500
5 | Transmission and Distribution Plant | 330 | Distribution Reservoirs and Standpipes | 13260 | 1010098 | 64 | BEAUMONT PLACE | 1976-12-09 | 1976 | 12 | 3300 |  |  | 3300 | 0 | 3300 | 30 | 42.8063 | 3300 | 0 | 0 | Initial Purchase-5,000 Gal GST |  |  | 3300 | 3300 | 3300 | 3300 | 3300 | 3300 | 3300 | 25 | 41.0563 | 41.8063 | 3300 | 3300 | 3300
5 | Transmission and Distribution Plant | 330 | Distribution Reservoirs and Standpipes | 13260 | 1010098 | 64 | BEAUMONT PLACE | 1988-08-31 | 1988 | 8 | 10215 |  |  | 10215 | 0 | 10215 | 30 | 31.0801 | 10215 | 0 | 0 | Initial Purchase-23,000 Gal GST |  |  | 10215 | 9986.89 | 10215 | 10215 | 10215 | 10215 | 10215 | 25 | 29.3301 | 30.0801 | 10215 | 10215 | 10215
5 | Transmission and Distribution Plant | 330 | Distribution Reservoirs and Standpipes | 13260 | 1010098 | 64 | BEAUMONT PLACE | 1988-08-31 | 1988 | 8 | 12914 |  |  | 12914 | 0 | 12914 | 30 | 31.0801 | 12914 | 0 | 0 | Initial Purchase-35,000 Gal GST |  |  | 12914 | 12625.62 | 12914 | 12914 | 12914 | 12914 | 12914 | 25 | 29.3301 | 30.0801 | 12914 | 12914 | 12914
5 | Transmission and Distribution Plant | 330 | Distribution Reservoirs and Standpipes | 13260 | 1010119 | 66 | CYPRESS BEND | 1997-11-25 | 1997 | 11 | 12575 |  |  | 12575 | 0 | 12575 | 30 | 21.8453 | 9156.83 | 3418.17 | 418.7475 | Initial Purchase-23,000 Gal GST |  |  | 12575 | 8423.28 | 12575 | 8737.66 | 12575 | 12575 | 12575 | 25 | 20.0953 | 20.8453 | 10107.94 | 10485.19 | 10988.19
5 | Transmission and Distribution Plant | 330 | Distribution Reservoirs and Standpipes | 13260 | 1010111 | 65 | CASTLEWOOD | 1997-11-25 | 1997 | 11 | 14793 |  |  | 14793 | 0 | 14793 | 30 | 21.8453 | 10771.92 | 4021.08 | 492.6069 | Initial Purchase-8,000 Gal PST |  |  | 14793 | 9909 | 14793 | 10278.82 | 14793 | 14793 | 14793 | 25 | 20.0953 | 20.8453 | 11890.8 | 12334.59 | 12926.31
5 | Transmission and Distribution Plant | 330 | Distribution Reservoirs and Standpipes | 13260 | 1010197 | 67 | RESERVOIR ACRES | 1999-06-17 | 1999 | 6 | 13128 |  |  | 13128 | 0 | 13128 | 30 | 20.2875 | 8877.8 | 4250.2 | 437.1624 | Initial Purchase-23,000 Gal GST |  |  | 13128 | 8112 | 13128 | 8440.2 | 13128 | 13128 | 13128 | 25 | 18.5375 | 19.2875 | 9734.4 | 10128.24 | 10653.36
5 | Transmission and Distribution Plant | 330 | Distribution Reservoirs and Standpipes | 13260 | 1010098 | 64 | BEAUMONT PLACE | 2016-05-05 | 2016 | 5 | 7515 |  |  | 7515 | 0 | 7515 | 30 | 3.4031 | 852.49 | 6662.51 | 250.2495 | Initial Purchase-900 Gal PST |  |  | 7515 | 414.11 | 7515 | 601.99 | 7515 | 7515 | 7515 | 25 | 1.6531 | 2.4031 | 496.94 | 722.39 | 1022.99
5 | Transmission and Distribution Plant | 330 | Distribution Reservoirs and Standpipes | 13260 | 1010098 | 64 | BEAUMONT PLACE | 2019-07-31 | 2019 | 7 | 107335.69 |  | 4121.87 | 111457.56 | 0 | 111457.56 | 30 | 0.16701 | 620.48 | 110837.08 | 3711.5367 | To place Flagstaff pump house, plant surveys, groundwater, pressure tank and well into service |  |  |  | 0 |  |  |  |  | 107335.69 | 25 |  |  |  |  | 1610.04
5 | Transmission and Distribution Plant | 330 | Distribution Reservoirs and Standpipes | 13260 | 1010111 | 65 | CASTLEWOOD | 2019-08-31 | 2019 | 8 | 165328.43 |  |  | 165328.43 | 0 | 165328.43 | 30 | 0.082136 | 452.64 | 164875.79 | 5505.4367 | To place pump house, plant surveys, groundwater, pressure tank and well into... |  |  |  | 0 |  |  |  |  | 165328.43 | 25 |  |  |  |  | 2479.93
5 | Transmission and Distribution Plant | 330 | Distribution Reservoirs and Standpipes | 13260 | 1010111 | 65 | CASTLEWOOD | 2019-09-30 | 2019 | 9 |  | 2015.81 |  | 2015.81 |  | 2015.81 | 30 | 0 | 0 | 2015.81 | 67.1265 | To record Q3 2019 Capitalized Salaries/Benefits related to Danvers Pressure Tank (moved in service) |  |  |  | 0 |  |  |  |  | 2015.81 | 25 |  |  |  |  | 30.24
5 | Transmission and Distribution Plant | 331 | Transmission and Distribution Mains | 13260 | 1010111 | 65 | CASTLEWOOD | 1966-05-31 | 1966 | 5 | 34761 |  |  | 34761 | 0 | 34761 | 50 | 53.3333 | 34761 | 0 | 0 | Initial Purchase-Distribution System - 3" A-C |  |  | 34761 | 34761 | 34761 | 34761 | 34761 | 34761 | 34761 | 25 | 51.5833 | 52.3333 | 34761 | 34761 | 34761
5 | Transmission and Distribution Plant | 331 | Transmission and Distribution Mains | 13260 | 1010111 | 65 | CASTLEWOOD | 1966-05-31 | 1966 | 5 | 11006 |  |  | 11006 | 0 | 11006 | 50 | 53.3333 | 11006 | 0 | 0 | Initial Purchase-Distribution System - 4" A-C |  |  | 11006 | 11006 | 11006 | 11006 | 11006 | 11006 | 11006 | 25 | 51.5833 | 52.3333 | 11006 | 11006 | 11006
5 | Transmission and Distribution Plant | 331 | Transmission and Distribution Mains | 13260 | 1010119 | 66 | CYPRESS BEND | 1976-01-11 | 1976 | 1 | 32400 |  |  | 32400 | 0 | 32400 | 50 | 43.718 | 28329.26 | 4070.74 | 648 | Initial Purchase-Distribution System - 2" C.I. |  |  | 32400 | 27195.26 | 32400 | 27681.26 | 32400 | 32400 | 32400 | 25 | 41.968 | 42.718 | 32400 | 32400 | 32400
5 | Transmission and Distribution Plant | 331 | Transmission and Distribution Mains | 13260 | 1010119 | 66 | CYPRESS BEND | 1976-01-11 | 1976 | 1 | 22770 |  |  | 22770 | 0 | 22770 | 50 | 43.718 | 19909.18 | 2860.82 | 455.4 | Initial Purchase-Distribution System - 4" C.I. |  |  | 22770 | 19112.23 | 22770 | 19453.78 | 22770 | 22770 | 22770 | 25 | 41.968 | 42.718 | 22770 | 22770 | 22770
5 | Transmission and Distribution Plant | 331 | Transmission and Distribution Mains | 13260 | 1010119 | 66 | CYPRESS BEND | 1976-01-11 | 1976 | 1 | 22825 |  |  | 22825 | 0 | 22825 | 50 | 43.718 | 19957.27 | 2867.73 | 456.5 | Initial Purchase-Distribution System - 2" Galv. |  |  | 22825 | 19158.39 | 22825 | 19500.77 | 22825 | 22825 | 22825 | 25 | 41.968 | 42.718 | 22825 | 22825 | 22825
5 | Transmission and Distribution Plant | 331 | Transmission and Distribution Mains | 13260 | 1010119 | 66 | CYPRESS BEND | 1976-01-11 | 1976 | 1 | 7650 |  |  | 7650 | 0 | 7650 | 50 | 43.718 | 6688.85 | 961.15 | 153 | Initial Purchase-Distribution System - 4" A-C |  |  | 7650 | 6421.1 | 7650 | 6535.85 | 7650 | 7650 | 7650 | 25 | 41.968 | 42.718 | 7650 | 7650 | 7650
5 | Transmission and Distribution Plant | 331 | Transmission and Distribution Mains | 13260 | 1010119 | 66 | CYPRESS BEND | 1976-01-11 | 1976 | 1 | 4400 |  |  | 4400 | 0 | 4400 | 50 | 43.718 | 3847.18 | 552.82 | 88 | Initial Purchase-Distribution System - 6" A-C |  |  | 4400 | 3693.18 | 4400 | 3759.18 | 4400 | 4400 | 4400 | 25 | 41.968 | 42.718 | 4400 | 4400 | 4400
5 | Transmission and Distribution Plant | 331 | Transmission and Distribution Mains | 13260 | 1010111 | 65 | CASTLEWOOD | 1976-07-01 | 1976 | 7 | 1000 |  |  | 1000 | 0 | 1000 | 50 | 43.2471 | 864.94 | 135.06 | 20 | Initial Purchase-Distribution System - 2" PVC |  |  | 1000 | 829.94 | 1000 | 844.94 | 1000 | 1000 | 1000 | 25 | 41.4971 | 42.2471 | 1000 | 1000 | 1000
5 | Transmission and Distribution Plant | 331 | Transmission and Distribution Mains | 13260 | 1010111 | 65 | CASTLEWOOD | 1976-07-01 | 1976 | 7 | 13650 |  |  | 13650 | 0 | 13650 | 50 | 43.2471 | 11806.46 | 1843.54 | 273 | Initial Purchase-Distribution System - 3" PVC |  |  | 13650 | 11328.71 | 13650 | 11533.46 | 13650 | 13650 | 13650 | 25 | 41.4971 | 42.2471 | 13650 | 13650 | 13650
5 | Transmission and Distribution Plant | 331 | Transmission and Distribution Mains | 13260 | 1010098 | 64 | BEAUMONT PLACE | 1976-12-09 | 1976 | 12 | 87000 |  |  | 87000 | 0 | 87000 | 50 | 42.8063 | 74482.96 | 12517.04 | 1740 | Initial Purchase-Distribution System - 2" C.I. |  |  | 87000 | 71437.96 | 87000 | 72742.96 | 87000 | 87000 | 87000 | 25 | 41.0563 | 41.8063 | 87000 | 87000 | 87000
5 | Transmission and Distribution Plant | 331 | Transmission and Distribution Mains | 13260 | 1010098 | 64 | BEAUMONT PLACE | 1976-12-09 | 1976 | 12 | 84500 |  |  | 84500 | 0 | 84500 | 50 | 42.8063 | 72342.64 | 12157.36 | 1690 | Initial Purchase-Distribution System - 6" C.I. |  |  | 84500 | 69385.14 | 84500 | 70652.64 | 84500 | 84500 | 84500 | 25 | 41.0563 | 41.8063 | 84500 | 84500 | 84500
5 | Transmission and Distribution Plant | 331 | Transmission and Distribution Mains | 13260 | 1010098 | 64 | BEAUMONT PLACE | 1976-12-09 | 1976 | 12 | 100000 |  |  | 100000 | 0 | 100000 | 50 | 42.8063 | 85612.59 | 14387.41 | 2000 | Initial Purchase-Distribution System - 8" C.I. |  |  | 100000 | 82112.59 | 100000 | 83612.59 | 100000 | 100000 | 100000 | 25 | 41.0563 | 41.8063 | 100000 | 100000 | 100000
5 | Transmission and Distribution Plant | 331 | Transmission and Distribution Mains | 13260 | 1010098 | 64 | BEAUMONT PLACE | 1976-12-09 | 1976 | 12 | 78000 |  |  | 78000 | 0 | 78000 | 50 | 42.8063 | 66777.82 | 11222.18 | 1560 | Initial Purchase-Distribution System - 3" PVC |  |  | 78000 | 64047.82 | 78000 | 65217.82 | 78000 | 78000 | 78000 | 25 | 41.0563 | 41.8063 | 78000 | 78000 | 78000
5 | Transmission and Distribution Plant | 331 | Transmission and Distribution Mains | 13260 | 1010098 | 64 | BEAUMONT PLACE | 1976-12-09 | 1976 | 12 | 8800 |  |  | 8800 | 0 | 8800 | 50 | 42.8063 | 7533.91 | 1266.09 | 176 | Initial Purchase-Distribution System - 6" PVC |  |  | 8800 | 7225.91 | 8800 | 7357.91 | 8800 | 8800 | 8800 | 25 | 41.0563 | 41.8063 | 8800 | 8800 | 8800
5 | Transmission and Distribution Plant | 331 | Transmission and Distribution Mains | 13260 | 1010098 | 64 | BEAUMONT PLACE | 1976-12-09 | 1976 | 12 | 16450 |  |  | 16450 | 0 | 16450 | 50 | 42.8063 | 14083.27 | 2366.73 | 329 | Initial Purchase-Distribution System - 3" A-C |  |  | 16450 | 13507.52 | 16450 | 13754.27 | 16450 | 16450 | 16450 | 25 | 41.0563 | 41.8063 | 16450 | 16450 | 16450
5 | Transmission and Distribution Plant | 331 | Transmission and Distribution Mains | 13260 | 1010098 | 64 | BEAUMONT PLACE | 1976-12-09 | 1976 | 12 | 3575 |  |  | 3575 | 0 | 3575 | 50 | 42.8063 | 3060.65 | 514.35 | 71.5 | Initial Purchase-Distribution System - 2" Galv. |  |  | 3575 | 2935.53 | 3575 | 2989.15 | 3575 | 3575 | 3575 | 25 | 41.0563 | 41.8063 | 3575 | 3575 | 3575
5 | Transmission and Distribution Plant | 331 | Transmission and Distribution Mains | 13260 | 1010197 | 67 | RESERVOIR ACRES | 1976-12-20 | 1976 | 12 | 1000 |  |  | 1000 | 0 | 1000 | 50 | 42.7762 | 855.52 | 144.48 | 20 | Initial Purchase-Distribution System - 1" PVC |  |  | 1000 | 820.52 | 1000 | 835.52 | 1000 | 1000 | 1000 | 25 | 41.0262 | 41.7762 | 1000 | 1000 | 1000
5 | Transmission and Distribution Plant | 331 | Transmission and Distribution Mains | 13260 | 1010197 | 67 | RESERVOIR ACRES | 1976-12-20 | 1976 | 12 | 28560 |  |  | 28560 | 0 | 28560 | 50 | 42.7762 | 24433.75 | 4126.25 | 571.2 | Initial Purchase-Distribution System - 2" PVC |  |  | 28560 | 23434.15 | 28560 | 23862.55 | 28560 | 28560 | 28560 | 25 | 41.0262 | 41.7762 | 28560 | 28560 | 28560
5 | Transmission and Distribution Plant | 331 | Transmission and Distribution Mains | 13260 | 1010197 | 67 | RESERVOIR ACRES | 1976-12-20 | 1976 | 12 | 39000 |  |  | 39000 | 0 | 39000 | 50 | 42.7762 | 33365.42 | 5634.58 | 780 | Initial Purchase-Distribution System - 2" Galv. |  |  | 39000 | 32000.42 | 39000 | 32585.42 | 39000 | 39000 | 39000 | 25 | 41.0262 | 41.7762 | 39000 | 39000 | 39000
5 | Transmission and Distribution Plant | 331 | Transmission and Distribution Mains | 13260 | 1010197 | 67 | RESERVOIR ACRES | 1976-12-20 | 1976 | 12 | 3575 |  |  | 3575 | 0 | 3575 | 50 | 42.7762 | 3058.5 | 516.5 | 71.5 | Initial Purchase-Distribution System - 3" PVC |  |  | 3575 | 2933.37 | 3575 | 2987 | 3575 | 3575 | 3575 | 25 | 41.0262 | 41.7762 | 3575 | 3575 | 3575
5 | Transmission and Distribution Plant | 331 | Transmission and Distribution Mains | 13260 | 1010197 | 67 | RESERVOIR ACRES | 1976-12-20 | 1976 | 12 | 2700 |  |  | 2700 | 0 | 2700 | 50 | 42.7762 | 2309.91 | 390.09 | 54 | Initial Purchase-Distribution System - 4" PVC |  |  | 2700 | 2215.41 | 2700 | 2255.91 | 2700 | 2700 | 2700 | 25 | 41.0262 | 41.7762 | 2700 | 2700 | 2700
5 | Transmission and Distribution Plant | 331 | Transmission and Distribution Mains | 13260 | 1010197 | 67 | RESERVOIR ACRES | 1976-12-20 | 1976 | 12 | 3000 |  |  | 3000 | 0 | 3000 | 50 | 42.7762 | 2566.57 | 433.43 | 60 | Initial Purchase-Distribution System - 4" A-C |  |  | 3000 | 2461.57 | 3000 | 2506.57 | 3000 | 3000 | 3000 | 25 | 41.0262 | 41.7762 | 3000 | 3000 | 3000
5 | Transmission and Distribution Plant | 331 | Transmission and Distribution Mains | 13260 | 1010098 | 64 | BEAUMONT PLACE | 2015-10-31 | 2015 | 10 | 15350 |  |  | 15350 | 0 | 15350 | 50 | 3.9151 | 1201.94 | 14148.06 | 307 | Initial Purchase-Line Extension |  |  | 15350 | 664.69 | 15350 | 894.94 | 15350 | 15350 | 15350 | 25 | 2.1651 | 2.9151 | 1329.39 | 1789.89 | 2403.89
5 | Transmission and Distribution Plant | 331 | Transmission and Distribution Mains | 13260 | 1010111 | 65 | CASTLEWOOD | 2017-10-31 | 2017 | 10 | 2212.5 |  |  | 2212.5 | 0 | 2212.5 | 50 | 1.9138 | 84.68 | 2127.82 | 44.25 | Initial Purchase-Main Repair/Replace |  |  | 2212.5 | 7.25 | 2212.5 | 40.43 | 2212.5 | 2212.5 | 2212.5 | 25 | 0.16376 | 0.91376 | 44.25 | 80.87 | 169.37
5 | Transmission and Distribution Plant | 331 | Transmission and Distribution Mains | 13260 | 1010119 | 66 | CYPRESS BEND | 2017-10-31 | 2017 | 10 | 6300.1 |  |  | 6300.1 | 0 | 6300.1 | 50 | 1.9138 | 241.14 | 6058.96 | 126.002 | Initial Purchase-Main Repair/Replace |  |  | 6300.1 | 20.63 | 6300.1 | 115.14 | 6300.1 | 6300.1 | 6300.1 | 25 | 0.16376 | 0.91376 | 126 | 230.27 | 482.27
5 | Transmission and Distribution Plant | 331 | Transmission and Distribution Mains | 13260 | 1010197 | 67 | RESERVOIR ACRES | 2017-10-31 | 2017 | 10 | 6796.1 |  |  | 6796.1 | 0 | 6796.1 | 50 | 1.9138 | 260.12 | 6535.98 | 135.922 | Initial Purchase-Main Repair/Replace |  |  | 6796.1 | 22.26 | 6796.1 | 124.2 | 6796.1 | 6796.1 | 6796.1 | 25 | 0.16376 | 0.91376 | 135.92 | 248.4 | 520.24
5 | Transmission and Distribution Plant | 331 | Transmission and Distribution Mains | 13260 | 1010111 | 65 | CASTLEWOOD | 2017-11-30 | 2017 | 11 | 9512.5 |  |  | 9512.5 | 0 | 9512.5 | 50 | 1.8316 | 348.47 | 9164.03 | 190.25 | Initial Purchase-Main Repair/Replace |  |  | 9512.5 | 15.53 | 9512.5 | 158.22 | 9512.5 | 9512.5 | 9512.5 | 25 | 0.081622 | 0.83162 | 190.25 | 316.43 | 696.93
5 | Transmission and Distribution Plant | 331 | Transmission and Distribution Mains | 13260 | 1010119 | 66 | CYPRESS BEND | 2017-11-30 | 2017 | 11 | 8421.25 |  |  | 8421.25 | 0 | 8421.25 | 50 | 1.8316 | 308.49 | 8112.76 | 168.425 | Initial Purchase-Main Repair/Replace |  |  | 8421.25 | 13.75 | 8421.25 | 140.07 | 8421.25 | 8421.25 | 8421.25 | 25 | 0.081622 | 0.83162 | 168.43 | 280.13 | 616.98
5 | Transmission and Distribution Plant | 331 | Transmission and Distribution Mains | 13260 | 1010197 | 67 | RESERVOIR ACRES | 2017-11-30 | 2017 | 11 | 1462.5 |  |  | 1462.5 | 0 | 1462.5 | 50 | 1.8316 | 53.57 | 1408.93 | 29.25 | Initial Purchase-Main Repair/Replace |  |  | 1462.5 | 2.39 | 1462.5 | 24.32 | 1462.5 | 1462.5 | 1462.5 | 25 | 0.081622 | 0.83162 | 29.25 | 48.65 | 107.15
5 | Transmission and Distribution Plant | 331 | Transmission and Distribution Mains | 13260 | 1010098 | 64 | BEAUMONT PLACE | 2017-12-31 | 2017 | 12 | 2550 |  |  | 2550 | 0 | 2550 | 50 | 1.7467 | 89.08 | 2460.92 | 51 | Initial Purchase-Main Repair/Replace |  |  | 2550 | 0.09 | 2550 | 38.08 | 2550 | 2550 | 2550 | 25 | 0.0017 | 0.74675 | 51 | 76.17 | 178.17
5 | Transmission and Distribution Plant | 331 | Transmission and Distribution Mains | 13260 | 1010111 | 65 | CASTLEWOOD | 2017-12-31 | 2017 | 12 | 5168.7 |  |  | 5168.7 | 0 | 5168.7 | 50 | 1.7467 | 180.57 | 4988.13 | 103.374 | Initial Purchase-Main Repair/Replace |  |  | 5168.7 | 0.18 | 5168.7 | 77.19 | 5168.7 | 5168.7 | 5168.7 | 25 | 0.0017 | 0.74675 | 103.37 | 154.39 | 361.14
5 | Transmission and Distribution Plant | 331 | Transmission and Distribution Mains | 13260 | 1010197 | 67 | RESERVOIR ACRES | 2018-01-31 | 2018 | 1 | 4125 |  |  | 4125 | 0 | 4125 | 50 | 1.6619 | 137.1 | 3987.9 | 82.5 | Initial Purchase-Main Repair/Replace |  |  |  | 0 | 4125 | 54.6 |  | 4125 | 4125 | 25 |  | 0.66188 |  | 109.21 | 274.21
5 | Transmission and Distribution Plant | 331 | Transmission and Distribution Mains | 13260 | 1010098 | 64 | BEAUMONT PLACE | 2018-02-28 | 2018 | 2 | 7959.07 |  |  | 7959.07 | 0 | 7959.07 | 50 | 1.5852 | 252.34 | 7706.73 | 159.1814 | Initial Purchase-Main Repair/Replace |  |  |  | 0 | 7959.07 | 93.16 |  | 7959.07 | 7959.07 | 25 |  | 0.58522 |  | 186.31 | 504.67
5 | Transmission and Distribution Plant | 331 | Transmission and Distribution Mains | 13260 | 1010197 | 67 | RESERVOIR ACRES | 2018-02-28 | 2018 | 2 | 1188.2 |  |  | 1188.2 | 0 | 1188.2 | 50 | 1.5852 | 37.67 | 1150.53 | 23.764 | Initial Purchase-Main Repair/Replace |  |  |  | 0 | 1188.2 | 13.91 |  | 1188.2 | 1188.2 | 25 |  | 0.58522 |  | 27.81 | 75.34
5 | Transmission and Distribution Plant | 331 | Transmission and Distribution Mains | 13260 | 1010098 | 64 | BEAUMONT PLACE | 2018-03-31 | 2018 | 3 | 2794.25 |  |  | 2794.25 | 0 | 2794.25 | 50 | 1.5003 | 83.85 | 2710.4 | 55.885 | Initial Purchase-Main Repair/Replace |  |  |  | 0 | 2794.25 | 27.96 |  | 2794.25 | 2794.25 | 25 |  | 0.50034 |  | 55.92 | 167.69
5 | Transmission and Distribution Plant | 331 | Transmission and Distribution Mains | 13260 | 1010119 | 66 | CYPRESS BEND | 2018-03-31 | 2018 | 3 | 3377.76 |  |  | 3377.76 | 0 | 3377.76 | 50 | 1.5003 | 101.36 | 3276.4 | 67.5552 | Initial Purchase-Main Repair/Replace |  |  |  | 0 | 3377.76 | 33.8 |  | 3377.76 | 3377.76 | 25 |  | 0.50034 |  | 67.6 | 202.71
5 | Transmission and Distribution Plant | 331 | Transmission and Distribution Mains | 13260 | 1010111 | 65 | CASTLEWOOD | 2018-05-31 | 2018 | 5 | 2709.3 |  |  | 2709.3 | 0 | 2709.3 | 50 | 1.3333 | 72.25 | 2637.05 | 54.186 | Initial Purchase-Main Repair/Replace |  |  |  | 0 | 2709.3 | 18.06 |  | 2709.3 | 2709.3 | 25 |  | 0.33333 |  | 36.12 | 144.5
5 | Transmission and Distribution Plant | 331 | Transmission and Distribution Mains | 13260 | NA | 99 | VARIOUS | 2011-08-31 | 2011 | 8 | 45588 |  |  | 45588 | 0 | 45588 | 50 | 8.0821 | 7368.97 | 38219.03 | 911.76 | Initial Purchase-Engineering Fees - TWDB Project |  |  |  | 0 | 45588 | 6457.21 |  | 45588 | 45588 | 25 |  | 7.0821 |  | 12914.42 | 14737.94
5 | Transmission and Distribution Plant | 331 | Transmission and Distribution Mains | 13260 | 1010197 | 67 | RESERVOIR ACRES | 2018-08-01 | 2018 | 8 | 835.08 | 200.61 |  | 1035.69 | 0 | 1035.69 | 50 | 1.1636 | 24.1 | 1011.59 | 20.7138 | Main Repair @ 8021 Errington |  |  |  | 0 | 1035.69 | 3.39 |  | 1035.69 | 1035.69 | 25 |  | 0.16359 |  | 6.78 | 48.2
5 | Transmission and Distribution Plant | 331 | Transmission and Distribution Mains | 13260 | 1010098 | 64 | BEAUMONT PLACE | 2018-08-01 | 2018 | 8 | 1137.43 | 273.25 |  | 1410.68 | 0 | 1410.68 | 50 | 1.1636 | 32.83 | 1377.85 | 28.2136 | Main Line Repair @ 13305 Flagstaff |  |  |  | 0 | 1410.68 | 4.62 |  | 1410.68 | 1410.68 | 25 |  | 0.16359 |  | 9.23 | 65.66
5 | Transmission and Distribution Plant | 331 | Transmission and Distribution Mains | 13260 | 1010119 | 66 | CYPRESS BEND | 2018-08-01 | 2018 | 8 | 537.5 | 129.13 |  | 666.63 | 0 | 666.63 | 50 | 1.1636 | 15.51 | 651.12 | 13.3326 | Aquasol Chem pump |  |  |  | 0 | 666.63 | 2.18 |  | 666.63 | 666.63 | 25 |  | 0.16359 |  | 4.36 | 31.03
5 | Transmission and Distribution Plant | 331 | Transmission and Distribution Mains | 13260 | 1010197 | 67 | RESERVOIR ACRES | 2018-08-31 | 2018 | 8 | 5478.75 | 1316.18 |  | 6794.93 | 0 | 6794.93 | 50 | 1.0815 | 146.97 | 6647.96 | 135.8986 | Main Line @ 8014 Embla |  |  |  | 0 | 6794.93 | 11.07 |  | 6794.93 | 6794.93 | 25 |  | 0.081451 |  | 22.14 | 293.94
5 | Transmission and Distribution Plant | 331 | Transmission and Distribution Mains | 13260 | 1010111 | 65 | CASTLEWOOD | 2018-08-31 | 2018 | 8 | 1817.72 | 436.68 |  | 2254.4 | 0 | 2254.4 | 50 | 1.0815 | 48.76 | 2205.64 | 45.088 | Main Line @ 2710 Verhalen |  |  |  | 0 | 2254.4 | 3.67 |  | 2254.4 | 2254.4 | 25 |  | 0.081451 |  | 7.34 | 97.52
5 | Transmission and Distribution Plant | 331 | Transmission and Distribution Mains | 13260 | 1010119 | 66 | CYPRESS BEND | 2019-02-01 | 2019 | 2 | 1346.52 | 242.4 |  | 1588.92 | -116.08 | 1472.84 | 50 | 0.65982 | 19.44 | 1453.4 | 29.4568 | Main line break - repaired clamps |  |  |  | 0 |  |  |  |  | 1472.84 | 25 |  |  |  |  | 22.09
5 | Transmission and Distribution Plant | 331 | Transmission and Distribution Mains | 13260 | 1010197 | 67 | RESERVOIR ACRES | 2019-02-01 | 2019 | 2 | 1279.42 | 230.32 |  | 1509.74 | -110.29 | 1399.45 | 50 | 0.65982 | 18.47 | 1380.98 | 27.989 | Main line break - brass compression couplings |  |  |  | 0 |  |  |  |  | 1399.45 | 25 |  |  |  |  | 20.99
5 | Transmission and Distribution Plant | 331 | Transmission and Distribution Mains | 13260 | 1010197 | 67 | RESERVOIR ACRES | 2019-02-01 | 2019 | 2 | 5034.56 | 906.31 |  | 5940.87 | -434.01 | 5506.86 | 50 | 0.65982 | 72.67 | 5434.19 | 110.1372 | Labor & equipment to install 1" water main |  |  |  | 0 |  |  |  |  | 5506.86 | 25 |  |  |  |  | 82.6
5 | Transmission and Distribution Plant | 331 | Transmission and Distribution Mains | 13260 | 1010197 | 67 | RESERVOIR ACRES | 2019-02-01 | 2019 | 2 | 315.35 | 56.77 |  | 372.12 | -27.19 | 344.93 | 50 | 0.65982 | 4.55 | 340.38 | 6.8986 | Main line break |  |  |  | 0 |  |  |  |  | 344.93 | 25 |  |  |  |  | 5.17
5 | Transmission and Distribution Plant | 331 | Transmission and Distribution Mains | 13260 | 1010098 | 64 | BEAUMONT PLACE | 2019-02-28 | 2019 | 2 | 1316.93 | 237.07 |  | 1554 | -113.53 | 1440.47 | 50 | 0.5859 | 16.88 | 1423.59 | 28.8094 | Repaired main line |  |  |  | 0 |  |  |  |  | 1440.47 | 25 |  |  |  |  | 21.61
5 | Transmission and Distribution Plant | 331 | Transmission and Distribution Mains | 13260 | 1010098 | 64 | BEAUMONT PLACE | 2019-02-28 | 2019 | 2 | 596.9 | 107.45 |  | 704.35 | -51.46 | 652.89 | 50 | 0.5859 | 7.65 | 645.24 | 13.0578 | Repaired main line |  |  |  | 0 |  |  |  |  | 652.89 | 25 |  |  |  |  | 9.79
5 | Transmission and Distribution Plant | 331 | Transmission and Distribution Mains | 13260 | 1010111 | 65 | CASTLEWOOD | 2019-02-28 | 2019 | 2 | 2202.35 | 396.46 |  | 2598.81 | -189.86 | 2408.95 | 50 | 0.5859 | 28.23 | 2380.72 | 48.179 | Main line break |  |  |  | 0 |  |  |  |  | 2408.95 | 25 |  |  |  |  | 36.13
5 | Transmission and Distribution Plant | 331 | Transmission and Distribution Mains | 13260 | 1010111 | 65 | CASTLEWOOD | 2019-02-28 | 2019 | 2 | 3220.2 | 579.69 |  | 3799.89 | -277.6 | 3522.29 | 50 | 0.5859 | 41.27 | 3481.02 | 70.4458 | Main line break |  |  |  | 0 |  |  |  |  | 3522.29 | 25 |  |  |  |  | 52.83
5 | Transmission and Distribution Plant | 331 | Transmission and Distribution Mains | 13260 | 1010111 | 65 | CASTLEWOOD | 2019-03-31 | 2019 | 3 | 399.8 | 71.97 |  | 471.77 | -34.47 | 437.3 | 50 | 0.50103 | 4.38 | 432.92 | 8.746 | Leveled yard and placed sod over main line repair |  |  |  | 0 |  |  |  |  | 437.3 | 25 |  |  |  |  | 6.56
5 | Transmission and Distribution Plant | 331 | Transmission and Distribution Mains | 13260 | 1010111 | 65 | CASTLEWOOD | 2019-03-31 | 2019 | 3 | 1371.3 | 246.87 |  | 1618.17 | -118.21 | 1499.96 | 50 | 0.50103 | 15.03 | 1484.93 | 29.9992 | Main line break |  |  |  | 0 |  |  |  |  | 1499.96 | 25 |  |  |  |  | 22.5
5 | Transmission and Distribution Plant | 331 | Transmission and Distribution Mains | 13260 | 1010111 | 65 | CASTLEWOOD | 2019-03-31 | 2019 | 3 | 1620.8 | 291.78 |  | 1912.58 | -139.72 | 1772.86 | 50 | 0.50103 | 17.77 | 1755.09 | 35.4572 | Main line break |  |  |  | 0 |  |  |  |  | 1772.86 | 25 |  |  |  |  | 26.59
5 | Transmission and Distribution Plant | 331 | Transmission and Distribution Mains | 13260 | 1010111 | 65 | CASTLEWOOD | 2019-03-31 | 2019 | 3 | 281.9 | 50.75 |  | 332.65 | -24.3 | 308.35 | 50 | 0.50103 | 3.09 | 305.26 | 6.167 | Leveled yard and placed sod over main line repair |  |  |  | 0 |  |  |  |  | 308.35 | 25 |  |  |  |  | 4.63
5 | Transmission and Distribution Plant | 331 | Transmission and Distribution Mains | 13260 | 1010111 | 65 | CASTLEWOOD | 2019-03-31 | 2019 | 3 | 327.96 | 59.04 |  | 387 | -28.27 | 358.73 | 50 | 0.50103 | 3.59 | 355.14 | 7.1746 | Leveled yard and placed sod over main line repair |  |  |  | 0 |  |  |  |  | 358.73 | 25 |  |  |  |  | 5.38
5 | Transmission and Distribution Plant | 331 | Transmission and Distribution Mains | 13260 | 1010111 | 65 | CASTLEWOOD | 2019-03-31 | 2019 | 3 | 253.47 | 45.63 |  | 299.1 | -21.85 | 277.25 | 50 | 0.50103 | 2.78 | 274.47 | 5.545 | Leveled yard and placed sod over main line repair |  |  |  | 0 |  |  |  |  | 277.25 | 25 |  |  |  |  | 4.16
5 | Transmission and Distribution Plant | 331 | Transmission and Distribution Mains | 13260 | 1010111 | 65 | CASTLEWOOD | 2019-03-31 | 2019 | 3 | 340.71 | 61.33 |  | 402.04 | -29.37 | 372.67 | 50 | 0.50103 | 3.73 | 368.94 | 7.4534 | Leveled yard and placed sod over main line repair |  |  |  | 0 |  |  |  |  | 372.67 | 25 |  |  |  |  | 5.59
5 | Transmission and Distribution Plant | 331 | Transmission and Distribution Mains | 13260 | 1010111 | 65 | CASTLEWOOD | 2019-03-31 | 2019 | 3 | 311.6 | 56.09 |  | 367.69 | -26.86 | 340.83 | 50 | 0.50103 | 3.42 | 337.41 | 6.8166 | Leveled yard and placed sod over main line repair |  |  |  | 0 |  |  |  |  | 340.83 | 25 |  |  |  |  | 5.11
5 | Transmission and Distribution Plant | 331 | Transmission and Distribution Mains | 13260 | 1010111 | 65 | CASTLEWOOD | 2019-03-31 | 2019 | 3 | 370.25 | 66.65 |  | 436.9 | -31.92 | 404.98 | 50 | 0.50103 | 4.06 | 400.92 | 8.0996 | Leveled yard and placed sod over main line repair |  |  |  | 0 |  |  |  |  | 404.98 | 25 |  |  |  |  | 6.07
5 | Transmission and Distribution Plant | 331 | Transmission and Distribution Mains | 13260 | 1010111 | 65 | CASTLEWOOD | 2019-03-31 | 2019 | 3 | 39.98 | 7.2 |  | 47.18 | -3.45 | 43.73 | 50 | 0.50103 | 0.44 | 43.29 | 0.8746 | Leveled yard and placed sod over main line repair |  |  |  | 0 |  |  |  |  | 43.73 | 25 |  |  |  |  | 0.66
5 | Transmission and Distribution Plant | 331 | Transmission and Distribution Mains | 13260 | 1010111 | 65 | CASTLEWOOD | 2019-03-31 | 2019 | 3 | 137.13 | 24.69 |  | 161.82 | -11.82 | 150 | 50 | 0.50103 | 1.5 | 148.5 | 3 | Main line break |  |  |  | 0 |  |  |  |  | 150 | 25 |  |  |  |  | 2.25
5 | Transmission and Distribution Plant | 331 | Transmission and Distribution Mains | 13260 | 1010111 | 65 | CASTLEWOOD | 2019-03-31 | 2019 | 3 | 162.08 | 29.18 |  | 191.26 | -13.96 | 177.3 | 50 | 0.50103 | 1.78 | 175.52 | 3.546 | Main line break |  |  |  | 0 |  |  |  |  | 177.3 | 25 |  |  |  |  | 2.66
5 | Transmission and Distribution Plant | 331 | Transmission and Distribution Mains | 13260 | 1010111 | 65 | CASTLEWOOD | 2019-03-31 | 2019 | 3 | 28.19 | 5.07 |  | 33.26 | -2.43 | 30.83 | 50 | 0.50103 | 0.31 | 30.52 | 0.6166 | Leveled yard and placed sod over main line repair |  |  |  | 0 |  |  |  |  | 30.83 | 25 |  |  |  |  | 0.46
5 | Transmission and Distribution Plant | 331 | Transmission and Distribution Mains | 13260 | 1010111 | 65 | CASTLEWOOD | 2019-03-31 | 2019 | 3 | 32.8 | 5.9 |  | 38.7 | -2.83 | 35.87 | 50 | 0.50103 | 0.36 | 35.51 | 0.7174 | Leveled yard and placed sod over main line repair |  |  |  | 0 |  |  |  |  | 35.87 | 25 |  |  |  |  | 0.54
5 | Transmission and Distribution Plant | 331 | Transmission and Distribution Mains | 13260 | 1010111 | 65 | CASTLEWOOD | 2019-03-31 | 2019 | 3 | 25.34 | 4.56 |  | 29.9 | -2.18 | 27.72 | 50 | 0.50103 | 0.28 | 27.44 | 0.5544 | Leveled yard and placed sod over main line repair |  |  |  | 0 |  |  |  |  | 27.72 | 25 |  |  |  |  | 0.42
5 | Transmission and Distribution Plant | 331 | Transmission and Distribution Mains | 13260 | 1010111 | 65 | CASTLEWOOD | 2019-03-31 | 2019 | 3 | 34.07 | 6.13 |  | 40.2 | -2.94 | 37.26 | 50 | 0.50103 | 0.37 | 36.89 | 0.7452 | Leveled yard and placed sod over main line repair |  |  |  | 0 |  |  |  |  | 37.26 | 25 |  |  |  |  | 0.56
5 | Transmission and Distribution Plant | 331 | Transmission and Distribution Mains | 13260 | 1010111 | 65 | CASTLEWOOD | 2019-03-31 | 2019 | 3 | 31.16 | 5.61 |  | 36.77 | -2.69 | 34.08 | 50 | 0.50103 | 0.34 | 33.74 | 0.6816 | Leveled yard and placed sod over main line repair |  |  |  | 0 |  |  |  |  | 34.08 | 25 |  |  |  |  | 0.51
5 | Transmission and Distribution Plant | 331 | Transmission and Distribution Mains | 13260 | 1010111 | 65 | CASTLEWOOD | 2019-03-31 | 2019 | 3 | 37.02 | 6.66 |  | 43.68 | -3.19 | 40.49 | 50 | 0.50103 | 0.41 | 40.08 | 0.8098 | Leveled yard and placed sod over main line repair |  |  |  | 0 |  |  |  |  | 40.49 | 25 |  |  |  |  | 0.61
5 | Transmission and Distribution Plant | 331 | Transmission and Distribution Mains | 13260 | 1010098 | 64 | BEAUMONT PLACE | 2019-04-30 | 2019 | 4 | 526.63 |  |  | 526.63 | -31.34 | 495.29 | 50 | 0.41889 | 4.15 | 491.14 | 9.9058 | main line break, excavated & repaired 2" main, returned to... |  |  |  | 0 |  |  |  |  | 495.29 | 25 |  |  |  |  | 7.43
5 | Transmission and Distribution Plant | 331 | Transmission and Distribution Mains | 13260 | 1010098 | 64 | BEAUMONT PLACE | 2019-04-30 | 2019 | 4 | 1986.97 |  |  | 1986.97 | -118.26 | 1868.71 | 50 | 0.41889 | 15.66 | 1853.05 | 37.3742 | main line break, excavated & repaired 3" main, returned t... |  |  |  | 0 |  |  |  |  | 1868.71 | 25 |  |  |  |  | 28.03
5 | Transmission and Distribution Plant | 331 | Transmission and Distribution Mains | 13260 | 1010098 | 64 | BEAUMONT PLACE | 2019-04-30 | 2019 | 4 | 902.5 |  |  | 902.5 | -53.71 | 848.79 | 50 | 0.41889 | 7.11 | 841.68 | 16.9758 | main line break, excavated & repaired 3" main, returned t... |  |  |  | 0 |  |  |  |  | 848.79 | 25 |  |  |  |  | 12.73
5 | Transmission and Distribution Plant | 331 | Transmission and Distribution Mains | 13260 | 1010111 | 65 | CASTLEWOOD | 2019-04-30 | 2019 | 4 | 1134.63 |  |  | 1134.63 | -67.52 | 1067.11 | 50 | 0.41889 | 8.94 | 1058.17 | 21.3422 | main line break, excavated & repaired 4" main, returned to service |  |  |  | 0 |  |  |  |  | 1067.11 | 25 |  |  |  |  | 16.01
5 | Transmission and Distribution Plant | 331 | Transmission and Distribution Mains | 13260 | 1010098 | 64 | BEAUMONT PLACE | 2019-04-30 | 2019 | 4 | 235.26 |  |  | 235.26 | -14 | 221.26 | 50 | 0.41889 | 1.85 | 219.41 | 4.4252 | labor and materials to tie in hydro tank to valve |  |  |  | 0 |  |  |  |  | 221.26 | 25 |  |  |  |  | 3.32
5 | Transmission and Distribution Plant | 331 | Transmission and Distribution Mains | 13260 | 1010098 | 64 | BEAUMONT PLACE | 2019-04-30 | 2019 | 4 | 52.66 |  |  | 52.66 | -3.13 | 49.53 | 50 | 0.41889 | 0.41 | 49.12 | 0.9906 | main line break, excavated & repaired 2" main, returned to... |  |  |  | 0 |  |  |  |  | 49.53 | 25 |  |  |  |  | 0.74
5 | Transmission and Distribution Plant | 331 | Transmission and Distribution Mains | 13260 | 1010098 | 64 | BEAUMONT PLACE | 2019-04-30 | 2019 | 4 | 198.7 |  |  | 198.7 | -11.83 | 186.87 | 50 | 0.41889 | 1.57 | 185.3 | 3.7374 | main line break, excavated & repaired 3" main, returned t... |  |  |  | 0 |  |  |  |  | 186.87 | 25 |  |  |  |  | 2.8
5 | Transmission and Distribution Plant | 331 | Transmission and Distribution Mains | 13260 | 1010098 | 64 | BEAUMONT PLACE | 2019-04-30 | 2019 | 4 | 90.25 |  |  | 90.25 | -5.37 | 84.88 | 50 | 0.41889 | 0.71 | 84.17 | 1.6976 | main line break, excavated & repaired 3" main, returned t... |  |  |  | 0 |  |  |  |  | 84.88 | 25 |  |  |  |  | 1.27
5 | Transmission and Distribution Plant | 331 | Transmission and Distribution Mains | 13260 | 1010111 | 65 | CASTLEWOOD | 2019-04-30 | 2019 | 4 | 113.46 |  |  | 113.46 | -6.75 | 106.71 | 50 | 0.41889 | 0.89 | 105.82 | 2.1342 | main line break, excavated & repaired 4" main, returned to service |  |  |  | 0 |  |  |  |  | 106.71 | 25 |  |  |  |  | 1.6
5 | Transmission and Distribution Plant | 331 | Transmission and Distribution Mains | 13260 | 1010098 | 64 | BEAUMONT PLACE | 2019-05-31 | 2019 | 5 | 815.58 |  |  | 815.58 | -179.91 | 635.67 | 50 | 0.33402 | 4.25 | 631.42 | 12.7134 | after hours main line break, excavated & repaired 3/4 main |  |  |  | 0 |  |  |  |  | 635.67 | 25 |  |  |  |  | 9.54
5 | Transmission and Distribution Plant | 331 | Transmission and Distribution Mains | 13260 | 1010098 | 64 | BEAUMONT PLACE | 2019-05-31 | 2019 | 5 | 308.39 |  |  | 308.39 | -68.03 | 240.36 | 50 | 0.33402 | 1.61 | 238.75 | 4.8072 | main line break repaired 2" main |  |  |  | 0 |  |  |  |  | 240.36 | 25 |  |  |  |  | 3.61
5 | Transmission and Distribution Plant | 331 | Transmission and Distribution Mains | 13260 | 1010111 | 65 | CASTLEWOOD | 2019-05-31 | 2019 | 5 | 105 |  |  | 105 | -23.16 | 81.84 | 50 | 0.33402 | 0.55 | 81.29 | 1.6368 | possible main line break, took residual, found ground water notifi... |  |  |  | 0 |  |  |  |  | 81.84 | 25 |  |  |  |  | 1.23
5 | Transmission and Distribution Plant | 331 | Transmission and Distribution Mains | 13260 | 1010111 | 65 | CASTLEWOOD | 2019-05-31 | 2019 | 5 | 859 |  |  | 859 | -189.49 | 669.51 | 50 | 0.33402 | 4.47 | 665.04 | 13.3902 | main line break, repaired 3" main line |  |  |  | 0 |  |  |  |  | 669.51 | 25 |  |  |  |  | 10.04
5 | Transmission and Distribution Plant | 331 | Transmission and Distribution Mains | 13260 | 1010111 | 65 | CASTLEWOOD | 2019-05-31 | 2019 | 5 | 1296.5 |  |  | 1296.5 | -286 | 1010.5 | 50 | 0.33402 | 6.75 | 1003.75 | 20.21 | main line break, repaired 3" main line |  |  |  | 0 |  |  |  |  | 1010.5 | 25 |  |  |  |  | 15.16
5 | Transmission and Distribution Plant | 331 | Transmission and Distribution Mains | 13260 | 1010111 | 65 | CASTLEWOOD | 2019-05-31 | 2019 | 5 | 771.15 |  |  | 771.15 | -170.11 | 601.04 | 50 | 0.33402 | 4.02 | 597.02 | 12.0208 | main line break, repaired 3" main line |  |  |  | 0 |  |  |  |  | 601.04 | 25 |  |  |  |  | 9.02
5 | Transmission and Distribution Plant | 331 | Transmission and Distribution Mains | 13260 | 1010119 | 66 | CYPRESS BEND | 2019-05-31 | 2019 | 5 | 1666.97 |  |  | 1666.97 | -367.73 | 1299.24 | 50 | 0.33402 | 8.68 | 1290.56 | 25.9848 | main line break, repaired 2" main, made 1" tap for blow off, rep... |  |  |  | 0 |  |  |  |  | 1299.24 | 25 |  |  |  |  | 19.49
5 | Transmission and Distribution Plant | 331 | Transmission and Distribution Mains | 13260 | 1010119 | 66 | CYPRESS BEND | 2019-05-31 | 2019 | 5 | 459.05 |  |  | 459.05 | -101.26 | 357.79 | 50 | 0.33402 | 2.39 | 355.4 | 7.1558 | main line break, repaired 2" main line |  |  |  | 0 |  |  |  |  | 357.79 | 25 |  |  |  |  | 5.37
5 | Transmission and Distribution Plant | 331 | Transmission and Distribution Mains | 13260 | 1010119 | 66 | CYPRESS BEND | 2019-05-31 | 2019 | 5 | 733.39 |  |  | 733.39 | -161.78 | 571.61 | 50 | 0.33402 | 3.82 | 567.79 | 11.4322 | main line break, repaired 2" main line |  |  |  | 0 |  |  |  |  | 571.61 | 25 |  |  |  |  | 8.57
5 | Transmission and Distribution Plant | 331 | Transmission and Distribution Mains | 13260 | 1010098 | 64 | BEAUMONT PLACE | 2019-05-31 | 2019 | 5 | 81.56 |  |  | 81.56 | -17.99 | 63.57 | 50 | 0.33402 | 0.42 | 63.15 | 1.2714 | after hours main line break, excavated & repaired 3/4 main |  |  |  | 0 |  |  |  |  | 63.57 | 25 |  |  |  |  | 0.95
5 | Transmission and Distribution Plant | 331 | Transmission and Distribution Mains | 13260 | 1010098 | 64 | BEAUMONT PLACE | 2019-05-31 | 2019 | 5 | 30.84 |  |  | 30.84 | -6.8 | 24.04 | 50 | 0.33402 | 0.16 | 23.88 | 0.4808 | main line break repaired 2" main |  |  |  | 0 |  |  |  |  | 24.04 | 25 |  |  |  |  | 0.36
5 | Transmission and Distribution Plant | 331 | Transmission and Distribution Mains | 13260 | 1010111 | 65 | CASTLEWOOD | 2019-05-31 | 2019 | 5 | 10.5 |  |  | 10.5 | -2.32 | 8.18 | 50 | 0.33402 | 0.05 | 8.13 | 0.1636 | possible main line break, took residual, found ground water notifi... |  |  |  | 0 |  |  |  |  | 8.18 | 25 |  |  |  |  | 0.12
5 | Transmission and Distribution Plant | 331 | Transmission and Distribution Mains | 13260 | 1010111 | 65 | CASTLEWOOD | 2019-05-31 | 2019 | 5 | 85.9 |  |  | 85.9 | -18.95 | 66.95 | 50 | 0.33402 | 0.45 | 66.5 | 1.339 | main line break, repaired 3" main line |  |  |  | 0 |  |  |  |  | 66.95 | 25 |  |  |  |  | 1
5 | Transmission and Distribution Plant | 331 | Transmission and Distribution Mains | 13260 | 1010111 | 65 | CASTLEWOOD | 2019-05-31 | 2019 | 5 | 129.65 |  |  | 129.65 | -28.6 | 101.05 | 50 | 0.33402 | 0.68 | 100.37 | 2.021 | main line break, repaired 3" main line |  |  |  | 0 |  |  |  |  | 101.05 | 25 |  |  |  |  | 1.52
5 | Transmission and Distribution Plant | 331 | Transmission and Distribution Mains | 13260 | 1010111 | 65 | CASTLEWOOD | 2019-05-31 | 2019 | 5 | 77.12 |  |  | 77.12 | -17.01 | 60.11 | 50 | 0.33402 | 0.4 | 59.71 | 1.2022 | main line break, repaired 3" main line |  |  |  | 0 |  |  |  |  | 60.11 | 25 |  |  |  |  | 0.9
5 | Transmission and Distribution Plant | 331 | Transmission and Distribution Mains | 13260 | 1010119 | 66 | CYPRESS BEND | 2019-05-31 | 2019 | 5 | 166.7 |  |  | 166.7 | -36.77 | 129.93 | 50 | 0.33402 | 0.87 | 129.06 | 2.5986 | main line break, repaired 2" main, made 1" tap for blow off, rep... |  |  |  | 0 |  |  |  |  | 129.93 | 25 |  |  |  |  | 1.95
5 | Transmission and Distribution Plant | 331 | Transmission and Distribution Mains | 13260 | 1010119 | 66 | CYPRESS BEND | 2019-05-31 | 2019 | 5 | 45.91 |  |  | 45.91 | -10.13 | 35.78 | 50 | 0.33402 | 0.24 | 35.54 | 0.7156 | main line break, repaired 2" main line |  |  |  | 0 |  |  |  |  | 35.78 | 25 |  |  |  |  | 0.54
5 | Transmission and Distribution Plant | 331 | Transmission and Distribution Mains | 13260 | 1010119 | 66 | CYPRESS BEND | 2019-05-31 | 2019 | 5 | 73.34 |  |  | 73.34 | -16.18 | 57.16 | 50 | 0.33402 | 0.38 | 56.78 | 1.1432 | main line break, repaired 2" main line |  |  |  | 0 |  |  |  |  | 57.16 | 25 |  |  |  |  | 0.86
5 | Transmission and Distribution Plant | 331 | Transmission and Distribution Mains | 13260 | 1010098 | 64 | BEAUMONT PLACE | 2019-07-31 | 2019 | 7 | 73975.84 |  | 3869.97 | 77845.81 | 0 | 77845.81 | 50 | 0.16701 | 260.02 | 77585.79 | 1556.9162 | To place Flagstaff pump house, plant surveys, groundwater, pressure tank and well into service |  |  |  | 0 |  |  |  |  | 73975.84 | 25 |  |  |  |  | 1109.64
5 | Transmission and Distribution Plant | 331 | Transmission and Distribution Mains | 13260 | 1010111 | 65 | CASTLEWOOD | 2019-08-31 | 2019 | 8 | 33596.78 |  |  | 33596.78 | 0 | 33596.78 | 50 | 0.082136 | 55.19 | 33541.59 | 671.9356 | To place pump house, plant surveys, groundwater, pressure tank and well into... |  |  |  | 0 |  |  |  |  | 33596.78 | 25 |  |  |  |  | 503.95
5 | Transmission and Distribution Plant | 331 | Transmission and Distribution Mains | 13260 | 1010111 | 65 | CASTLEWOOD | 2019-08-31 | 2019 | 8 | 1395.14 |  |  | 1395.14 | 0 | 1395.14 | 50 | 0.082136 | 2.29 | 1392.85 | 27.9028 | repaired 3" main line, called for special Bac-T |  |  |  | 0 |  |  |  |  | 1395.14 | 25 |  |  |  |  | 20.93
5 | Transmission and Distribution Plant | 331 | Transmission and Distribution Mains | 13260 | 1010111 | 65 | CASTLEWOOD | 2019-08-31 | 2019 | 8 | 1089.96 |  |  | 1089.96 | 0 | 1089.96 | 50 | 0.082136 | 1.79 | 1088.17 | 21.7992 | lowered 2" main, returned to service |  |  |  | 0 |  |  |  |  | 1089.96 | 25 |  |  |  |  | 16.35
5 | Transmission and Distribution Plant | 331 | Transmission and Distribution Mains | 13260 | 1010111 | 65 | CASTLEWOOD | 2019-08-31 | 2019 | 8 | 139.51 |  |  | 139.51 | 0 | 139.51 | 50 | 0.082136 | 0.23 | 139.28 | 2.7902 | repaired 3" main line, called for special Bac-T |  |  |  | 0 |  |  |  |  | 139.51 | 25 |  |  |  |  | 2.09
5 | Transmission and Distribution Plant | 331 | Transmission and Distribution Mains | 13260 | 1010111 | 65 | CASTLEWOOD | 2019-08-31 | 2019 | 8 | 109 |  |  | 109 | 0 | 109 | 50 | 0.082136 | 0.18 | 108.82 | 2.18 | lowered 2" main, returned to service |  |  |  | 0 |  |  |  |  | 109 | 25 |  |  |  |  | 1.64
5 | Transmission and Distribution Plant | 331 | Transmission and Distribution Mains | 13260 | 1010111 | 65 | CASTLEWOOD | 2019-09-30 | 2019 | 9 | 1181.75 | 160.11 |  | 1341.86 | -10.53 | 1331.33 | 50 | 0 | 0 | 1331.33 | 26.6266 | repaired 3" main line. special Bac |  |  |  | 0 |  |  |  |  | 1331.33 | 25 |  |  |  |  | 19.97
5 | Transmission and Distribution Plant | 331 | Transmission and Distribution Mains | 13260 | 1010111 | 65 | CASTLEWOOD | 2019-09-30 | 2019 | 9 | 947.55 | 128.38 |  | 1075.93 | -8.44 | 1067.49 | 50 | 0 | 0 | 1067.49 | 21.3498 | repaired 3" main line. special Bac |  |  |  | 0 |  |  |  |  | 1067.49 | 25 |  |  |  |  | 16.01
5 | Transmission and Distribution Plant | 331 | Transmission and Distribution Mains | 13260 | 1010111 | 65 | CASTLEWOOD | 2019-09-30 | 2019 | 9 | 2171.79 | 294.25 |  | 2466.04 | -19.35 | 2446.69 | 50 | 0 | 0 | 2446.69 | 48.9338 | repaired 3" main line. special Bac |  |  |  | 0 |  |  |  |  | 2446.69 | 25 |  |  |  |  | 36.7
5 | Transmission and Distribution Plant | 331 | Transmission and Distribution Mains | 13260 | 1010111 | 65 | CASTLEWOOD | 2019-09-30 | 2019 | 9 | 1394.19 | 188.89 |  | 1583.08 | -12.42 | 1570.66 | 50 | 0 | 0 | 1570.66 | 31.4132 | after hours, repaired 3" main line, made new tap special Bac |  |  |  | 0 |  |  |  |  | 1570.66 | 25 |  |  |  |  | 23.56
5 | Transmission and Distribution Plant | 331 | Transmission and Distribution Mains | 13260 | 1010111 | 65 | CASTLEWOOD | 2019-09-30 | 2019 | 9 | 1863.47 | 252.47 |  | 2115.94 | -16.61 | 2099.33 | 50 | 0 | 0 | 2099.33 | 41.9866 | repaired 3" main line, found 38' crack in pipe. Bac |  |  |  | 0 |  |  |  |  | 2099.33 | 25 |  |  |  |  | 31.49
5 | Transmission and Distribution Plant | 331 | Transmission and Distribution Mains | 13260 | 1010119 | 66 | CYPRESS BEND | 2019-09-30 | 2019 | 9 | 790.66 | 107.12 |  | 897.78 | -7.05 | 890.73 | 50 | 0 | 0 | 890.73 | 17.8146 | 2" main line repair |  |  |  | 0 |  |  |  |  | 890.73 | 25 |  |  |  |  | 13.36
5 | Transmission and Distribution Plant | 331 | Transmission and Distribution Mains | 13260 | 1010119 | 66 | CYPRESS BEND | 2019-09-30 | 2019 | 9 | 2878.61 | 390.01 |  | 3268.62 | -25.65 | 3242.97 | 50 | 0 | 0 | 3242.97 | 64.8594 | repaired 4" main line. Bac |  |  |  | 0 |  |  |  |  | 3242.97 | 25 |  |  |  |  | 48.64
5 | Transmission and Distribution Plant | 331 | Transmission and Distribution Mains | 13260 | 1010197 | 67 | RESERVOIR ACRES | 2019-09-30 | 2019 | 9 | 754.69 | 102.25 |  | 856.94 | -6.73 | 850.21 | 50 | 0 | 0 | 850.21 | 17.0042 | repaired 2" main line |  |  |  | 0 |  |  |  |  | 850.21 | 25 |  |  |  |  | 12.75
5 | Transmission and Distribution Plant | 331 | Transmission and Distribution Mains | 13260 | 1010197 | 67 | RESERVOIR ACRES | 2019-09-30 | 2019 | 9 | 827.22 | 112.08 |  | 939.3 | -7.37 | 931.93 | 50 | 0 | 0 | 931.93 | 18.6386 | repaired 2" main line. replaced and lowered 20' section on... |  |  |  | 0 |  |  |  |  | 931.93 | 25 |  |  |  |  | 13.98
5 | Transmission and Distribution Plant | 331 | Transmission and Distribution Mains | 13260 | 1010197 | 67 | RESERVOIR ACRES | 2019-09-30 | 2019 | 9 | 318.96 | 43.21 |  | 362.17 | -2.84 | 359.33 | 50 | 0 | 0 | 359.33 | 7.1866 | repaired 1 1/4" main line |  |  |  | 0 |  |  |  |  | 359.33 | 25 |  |  |  |  | 5.39
5 | Transmission and Distribution Plant | 331 | Transmission and Distribution Mains | 13260 | 1010197 | 67 | RESERVOIR ACRES | 2019-09-30 | 2019 | 9 | 196.25 | 26.59 |  | 222.84 | -1.75 | 221.09 | 50 | 0 | 0 | 221.09 | 4.4218 | After hours, blow off has been tampered with. closed blow off... |  |  |  | 0 |  |  |  |  | 221.09 | 25 |  |  |  |  | 3.32
5 | Transmission and Distribution Plant | 331 | Transmission and Distribution Mains | 13260 | 1010111 | 65 | CASTLEWOOD | 2019-09-30 | 2019 | 9 | 118.18 | 16.01 |  | 134.19 | -1.05 | 133.14 | 50 | 0 | 0 | 133.14 | 2.6628 | repaired 3" main line. special Bac |  |  |  | 0 |  |  |  |  | 133.14 | 25 |  |  |  |  | 2
5 | Transmission and Distribution Plant | 331 | Transmission and Distribution Mains | 13260 | 1010111 | 65 | CASTLEWOOD | 2019-09-30 | 2019 | 9 | 94.76 | 12.84 |  | 107.6 | -0.84 | 106.76 | 50 | 0 | 0 | 106.76 | 2.1352 | repaired 3" main line. special Bac |  |  |  | 0 |  |  |  |  | 106.76 | 25 |  |  |  |  | 1.6
5 | Transmission and Distribution Plant | 331 | Transmission and Distribution Mains | 13260 | 1010111 | 65 | CASTLEWOOD | 2019-09-30 | 2019 | 9 | 217.18 | 29.42 |  | 246.6 | -1.94 | 244.66 | 50 | 0 | 0 | 244.66 | 4.8932 | repaired 3" main line. special Bac |  |  |  | 0 |  |  |  |  | 244.66 | 25 |  |  |  |  | 3.67
5 | Transmission and Distribution Plant | 331 | Transmission and Distribution Mains | 13260 | 1010111 | 65 | CASTLEWOOD | 2019-09-30 | 2019 | 9 | 139.42 | 18.89 |  | 158.31 | -1.24 | 157.07 | 50 | 0 | 0 | 157.07 | 3.1414 | after hours, repaired 3" main line, made new tap special Bac |  |  |  | 0 |  |  |  |  | 157.07 | 25 |  |  |  |  | 2.36
5 | Transmission and Distribution Plant | 331 | Transmission and Distribution Mains | 13260 | 1010111 | 65 | CASTLEWOOD | 2019-09-30 | 2019 | 9 | 186.35 | 25.25 |  | 211.6 | -1.66 | 209.94 | 50 | 0 | 0 | 209.94 | 4.1988 | repaired 3" main line, found 38' crack in pipe. Bac |  |  |  | 0 |  |  |  |  | 209.94 | 25 |  |  |  |  | 3.15
5 | Transmission and Distribution Plant | 331 | Transmission and Distribution Mains | 13260 | 1010119 | 66 | CYPRESS BEND | 2019-09-30 | 2019 | 9 | 79.07 | 10.71 |  | 89.78 | -0.7 | 89.08 | 50 | 0 | 0 | 89.08 | 1.7816 | 2" main line repair |  |  |  | 0 |  |  |  |  | 89.08 | 25 |  |  |  |  | 1.34
5 | Transmission and Distribution Plant | 331 | Transmission and Distribution Mains | 13260 | 1010119 | 66 | CYPRESS BEND | 2019-09-30 | 2019 | 9 | 287.86 | 39 |  | 326.86 | -2.57 | 324.29 | 50 | 0 | 0 | 324.29 | 6.4858 | repaired 4" main line. Bac |  |  |  | 0 |  |  |  |  | 324.29 | 25 |  |  |  |  | 4.86
5 | Transmission and Distribution Plant | 331 | Transmission and Distribution Mains | 13260 | 1010197 | 67 | RESERVOIR ACRES | 2019-09-30 | 2019 | 9 | 75.47 | 10.23 |  | 85.7 | -0.67 | 85.03 | 50 | 0 | 0 | 85.03 | 1.7006 | repaired 2" main line |  |  |  | 0 |  |  |  |  | 85.03 | 25 |  |  |  |  | 1.28
5 | Transmission and Distribution Plant | 331 | Transmission and Distribution Mains | 13260 | 1010197 | 67 | RESERVOIR ACRES | 2019-09-30 | 2019 | 9 | 82.72 | 11.21 |  | 93.93 | -0.74 | 93.19 | 50 | 0 | 0 | 93.19 | 1.8638 | repaired 2" main line. replaced and lowered 20' section on... |  |  |  | 0 |  |  |  |  | 93.19 | 25 |  |  |  |  | 1.4
5 | Transmission and Distribution Plant | 331 | Transmission and Distribution Mains | 13260 | 1010197 | 67 | RESERVOIR ACRES | 2019-09-30 | 2019 | 9 | 31.89 | 4.32 |  | 36.21 | -0.28 | 35.93 | 50 | 0 | 0 | 35.93 | 0.7186 | repaired 1 1/4" main line |  |  |  | 0 |  |  |  |  | 35.93 | 25 |  |  |  |  | 0.54
5 | Transmission and Distribution Plant | 331 | Transmission and Distribution Mains | 13260 | 1010197 | 67 | RESERVOIR ACRES | 2019-09-30 | 2019 | 9 | 19.62 | 2.66 |  | 22.28 | -0.17 | 22.11 | 50 | 0 | 0 | 22.11 | 0.4422 | After hours, blow off has been tampered with. closed blow off... |  |  |  | 0 |  |  |  |  | 22.11 | 25 |  |  |  |  | 0.33
5 | Transmission and Distribution Plant | 333 | Services | 13260 | 1010098 | 64 | BEAUMONT PLACE | 2011-03-21 | 2011 | 3 | 2025 |  |  | 2025 | 0 | 2025 | 20 | 8.5284 | 863.5 | 1161.5 | 101.25 | Initial Purchase-Road Repair |  |  | 2025 | 686.31 | 2025 | 762.25 | 2025 | 2025 | 2025 | 25 | 6.7784 | 7.5284 | 549.05 | 609.8 | 690.8
5 | Transmission and Distribution Plant | 333 | Services | 13260 | 1010098 | 64 | BEAUMONT PLACE | 2012-01-12 | 2012 | 1 | 1261 |  |  | 1261 | 0 | 1261 | 20 | 7.7153 | 486.45 | 774.55 | 63.05 | Initial Purchase-Road Repair |  |  | 1261 | 376.11 | 1261 | 423.4 | 1261 | 1261 | 1261 | 25 | 5.9653 | 6.7153 | 300.89 | 338.72 | 389.16
5 | Transmission and Distribution Plant | 333 | Services | 13260 | 1010098 | 64 | BEAUMONT PLACE | 2018-06-30 | 2018 | 6 | 1383.8 |  |  | 1383.8 | 0 | 1383.8 | 20 | 1.2512 | 86.57 | 1297.23 | 69.19 | Initial Purchase-Water leak repair |  |  |  | 0 | 1383.8 | 17.38 |  | 1383.8 | 1383.8 | 25 |  | 0.2512 |  | 13.9 | 69.26
5 | Transmission and Distribution Plant | 333 | Services | 13260 | 1010111 | 65 | CASTLEWOOD | 2018-08-01 | 2018 | 8 | 949.23 | 228.04 |  | 1177.27 |  | 1177.27 | 20 | 1.1636 | 68.49 | 1108.78 | 58.8635 | Capital leak @ 2818 Verhalen |  |  |  | 0 | 1177.27 | 9.63 |  | 1177.27 | 1177.27 | 25 |  | 0.16359 |  | 7.7 | 54.79
5 | Transmission and Distribution Plant | 333 | Services | 13260 | 1010098 | 64 | BEAUMONT PLACE | 2018-08-31 | 2018 | 8 | 258.75 | 62.16 |  | 320.91 |  | 320.91 | 20 | 1.0815 | 17.35 | 303.56 | 16.0455 | Capital leak |  |  |  | 0 | 320.91 | 1.31 |  | 320.91 | 320.91 | 25 |  | 0.081451 |  | 1.05 | 13.88
5 | Transmission and Distribution Plant | 333 | Services | 13260 | 1010111 | 65 | CASTLEWOOD | 2018-08-31 | 2018 | 8 | 1528.97 | 367.31 |  | 1896.28 |  | 1896.28 | 20 | 1.0815 | 102.54 | 1793.74 | 94.814 | Capital leak @ 2703 Connovale Rd |  |  |  | 0 | 1896.28 | 7.72 |  | 1896.28 | 1896.28 | 25 |  | 0.081451 |  | 6.18 | 82.03
5 | Transmission and Distribution Plant | 333 | Services | 13260 | 1010111 | 65 | CASTLEWOOD | 2018-09-12 | 2018 | 9 | 335.96 | 80.71 |  | 416.67 |  | 416.67 | 20 | 1.0486 | 21.85 | 394.82 | 20.8335 | Parts for Leak @ Castlewood |  |  |  | 0 | 416.67 | 1.01 |  | 416.67 | 416.67 | 25 |  | 0.048597 |  | 0.81 | 17.48
5 | Transmission and Distribution Plant | 333 | Services | 13260 | 1010098 | 64 | BEAUMONT PLACE | 2018-09-19 | 2018 | 9 | 106.85 | 25.67 |  | 132.52 |  | 132.52 | 20 | 1.0294 | 6.82 | 125.7 | 6.626 | Parts for Tap @ 13025 Flagstaff (Beaumont Place) |  |  |  | 0 | 132.52 | 0.2 |  | 132.52 | 132.52 | 25 |  | 0.029432 |  | 0.16 | 5.46
5 | Transmission and Distribution Plant | 333 | Services | 13260 | 1010197 | 67 | RESERVOIR ACRES | 2018-09-20 | 2018 | 9 | 18.15 | 4.36 |  | 22.51 |  | 22.51 | 20 | 1.0267 | 1.16 | 21.35 | 1.1255 | Force Main Extension on Emblah (Reservoir Acres) |  |  |  | 0 | 22.51 | 0.03 |  | 22.51 | 22.51 | 25 |  | 0.026694 |  | 0.02 | 0.92
5 | Transmission and Distribution Plant | 333 | Services | 13260 | 1010098 | 64 | BEAUMONT PLACE | 2018-09-21 | 2018 | 9 | 330 | 79.28 |  | 409.28 |  | 409.28 | 20 | 1.024 | 20.95 | 388.33 | 20.464 | Beaumont Place - Top Bolt - Water Leak |  |  |  | 0 | 409.28 | 0.49 |  | 409.28 | 409.28 | 25 |  | 0.023956 |  | 0.39 | 16.76
5 | Transmission and Distribution Plant | 333 | Services | 13260 | 1010098 | 64 | BEAUMONT PLACE | 2018-09-21 | 2018 | 9 | 97.97 | 23.54 |  | 121.51 |  | 121.51 | 20 | 1.024 | 6.22 | 115.29 | 6.0755 | Beaumont Place - Top Bolt - Water Leak |  |  |  | 0 | 121.51 | 0.15 |  | 121.51 | 121.51 | 25 |  | 0.023956 |  | 0.12 | 4.98
5 | Transmission and Distribution Plant | 333 | Services | 13260 | 1010111 | 65 | CASTLEWOOD | 2018-09-28 | 2018 | 9 | 70.66 | 16.97 |  | 87.63 |  | 87.63 | 20 | 1.0048 | 4.4 | 83.23 | 4.3815 | Castlewood (Suburban) - Water Leak |  |  |  | 0 | 87.63 | 0 |  | 87.63 | 87.63 | 25 |  | 0 |  | 0 | 3.52
5 | Transmission and Distribution Plant | 333 | Services | 13260 | 1010098 | 64 | BEAUMONT PLACE | 2018-09-30 | 2018 | 9 | 1046.14 | 251.32 |  | 1297.46 |  | 1297.46 | 20 | 0.99932 | 64.83 | 1232.63 | 64.873 | Install water tap @ 13025 Flagstaff Ln - Beaumont Place |  |  |  | 0 | 1297.46 | 0 |  | 1297.46 | 1297.46 | 25 |  | 0 |  | 0 | 19.46
5 | Transmission and Distribution Plant | 333 | Services | 13260 | 1010098 | 64 | BEAUMONT PLACE | 2018-09-30 | 2018 | 9 | 1230 | 295.49 |  | 1525.49 |  | 1525.49 | 20 | 0.99932 | 76.22 | 1449.27 | 76.2745 | Water leak @ 12815 Edgehill Dr - Beaumont Place |  |  |  | 0 | 1525.49 | 0 |  | 1525.49 | 1525.49 | 25 |  | 0 |  | 0 | 22.88
5 | Transmission and Distribution Plant | 333 | Services | 13260 | 1010111 | 65 | CASTLEWOOD | 2018-09-30 | 2018 | 9 | 992 | 238.31 |  | 1230.31 |  | 1230.31 | 20 | 0.99932 | 61.47 | 1168.84 | 61.5155 | Water leak @ 2700 Balmorhea Ave - Castlewood |  |  |  | 0 | 1230.31 | 0 |  | 1230.31 | 1230.31 | 25 |  | 0 |  | 0 | 18.45
5 | Transmission and Distribution Plant | 333 | Services | 13260 | 1010098 | 64 | BEAUMONT PLACE | 2018-10-24 | 2018 | 10 | 642.7 | 154.4 |  | 797.1 |  | 797.1 | 20 | 0.93361 | 37.21 | 759.89 | 39.855 | Beaumont Place - Leak - Suburban |  |  |  | 0 |  | 0 |  |  | 797.1 | 25 |  |  |  | 0 | 11.96
5 | Transmission and Distribution Plant | 333 | Services | 13260 | 1010111 | 65 | CASTLEWOOD | 2018-10-25 | 2018 | 10 | 179.36 | 43.09 |  | 222.45 |  | 222.45 | 20 | 0.93087 | 10.35 | 212.1 | 11.1225 | Leak @ Castlewood - Suburban |  |  |  | 0 |  | 0 |  |  | 222.45 | 25 |  |  |  | 0 | 3.34
5 | Transmission and Distribution Plant | 333 | Services | 13260 | 1010098 | 64 | BEAUMONT PLACE | 2018-10-31 | 2018 | 10 | 3145.5 | 755.64 |  | 3901.14 |  | 3901.14 | 20 | 0.91444 | 178.37 | 3722.77 | 195.057 | Beaumont Place - Water leak @ Flagstaff Plant. Repair "6 line |  |  |  | 0 |  | 0 |  |  | 3901.14 | 25 |  |  |  | 0 | 58.52
5 | Transmission and Distribution Plant | 333 | Services | 13260 | 1010111 | 65 | CASTLEWOOD | 2018-10-31 | 2018 | 10 | 1631 | 391.82 |  | 2022.82 |  | 2022.82 | 20 | 0.91444 | 92.49 | 1930.33 | 101.141 | Castlewood - water leak - 2423 Anice St. replaced corp stop and poly line |  |  |  | 0 |  | 0 |  |  | 2022.82 | 25 |  |  |  | 0 | 30.34
5 | Transmission and Distribution Plant | 333 | Services | 13260 | 1010111 | 65 | CASTLEWOOD | 2018-10-31 | 2018 | 10 | 1536 | 369 |  | 1905 |  | 1905 | 20 | 0.91444 | 87.1 | 1817.9 | 95.25 | Castlewood - Water leak @ 2709 Connorvale - installed correct size pvc pipe and reconnected topb... |  |  |  | 0 |  | 0 |  |  | 1905 | 25 |  |  |  | 0 | 28.58
5 | Transmission and Distribution Plant | 333 | Services | 13260 | 1010111 | 65 | CASTLEWOOD | 2018-10-31 | 2018 | 10 | 660 | 158.55 |  | 818.55 |  | 818.55 | 20 | 0.91444 | 37.43 | 781.12 | 40.9275 | Castlewood - Booster pump - small crack on 3" line to pump. Construction will be needed to be ma... |  |  |  | 0 |  | 0 |  |  | 818.55 | 25 |  |  |  | 0 | 12.28
5 | Transmission and Distribution Plant | 333 | Services | 13260 | 1010119 | 66 | CYPRESS BEND | 2018-11-05 | 2018 | 11 | 24 | 14.69 |  | 38.69 |  | 38.69 | 20 | 0.90075 | 1.74 | 36.95 | 1.9345 | Water Leak @ 12010 Woodworth Dr |  |  |  | 0 |  | 0 |  |  | 38.69 | 25 |  |  |  | 0 | 0.58
5 | Transmission and Distribution Plant | 333 | Services | 13260 | 1010119 | 66 | CYPRESS BEND | 2018-11-21 | 2018 | 11 | 82.27 | 50.35 |  | 132.62 |  | 132.62 | 20 | 0.85695 | 5.68 | 126.94 | 6.631 | Water leak @ 16219 Pairie Lea St |  |  |  | 0 |  | 0 |  |  | 132.62 | 25 |  |  |  | 0 | 1.99
5 | Transmission and Distribution Plant | 333 | Services | 13260 | 1010119 | 66 | CYPRESS BEND | 2018-11-21 | 2018 | 11 | 43 | 26.32 |  | 69.32 |  | 69.32 | 20 | 0.85695 | 2.97 | 66.35 | 3.466 | Water leak @ 16322 Grasmere - |  |  |  | 0 |  | 0 |  |  | 69.32 | 25 |  |  |  | 0 | 1.04
5 | Transmission and Distribution Plant | 333 | Services | 13260 | 1010098 | 64 | BEAUMONT PLACE | 2018-11-21 | 2018 | 11 | 85.15 | 52.12 |  | 137.27 |  | 137.27 | 20 | 0.85695 | 5.88 | 131.39 | 6.8635 | Water leak @ 7615 Rimwood |  |  |  | 0 |  | 0 |  |  | 137.27 | 25 |  |  |  | 0 | 2.06
5 | Transmission and Distribution Plant | 333 | Services | 13260 | 1010098 | 64 | BEAUMONT PLACE | 2018-11-29 | 2018 | 11 | 97 | 59.37 |  | 156.37 |  | 156.37 | 20 | 0.83504 | 6.53 | 149.84 | 7.8185 | Water leak @ 13329 Columbine |  |  |  | 0 |  | 0 |  |  | 156.37 | 25 |  |  |  | 0 | 2.35
5 | Transmission and Distribution Plant | 333 | Services | 13260 | 1010098 | 64 | BEAUMONT PLACE | 2018-11-29 | 2018 | 11 | 61.15 | 37.43 |  | 98.58 |  | 98.58 | 20 | 0.83504 | 4.12 | 94.46 | 4.929 | Water leak @ 7615 Rimwood |  |  |  | 0 |  | 0 |  |  | 98.58 | 25 |  |  |  | 0 | 1.48
5 | Transmission and Distribution Plant | 333 | Services | 13260 | 1010098 | 64 | BEAUMONT PLACE | 2018-11-30 | 2018 | 11 | 532.56 | 325.98 |  | 858.54 |  | 858.54 | 20 | 0.83231 | 35.73 | 822.81 | 42.927 | Water leak @ 7409 Glen Falls |  |  |  | 0 |  | 0 |  |  | 858.54 | 25 |  |  |  | 0 | 12.88
5 | Transmission and Distribution Plant | 333 | Services | 13260 | 1010119 | 66 | CYPRESS BEND | 2018-11-30 | 2018 | 11 | 698.36 | 427.46 |  | 1125.82 |  | 1125.82 | 20 | 0.83231 | 46.85 | 1078.97 | 56.291 | Valve repair @ 16322 Gasmere |  |  |  | 0 |  | 0 |  |  | 1125.82 | 25 |  |  |  | 0 | 16.89
5 | Transmission and Distribution Plant | 333 | Services | 13260 | 1010119 | 66 | CYPRESS BEND | 2018-11-30 | 2018 | 11 | 1569.34 | 960.58 |  | 2529.92 |  | 2529.92 | 20 | 0.83231 | 105.28 | 2424.64 | 126.496 | Water leak @ 12010 Woodworth Dr |  |  |  | 0 |  | 0 |  |  | 2529.92 | 25 |  |  |  | 0 | 37.95
5 | Transmission and Distribution Plant | 333 | Services | 13260 | 1010098 | 64 | BEAUMONT PLACE | 2018-12-01 | 2018 | 12 | 796.78 | 191.41 |  | 988.19 |  | 988.19 | 20 | 0.82957 | 40.99 | 947.2 | 49.4095 | Water leak & low pressure @ 7615 Rimwood - Beaumont Place |  |  |  | 0 |  | 0 |  |  | 988.19 | 25 |  |  |  | 0 | 14.82
5 | Transmission and Distribution Plant | 333 | Services | 13260 | 1010111 | 65 | CASTLEWOOD | 2018-12-30 | 2018 | 12 | 768.45 | 184.61 |  | 953.06 |  | 953.06 | 20 | 0.75017 | 35.75 | 917.31 | 47.653 | Water leak @ 2507 Toyah Ave - Castlewood |  |  |  | 0 |  | 0 |  |  | 953.06 | 25 |  |  |  | 0 | 14.3
5 | Transmission and Distribution Plant | 333 | Services | 13260 | 1010119 | 66 | CYPRESS BEND | 2018-12-30 | 2018 | 12 | 984.38 | 236.48 |  | 1220.86 |  | 1220.86 | 20 | 0.75017 | 45.79 | 1175.07 | 61.043 | Water leak @ 16215 Gasmere Dr - Cypress Bend |  |  |  | 0 |  | 0 |  |  | 1220.86 | 25 |  |  |  | 0 | 18.31
5 | Transmission and Distribution Plant | 333 | Services | 13260 | 1010098 | 64 | BEAUMONT PLACE | 2018-12-30 | 2018 | 12 | 1267.52 | 304.5 |  | 1572.02 |  | 1572.02 | 20 | 0.75017 | 58.96 | 1513.06 | 78.601 | Water leak @ 13108 Elderberry Lane - Beaumont Place |  |  |  | 0 |  | 0 |  |  | 1572.02 | 25 |  |  |  | 0 | 23.58
5 | Transmission and Distribution Plant | 333 | Services | 13260 | 1010111 | 65 | CASTLEWOOD | 2018-12-30 | 2018 | 12 | 471.43 | 113.25 |  | 584.68 |  | 584.68 | 20 | 0.75017 | 21.93 | 562.75 | 29.234 | Repair broken air lines @ 2700 Balmorhea - Castlewood |  |  |  | 0 |  | 0 |  |  | 584.68 | 25 |  |  |  | 0 | 8.77
5 | Transmission and Distribution Plant | 333 | Services | 13260 | 1010197 | 67 | RESERVOIR ACRES | 2019-02-01 | 2019 | 2 | 559.47 | 100.71 |  | 660.18 | -48.23 | 611.95 | 20 | 0.65982 | 20.19 | 591.76 | 30.5975 | Service line break |  |  |  | 0 |  |  |  |  | 611.95 | 25 |  |  |  |  | 9.18
5 | Transmission and Distribution Plant | 333 | Services | 13260 | 1010098 | 64 | BEAUMONT PLACE | 2019-02-28 | 2019 | 2 | 1602.67 | 288.51 |  | 1891.18 | -138.16 | 1753.02 | 20 | 0.5859 | 51.35 | 1701.67 | 87.651 | Water Main Repair |  |  |  | 0 |  |  |  |  | 1753.02 | 25 |  |  |  |  | 26.3
5 | Transmission and Distribution Plant | 333 | Services | 13260 | 1010197 | 67 | RESERVOIR ACRES | 2019-02-28 | 2019 | 2 | 673.17 | 121.18 |  | 794.35 | -58.03 | 736.32 | 20 | 0.5859 | 21.57 | 714.75 | 36.816 | Customer has low water pressure |  |  |  | 0 |  |  |  |  | 736.32 | 25 |  |  |  |  | 11.04
5 | Transmission and Distribution Plant | 333 | Services | 13260 | 1010111 | 65 | CASTLEWOOD | 2019-02-28 | 2019 | 2 | 312.81 | 56.31 |  | 369.12 | -26.97 | 342.15 | 20 | 0.5859 | 10.02 | 332.13 | 17.1075 | Installed sample tap |  |  |  | 0 |  |  |  |  | 342.15 | 25 |  |  |  |  | 5.13
5 | Transmission and Distribution Plant | 333 | Services | 13260 | 1010111 | 65 | CASTLEWOOD | 2019-02-28 | 2019 | 2 | 1595.52 | 287.22 |  | 1882.74 | -137.54 | 1745.2 | 20 | 0.5859 | 51.13 | 1694.07 | 87.26 | water leak repair |  |  |  | 0 |  |  |  |  | 1745.2 | 25 |  |  |  |  | 26.18
5 | Transmission and Distribution Plant | 333 | Services | 13260 | 1010111 | 65 | CASTLEWOOD | 2019-02-28 | 2019 | 2 | 1208.16 | 217.49 |  | 1425.65 | -104.15 | 1321.5 | 20 | 0.5859 | 38.71 | 1282.79 | 66.075 | Replaced long service line |  |  |  | 0 |  |  |  |  | 1321.5 | 25 |  |  |  |  | 19.82
5 | Transmission and Distribution Plant | 333 | Services | 13260 | 1010111 | 65 | CASTLEWOOD | 2019-02-28 | 2019 | 2 | 388.8 | 69.99 |  | 458.79 | -33.52 | 425.27 | 20 | 0.5859 | 12.46 | 412.81 | 21.2635 | Replaced short service line |  |  |  | 0 |  |  |  |  | 425.27 | 25 |  |  |  |  | 6.38
5 | Transmission and Distribution Plant | 333 | Services | 13260 | 1010111 | 65 | CASTLEWOOD | 2019-02-28 | 2019 | 2 | 853.28 | 153.61 |  | 1006.89 | -73.56 | 933.33 | 20 | 0.5859 | 27.34 | 905.99 | 46.6665 | Replaced long service line |  |  |  | 0 |  |  |  |  | 933.33 | 25 |  |  |  |  | 14
5 | Transmission and Distribution Plant | 333 | Services | 13260 | 1010111 | 65 | CASTLEWOOD | 2019-02-28 | 2019 | 2 | 553.03 | 99.56 |  | 652.59 | -47.67 | 604.92 | 20 | 0.5859 | 17.72 | 587.2 | 30.246 | Replaced short service line |  |  |  | 0 |  |  |  |  | 604.92 | 25 |  |  |  |  | 9.07
5 | Transmission and Distribution Plant | 333 | Services | 13260 | 1010111 | 65 | CASTLEWOOD | 2019-02-28 | 2019 | 2 | 1302.13 | 234.41 |  | 1536.54 | -112.25 | 1424.29 | 20 | 0.5859 | 41.72 | 1382.57 | 71.2145 | Install new service line |  |  |  | 0 |  |  |  |  | 1424.29 | 25 |  |  |  |  | 21.36
5 | Transmission and Distribution Plant | 333 | Services | 13260 | 1010119 | 66 | CYPRESS BEND | 2019-02-28 | 2019 | 2 | 435.9 | 78.47 |  | 514.37 | -37.58 | 476.79 | 20 | 0.5859 | 13.97 | 462.82 | 23.8395 | Removed service line that was tied into houseline |  |  |  | 0 |  |  |  |  | 476.79 | 25 |  |  |  |  | 7.15
5 | Transmission and Distribution Plant | 333 | Services | 13260 | 1010119 | 66 | CYPRESS BEND | 2019-03-31 | 2019 | 3 | 565.8 | 101.85 |  | 667.65 | -48.78 | 618.87 | 20 | 0.50103 | 15.5 | 603.37 | 30.9435 | Replaced short service line |  |  |  | 0 |  |  |  |  | 618.87 | 25 |  |  |  |  | 9.28
5 | Transmission and Distribution Plant | 333 | Services | 13260 | 1010197 | 67 | RESERVOIR ACRES | 2019-03-31 | 2019 | 3 | 476.85 | 85.84 |  | 562.69 | -41.11 | 521.58 | 20 | 0.50103 | 13.07 | 508.51 | 26.079 | Repaired short service line. Replaced meter gasket |  |  |  | 0 |  |  |  |  | 521.58 | 25 |  |  |  |  | 7.82
5 | Transmission and Distribution Plant | 333 | Services | 13260 | 1010197 | 67 | RESERVOIR ACRES | 2019-03-31 | 2019 | 3 | 192.5 | 34.65 |  | 227.15 | -16.59 | 210.56 | 20 | 0.50103 | 5.27 | 205.29 | 10.528 | Found broken houseline |  |  |  | 0 |  |  |  |  | 210.56 | 25 |  |  |  |  | 3.16
5 | Transmission and Distribution Plant | 333 | Services | 13260 | 1010197 | 67 | RESERVOIR ACRES | 2019-03-31 | 2019 | 3 | 594.26 | 106.99 |  | 701.25 | -51.22 | 650.03 | 20 | 0.50103 | 16.28 | 633.75 | 32.5015 | Install service line tubing and curb stop |  |  |  | 0 |  |  |  |  | 650.03 | 25 |  |  |  |  | 9.75
5 | Transmission and Distribution Plant | 333 | Services | 13260 | 1010119 | 66 | CYPRESS BEND | 2019-03-31 | 2019 | 3 | 56.58 | 10.19 |  | 66.77 | -4.88 | 61.89 | 20 | 0.50103 | 1.55 | 60.34 | 3.0945 | Replaced short service line |  |  |  | 0 |  |  |  |  | 61.89 | 25 |  |  |  |  | 0.93
5 | Transmission and Distribution Plant | 333 | Services | 13260 | 1010197 | 67 | RESERVOIR ACRES | 2019-03-31 | 2019 | 3 | 47.68 | 8.58 |  | 56.26 | -4.11 | 52.15 | 20 | 0.50103 | 1.31 | 50.84 | 2.6075 | Repaired short service line. Replaced meter gasket |  |  |  | 0 |  |  |  |  | 52.15 | 25 |  |  |  |  | 0.78
5 | Transmission and Distribution Plant | 333 | Services | 13260 | 1010197 | 67 | RESERVOIR ACRES | 2019-03-31 | 2019 | 3 | 19.25 | 3.47 |  | 22.72 | -1.66 | 21.06 | 20 | 0.50103 | 0.53 | 20.53 | 1.053 | Found broken houseline |  |  |  | 0 |  |  |  |  | 21.06 | 25 |  |  |  |  | 0.32
5 | Transmission and Distribution Plant | 333 | Services | 13260 | 1010197 | 67 | RESERVOIR ACRES | 2019-03-31 | 2019 | 3 | 59.42 | 10.7 |  | 70.12 | -5.12 | 65 | 20 | 0.50103 | 1.63 | 63.37 | 3.25 | Install service line tubing and curb stop |  |  |  | 0 |  |  |  |  | 65 | 25 |  |  |  |  | 0.98
5 | Transmission and Distribution Plant | 333 | Services | 13260 | 1010111 | 65 | CASTLEWOOD | 2019-04-30 | 2019 | 4 | 682.97 |  |  | 682.97 | -40.65 | 642.32 | 20 | 0.41889 | 13.45 | 628.87 | 32.116 | service line leak, replaced long service line & curb stop |  |  |  | 0 |  |  |  |  | 642.32 | 25 |  |  |  |  | 9.63
5 | Transmission and Distribution Plant | 333 | Services | 13260 | 1010119 | 66 | CYPRESS BEND | 2019-04-30 | 2019 | 4 | 1227.1 |  |  | 1227.1 | -73.03 | 1154.07 | 20 | 0.41889 | 24.17 | 1129.9 | 57.7035 | service line leak, replaced long service line complete. Re... |  |  |  | 0 |  |  |  |  | 1154.07 | 25 |  |  |  |  | 17.31
5 | Transmission and Distribution Plant | 333 | Services | 13260 | 1010111 | 65 | CASTLEWOOD | 2019-04-30 | 2019 | 4 | 68.3 |  |  | 68.3 | -4.06 | 64.24 | 20 | 0.41889 | 1.35 | 62.89 | 3.212 | service line leak, replaced long service line & curb stop |  |  |  | 0 |  |  |  |  | 64.24 | 25 |  |  |  |  | 0.96
5 | Transmission and Distribution Plant | 333 | Services | 13260 | 1010119 | 66 | CYPRESS BEND | 2019-04-30 | 2019 | 4 | 122.71 |  |  | 122.71 | -7.3 | 115.41 | 20 | 0.41889 | 2.42 | 112.99 | 5.7705 | service line leak, replaced long service line complete. Re... |  |  |  | 0 |  |  |  |  | 115.41 | 25 |  |  |  |  | 1.73
5 | Transmission and Distribution Plant | 333 | Services | 13260 | 1010197 | 67 | RESERVOIR ACRES | 2019-05-31 | 2019 | 5 | 295.69 |  |  | 295.69 | -65.23 | 230.46 | 20 | 0.33402 | 3.85 | 226.61 | 11.523 | leveled yard and replaced sod over previous tap installation |  |  |  | 0 |  |  |  |  | 230.46 | 25 |  |  |  |  | 3.46
5 | Transmission and Distribution Plant | 333 | Services | 13260 | 1010197 | 67 | RESERVOIR ACRES | 2019-05-31 | 2019 | 5 | 29.57 |  |  | 29.57 | -6.52 | 23.05 | 20 | 0.33402 | 0.38 | 22.67 | 1.1525 | leveled yard and replaced sod over previous tap installation |  |  |  | 0 |  |  |  |  | 23.05 | 25 |  |  |  |  | 0.35
5 | Transmission and Distribution Plant | 333 | Services | 13260 | 1010098 | 64 | BEAUMONT PLACE | 2019-06-30 | 2019 | 6 | 1803.24 | 272.92 |  | 2076.16 | -36.23 | 2039.93 | 20 | 0.25188 | 25.69 | 2014.24 | 101.9965 | Arranged and supervised removal and replacement of 13x12 asp... |  |  |  | 0 |  |  |  |  | 2039.93 | 25 |  |  |  |  | 30.6
5 | Transmission and Distribution Plant | 333 | Services | 13260 | 1010098 | 64 | BEAUMONT PLACE | 2019-06-30 | 2019 | 6 | 1099.7 | 166.44 |  | 1266.14 | -22.09 | 1244.05 | 20 | 0.25188 | 15.67 | 1228.38 | 62.2025 | excavated and repaired 3" main... |  |  |  | 0 |  |  |  |  | 1244.05 | 25 |  |  |  |  | 18.66
5 | Transmission and Distribution Plant | 333 | Services | 13260 | 1010111 | 65 | CASTLEWOOD | 2019-06-30 | 2019 | 6 | 1637.2 | 247.79 |  | 1884.99 | -32.88 | 1852.11 | 20 | 0.25188 | 23.33 | 1828.78 | 92.6055 | repaired 3" main line. Retured to service |  |  |  | 0 |  |  |  |  | 1852.11 | 25 |  |  |  |  | 27.78
5 | Transmission and Distribution Plant | 333 | Services | 13260 | 1010111 | 65 | CASTLEWOOD | 2019-06-30 | 2019 | 6 | 423.96 | 64.17 |  | 488.13 | -8.51 | 479.62 | 20 | 0.25188 | 6.04 | 473.58 | 23.981 | repaired short service line. replaced 3/4" cur... |  |  |  | 0 |  |  |  |  | 479.62 | 25 |  |  |  |  | 7.19
5 | Transmission and Distribution Plant | 333 | Services | 13260 | 1010111 | 65 | CASTLEWOOD | 2019-06-30 | 2019 | 6 | 423.93 | 64.16 |  | 488.09 | -8.51 | 479.58 | 20 | 0.25188 | 6.04 | 473.54 | 23.979 | repaired short service line. replaced 3/4" ... |  |  |  | 0 |  |  |  |  | 479.58 | 25 |  |  |  |  | 7.19
5 | Transmission and Distribution Plant | 333 | Services | 13260 | 1010119 | 66 | CYPRESS BEND | 2019-06-30 | 2019 | 6 | 2044.64 | 309.46 |  | 2354.1 | -41.07 | 2313.03 | 20 | 0.25188 | 29.13 | 2283.9 | 115.6515 | repaired 2" main line. Installed 2" val... |  |  |  | 0 |  |  |  |  | 2313.03 | 25 |  |  |  |  | 34.7
5 | Transmission and Distribution Plant | 333 | Services | 13260 | 1010119 | 66 | CYPRESS BEND | 2019-06-30 | 2019 | 6 | 752.5 | 113.89 |  | 866.39 | -15.11 | 851.28 | 20 | 0.25188 | 10.72 | 840.56 | 42.564 | repair leak on line |  |  |  | 0 |  |  |  |  | 851.28 | 25 |  |  |  |  | 12.77
5 | Transmission and Distribution Plant | 333 | Services | 13260 | 1010119 | 66 | CYPRESS BEND | 2019-06-30 | 2019 | 6 | 662.67 | 100.3 |  | 762.97 | -13.31 | 749.66 | 20 | 0.25188 | 9.44 | 740.22 | 37.483 | service line leak - repaired long service line, replaced 3/4" ... |  |  |  | 0 |  |  |  |  | 749.66 | 25 |  |  |  |  | 11.24
5 | Transmission and Distribution Plant | 333 | Services | 13260 | 1010098 | 64 | BEAUMONT PLACE | 2019-06-30 | 2019 | 6 | 203.85 | 30.85 |  | 234.7 | -4.09 | 230.61 | 20 | 0.25188 | 2.9 | 227.71 | 11.5305 | Arranged and supervised removal and replacement of 13x12 asp... |  |  |  | 0 |  |  |  |  | 230.61 | 25 |  |  |  |  | 3.46
5 | Transmission and Distribution Plant | 333 | Services | 13260 | 1010098 | 64 | BEAUMONT PLACE | 2019-06-30 | 2019 | 6 | 109.97 | 16.64 |  | 126.61 | -2.21 | 124.4 | 20 | 0.25188 | 1.57 | 122.83 | 6.22 | after hours main line break - excavated and repaired 3" main... |  |  |  | 0 |  |  |  |  | 124.4 | 25 |  |  |  |  | 1.87
5 | Transmission and Distribution Plant | 333 | Services | 13260 | 1010111 | 65 | CASTLEWOOD | 2019-06-30 | 2019 | 6 | 163.72 | 24.78 |  | 188.5 | -3.29 | 185.21 | 20 | 0.25188 | 2.33 | 182.88 | 9.2605 | repaired 3" main line. Retured to service |  |  |  | 0 |  |  |  |  | 185.21 | 25 |  |  |  |  | 2.78
5 | Transmission and Distribution Plant | 333 | Services | 13260 | 1010111 | 65 | CASTLEWOOD | 2019-06-30 | 2019 | 6 | 42.4 | 6.42 |  | 48.82 | -0.85 | 47.97 | 20 | 0.25188 | 0.6 | 47.37 | 2.3985 | repaired short service line. replaced 3/4" cur... |  |  |  | 0 |  |  |  |  | 47.97 | 25 |  |  |  |  | 0.72
5 | Transmission and Distribution Plant | 333 | Services | 13260 | 1010111 | 65 | CASTLEWOOD | 2019-06-30 | 2019 | 6 | 42.39 | 6.42 |  | 48.81 | -0.85 | 47.96 | 20 | 0.25188 | 0.6 | 47.36 | 2.398 | repaired short service line. replaced 3/4" ... |  |  |  | 0 |  |  |  |  | 47.96 | 25 |  |  |  |  | 0.72
5 | Transmission and Distribution Plant | 333 | Services | 13260 | 1010119 | 66 | CYPRESS BEND | 2019-06-30 | 2019 | 6 | 204.46 | 30.95 |  | 235.41 | -4.11 | 231.3 | 20 | 0.25188 | 2.91 | 228.39 | 11.565 | replaced 2" main line. Installed 2" val... |  |  |  | 0 |  |  |  |  | 231.3 | 25 |  |  |  |  | 3.47
5 | Transmission and Distribution Plant | 333 | Services | 13260 | 1010119 | 66 | CYPRESS BEND | 2019-06-30 | 2019 | 6 | 75.25 | 11.39 |  | 86.64 | -1.51 | 85.13 | 20 | 0.25188 | 1.07 | 84.06 | 4.2565 | repair leak on line |  |  |  | 0 |  |  |  |  | 85.13 | 25 |  |  |  |  | 1.28
5 | Transmission and Distribution Plant | 333 | Services | 13260 | 1010119 | 66 | CYPRESS BEND | 2019-06-30 | 2019 | 6 | 66.27 | 10.03 |  | 76.3 | -1.33 | 74.97 | 20 | 0.25188 | 0.94 | 74.03 | 3.7485 | service line leak - repaired long service line, replaced 3/4" ... |  |  |  | 0 |  |  |  |  | 74.97 | 25 |  |  |  |  | 1.12
5 | Transmission and Distribution Plant | 333 | Services | 13260 | 1010119 | 66 | CYPRESS BEND | 2019-07-01 | 2019 | 7 | 701.92 |  |  | 701.92 | -38.95 | 662.97 | 20 | 0.24914 | 8.26 | 654.71 | 33.1485 | Main line leak, circle clamp was placed |  |  |  | 0 |  |  |  |  | 662.97 | 25 |  |  |  |  | 9.94
5 | Transmission and Distribution Plant | 333 | Services | 13260 | 1010098 | 64 | BEAUMONT PLACE | 2019-07-09 | 2019 | 7 | 2091.22 |  |  | 2091.22 | -116.05 | 1975.17 | 20 | 0.22724 | 22.44 | 1952.73 | 98.7585 | Water main leak |  |  |  | 0 |  |  |  |  | 1975.17 | 25 |  |  |  |  | 29.63
5 | Transmission and Distribution Plant | 333 | Services | 13260 | 1010098 | 64 | BEAUMONT PLACE | 2019-07-31 | 2019 | 7 | 422.95 |  |  | 422.95 | -23.47 | 399.48 | 20 | 0.16701 | 3.34 | 396.14 | 19.974 | repaired short service line. replaced meter box and lid |  |  |  | 0 |  |  |  |  | 399.48 | 25 |  |  |  |  | 5.99
5 | Transmission and Distribution Plant | 333 | Services | 13260 | 1010111 | 65 | CASTLEWOOD | 2019-07-31 | 2019 | 7 | 192.21 |  |  | 192.21 | -10.67 | 181.54 | 20 | 0.16701 | 1.52 | 180.02 | 9.077 | Spread fill dirt. leveled yard and replaced sod |  |  |  | 0 |  |  |  |  | 181.54 | 25 |  |  |  |  | 2.72
5 | Transmission and Distribution Plant | 333 | Services | 13260 | 1010111 | 65 | CASTLEWOOD | 2019-07-31 | 2019 | 7 | 495.86 |  |  | 495.86 | -27.52 | 468.34 | 20 | 0.16701 | 3.91 | 464.43 | 23.417 | Spread fill dirt. leveled yard and replaced sod |  |  |  | 0 |  |  |  |  | 468.34 | 25 |  |  |  |  | 7.03
5 | Transmission and Distribution Plant | 333 | Services | 13260 | 1010111 | 65 | CASTLEWOOD | 2019-07-31 | 2019 | 7 | 569.08 |  |  | 569.08 | -31.58 | 537.5 | 20 | 0.16701 | 4.49 | 533.01 | 26.875 | Spread fill dirt. leveled yard and replaced sod |  |  |  | 0 |  |  |  |  | 537.5 | 25 |  |  |  |  | 8.06
5 | Transmission and Distribution Plant | 333 | Services | 13260 | 1010111 | 65 | CASTLEWOOD | 2019-07-31 | 2019 | 7 | 659.13 |  |  | 659.13 | -36.58 | 622.55 | 20 | 0.16701 | 5.2 | 617.35 | 31.1275 | repaired short service line. replaced 3/4" curb ... |  |  |  | 0 |  |  |  |  | 622.55 | 25 |  |  |  |  | 9.34
5 | Transmission and Distribution Plant | 333 | Services | 13260 | 1010111 | 65 | CASTLEWOOD | 2019-07-31 | 2019 | 7 | 1050.23 |  |  | 1050.23 | -58.27 | 991.96 | 20 | 0.16701 | 8.28 | 983.68 | 49.598 | repaired 3" main line under driveway. called for special bact |  |  |  | 0 |  |  |  |  | 991.96 | 25 |  |  |  |  | 14.88
5 | Transmission and Distribution Plant | 333 | Services | 13260 | 1010119 | 66 | CYPRESS BEND | 2019-07-31 | 2019 | 7 | 1017.5 |  |  | 1017.5 | -56.45 | 961.05 | 20 | 0.16701 | 8.03 | 953.02 | 48.0525 | Arranged replacement of a 8'x6' asphalt drive way over previous... |  |  |  | 0 |  |  |  |  | 961.05 | 25 |  |  |  |  | 14.42
5 | Transmission and Distribution Plant | 333 | Services | 13260 | 1010119 | 66 | CYPRESS BEND | 2019-07-31 | 2019 | 7 | 374.25 |  |  | 374.25 | -20.77 | 353.48 | 20 | 0.16701 | 2.95 | 350.53 | 17.674 | Reported leak, found abandoned tap. Repleaced leaking 3/4" cur... |  |  |  | 0 |  |  |  |  | 353.48 | 25 |  |  |  |  | 5.3
5 | Transmission and Distribution Plant | 333 | Services | 13260 | 1010119 | 66 | CYPRESS BEND | 2019-07-31 | 2019 | 7 | 837.44 |  |  | 837.44 | -46.47 | 790.97 | 20 | 0.16701 | 6.6 | 784.37 | 39.5485 | Main line break, repaired 2" main line |  |  |  | 0 |  |  |  |  | 790.97 | 25 |  |  |  |  | 11.86
5 | Transmission and Distribution Plant | 333 | Services | 13260 | 1010119 | 66 | CYPRESS BEND | 2019-07-31 | 2019 | 7 | 855.35 |  |  | 855.35 | -47.47 | 807.88 | 20 | 0.16701 | 6.75 | 801.13 | 40.394 | Service line leak - repaired long service line |  |  |  | 0 |  |  |  |  | 807.88 | 25 |  |  |  |  | 12.12
5 | Transmission and Distribution Plant | 333 | Services | 13260 | 1010119 | 66 | CYPRESS BEND | 2019-07-31 | 2019 | 7 | 636.05 |  |  | 636.05 | -35.3 | 600.75 | 20 | 0.16701 | 5.02 | 595.73 | 30.0375 | repaired long service line |  |  |  | 0 |  |  |  |  | 600.75 | 25 |  |  |  |  | 9.01
5 | Transmission and Distribution Plant | 333 | Services | 13260 | 1010119 | 66 | CYPRESS BEND | 2019-07-31 | 2019 | 7 | 400.39 |  |  | 400.39 | -22.22 | 378.17 | 20 | 0.16701 | 3.16 | 375.01 | 18.9085 | repaired leak blow off and lowered to grade. replaced meter box a... |  |  |  | 0 |  |  |  |  | 378.17 | 25 |  |  |  |  | 5.67
5 | Transmission and Distribution Plant | 333 | Services | 13260 | 1010119 | 66 | CYPRESS BEND | 2019-07-31 | 2019 | 7 | 347.38 |  |  | 347.38 | -19.28 | 328.1 | 20 | 0.16701 | 2.74 | 325.36 | 16.405 | repaired service line leak |  |  |  | 0 |  |  |  |  | 328.1 | 25 |  |  |  |  | 4.92
5 | Transmission and Distribution Plant | 333 | Services | 13260 | 1010119 | 66 | CYPRESS BEND | 2019-07-31 | 2019 | 7 | 439.06 |  |  | 439.06 | -24.36 | 414.7 | 20 | 0.16701 | 3.46 | 411.24 | 20.735 | Spread fill dirt. leveled yard and replaced sod |  |  |  | 0 |  |  |  |  | 414.7 | 25 |  |  |  |  | 6.22
5 | Transmission and Distribution Plant | 333 | Services | 13260 | 1010119 | 66 | CYPRESS BEND | 2019-07-31 | 2019 | 7 | 703.33 |  |  | 703.33 | -39.03 | 664.3 | 20 | 0.16701 | 5.55 | 658.75 | 33.215 | repaired service line leak. backfilled and return to s... |  |  |  | 0 |  |  |  |  | 664.3 | 25 |  |  |  |  | 9.96
5 | Transmission and Distribution Plant | 333 | Services | 13260 | 1010197 | 67 | RESERVOIR ACRES | 2019-07-31 | 2019 | 7 | 1914.87 |  |  | 1914.87 | -106.25 | 1808.62 | 20 | 0.16701 | 15.1 | 1793.52 | 90.431 | Installed new tap for existing meter. Installed new 2"... |  |  |  | 0 |  |  |  |  | 1808.62 | 25 |  |  |  |  | 27.13
5 | Transmission and Distribution Plant | 333 | Services | 13260 | 1010197 | 67 | RESERVOIR ACRES | 2019-07-31 | 2019 | 7 | 385.37 |  |  | 385.37 | -21.39 | 363.98 | 20 | 0.16701 | 3.04 | 360.94 | 18.199 | repaired 1 1/4" main line |  |  |  | 0 |  |  |  |  | 363.98 | 25 |  |  |  |  | 5.46
5 | Transmission and Distribution Plant | 333 | Services | 13260 | 1010197 | 67 | RESERVOIR ACRES | 2019-07-31 | 2019 | 7 | 755.74 |  |  | 755.74 | -41.93 | 713.81 | 20 | 0.16701 | 5.96 | 707.85 | 35.6905 | Reservoir Acres - 8119 Jackstone Dr - repaired 2" main line |  |  |  | 0 |  |  |  |  | 713.81 | 25 |  |  |  |  | 10.71
5 | Transmission and Distribution Plant | 333 | Services | 13260 | 1010197 | 67 | RESERVOIR ACRES | 2019-07-31 | 2019 | 7 | 567.19 |  |  | 567.19 | -31.48 | 535.71 | 20 | 0.16701 | 4.47 | 531.24 | 26.7855 | repaired 2" main line |  |  |  | 0 |  |  |  |  | 535.71 | 25 |  |  |  |  | 8.04
5 | Transmission and Distribution Plant | 333 | Services | 13260 | 1010098 | 64 | BEAUMONT PLACE | 2019-07-31 | 2019 | 7 | 42.3 |  |  | 42.3 | -2.35 | 39.95 | 20 | 0.16701 | 0.33 | 39.62 | 1.9975 | repaired short service line. replaced meter box and lid |  |  |  | 0 |  |  |  |  | 39.95 | 25 |  |  |  |  | 0.6
5 | Transmission and Distribution Plant | 333 | Services | 13260 | 1010111 | 65 | CASTLEWOOD | 2019-07-31 | 2019 | 7 | 19.22 |  |  | 19.22 | -1.07 | 18.15 | 20 | 0.16701 | 0.15 | 18 | 0.9075 | Spread fill dirt. leveled yard and replaced sod |  |  |  | 0 |  |  |  |  | 18.15 | 25 |  |  |  |  | 0.27
5 | Transmission and Distribution Plant | 333 | Services | 13260 | 1010111 | 65 | CASTLEWOOD | 2019-07-31 | 2019 | 7 | 49.59 |  |  | 49.59 | -2.75 | 46.84 | 20 | 0.16701 | 0.39 | 46.45 | 2.342 | Spread fill dirt. leveled yard and replaced sod |  |  |  | 0 |  |  |  |  | 46.84 | 25 |  |  |  |  | 0.7
5 | Transmission and Distribution Plant | 333 | Services | 13260 | 1010111 | 65 | CASTLEWOOD | 2019-07-31 | 2019 | 7 | 56.91 |  |  | 56.91 | -3.16 | 53.75 | 20 | 0.16701 | 0.45 | 53.3 | 2.6875 | Spread fill dirt. leveled yard and replaced sod |  |  |  | 0 |  |  |  |  | 53.75 | 25 |  |  |  |  | 0.81
5 | Transmission and Distribution Plant | 333 | Services | 13260 | 1010111 | 65 | CASTLEWOOD | 2019-07-31 | 2019 | 7 | 65.91 |  |  | 65.91 | -3.66 | 62.25 | 20 | 0.16701 | 0.52 | 61.73 | 3.1125 | After hours, repaired short service line. replaced 3/4" curb ... |  |  |  | 0 |  |  |  |  | 62.25 | 25 |  |  |  |  | 0.93
5 | Transmission and Distribution Plant | 333 | Services | 13260 | 1010111 | 65 | CASTLEWOOD | 2019-07-31 | 2019 | 7 | 105.02 |  |  | 105.02 | -5.83 | 99.19 | 20 | 0.16701 | 0.83 | 98.36 | 4.9595 | repaired 3" main line under driveway. called for special bact |  |  |  | 0 |  |  |  |  | 99.19 | 25 |  |  |  |  | 1.49
5 | Transmission and Distribution Plant | 333 | Services | 13260 | 1010119 | 66 | CYPRESS BEND | 2019-07-31 | 2019 | 7 | 101.75 |  |  | 101.75 | -5.65 | 96.1 | 20 | 0.16701 | 0.8 | 95.3 | 4.805 | Arranged replacement of a 8'x6' asphalt drive way over previous... |  |  |  | 0 |  |  |  |  | 96.1 | 25 |  |  |  |  | 1.44
5 | Transmission and Distribution Plant | 333 | Services | 13260 | 1010119 | 66 | CYPRESS BEND | 2019-07-31 | 2019 | 7 | 37.43 |  |  | 37.43 | -2.08 | 35.35 | 20 | 0.16701 | 0.3 | 35.05 | 1.7675 | Reported leak, found abandoned tap. Repleaced leaking 3/4" cur... |  |  |  | 0 |  |  |  |  | 35.35 | 25 |  |  |  |  | 0.53
5 | Transmission and Distribution Plant | 333 | Services | 13260 | 1010119 | 66 | CYPRESS BEND | 2019-07-31 | 2019 | 7 | 83.74 |  |  | 83.74 | -4.65 | 79.09 | 20 | 0.16701 | 0.66 | 78.43 | 3.9545 | Main line break, repaired 2" main line |  |  |  | 0 |  |  |  |  | 79.09 | 25 |  |  |  |  | 1.19
5 | Transmission and Distribution Plant | 333 | Services | 13260 | 1010119 | 66 | CYPRESS BEND | 2019-07-31 | 2019 | 7 | 85.54 |  |  | 85.54 | -4.75 | 80.79 | 20 | 0.16701 | 0.67 | 80.12 | 4.0395 | Service line leak - replaced long service line |  |  |  | 0 |  |  |  |  | 80.79 | 25 |  |  |  |  | 1.21
5 | Transmission and Distribution Plant | 333 | Services | 13260 | 1010119 | 66 | CYPRESS BEND | 2019-07-31 | 2019 | 7 | 63.61 |  |  | 63.61 | -3.53 | 60.08 | 20 | 0.16701 | 0.5 | 59.58 | 3.004 | Service line leak - repaired long service line |  |  |  | 0 |  |  |  |  | 60.08 | 25 |  |  |  |  | 0.9
5 | Transmission and Distribution Plant | 333 | Services | 13260 | 1010119 | 66 | CYPRESS BEND | 2019-07-31 | 2019 | 7 | 40.04 |  |  | 40.04 | -2.22 | 37.82 | 20 | 0.16701 | 0.32 | 37.5 | 1.891 | repaired leak blow off and lowered to grade. replaced meter box a... |  |  |  | 0 |  |  |  |  | 37.82 | 25 |  |  |  |  | 0.57
5 | Transmission and Distribution Plant | 333 | Services | 13260 | 1010119 | 66 | CYPRESS BEND | 2019-07-31 | 2019 | 7 | 34.74 |  |  | 34.74 | -1.93 | 32.81 | 20 | 0.16701 | 0.27 | 32.54 | 1.6405 | repaired service line leak |  |  |  | 0 |  |  |  |  | 32.81 | 25 |  |  |  |  | 0.49
5 | Transmission and Distribution Plant | 333 | Services | 13260 | 1010119 | 66 | CYPRESS BEND | 2019-07-31 | 2019 | 7 | 43.91 |  |  | 43.91 | -2.44 | 41.47 | 20 | 0.16701 | 0.35 | 41.12 | 2.0735 | Spread fill dirt. leveled yard and replaced sod |  |  |  | 0 |  |  |  |  | 41.47 | 25 |  |  |  |  | 0.62
5 | Transmission and Distribution Plant | 333 | Services | 13260 | 1010119 | 66 | CYPRESS BEND | 2019-07-31 | 2019 | 7 | 70.33 |  |  | 70.33 | -3.9 | 66.43 | 20 | 0.16701 | 0.55 | 65.88 | 3.3215 | repaired service line leak. backfilled and return to s... |  |  |  | 0 |  |  |  |  | 66.43 | 25 |  |  |  |  | 1
5 | Transmission and Distribution Plant | 333 | Services | 13260 | 1010197 | 67 | RESERVOIR ACRES | 2019-07-31 | 2019 | 7 | 191.49 |  |  | 191.49 | -10.63 | 180.86 | 20 | 0.16701 | 1.51 | 179.35 | 9.043 | Installed new tap for existing meter. Installed new 2"... |  |  |  | 0 |  |  |  |  | 180.86 | 25 |  |  |  |  | 2.71
5 | Transmission and Distribution Plant | 333 | Services | 13260 | 1010197 | 67 | RESERVOIR ACRES | 2019-07-31 | 2019 | 7 | 38.54 |  |  | 38.54 | -2.14 | 36.4 | 20 | 0.16701 | 0.3 | 36.1 | 1.82 | after hours, repaired 1 1/4" main line |  |  |  | 0 |  |  |  |  | 36.4 | 25 |  |  |  |  | 0.55
5 | Transmission and Distribution Plant | 333 | Services | 13260 | 1010197 | 67 | RESERVOIR ACRES | 2019-07-31 | 2019 | 7 | 75.57 |  |  | 75.57 | -4.19 | 71.38 | 20 | 0.16701 | 0.6 | 70.78 | 3.569 | repaired 2" main line |  |  |  | 0 |  |  |  |  | 71.38 | 25 |  |  |  |  | 1.07
5 | Transmission and Distribution Plant | 333 | Services | 13260 | 1010197 | 67 | RESERVOIR ACRES | 2019-07-31 | 2019 | 7 | 56.72 |  |  | 56.72 | -3.15 | 53.57 | 20 | 0.16701 | 0.45 | 53.12 | 2.6785 | repaired 2" main line |  |  |  | 0 |  |  |  |  | 53.57 | 25 |  |  |  |  | 0.8
5 | Transmission and Distribution Plant | 333 | Services | 13260 | 1010098 | 64 | BEAUMONT PLACE | 2019-08-31 | 2019 | 8 | 270.4 |  |  | 270.4 | 0 | 270.4 | 20 | 0.082136 | 1.11 | 269.29 | 13.52 | repair short service line |  |  |  | 0 |  |  |  |  | 270.4 | 25 |  |  |  |  | 4.06
5 | Transmission and Distribution Plant | 333 | Services | 13260 | 1010098 | 64 | BEAUMONT PLACE | 2019-08-31 | 2019 | 8 | 1133.38 |  |  | 1133.38 | 0 | 1133.38 | 20 | 0.082136 | 4.65 | 1128.73 | 56.669 | after hours, service line leak, under driveway, placed steel ... |  |  |  | 0 |  |  |  |  | 1133.38 | 25 |  |  |  |  | 17
5 | Transmission and Distribution Plant | 333 | Services | 13260 | 1010098 | 64 | BEAUMONT PLACE | 2019-08-31 | 2019 | 8 | 754.71 |  |  | 754.71 | 0 | 754.71 | 20 | 0.082136 | 3.1 | 751.61 | 37.7355 | repair short service line |  |  |  | 0 |  |  |  |  | 754.71 | 25 |  |  |  |  | 11.32
5 | Transmission and Distribution Plant | 333 | Services | 13260 | 1010098 | 64 | BEAUMONT PLACE | 2019-08-31 | 2019 | 8 | 1592.5 |  |  | 1592.5 | 0 | 1592.5 | 20 | 0.082136 | 6.54 | 1585.96 | 79.625 | replacement of 5x20 section of driveway |  |  |  | 0 |  |  |  |  | 1592.5 | 25 |  |  |  |  | 23.89
5 | Transmission and Distribution Plant | 333 | Services | 13260 | 1010098 | 64 | BEAUMONT PLACE | 2019-08-31 | 2019 | 8 | 1075 |  |  | 1075 | 0 | 1075 | 20 | 0.082136 | 4.41 | 1070.59 | 53.75 | replacement of 4x13 section of driveway |  |  |  | 0 |  |  |  |  | 1075 | 25 |  |  |  |  | 16.13
5 | Transmission and Distribution Plant | 333 | Services | 13260 | 1010111 | 65 | CASTLEWOOD | 2019-08-31 | 2019 | 8 | 458.93 |  |  | 458.93 | 0 | 458.93 | 20 | 0.082136 | 1.88 | 457.05 | 22.9465 | leveled yard and replaced sod |  |  |  | 0 |  |  |  |  | 458.93 | 25 |  |  |  |  | 6.88
5 | Transmission and Distribution Plant | 333 | Services | 13260 | 1010111 | 65 | CASTLEWOOD | 2019-08-31 | 2019 | 8 | 498.09 |  |  | 498.09 | 0 | 498.09 | 20 | 0.082136 | 2.05 | 496.04 | 24.9045 | After hours, replaced leaking 2" gate valve, called for special ... |  |  |  | 0 |  |  |  |  | 498.09 | 25 |  |  |  |  | 7.47
5 | Transmission and Distribution Plant | 333 | Services | 13260 | 1010119 | 66 | CYPRESS BEND | 2019-08-31 | 2019 | 8 | 484.44 |  |  | 484.44 | 0 | 484.44 | 20 | 0.082136 | 1.99 | 482.45 | 24.222 | leveled yard and replaced sod |  |  |  | 0 |  |  |  |  | 484.44 | 25 |  |  |  |  | 7.27
5 | Transmission and Distribution Plant | 333 | Services | 13260 | 1010119 | 66 | CYPRESS BEND | 2019-08-31 | 2019 | 8 | 321.08 |  |  | 321.08 | 0 | 321.08 | 20 | 0.082136 | 1.32 | 319.76 | 16.054 | leveled yard and replaced sod |  |  |  | 0 |  |  |  |  | 321.08 | 25 |  |  |  |  | 4.82
5 | Transmission and Distribution Plant | 333 | Services | 13260 | 1010119 | 66 | CYPRESS BEND | 2019-08-31 | 2019 | 8 | 844.15 |  |  | 844.15 | 0 | 844.15 | 20 | 0.082136 | 3.47 | 840.68 | 42.2075 | after hours, replaced leaking 2" gate valve and called for specia... |  |  |  | 0 |  |  |  |  | 844.15 | 25 |  |  |  |  | 12.66
5 | Transmission and Distribution Plant | 333 | Services | 13260 | 1010197 | 67 | RESERVOIR ACRES | 2019-08-31 | 2019 | 8 | 301.53 |  |  | 301.53 | 0 | 301.53 | 20 | 0.082136 | 1.24 | 300.29 | 15.0765 | leveled yard and replaced sod |  |  |  | 0 |  |  |  |  | 301.53 | 25 |  |  |  |  | 4.52
5 | Transmission and Distribution Plant | 333 | Services | 13260 | 1010197 | 67 | RESERVOIR ACRES | 2019-08-31 | 2019 | 8 | 203.15 |  |  | 203.15 | 0 | 203.15 | 20 | 0.082136 | 0.83 | 202.32 | 10.1575 | leveled yard and replaced sod |  |  |  | 0 |  |  |  |  | 203.15 | 25 |  |  |  |  | 3.05
5 | Transmission and Distribution Plant | 333 | Services | 13260 | 1010098 | 64 | BEAUMONT PLACE | 2019-08-31 | 2019 | 8 | 27.04 |  |  | 27.04 | 0 | 27.04 | 20 | 0.082136 | 0.11 | 26.93 | 1.352 | repair short service line |  |  |  | 0 |  |  |  |  | 27.04 | 25 |  |  |  |  | 0.41
5 | Transmission and Distribution Plant | 333 | Services | 13260 | 1010098 | 64 | BEAUMONT PLACE | 2019-08-31 | 2019 | 8 | 113.34 |  |  | 113.34 | 0 | 113.34 | 20 | 0.082136 | 0.47 | 112.87 | 5.667 | after hours, service line leak, under driveway, placed steel ... |  |  |  | 0 |  |  |  |  | 113.34 | 25 |  |  |  |  | 1.7
5 | Transmission and Distribution Plant | 333 | Services | 13260 | 1010098 | 64 | BEAUMONT PLACE | 2019-08-31 | 2019 | 8 | 75.47 |  |  | 75.47 | 0 | 75.47 | 20 | 0.082136 | 0.31 | 75.16 | 3.7735 | repair short service line |  |  |  | 0 |  |  |  |  | 75.47 | 25 |  |  |  |  | 1.13
5 | Transmission and Distribution Plant | 333 | Services | 13260 | 1010098 | 64 | BEAUMONT PLACE | 2019-08-31 | 2019 | 8 | 159.25 |  |  | 159.25 | 0 | 159.25 | 20 | 0.082136 | 0.65 | 158.6 | 7.9625 | replacement of 5x20 section of driveway |  |  |  | 0 |  |  |  |  | 159.25 | 25 |  |  |  |  | 2.39
5 | Transmission and Distribution Plant | 333 | Services | 13260 | 1010098 | 64 | BEAUMONT PLACE | 2019-08-31 | 2019 | 8 | 107.5 |  |  | 107.5 | 0 | 107.5 | 20 | 0.082136 | 0.44 | 107.06 | 5.375 | replacement of 4x13 section of driveway |  |  |  | 0 |  |  |  |  | 107.5 | 25 |  |  |  |  | 1.61
5 | Transmission and Distribution Plant | 333 | Services | 13260 | 1010111 | 65 | CASTLEWOOD | 2019-08-31 | 2019 | 8 | 45.89 |  |  | 45.89 | 0 | 45.89 | 20 | 0.082136 | 0.19 | 45.7 | 2.2945 | leveled yard and replaced sod |  |  |  | 0 |  |  |  |  | 45.89 | 25 |  |  |  |  | 0.69
5 | Transmission and Distribution Plant | 333 | Services | 13260 | 1010111 | 65 | CASTLEWOOD | 2019-08-31 | 2019 | 8 | 49.81 |  |  | 49.81 | 0 | 49.81 | 20 | 0.082136 | 0.2 | 49.61 | 2.4905 | After hours, replaced leaking 2" gate valve, called for special ... |  |  |  | 0 |  |  |  |  | 49.81 | 25 |  |  |  |  | 0.75
5 | Transmission and Distribution Plant | 333 | Services | 13260 | 1010119 | 66 | CYPRESS BEND | 2019-08-31 | 2019 | 8 | 48.44 |  |  | 48.44 | 0 | 48.44 | 20 | 0.082136 | 0.2 | 48.24 | 2.422 | leveled yard and replaced sod |  |  |  | 0 |  |  |  |  | 48.44 | 25 |  |  |  |  | 0.73
5 | Transmission and Distribution Plant | 333 | Services | 13260 | 1010119 | 66 | CYPRESS BEND | 2019-08-31 | 2019 | 8 | 32.11 |  |  | 32.11 | 0 | 32.11 | 20 | 0.082136 | 0.13 | 31.98 | 1.6055 | leveled yard and replaced sod |  |  |  | 0 |  |  |  |  | 32.11 | 25 |  |  |  |  | 0.48
5 | Transmission and Distribution Plant | 333 | Services | 13260 | 1010119 | 66 | CYPRESS BEND | 2019-08-31 | 2019 | 8 | 84.42 |  |  | 84.42 | 0 | 84.42 | 20 | 0.082136 | 0.35 | 84.07 | 4.221 | after hours, replaced leaking 2" gate valve and called for specia... |  |  |  | 0 |  |  |  |  | 84.42 | 25 |  |  |  |  | 1.27
5 | Transmission and Distribution Plant | 333 | Services | 13260 | 1010197 | 67 | RESERVOIR ACRES | 2019-08-31 | 2019 | 8 | 30.15 |  |  | 30.15 | 0 | 30.15 | 20 | 0.082136 | 0.12 | 30.03 | 1.5075 | leveled yard and replaced sod |  |  |  | 0 |  |  |  |  | 30.15 | 25 |  |  |  |  | 0.45
5 | Transmission and Distribution Plant | 333 | Services | 13260 | 1010197 | 67 | RESERVOIR ACRES | 2019-08-31 | 2019 | 8 | 20.32 |  |  | 20.32 | 0 | 20.32 | 20 | 0.082136 | 0.08 | 20.24 | 1.016 | leveled yard and replaced sod |  |  |  | 0 |  |  |  |  | 20.32 | 25 |  |  |  |  | 0.3
5 | Transmission and Distribution Plant | 333 | Services | 13260 | 1010098 | 64 | BEAUMONT PLACE | 2019-09-30 | 2019 | 9 | 1357.22 | 183.88 |  | 1541.1 | -12.09 | 1529.01 | 20 | 0 | 0 | 1529.01 | 76.4505 | after hours, repair short service line |  |  |  | 0 |  |  |  |  | 1529.01 | 25 |  |  |  |  | 22.94
5 | Transmission and Distribution Plant | 333 | Services | 13260 | 1010098 | 64 | BEAUMONT PLACE | 2019-09-30 | 2019 | 9 | 301.77 | 40.89 |  | 342.66 | -2.69 | 339.97 | 20 | 0 | 0 | 339.97 | 16.9985 | leveled yard and replaced sod over previous service line repair |  |  |  | 0 |  |  |  |  | 339.97 | 25 |  |  |  |  | 5.1
5 | Transmission and Distribution Plant | 333 | Services | 13260 | 1010111 | 65 | CASTLEWOOD | 2019-09-30 | 2019 | 9 | 376.5 | 51.01 |  | 427.51 | -3.36 | 424.15 | 20 | 0 | 0 | 424.15 | 21.2075 | leveled yard and replaced sod over previous service line repair |  |  |  | 0 |  |  |  |  | 424.15 | 25 |  |  |  |  | 6.36
5 | Transmission and Distribution Plant | 333 | Services | 13260 | 1010111 | 65 | CASTLEWOOD | 2019-09-30 | 2019 | 9 | 721.47 | 97.75 |  | 819.22 | -6.43 | 812.79 | 20 | 0 | 0 | 812.79 | 40.6395 | repair long service line |  |  |  | 0 |  |  |  |  | 812.79 | 25 |  |  |  |  | 12.19
5 | Transmission and Distribution Plant | 333 | Services | 13260 | 1010119 | 66 | CYPRESS BEND | 2019-09-30 | 2019 | 9 | 189.24 | 25.64 |  | 214.88 | -1.69 | 213.19 | 20 | 0 | 0 | 213.19 | 10.6595 | leveled yard and replaced sod over previous service lin... |  |  |  | 0 |  |  |  |  | 213.19 | 25 |  |  |  |  | 3.2
5 | Transmission and Distribution Plant | 333 | Services | 13260 | 1010119 | 66 | CYPRESS BEND | 2019-09-30 | 2019 | 9 | 1158.29 | 156.93 |  | 1315.22 | -10.32 | 1304.9 | 20 | 0 | 0 | 1304.9 | 65.245 | After hours, reapir short sevice line |  |  |  | 0 |  |  |  |  | 1304.9 | 25 |  |  |  |  | 19.57
5 | Transmission and Distribution Plant | 333 | Services | 13260 | 1010119 | 66 | CYPRESS BEND | 2019-09-30 | 2019 | 9 | 865.01 | 117.2 |  | 982.21 | -7.71 | 974.5 | 20 | 0 | 0 | 974.5 | 48.725 | after hours, repaired short service line |  |  |  | 0 |  |  |  |  | 974.5 | 25 |  |  |  |  | 14.62
5 | Transmission and Distribution Plant | 333 | Services | 13260 | 1010197 | 67 | RESERVOIR ACRES | 2019-09-30 | 2019 | 9 | 816.17 | 110.58 |  | 926.75 | -7.27 | 919.48 | 20 | 0 | 0 | 919.48 | 45.974 | repair long service line |  |  |  | 0 |  |  |  |  | 919.48 | 25 |  |  |  |  | 13.79
5 | Transmission and Distribution Plant | 333 | Services | 13260 | 1010197 | 67 | RESERVOIR ACRES | 2019-09-30 | 2019 | 9 | 396.05 | 53.66 |  | 449.71 | -3.53 | 446.18 | 20 | 0 | 0 | 446.18 | 22.309 | leveled yard and replaced sod over previous service line... |  |  |  | 0 |  |  |  |  | 446.18 | 25 |  |  |  |  | 6.69
5 | Transmission and Distribution Plant | 333 | Services | 13260 | 1010098 | 64 | BEAUMONT PLACE | 2019-09-30 | 2019 | 9 | 135.72 | 18.39 |  | 154.11 | -1.21 | 152.9 | 20 | 0 | 0 | 152.9 | 7.645 | after hours, repair short service line |  |  |  | 0 |  |  |  |  | 152.9 | 25 |  |  |  |  | 2.29
5 | Transmission and Distribution Plant | 333 | Services | 13260 | 1010098 | 64 | BEAUMONT PLACE | 2019-09-30 | 2019 | 9 | 30.18 | 4.09 |  | 34.27 | -0.27 | 34 | 20 | 0 | 0 | 34 | 1.7 | leveled yard and replaced sod over previous service line repair |  |  |  | 0 |  |  |  |  | 34 | 25 |  |  |  |  | 0.51
5 | Transmission and Distribution Plant | 333 | Services | 13260 | 1010111 | 65 | CASTLEWOOD | 2019-09-30 | 2019 | 9 | 37.65 | 5.1 |  | 42.75 | -0.34 | 42.41 | 20 | 0 | 0 | 42.41 | 2.1205 | leveled yard and replaced sod over previous service line repair |  |  |  | 0 |  |  |  |  | 42.41 | 25 |  |  |  |  | 0.64
5 | Transmission and Distribution Plant | 333 | Services | 13260 | 1010111 | 65 | CASTLEWOOD | 2019-09-30 | 2019 | 9 | 72.15 | 9.78 |  | 81.93 | -0.64 | 81.29 | 20 | 0 | 0 | 81.29 | 4.0645 | repair long service line |  |  |  | 0 |  |  |  |  | 81.29 | 25 |  |  |  |  | 1.22
5 | Transmission and Distribution Plant | 333 | Services | 13260 | 1010119 | 66 | CYPRESS BEND | 2019-09-30 | 2019 | 9 | 18.92 | 2.56 |  | 21.48 | -0.17 | 21.31 | 20 | 0 | 0 | 21.31 | 1.0655 | leveled yard and replaced sod over previous service lin... |  |  |  | 0 |  |  |  |  | 21.31 | 25 |  |  |  |  | 0.32
5 | Transmission and Distribution Plant | 333 | Services | 13260 | 1010119 | 66 | CYPRESS BEND | 2019-09-30 | 2019 | 9 | 115.83 | 15.69 |  | 131.52 | -1.03 | 130.49 | 20 | 0 | 0 | 130.49 | 6.5245 | After hours, reapir short sevice line |  |  |  | 0 |  |  |  |  | 130.49 | 25 |  |  |  |  | 1.96
5 | Transmission and Distribution Plant | 333 | Services | 13260 | 1010119 | 66 | CYPRESS BEND | 2019-09-30 | 2019 | 9 | 86.5 | 11.72 |  | 98.22 | -0.77 | 97.45 | 20 | 0 | 0 | 97.45 | 4.8725 | after hours, repaired short service line |  |  |  | 0 |  |  |  |  | 97.45 | 25 |  |  |  |  | 1.46
5 | Transmission and Distribution Plant | 333 | Services | 13260 | 1010197 | 67 | RESERVOIR ACRES | 2019-09-30 | 2019 | 9 | 81.62 | 11.06 |  | 92.68 | -0.73 | 91.95 | 20 | 0 | 0 | 91.95 | 4.5975 | repair long service line |  |  |  | 0 |  |  |  |  | 91.95 | 25 |  |  |  |  | 1.38
5 | Transmission and Distribution Plant | 333 | Services | 13260 | 1010197 | 67 | RESERVOIR ACRES | 2019-09-30 | 2019 | 9 | 39.61 | 5.37 |  | 44.98 | -0.35 | 44.63 | 20 | 0 | 0 | 44.63 | 2.2315 | leveled yard and replaced sod over previous service line... |  |  |  | 0 |  |  |  |  | 44.63 | 25 |  |  |  |  | 0.67
5 | Transmission and Distribution Plant | 334 | Meters and Meter Installations | 13260 | 1010098 | 64 | BEAUMONT PLACE | 2017-10-31 | 2017 | 10 | 785.09 |  |  | 785.09 | 0 | 785.09 | 10 | 1.9138 | 150.25 | 634.84 | 78.509 | Initial Purchase-New Taps |  |  | 785.09 | 12.86 | 785.09 | 71.74 | 785.09 | 785.09 | 785.09 | 25 | 0.16376 | 0.91376 | 15.7 | 28.7 | 60.1
5 | Transmission and Distribution Plant | 334 | Meters and Meter Installations | 13260 | 1010098 | 64 | BEAUMONT PLACE | 2017-11-30 | 2017 | 11 | 3037.5 |  |  | 3037.5 | 0 | 3037.5 | 10 | 1.8316 | 556.36 | 2481.14 | 303.75 | Initial Purchase-New Taps |  |  | 3037.5 | 24.79 | 3037.5 | 252.61 | 3037.5 | 3037.5 | 3037.5 | 25 | 0.081622 | 0.83162 | 60.75 | 101.04 | 222.54
5 | Transmission and Distribution Plant | 334 | Meters and Meter Installations | 13260 | 1010098 | 64 | BEAUMONT PLACE | 2017-12-31 | 2017 | 12 | 3065 |  |  | 3065 | 0 | 3065 | 10 | 1.7467 | 535.38 | 2529.62 | 306.5 | Initial Purchase-New Taps |  |  | 3065 | 0.52 | 3065 | 228.88 | 3065 | 3065 | 3065 | 25 | 0.0017 | 0.74675 | 61.3 | 91.55 | 214.15
5 | Transmission and Distribution Plant | 334 | Meters and Meter Installations | 13260 | 1010098 | 64 | BEAUMONT PLACE | 2017-12-31 | 2017 | 12 | 1200 |  |  | 1200 | 0 | 1200 | 10 | 1.7467 | 209.61 | 990.39 | 120 | Initial Purchase-New Taps |  |  | 1200 | 0.2 | 1200 | 89.61 | 1200 | 1200 | 1200 | 25 | 0.0017 | 0.74675 | 24 | 35.84 | 83.84
5 | Transmission and Distribution Plant | 334 | Meters and Meter Installations | 13260 | 1010098 | 64 | BEAUMONT PLACE | 2018-05-31 | 2018 | 5 | 2971.94 |  |  | 2971.94 | 0 | 2971.94 | 10 | 1.3333 | 396.26 | 2575.68 | 297.194 | Initial Purchase-New Taps |  |  |  | 0 | 2971.94 | 99.06 |  | 2971.94 | 2971.94 | 25 |  | 0.33333 |  | 39.63 | 158.5
5 | Transmission and Distribution Plant | 334 | Meters and Meter Installations | 13260 | 1010098 | 64 | BEAUMONT PLACE | 2018-05-31 | 2018 | 5 | 907.5 |  |  | 907.5 | 0 | 907.5 | 10 | 1.3333 | 121 | 786.5 | 90.75 | Initial Purchase-New Taps |  |  |  | 0 | 907.5 | 30.25 |  | 907.5 | 907.5 | 25 |  | 0.33333 |  | 12.1 | 48.4
5 | Transmission and Distribution Plant | 334 | Meters and Meter Installations | 13260 | 1010098 | 64 | BEAUMONT PLACE | 2018-12-30 | 2018 | 12 | 1068.03 | 256.58 |  | 1324.61 | 0 | 1324.61 | 10 | 0.75017 | 99.37 | 1225.24 | 132.461 | New tap & Meter @ 13130 Elderberry - Beaumont Place | 1 | Each |  | 0 |  | 0 |  |  | 1324.61 | 25 |  |  |  | 0 | 19.87
5 | Transmission and Distribution Plant | 334 | Meters and Meter Installations | 13260 | 1010098 | 64 | BEAUMONT PLACE | 2018-12-30 | 2018 | 12 | 1624.66 | 390.3 |  | 2014.96 | 0 | 2014.96 | 10 | 0.75017 | 151.16 | 1863.8 | 201.496 | New tap & Meter @ 12926 Flagstaff ln - Beaumont Place | 1 | Each |  | 0 |  | 0 |  |  | 2014.96 | 25 |  |  |  | 0 | 30.22
5 | Transmission and Distribution Plant | 334 | Meters and Meter Installations | 13260 | 1010111 | 65 | CASTLEWOOD | 2019-04-01 | 2019 | 4 | 1229.77 |  |  | 1229.77 | -73.19 | 1156.58 | 10 | 0.49829 | 57.63 | 1098.95 | 115.658 | meter & Poly (meter replacement) | 1 | Each |  | 0 |  |  |  |  | 1156.58 | 25 |  |  |  |  | 17.35
5 | Transmission and Distribution Plant | 334 | Meters and Meter Installations | 13260 | 1010111 | 65 | CASTLEWOOD | 2019-04-30 | 2019 | 4 | 96.77 |  |  | 96.77 | -5.76 | 91.01 | 10 | 0.41889 | 3.81 | 87.2 | 9.101 | install long water tap and meter | 1 | Each |  | 0 |  |  |  |  | 91.01 | 25 |  |  |  |  | 1.37
5 | Transmission and Distribution Plant | 334 | Meters and Meter Installations | 13260 | 1010119 | 66 | CYPRESS BEND | 2019-04-30 | 2019 | 4 | 40.5 |  |  | 40.5 | -2.41 | 38.09 | 10 | 0.41889 | 1.6 | 36.49 | 3.809 | labor and materials to install 3/4" short water tap and meter | 1 | Each |  | 0 |  |  |  |  | 38.09 | 25 |  |  |  |  | 0.57
5 | Transmission and Distribution Plant | 334 | Meters and Meter Installations | 13260 | 1010111 | 65 | CASTLEWOOD | 2019-04-30 | 2019 | 4 | 967.7 |  |  | 967.7 | -57.59 | 910.11 | 10 | 0.41889 | 38.12 | 871.99 | 91.011 | install long water tap and meter | 1 | Each |  | 0 |  |  |  |  | 910.11 | 25 |  |  |  |  | 13.65
5 | Transmission and Distribution Plant | 334 | Meters and Meter Installations | 13260 | 1010119 | 66 | CYPRESS BEND | 2019-04-30 | 2019 | 4 | 405 |  |  | 405 | -24.1 | 380.9 | 10 | 0.41889 | 15.96 | 364.94 | 38.09 | labor and materials to install 3/4" short water tap and meter | 1 | Each |  | 0 |  |  |  |  | 380.9 | 25 |  |  |  |  | 5.71
5 | Transmission and Distribution Plant | 334 | Meters and Meter Installations | 13260 | 1010098 | 64 | BEAUMONT PLACE | 2019-05-31 | 2019 | 5 | 40.5 |  |  | 40.5 | -8.93 | 31.57 | 10 | 0.33402 | 1.05 | 30.52 | 3.157 | install 3/4" short water tap and meter | 1 | Each |  | 0 |  |  |  |  | 31.57 | 25 |  |  |  |  | 0.47
5 | Transmission and Distribution Plant | 334 | Meters and Meter Installations | 13260 | 1010098 | 64 | BEAUMONT PLACE | 2019-05-31 | 2019 | 5 | 98.28 |  |  | 98.28 | -21.68 | 76.6 | 10 | 0.33402 | 2.56 | 74.04 | 7.66 | install 3/4" short water tap and meter | 1 | Each |  | 0 |  |  |  |  | 76.6 | 25 |  |  |  |  | 1.15
5 | Transmission and Distribution Plant | 334 | Meters and Meter Installations | 13260 | 1010197 | 67 | RESERVOIR ACRES | 2019-05-31 | 2019 | 5 | 78.72 |  |  | 78.72 | -17.37 | 61.35 | 10 | 0.33402 | 2.05 | 59.3 | 6.135 | intall long water tap and meter | 1 | Each |  | 0 |  |  |  |  | 61.35 | 25 |  |  |  |  | 0.92
5 | Transmission and Distribution Plant | 334 | Meters and Meter Installations | 13260 | 1010197 | 67 | RESERVOIR ACRES | 2019-05-31 | 2019 | 5 | 40.5 |  |  | 40.5 | -8.93 | 31.57 | 10 | 0.33402 | 1.05 | 30.52 | 3.157 | install 3/4" short water tap and smart meter | 1 | Each |  | 0 |  |  |  |  | 31.57 | 25 |  |  |  |  | 0.47
5 | Transmission and Distribution Plant | 334 | Meters and Meter Installations | 13260 | 1010098 | 64 | BEAUMONT PLACE | 2019-05-31 | 2019 | 5 | 405 |  |  | 405 | -89.34 | 315.66 | 10 | 0.33402 | 10.54 | 305.12 | 31.566 | install 3/4" short water tap and meter | 1 | Each |  | 0 |  |  |  |  | 315.66 | 25 |  |  |  |  | 4.73
5 | Transmission and Distribution Plant | 334 | Meters and Meter Installations | 13260 | 1010098 | 64 | BEAUMONT PLACE | 2019-05-31 | 2019 | 5 | 982.77 |  |  | 982.77 | -216.79 | 765.98 | 10 | 0.33402 | 25.59 | 740.39 | 76.598 | install 3/4" short water tap and meter | 1 | Each |  | 0 |  |  |  |  | 765.98 | 25 |  |  |  |  | 11.49
5 | Transmission and Distribution Plant | 334 | Meters and Meter Installations | 13260 | 1010098 | 64 | BEAUMONT PLACE | 2019-05-31 | 2019 | 5 | 787.21 |  |  | 787.21 | -173.65 | 613.56 | 10 | 0.33402 | 20.49 | 593.07 | 61.356 | intall long water tap and meter | 1 | Each |  | 0 |  |  |  |  | 613.56 | 25 |  |  |  |  | 9.2
5 | Transmission and Distribution Plant | 334 | Meters and Meter Installations | 13260 | 1010098 | 64 | BEAUMONT PLACE | 2019-05-31 | 2019 | 5 | 405 |  |  | 405 | -89.34 | 315.66 | 10 | 0.33402 | 10.54 | 305.12 | 31.566 | install 3/4" short water tap and smart meter | 1 | Each |  | 0 |  |  |  |  | 315.66 | 25 |  |  |  |  | 4.73
5 | Transmission and Distribution Plant | 334 | Meters and Meter Installations | 13260 | 1010098 | 64 | BEAUMONT PLACE | 2019-06-30 | 2019 | 6 | 588.76 | 89.11 |  | 677.87 | -11.82 | 666.05 | 10 | 0.25188 | 16.78 | 649.27 | 66.605 | Install 3/4" water tap and meter | 1 | Each |  | 0 |  |  |  |  | 666.05 | 25 |  |  |  |  | 9.99
5 | Transmission and Distribution Plant | 334 | Meters and Meter Installations | 13260 | 1010098 | 64 | BEAUMONT PLACE | 2019-06-30 | 2019 | 6 | 405 | 61.3 |  | 466.3 | -8.13 | 458.17 | 10 | 0.25188 | 11.54 | 446.63 | 45.817 | install short water tap and meter | 1 | Each |  | 0 |  |  |  |  | 458.17 | 25 |  |  |  |  | 6.87
5 | Transmission and Distribution Plant | 334 | Meters and Meter Installations | 13260 | 1010119 | 66 | CYPRESS BEND | 2019-06-30 | 2019 | 6 | 405 | 61.3 |  | 466.3 | -8.13 | 458.17 | 10 | 0.25188 | 11.54 | 446.63 | 45.817 | install short 3/4" water tap and meter | 1 | Each |  | 0 |  |  |  |  | 458.17 | 25 |  |  |  |  | 6.87
5 | Transmission and Distribution Plant | 334 | Meters and Meter Installations | 13260 | 1010098 | 64 | BEAUMONT PLACE | 2019-06-30 | 2019 | 6 | 58.88 | 8.91 |  | 67.79 | -1.18 | 66.61 | 10 | 0.25188 | 1.68 | 64.93 | 6.661 | Install 3/4" water tap and meter | 1 | Each |  | 0 |  |  |  |  | 66.61 | 25 |  |  |  |  | 1
5 | Transmission and Distribution Plant | 334 | Meters and Meter Installations | 13260 | 1010098 | 64 | BEAUMONT PLACE | 2019-06-30 | 2019 | 6 | 40.5 | 6.13 |  | 46.63 | -0.81 | 45.82 | 10 | 0.25188 | 1.15 | 44.67 | 4.582 | install short water tap and meter | 1 | Each |  | 0 |  |  |  |  | 45.82 | 25 |  |  |  |  | 0.69
5 | Transmission and Distribution Plant | 334 | Meters and Meter Installations | 13260 | 1010119 | 66 | CYPRESS BEND | 2019-06-30 | 2019 | 6 | 40.5 | 6.13 |  | 46.63 | -0.81 | 45.82 | 10 | 0.25188 | 1.15 | 44.67 | 4.582 | install short 3/4" water tap and meter | 1 | Each |  | 0 |  |  |  |  | 45.82 | 25 |  |  |  |  | 0.69
5 | Transmission and Distribution Plant | 334 | Meters and Meter Installations | 13260 | NA | 99 | VARIOUS | 2019-06-30 | 2019 | 6 | 48455 | 7333.7 |  | 55788.7 | -973.17 | 54815.53 | 10 | 0.25188 | 1380.71 | 53434.82 | 5481.553 | To record meter installation from Inventory | ? |  |  | 0 |  |  |  |  | 54815.53 | 25 |  |  |  |  | 822.23
5 | Transmission and Distribution Plant | 334 | Meters and Meter Installations | 13260 | NA | 99 | VARIOUS | 2019-07-01 | 2019 | 7 | 4500 |  |  | 4500 | -249.71 | 4250.29 | 10 | 0.24914 | 105.89 | 4144.4 | 425.029 | Beacon Engagement Fee - various | NA |  |  | 0 |  |  |  |  | 4250.29 | 25 |  |  |  |  | 63.75
5 | Transmission and Distribution Plant | 334 | Meters and Meter Installations | 13260 | 1010197 | 67 | RESERVOIR ACRES | 2019-07-31 | 2019 | 7 | 405 |  |  | 405 | -22.47 | 382.53 | 10 | 0.16701 | 6.39 | 376.14 | 38.253 | Installed 3/4" short water tap and meter | 1 | Each |  | 0 |  |  |  |  | 382.53 | 25 |  |  |  |  | 5.74
5 | Transmission and Distribution Plant | 334 | Meters and Meter Installations | 13260 | 1010197 | 67 | RESERVOIR ACRES | 2019-07-31 | 2019 | 7 | 40.5 |  |  | 40.5 | -2.25 | 38.25 | 10 | 0.16701 | 0.64 | 37.61 | 3.825 | Installed 3/4" short water tap and meter | 1 | Each |  | 0 |  |  |  |  | 38.25 | 25 |  |  |  |  | 0.57
5 | Transmission and Distribution Plant | 334 | Meters and Meter Installations | 13260 | 1010111 | 65 | CASTLEWOOD | 2019-08-31 | 2019 | 8 | 1225 |  |  | 1225 | 0 | 1225 | 10 | 0.082136 | 10.06 | 1214.94 | 122.5 | to record meter installation | 1 | Each |  | 0 |  |  |  |  | 1225 | 25 |  |  |  |  | 18.38
5 | Transmission and Distribution Plant | 334 | Meters and Meter Installations | 13260 | 1010111 | 65 | CASTLEWOOD | 2019-09-30 | 2019 | 9 | 753.35 | 102.07 |  | 855.42 | -6.71 | 848.71 | 10 | 0 | 0 | 848.71 | 84.871 | Install short water tap and meter | 1 | Each |  | 0 |  |  |  |  | 848.71 | 25 |  |  |  |  | 12.73
5 | Transmission and Distribution Plant | 334 | Meters and Meter Installations | 13260 | 1010111 | 65 | CASTLEWOOD | 2019-09-30 | 2019 | 9 | 75.34 | 10.21 |  | 85.55 | -0.67 | 84.88 | 10 | 0 | 0 | 84.88 | 8.488 | Install short water tap and meter | 1 | Each |  | 0 |  |  |  |  | 84.88 | 25 |  |  |  |  | 1.27
5 | Transmission and Distribution Plant | 336 | Backflow Prevention Devices | 13260 | 1010098 | 64 | BEAUMONT PLACE | 2008-03-09 | 2008 | 3 | 744 |  |  | 744 | 0 | 744 | 50 | 11.5592 | 172 | 572 | 14.88 | Check Valve - 2" | 1 | Each | 744 | 145.96 | 744 | 157.12 | 744 | 744 | 744 | 25 | 9.8092 | 10.5592 | 291.92 | 314.24 | 344
5 | Transmission and Distribution Plant | 339 | Other Plant and Miscellaneous Equipment | 13260 | 1010119 | 66 | CYPRESS BEND | 2005-07-14 | 2005 | 7 | 1236 |  |  | 1236 | 0 | 1236 | 20 | 14.2122 | 878.31 | 357.69 | 61.8 | Master Meter - 3" | 1 | Each | 1236 | 770.16 | 1236 | 816.51 | 1236 | 1236 | 1236 | 25 | 12.4622 | 13.2122 | 616.13 | 653.21 | 702.65
5 | Transmission and Distribution Plant | 339 | Other Plant and Miscellaneous Equipment | 13260 | 1010197 | 67 | RESERVOIR ACRES | 2005-07-14 | 2005 | 7 | 2480 |  |  | 2480 | 0 | 2480 | 20 | 14.2122 | 1762.31 | 717.69 | 124 | Master Meter - 3" | 1 | Each | 2480 | 1545.31 | 2480 | 1638.31 | 2480 | 2480 | 2480 | 25 | 12.4622 | 13.2122 | 1236.25 | 1310.65 | 1409.85
5 | Transmission and Distribution Plant | 339 | Other Plant and Miscellaneous Equipment | 13260 | 1010119 | 66 | CYPRESS BEND | 2006-07-12 | 2006 | 7 | 633 |  |  | 633 | 0 | 633 | 20 | 13.2183 | 418.36 | 214.64 | 31.65 | Master Meter - 2" | 1 | Each | 633 | 362.97 | 633 | 386.71 | 633 | 633 | 633 | 25 | 11.4683 | 12.2183 | 290.38 | 309.37 | 334.69
5 | Transmission and Distribution Plant | 339 | Other Plant and Miscellaneous Equipment | 13260 | 1010111 | 65 | CASTLEWOOD | 2007-02-28 | 2007 | 2 | 848 |  |  | 848 | 0 | 848 | 20 | 12.5859 | 533.64 | 314.36 | 42.4 | Master Meter - 3" Dia. | 1 | Each | 848 | 459.44 | 848 | 491.24 | 848 | 848 | 848 | 25 | 10.8359 | 11.5859 | 367.55 | 392.99 | 426.91
5 | Transmission and Distribution Plant | 339 | Other Plant and Miscellaneous Equipment | 13260 | 1010119 | 66 | CYPRESS BEND | 2018-04-04 | 2018 | 4 | 1347.76 |  |  | 1347.76 | 0 | 1347.76 | 20 | 1.4894 | 100.37 | 1247.39 | 67.388 | Master Meter | 1 | Each |  | 0 | 1347.76 | 32.98 |  | 1347.76 | 1347.76 | 25 |  | 0.48939 |  | 26.38 | 80.29
[11 empty] | 2133649.54 | 67201.64 | 16204.7 | 2217055.88 | -9662.5 | 2207393.38 |  |  | 670205.46 | 1537187.92 | 92439.6185 |  |  |  | 905259.06 | 614073.78 | 1017564.93 | 636584.73 | 905259.06 | 1017564.93 | 2191188.68 |  |  |  | 709667.52 | 729101.48 | 760003.11

## Gulf Coast
Gulf Coast
2019-09-30
Function |  | Account |  | CCN | PWSID | Route | Location | In-service Date | In-service Year | In-service Month | Inv. Value | Overhead | AFUDC | Original Coat | CIAC | Original Cost less CIAC | Life | Age at 9/30/19 (yrs.) | Accumulated Deprecaiton 9/30/19 | Net Planrt | Depreciaton Expense | Description | Orignal Cost at 12-31-17 | Accumulated Deprecaiton 12-31-17 | Orignal Cost at 9-30-18 | Accumulated Deprecaiton 9-30-18 | Tax Basis at 12-31-17 | Tax Basis at 9-30-18 | Tax Basis at 9-30-19 | Tax Life | Age at 12-31-17 | Age at 9-30-18 | Accumulated Tax Depreciation 12-31-17 | Accumulated Tax Depreciation 9 -30-18 | Accumulated Tax Depreciation 9-30-19
Water
2 | Source of Supply | 303 | Land and Land Rights | 13260 | 0200403, 0200666, 0200665 | 99 | VARIOUS | 2005-06-30 | 2005 | 6 | 15000 |  |  | 15000 |  | 15000 | ND | 14.2505 | 0 | 15000 | 0 | Initial Inventory | 15000 | 0 | 15000 | 0 | 15000 | 15000 | 15000 | 25 | 12.5005 | 13.2505 | 0 | 0 | 0
2 | Source of Supply | 303 | Land and Land Rights | 13260 | 0200403, 0200666, 0200665 | 99 | VARIOUS | 2013-06-30 | 2013 | 6 | 18000 |  |  | 18000 |  | 18000 | ND | 6.2505 | 0 | 18000 | 0 | Initial Inventory | 18000 | 0 | 18000 | 0 | 18000 | 18000 | 18000 | 25 | 4.5005 | 5.2505 | 0 | 0 | 0
2 | Source of Supply | 303 | Land and Land Rights | 13260 | 0200403, 0200666, 0200665 | 99 | VARIOUS | 2015-06-30 | 2015 | 6 | 7400 |  |  | 7400 |  | 7400 | ND | 4.2519 | 0 | 7400 | 0 | Initial Inventory | 7400 | 0 | 7400 | 0 | 7400 | 7400 | 7400 | 25 | 2.5019 | 3.2519 | 0 | 0 | 0
2 | Source of Supply | 304 | Structures and Inprovements | 13260 | 0200403, 0200666, 0200665 | 99 | VARIOUS | 2005-06-30 | 2005 | 6 | 20289 |  |  | 20289 |  | 20289 | 20 | 14.2505 | 14456.43 | 5832.57 | 1014.45 | Initial Inventory | 20289 | 12681.15 | 20289 | 13441.98 | 20289 | 20289 | 20289 | 25 | 12.5005 | 13.2505 | 10144.92 | 10753.59 | 11565.15
2 | Source of Supply | 304 | Structures and Inprovements | 13260 | 0200403, 0200666, 0200665 | 99 | VARIOUS | 2015-06-30 | 2015 | 6 | 13141 |  |  | 13141 |  | 13141 | 20 | 4.2519 | 2793.7 | 10347.3 | 657.05 | Initial Inventory | 13141 | 1643.86 | 13141 | 2136.65 | 13141 | 13141 | 13141 | 25 | 2.5019 | 3.2519 | 1315.09 | 1709.32 | 2234.96
2 | Source of Supply | 304 | Structures and Inprovements | 13260 | 0200403, 0200666, 0200665 | 99 | VARIOUS | 2016-06-30 | 2016 | 6 | 7790 |  |  | 7790 |  | 7790 | 20 | 3.2498 | 1265.81 | 6524.19 | 389.5 | Initial Inventory | 7790 | 584.18 | 7790 | 876.31 | 7790 | 7790 | 7790 | 25 | 1.4998 | 2.2498 | 467.35 | 701.05 | 1012.65
2 | Source of Supply | 307 | Wells and Springs | 13260 | 0200403, 0200666, 0200665 | 99 | VARIOUS | 2005-06-30 | 2005 | 6 | 80638 |  |  | 80638 |  | 80638 | 50 | 14.2505 | 22982.66 | 57655.34 | 1612.76 | Initial Inventory | 80638 | 20160.33 | 80638 | 21369.9 | 80638 | 80638 | 80638 | 25 | 12.5005 | 13.2505 | 40320.66 | 42739.8 | 45965.32
2 | Source of Supply | 307 | Wells and Springs | 13260 | 0200403, 0200666, 0200665 | 99 | VARIOUS | 2015-06-30 | 2015 | 6 | 67935 |  |  | 67935 |  | 67935 | 50 | 4.2519 | 5777.03 | 62157.97 | 1358.7 | Initial Inventory | 67935 | 3399.31 | 67935 | 4418.33 | 67935 | 67935 | 67935 | 25 | 2.5019 | 3.2519 | 6798.61 | 8836.66 | 11554.06
2 | Source of Supply | 307 | Wells and Springs | 13260 | 0200403, 0200666, 0200665 | 99 | VARIOUS | 2016-06-30 | 2016 | 6 | 2500 |  |  | 2500 |  | 2500 | 50 | 3.2498 | 162.49 | 2337.51 | 50 | Initial Inventory | 2500 | 74.99 | 2500 | 112.49 | 2500 | 2500 | 2500 | 25 | 1.4998 | 2.2498 | 149.98 | 224.98 | 324.98
2 | Source of Supply | 307 | Wells and Springs | 13260 | 0200403, 0200666, 0200665 | 99 | VARIOUS | 2017-06-30 | 2017 | 6 | 9665 |  |  | 9665 |  | 9665 | 50 | 2.2505 | 435.02 | 9229.98 | 193.3 | Initial Inventory | 9665 | 96.75 | 9665 | 241.72 | 9665 | 9665 | 9665 | 25 | 0.50051 | 1.2505 | 193.3 | 483.45 | 870.05
3 | Pumping Plant | 311 | Pumping Equipment | 13260 | 0200403, 0200666, 0200665 | 99 | VARIOUS | 2005-06-30 | 2005 | 6 | 15452 |  |  | 15452 |  | 15452 | 10 | 14.2505 | 15452 | 0 | 1545.2 | Initial Inventory | 15452 | 15452 | 15452 | 15452 | 15452 | 15452 | 15452 | 25 | 12.5005 | 13.2505 | 7726.32 | 8189.88 | 8807.96
3 | Pumping Plant | 311 | Pumping Equipment | 13260 | 0200403, 0200666, 0200665 | 99 | VARIOUS | 2005-06-30 | 2005 | 6 | 22493.25 |  |  | 22493.25 |  | 22493.25 | 10 | 14.2505 | 22493.25 | 0 | 2249.325 | Initial Inventory | 22493.25 | 22493.25 | 22493.25 | 22493.25 | 22493.25 | 22493.25 | 22493.25 | 25 | 12.5005 | 13.2505 | 11247.09 | 11921.88 | 12821.61
3 | Pumping Plant | 311 | Pumping Equipment | 13260 | 0200403, 0200666, 0200665 | 99 | VARIOUS | 2006-06-30 | 2006 | 6 | 19478.75 |  |  | 19478.75 |  | 19478.75 | 10 | 13.2512 | 19478.75 | 0 | 1947.875 | Initial Inventory | 19478.75 | 19478.75 | 19478.75 | 19478.75 | 19478.75 | 19478.75 | 19478.75 | 25 | 11.5012 | 12.2512 | 8961.16 | 9545.52 | 10324.67
3 | Pumping Plant | 311 | Pumping Equipment | 13260 | 0200403, 0200666, 0200665 | 99 | VARIOUS | 2011-06-30 | 2011 | 6 | 22011.75 |  |  | 22011.75 |  | 22011.75 | 10 | 8.2519 | 18163.84 | 3847.91 | 2201.175 | Initial Inventory | 22011.75 | 14311.78 | 22011.75 | 15962.66 | 22011.75 | 22011.75 | 22011.75 | 25 | 6.5019 | 7.2519 | 5724.71 | 6385.06 | 7265.53
3 | Pumping Plant | 311 | Pumping Equipment | 13260 | 0200403, 0200666, 0200665 | 99 | VARIOUS | 2013-06-30 | 2013 | 6 | 215 |  |  | 215 |  | 215 | 10 | 6.2505 | 134.39 | 80.61 | 21.5 | Initial Inventory | 215 | 96.76 | 215 | 112.89 | 215 | 215 | 215 | 25 | 4.5005 | 5.2505 | 38.7 | 45.15 | 53.75
3 | Pumping Plant | 311 | Pumping Equipment | 13260 | 0200403, 0200666, 0200665 | 99 | VARIOUS | 2013-06-30 | 2013 | 6 | 451 |  |  | 451 |  | 451 | 10 | 6.2505 | 281.9 | 169.1 | 45.1 | Initial Inventory | 451 | 202.97 | 451 | 236.8 | 451 | 451 | 451 | 25 | 4.5005 | 5.2505 | 81.19 | 94.72 | 112.76
3 | Pumping Plant | 311 | Pumping Equipment | 13260 | 0200403, 0200666, 0200665 | 99 | VARIOUS | 2015-06-30 | 2015 | 6 | 20400 |  |  | 20400 |  | 20400 | 10 | 4.2519 | 8673.84 | 11726.16 | 2040 | Initial Inventory | 20400 | 5103.84 | 20400 | 6633.84 | 20400 | 20400 | 20400 | 25 | 2.5019 | 3.2519 | 2041.54 | 2653.54 | 3469.54
3 | Pumping Plant | 311 | Pumping Equipment | 13260 | 0200403, 0200666, 0200665 | 99 | VARIOUS | 2016-06-30 | 2016 | 6 | 2087 |  |  | 2087 |  | 2087 | 10 | 3.2498 | 678.24 | 1408.76 | 208.7 | Initial Inventory | 2087 | 313.01 | 2087 | 469.54 | 2087 | 2087 | 2087 | 25 | 1.4998 | 2.2498 | 125.21 | 187.82 | 271.3
3 | Pumping Plant | 311 | Pumping Equipment | 13260 | 0200403, 0200666, 0200665 | 99 | VARIOUS | 2017-06-30 | 2017 | 6 | 6204 |  |  | 6204 |  | 6204 | 10 | 2.2505 | 1396.22 | 4807.78 | 620.4 | Initial Inventory | 6204 | 310.52 | 6204 | 775.82 | 6204 | 6204 | 6204 | 25 | 0.50051 | 1.2505 | 124.08 | 310.33 | 558.49
4 | Water Treatment | 320 | Water Treatment Equipment | 13260 | 0200403, 0200666, 0200665 | 99 | VARIOUS | 2005-06-30 | 2005 | 6 | 21844 |  |  | 21844 |  | 21844 | 20 | 14.2505 | 15564.41 | 6279.59 | 1092.2 | Initial Inventory | 21844 | 13653.06 | 21844 | 14472.21 | 21844 | 21844 | 21844 | 25 | 12.5005 | 13.2505 | 10922.45 | 11577.77 | 12451.53
4 | Water Treatment | 320 | Water Treatment Equipment | 13260 | 0200403, 0200666, 0200665 | 99 | VARIOUS | 2005-06-30 | 2005 | 6 | 65351 |  |  | 65351 |  | 65351 | 20 | 14.2505 | 46564.26 | 18786.74 | 3267.55 | Initial Inventory | 65351 | 40846.05 | 65351 | 43296.71 | 65351 | 65351 | 65351 | 25 | 12.5005 | 13.2505 | 32676.84 | 34637.37 | 37251.41
4 | Water Treatment | 320 | Water Treatment Equipment | 13260 | 0200403, 0200666, 0200665 | 99 | VARIOUS | 2008-06-30 | 2008 | 6 | 38634 |  |  | 38634 |  | 38634 | 20 | 11.2498 | 21731.29 | 16902.71 | 1931.7 | Initial Inventory | 38634 | 18350.82 | 38634 | 19799.59 | 38634 | 38634 | 38634 | 25 | 9.4998 | 10.2498 | 14680.66 | 15839.68 | 17385.04
4 | Water Treatment | 320 | Water Treatment Equipment | 13260 | 0200403, 0200666, 0200665 | 99 | VARIOUS | 2008-06-30 | 2008 | 6 | 38634 |  |  | 38634 |  | 38634 | 20 | 11.2498 | 21731.29 | 16902.71 | 1931.7 | Initial Inventory | 38634 | 18350.82 | 38634 | 19799.59 | 38634 | 38634 | 38634 | 25 | 9.4998 | 10.2498 | 14680.66 | 15839.68 | 17385.04
4 | Water Treatment | 320 | Water Treatment Equipment | 13260 | 0200403, 0200666, 0200665 | 99 | VARIOUS | 2011-06-30 | 2011 | 6 | 39354 |  |  | 39354 |  | 39354 | 20 | 8.2519 | 16237.23 | 23116.77 | 1967.7 | Initial Inventory | 39354 | 12793.75 | 39354 | 14269.53 | 39354 | 39354 | 39354 | 25 | 6.5019 | 7.2519 | 10235 | 11415.62 | 12989.78
4 | Water Treatment | 320 | Water Treatment Equipment | 13260 | 0200403, 0200666, 0200665 | 99 | VARIOUS | 2013-06-30 | 2013 | 6 | 345 |  |  | 345 |  | 345 | 20 | 6.2505 | 107.82 | 237.18 | 17.25 | Initial Inventory | 345 | 77.63 | 345 | 90.57 | 345 | 345 | 345 | 25 | 4.5005 | 5.2505 | 62.11 | 72.46 | 86.26
4 | Water Treatment | 320 | Water Treatment Equipment | 13260 | 0200403, 0200666, 0200665 | 99 | VARIOUS | 2013-06-30 | 2013 | 6 | 805 |  |  | 805 |  | 805 | 20 | 6.2505 | 251.58 | 553.42 | 40.25 | Initial Inventory | 805 | 181.15 | 805 | 211.33 | 805 | 805 | 805 | 25 | 4.5005 | 5.2505 | 144.92 | 169.07 | 201.27
4 | Water Treatment | 320 | Water Treatment Equipment | 13260 | 0200403, 0200666, 0200665 | 99 | VARIOUS | 2014-06-30 | 2014 | 6 | 888 |  |  | 888 |  | 888 | 20 | 5.2512 | 233.15 | 654.85 | 44.4 | Initial Inventory | 888 | 155.45 | 888 | 188.75 | 888 | 888 | 888 | 25 | 3.5012 | 4.2512 | 124.36 | 151 | 186.52
4 | Water Treatment | 320 | Water Treatment Equipment | 13260 | 0200403, 0200666, 0200665 | 99 | VARIOUS | 2015-06-30 | 2015 | 6 | 3384 |  |  | 3384 |  | 3384 | 20 | 4.2519 | 719.42 | 2664.58 | 169.2 | Initial Inventory | 3384 | 423.32 | 3384 | 550.22 | 3384 | 3384 | 3384 | 25 | 2.5019 | 3.2519 | 338.65 | 440.17 | 575.53
4 | Water Treatment | 320 | Water Treatment Equipment | 13260 | 0200403, 0200666, 0200665 | 99 | VARIOUS | 2016-06-30 | 2016 | 6 | 2065 |  |  | 2065 |  | 2065 | 20 | 3.2498 | 335.54 | 1729.46 | 103.25 | Initial Inventory | 2065 | 154.86 | 2065 | 232.29 | 2065 | 2065 | 2065 | 25 | 1.4998 | 2.2498 | 123.89 | 185.84 | 268.44
4 | Water Treatment | 320 | Water Treatment Equipment | 13260 | 0200403, 0200666, 0200665 | 99 | VARIOUS | 2016-06-30 | 2016 | 6 | 2256 |  |  | 2256 |  | 2256 | 20 | 3.2498 | 366.58 | 1889.42 | 112.8 | Initial Inventory | 2256 | 169.18 | 2256 | 253.78 | 2256 | 2256 | 2256 | 25 | 1.4998 | 2.2498 | 135.34 | 203.02 | 293.26
4 | Water Treatment | 320 | Water Treatment Equipment | 13260 | 0200403, 0200666, 0200665 | 99 | VARIOUS | 2017-06-30 | 2017 | 6 | 12922 |  |  | 12922 |  | 12922 | 20 | 2.2505 | 1454.06 | 11467.94 | 646.1 | Initial Inventory | 12922 | 323.38 | 12922 | 807.96 | 12922 | 12922 | 12922 | 25 | 0.50051 | 1.2505 | 258.44 | 646.37 | 1163.25
4 | Water Treatment | 320 | Water Treatment Equipment | 13260 | 0200403, 0200666, 0200665 | 99 | VARIOUS | 2017-06-30 | 2017 | 6 | 500 |  |  | 500 |  | 500 | 20 | 2.2505 | 56.26 | 443.74 | 25 | Initial Inventory | 500 | 12.51 | 500 | 31.26 | 500 | 500 | 500 | 25 | 0.50051 | 1.2505 | 10 | 25.01 | 45.01
4 | Water Treatment | 320 | Water Treatment Equipment | 13260 | 0200403 | 86 | SOUTHWOOD | 2019-08-01 | 2019 | 8 | 340.25 |  |  | 340.25 |  | 340.25 | 20 | 0.16427 | 2.79 | 337.46 | 17.0125 | materials to install new water level gauge |  | 0 |  | 0 |  |  | 340.25 | 25 |  |  |  | 0 | 5.1
5 | Transmission and Distribution Plant | 330 | Distribution Reservoirs and Standpipes | 13260 | 0200403, 0200666, 0200665 | 99 | VARIOUS | 2005-06-30 | 2005 | 6 | 87232.79 |  |  | 87232.79 |  | 87232.79 | 50 | 14.2505 | 24862.24 | 62370.55 | 1744.6558 | Initial Inventory | 87232.79 | 21809.09 | 87232.79 | 23117.58 | 87232.79 | 87232.79 | 87232.79 | 25 | 12.5005 | 13.2505 | 43618.19 | 46235.17 | 49724.48
5 | Transmission and Distribution Plant | 330 | Distribution Reservoirs and Standpipes | 13260 | 0200403, 0200666, 0200665 | 99 | VARIOUS | 2006-06-30 | 2006 | 6 | 45602.21 |  |  | 45602.21 |  | 45602.21 | 50 | 13.2512 | 12085.68 | 33516.53 | 912.0442 | Initial Inventory | 45602.21 | 10489.6 | 45602.21 | 11173.63 | 45602.21 | 45602.21 | 45602.21 | 25 | 11.5012 | 12.2512 | 20979.2 | 22347.27 | 24171.36
5 | Transmission and Distribution Plant | 330 | Distribution Reservoirs and Standpipes | 13260 | 0200403, 0200666, 0200665 | 99 | VARIOUS | 2008-06-30 | 2008 | 6 | 38634 |  |  | 38634 |  | 38634 | 50 | 11.2498 | 8692.52 | 29941.48 | 772.68 | Initial Inventory | 38634 | 7340.33 | 38634 | 7919.84 | 38634 | 38634 | 38634 | 25 | 9.4998 | 10.2498 | 14680.66 | 15839.68 | 17385.04
5 | Transmission and Distribution Plant | 330 | Distribution Reservoirs and Standpipes | 13260 | 0200403, 0200666, 0200665 | 99 | VARIOUS | 2015-06-30 | 2015 | 6 | 104834.21 |  |  | 104834.21 |  | 104834.21 | 50 | 4.2519 | 8914.85 | 95919.36 | 2096.6842 | Initial Inventory | 104834.21 | 5245.66 | 104834.21 | 6818.17 | 104834.21 | 104834.21 | 104834.21 | 25 | 2.5019 | 3.2519 | 10491.31 | 13636.34 | 17829.71
5 | Transmission and Distribution Plant | 330 | Distribution Reservoirs and Standpipes | 13260 | 0200403, 0200666, 0200665 | 99 | VARIOUS | 2016-06-30 | 2016 | 6 | 22745 |  |  | 22745 |  | 22745 | 50 | 3.2498 | 1478.35 | 21266.65 | 454.9 | Initial Inventory | 22745 | 682.27 | 22745 | 1023.45 | 22745 | 22745 | 22745 | 25 | 1.4998 | 2.2498 | 1364.54 | 2046.89 | 2956.69
5 | Transmission and Distribution Plant | 331 | Transmission and Distribution Mains | 13260 | 0200403, 0200666, 0200665 | 99 | VARIOUS | 2005-06-30 | 2005 | 6 | 697907.2 |  |  | 697907.2 |  | 697907.2 | 50 | 14.2505 | 198910.72 | 498996.48 | 13958.144 | Initial Inventory | 697907.2 | 174483.97 | 697907.2 | 184952.57 | 697907.2 | 697907.2 | 697907.2 | 25 | 12.5005 | 13.2505 | 348967.93 | 369905.15 | 397821.43
5 | Transmission and Distribution Plant | 331 | Transmission and Distribution Mains | 13260 | 0200403, 0200666, 0200665 | 99 | VARIOUS | 2008-06-30 | 2008 | 6 | 99003.8 |  |  | 99003.8 |  | 99003.8 | 50 | 11.2498 | 22275.52 | 76728.28 | 1980.076 | Initial Inventory | 99003.8 | 18810.38 | 99003.8 | 20295.44 | 99003.8 | 99003.8 | 99003.8 | 25 | 9.4998 | 10.2498 | 37620.77 | 40590.88 | 44551.03
5 | Transmission and Distribution Plant | 331 | Transmission and Distribution Mains | 13260 | 0200403, 0200666, 0200665 | 99 | VARIOUS | 2014-06-30 | 2014 | 6 | 265436.8 |  |  | 265436.8 |  | 265436.8 | 50 | 5.2512 | 27877.22 | 237559.58 | 5308.736 | Initial Inventory | 265436.8 | 18586.93 | 265436.8 | 22568.49 | 265436.8 | 265436.8 | 265436.8 | 25 | 3.5012 | 4.2512 | 37173.87 | 45136.97 | 55754.45
5 | Transmission and Distribution Plant | 331 | Transmission and Distribution Mains | 13260 | 0200403, 0200666, 0200665 | 99 | VARIOUS | 2015-06-30 | 2015 | 6 | 214470 |  |  | 214470 |  | 214470 | 50 | 4.2519 | 18238.02 | 196231.98 | 4289.4 | Initial Inventory | 214470 | 10731.57 | 214470 | 13948.62 | 214470 | 214470 | 214470 | 25 | 2.5019 | 3.2519 | 21463.15 | 27897.25 | 36476.05
5 | Transmission and Distribution Plant | 331 | Transmission and Distribution Mains | 13260 | 0200403, 0200666, 0200665 | 99 | VARIOUS | 2016-06-30 | 2016 | 6 | 9011 |  |  | 9011 |  | 9011 | 50 | 3.2498 | 585.68 | 8425.32 | 180.22 | Initial Inventory | 9011 | 270.3 | 9011 | 405.46 | 9011 | 9011 | 9011 | 25 | 1.4998 | 2.2498 | 540.6 | 810.93 | 1171.37
5 | Transmission and Distribution Plant | 331 | Transmission and Distribution Mains | 13260 | 0200403, 0200666, 0200665 | 99 | VARIOUS | 2018-06-30 | 2018 | 6 | 283 |  |  | 283 |  | 283 | 50 | 1.2512 | 7.08 | 275.92 | 5.66 | Initial Inventory |  | 0 | 283 | 1.42 |  | 283 | 283 | 25 |  | 0.2512 |  | 2.84 | 14.16
5 | Transmission and Distribution Plant | 331 | Transmission and Distribution Mains | 13260 | 0200403, 0200666, 0200665 | 99 | VARIOUS | 2019-02-01 | 2019 | 2 | 0 | 2475 |  | 2475 |  | 2475 | 50 | 0.65982 | 32.66 | 2442.34 | 49.5 | Property Records Development |  | 0 |  | 0 |  |  | 2475 | 25 |  |  |  | 0 | 37.13
5 | Transmission and Distribution Plant | 331 | Transmission and Distribution Mains | 13260 | 0200403 | 86 | SOUTHWOOD | 2019-05-31 | 2019 | 5 | 1062.55 |  |  | 1062.55 |  | 1062.55 | 50 | 0.33402 | 7.1 | 1055.45 | 21.251 | Repair Leak |  | 0 |  | 0 |  |  | 1062.55 | 25 |  |  |  | 0 | 15.94
5 | Transmission and Distribution Plant | 331 | Transmission and Distribution Mains | 13260 | 0200403 | 86 | SOUTHWOOD | 2019-08-08 | 2019 | 8 | 1748.22 |  |  | 1748.22 |  | 1748.22 | 50 | 0.14511 | 5.07 | 1743.15 | 34.9644 | water main line leak |  | 0 |  | 0 |  |  | 1748.22 | 25 |  |  |  | 0 | 26.22
5 | Transmission and Distribution Plant | 333 | Services | 13260 | 0200403, 0200666, 0200665 | 99 | VARIOUS | 2005-06-30 | 2005 | 6 | 37119.9 |  |  | 37119.9 |  | 37119.9 | 20 | 14.2505 | 26448.88 | 10671.02 | 1855.995 | Initial Inventory | 37119.9 | 23200.89 | 37119.9 | 24592.89 | 37119.9 | 37119.9 | 37119.9 | 25 | 12.5005 | 13.2505 | 18560.71 | 19674.31 | 21159.11
5 | Transmission and Distribution Plant | 333 | Services | 13260 | 0200403, 0200666, 0200665 | 99 | VARIOUS | 2006-06-30 | 2006 | 6 | 719.6 |  |  | 719.6 |  | 719.6 | 20 | 13.2512 | 476.78 | 242.82 | 35.98 | Initial Inventory | 719.6 | 413.81 | 719.6 | 440.8 | 719.6 | 719.6 | 719.6 | 25 | 11.5012 | 12.2512 | 331.05 | 352.64 | 381.42
5 | Transmission and Distribution Plant | 333 | Services | 13260 | 0200403, 0200666, 0200665 | 99 | VARIOUS | 2007-06-30 | 2007 | 6 | 590 |  |  | 590 |  | 590 | 20 | 12.2519 | 361.43 | 228.57 | 29.5 | Initial Inventory | 590 | 309.81 | 590 | 331.93 | 590 | 590 | 590 | 25 | 10.5019 | 11.2519 | 247.84 | 265.54 | 289.14
5 | Transmission and Distribution Plant | 333 | Services | 13260 | 0200403, 0200666, 0200665 | 99 | VARIOUS | 2011-06-30 | 2011 | 6 | 1581.6 |  |  | 1581.6 |  | 1581.6 | 20 | 8.2519 | 652.56 | 929.04 | 79.08 | Initial Inventory | 1581.6 | 514.17 | 1581.6 | 573.48 | 1581.6 | 1581.6 | 1581.6 | 25 | 6.5019 | 7.2519 | 411.34 | 458.78 | 522.05
5 | Transmission and Distribution Plant | 333 | Services | 13260 | 0200403, 0200666, 0200665 | 99 | VARIOUS | 2013-06-30 | 2013 | 6 | 224.5 |  |  | 224.5 |  | 224.5 | 20 | 6.2505 | 70.16 | 154.34 | 11.225 | Initial Inventory | 224.5 | 50.52 | 224.5 | 58.94 | 224.5 | 224.5 | 224.5 | 25 | 4.5005 | 5.2505 | 40.41 | 47.15 | 56.13
5 | Transmission and Distribution Plant | 333 | Services | 13260 | 0200403, 0200666, 0200665 | 99 | VARIOUS | 2015-06-30 | 2015 | 6 | 2778.5 |  |  | 2778.5 |  | 2778.5 | 20 | 4.2519 | 590.69 | 2187.81 | 138.925 | Initial Inventory | 2778.5 | 347.57 | 2778.5 | 451.77 | 2778.5 | 2778.5 | 2778.5 | 25 | 2.5019 | 3.2519 | 278.06 | 361.41 | 472.55
5 | Transmission and Distribution Plant | 333 | Services | 13260 | 0200403, 0200666, 0200665 | 99 | VARIOUS | 2016-06-30 | 2016 | 6 | 836.5 |  |  | 836.5 |  | 836.5 | 20 | 3.2498 | 135.92 | 700.58 | 41.825 | Initial Inventory | 836.5 | 62.73 | 836.5 | 94.1 | 836.5 | 836.5 | 836.5 | 25 | 1.4998 | 2.2498 | 50.18 | 75.28 | 108.74
5 | Transmission and Distribution Plant | 333 | Services | 13260 | 0200403, 0200666, 0200665 | 99 | VARIOUS | 2017-06-30 | 2017 | 6 | 1875 |  |  | 1875 |  | 1875 | 20 | 2.2505 | 210.99 | 1664.01 | 93.75 | Initial Inventory | 1875 | 46.92 | 1875 | 117.24 | 1875 | 1875 | 1875 | 25 | 0.50051 | 1.2505 | 37.5 | 93.79 | 168.79
5 | Transmission and Distribution Plant | 333 | Services | 13260 | 0200403, 0200666, 0200665 | 99 | VARIOUS | 2018-06-30 | 2018 | 6 | 230.5 |  |  | 230.5 |  | 230.5 | 20 | 1.2512 | 14.42 | 216.08 | 11.525 | Initial Inventory |  |  | 230.5 | 2.9 |  | 230.5 | 230.5 | 25 |  | 0.2512 |  | 2.32 | 11.54
5 | Transmission and Distribution Plant | 333 | Services | 13260 | 0200403 | 86 | SOUTHWOOD | 2019-05-31 | 2019 | 5 | 1531.5 |  |  | 1531.5 |  | 1531.5 | 20 | 0.33402 | 25.58 | 1505.92 | 76.575 | Repair Leak | [6 empty] | 1531.5 | 25 |  |  |  | 0 | 22.97
5 | Transmission and Distribution Plant | 334 | Meters and Meter Installations | 13260 | 0200403, 0200666, 0200665 | 99 | VARIOUS | 2005-06-30 | 2005 | 6 | 37119.9 |  |  | 37119.9 |  | 37119.9 | 10 | 14.2505 | 37119.9 | 0 | 3711.99 | Initial Inventory | 37119.9 | 37119.9 | 37119.9 | 37119.9 | 37119.9 | 37119.9 | 37119.9 | 25 | 12.5005 | 13.2505 | 18560.71 | 19674.31 | 21159.11
5 | Transmission and Distribution Plant | 334 | Meters and Meter Installations | 13260 | 0200403, 0200666, 0200665 | 99 | VARIOUS | 2006-06-30 | 2006 | 6 | 719.6 |  |  | 719.6 |  | 719.6 | 10 | 13.2512 | 719.6 | 0 | 71.96 | Initial Inventory | 719.6 | 719.6 | 719.6 | 719.6 | 719.6 | 719.6 | 719.6 | 25 | 11.5012 | 12.2512 | 331.05 | 352.64 | 381.42
5 | Transmission and Distribution Plant | 334 | Meters and Meter Installations | 13260 | 0200403, 0200666, 0200665 | 99 | VARIOUS | 2007-06-30 | 2007 | 6 | 590 |  |  | 590 |  | 590 | 10 | 12.2519 | 590 | 0 | 59 | Initial Inventory | 590 | 590 | 590 | 590 | 590 | 590 | 590 | 25 | 10.5019 | 11.2519 | 247.84 | 265.54 | 289.14
5 | Transmission and Distribution Plant | 334 | Meters and Meter Installations | 13260 | 0200403, 0200666, 0200665 | 99 | VARIOUS | 2011-06-30 | 2011 | 6 | 1581.6 |  |  | 1581.6 |  | 1581.6 | 10 | 8.2519 | 1305.12 | 276.48 | 158.16 | Initial Inventory | 1581.6 | 1028.34 | 1581.6 | 1146.96 | 1581.6 | 1581.6 | 1581.6 | 25 | 6.5019 | 7.2519 | 411.34 | 458.78 | 522.05
5 | Transmission and Distribution Plant | 334 | Meters and Meter Installations | 13260 | 0200403, 0200666, 0200665 | 99 | VARIOUS | 2013-06-30 | 2013 | 6 | 224.5 |  |  | 224.5 |  | 224.5 | 10 | 6.2505 | 140.32 | 84.18 | 22.45 | Initial Inventory | 224.5 | 101.04 | 224.5 | 117.87 | 224.5 | 224.5 | 224.5 | 25 | 4.5005 | 5.2505 | 40.41 | 47.15 | 56.13
5 | Transmission and Distribution Plant | 334 | Meters and Meter Installations | 13260 | 0200403, 0200666, 0200665 | 99 | VARIOUS | 2015-06-30 | 2015 | 6 | 2778.5 |  |  | 2778.5 |  | 2778.5 | 10 | 4.2519 | 1181.39 | 1597.11 | 277.85 | Initial Inventory | 2778.5 | 695.15 | 2778.5 | 903.54 | 2778.5 | 2778.5 | 2778.5 | 25 | 2.5019 | 3.2519 | 278.06 | 361.41 | 472.55
5 | Transmission and Distribution Plant | 334 | Meters and Meter Installations | 13260 | 0200403, 0200666, 0200665 | 99 | VARIOUS | 2016-06-30 | 2016 | 6 | 836.5 |  |  | 836.5 |  | 836.5 | 10 | 3.2498 | 271.85 | 564.65 | 83.65 | Initial Inventory | 836.5 | 125.46 | 836.5 | 188.2 | 836.5 | 836.5 | 836.5 | 25 | 1.4998 | 2.2498 | 50.18 | 75.28 | 108.74
5 | Transmission and Distribution Plant | 334 | Meters and Meter Installations | 13260 | 0200403, 0200666, 0200665 | 99 | VARIOUS | 2017-06-30 | 2017 | 6 | 1875 |  |  | 1875 |  | 1875 | 10 | 2.2505 | 421.97 | 1453.03 | 187.5 | Initial Inventory | 1875 | 93.85 | 1875 | 234.47 | 1875 | 1875 | 1875 | 25 | 0.50051 | 1.2505 | 37.5 | 93.79 | 168.79
5 | Transmission and Distribution Plant | 334 | Meters and Meter Installations | 13260 | 0200403, 0200666, 0200665 | 99 | VARIOUS | 2018-06-30 | 2018 | 6 | 230.5 |  |  | 230.5 |  | 230.5 | 10 | 1.2512 | 28.84 | 201.66 | 23.05 | Initial Inventory |  | 0 | 230.5 | 5.79 |  | 230.5 | 230.5 | 25 |  | 0.2512 |  | 2.32 | 11.54
[11 empty] | 2259887.48 | 2475 | 0 | 2262362.48 | 0 | 2262362.48 |  |  | 654720.36 | 1607642.12 | 66300.0531 |  | 2254460.96 | 555765.29 | 2255204.96 | 598131.77 | 2254460.96 | 2255204.96 | 2262362.48 |  |  |  | 756667.63 | 823097.62 | 911797.19
Sewer
2 | Collection plant | 361 | Collection Sewers - Gravity | 20816 | 0093823 | 99 | VARIOUS | 2005-06-30 | 2005 | 6 | 1077536 |  |  | 1077536 |  | 1077536 | 50 | 14.2505 | 307108.82 | 770427.18 | 21550.72 | Initial Inventory | 1077536 | 269395.06 | 1077536 | 285558.1 | 1077536 | 1077536 | 1077536 | 25 | 12.5005 | 13.2505 | 538790.13 | 571116.21 | 614217.65
2 | Collection plant | 361 | Collection Sewers - Gravity | 20816 | 0093823 | 99 | VARIOUS | 2014-06-30 | 2014 | 6 | 37435 |  |  | 37435 |  | 37435 | 50 | 5.2512 | 3931.57 | 33503.43 | 748.7 | Initial Inventory | 37435 | 2621.35 | 37435 | 3182.87 | 37435 | 37435 | 37435 | 25 | 3.5012 | 4.2512 | 5242.69 | 6365.74 | 7863.14
2 | Collection plant | 361 | Collection Sewers - Gravity | 20816 | 0093823 | 99 | VARIOUS | 2016-06-30 | 2016 | 6 | 10725 |  |  | 10725 |  | 10725 | 50 | 3.2498 | 697.09 | 10027.91 | 214.5 | Initial Inventory | 10725 | 321.71 | 10725 | 482.59 | 10725 | 10725 | 10725 | 25 | 1.4998 | 2.2498 | 643.43 | 965.18 | 1394.18
3 | System Pumping Plant | 353 | Land and Land Rights | 20816 | 0093823 | 99 | VARIOUS | 2013-06-30 | 2013 | 6 | 18000 |  |  | 18000 |  | 18000 | ND | 6.2505 | 0 | 18000 | 0 | Initial Inventory | 18000 | 0 | 18000 | 0 | 18000 | 18000 | 18000 | 25 | 4.5005 | 5.2505 | 0 | 0 | 0
3 | System Pumping Plant | 354 | Structures and Inprovements | 20816 | 0093823 | 99 | VARIOUS | 2014-06-30 | 2014 | 6 | 1528 |  |  | 1528 |  | 1528 | 30 | 5.2512 | 267.46 | 1260.54 | 45.84 | Initial Inventory | 1528 | 178.33 | 1528 | 216.53 | 1528 | 1528 | 1528 | 25 | 3.5012 | 4.2512 | 213.99 | 259.83 | 320.95
3 | System Pumping Plant | 354 | Structures and Inprovements | 20816 | 0093823 | 99 | VARIOUS | 2017-06-30 | 2017 | 6 | 6500 |  |  | 6500 |  | 6500 | 30 | 2.2505 | 487.61 | 6012.39 | 195 | Initial Inventory | 6500 | 108.44 | 6500 | 270.94 | 6500 | 6500 | 6500 | 25 | 0.50051 | 1.2505 | 130.13 | 325.13 | 585.13
3 | System Pumping Plant | 371 | Pumping Equipment | 20816 | 0093823 | 99 | VARIOUS | 2005-06-30 | 2005 | 6 | 70906.61 |  |  | 70906.61 |  | 70906.61 | 10 | 14.2505 | 70906.61 | 0 | 7090.661 | Initial Inventory | 70906.61 | 70906.61 | 70906.61 | 70906.61 | 70906.61 | 70906.61 | 70906.61 | 15 | 12.5005 | 13.2505 | 60440.79 | 63578.41 | 67767.22
3 | System Pumping Plant | 371 | Pumping Equipment | 20816 | 0093823 | 99 | VARIOUS | 2008-06-30 | 2008 | 6 | 3736.39 |  |  | 3736.39 |  | 3736.39 | 10 | 11.2498 | 3736.39 | 0 | 373.639 | Initial Inventory | 3736.39 | 3549.51 | 3736.39 | 3736.39 | 3736.39 | 3736.39 | 3736.39 | 15 | 9.4998 | 10.2498 | 2522.81 | 2688.43 | 2908.97
3 | System Pumping Plant | 371 | Pumping Equipment | 20816 | 0093823 | 99 | VARIOUS | 2013-06-30 | 2013 | 6 | 6876.39 |  |  | 6876.39 |  | 6876.39 | 10 | 6.2505 | 4298.1 | 2578.29 | 687.639 | Initial Inventory | 6876.39 | 3094.73 | 6876.39 | 3610.46 | 6876.39 | 6876.39 | 6876.39 | 15 | 4.5005 | 5.2505 | 2591.02 | 2912.32 | 3323.7
3 | System Pumping Plant | 371 | Pumping Equipment | 20816 | 0093823 | 99 | VARIOUS | 2015-06-30 | 2015 | 6 | 20993 |  |  | 20993 |  | 20993 | 10 | 4.2519 | 8925.98 | 12067.02 | 2099.3 | Initial Inventory | 20993 | 5252.2 | 20993 | 6826.68 | 20993 | 20993 | 20993 | 15 | 2.5019 | 3.2519 | 4838.89 | 6051.23 | 7546.46
3 | System Pumping Plant | 371 | Pumping Equipment | 20816 | 0093823 | 99 | VARIOUS | 2016-06-30 | 2016 | 6 | 6322 |  |  | 6322 |  | 6322 | 10 | 3.2498 | 2054.54 | 4267.46 | 632.2 | Initial Inventory | 6322 | 948.19 | 6322 | 1422.34 | 6322 | 6322 | 6322 | 15 | 1.4998 | 2.2498 | 916.69 | 1322.09 | 1822.32
3 | System Pumping Plant | 371 | Pumping Equipment | 20816 | 0093823 | 99 | VARIOUS | 2017-06-30 | 2017 | 6 | 5024 |  |  | 5024 |  | 5024 | 10 | 2.2505 | 1130.66 | 3893.34 | 502.4 | Initial Inventory | 5024 | 251.46 | 5024 | 628.26 | 5024 | 5024 | 5024 | 15 | 0.50051 | 1.2505 | 251.2 | 609.16 | 1050.64
3 | System Pumping Plant | 371 | Pumping Equipment | 20816 | 0093823 | 99 | VARIOUS | 2018-06-30 | 2018 | 6 | 2928 |  |  | 2928 |  | 2928 | 10 | 1.2512 | 366.35 | 2561.65 | 292.8 | Initial Inventory |  | 0 |  | 73.55 |  | 2928 | 2928 | 15 |  | 0.2512 |  | 109.8 | 355.02
4 | Treatment and Disposal Plant | 353 | Land and Land Rights | 20816 | 0093823 | 86 | SOUTHWOOD | 2005-06-30 | 2005 | 6 | 15000 |  |  | 15000 |  | 15000 | ND | 14.2505 | 0 | 15000 | 0 | Initial Inventory | 15000 | 0 | 15000 | 0 | 15000 | 15000 | 15000 | ND | 12.5005 | 13.2505 | 0 | 0 | 0
4 | Treatment and Disposal Plant | 354 | Structures and Inprovements | 20816 | 0093823 | 86 | SOUTHWOOD | 2005-06-30 | 2005 | 6 | 52200 |  |  | 52200 |  | 52200 | 30 | 14.2505 | 24795.89 | 27404.11 | 1566 | Initial Inventory | 52200 | 21750.89 | 52200 | 23055.89 | 52200 | 52200 | 52200 | 25 | 12.5005 | 13.2505 | 26101.07 | 27667.07 | 29755.07
4 | Treatment and Disposal Plant | 380 | Treatment and Disposal Equipment | 20816 | 0093823 | 86 | SOUTHWOOD | 2005-06-30 | 2005 | 6 | 212 |  |  | 212 |  | 212 | 25 | 14.2505 | 120.84 | 91.16 | 8.48 | Initial Inventory | 212 | 106 | 212 | 112.36 | 212 | 212 | 212 | 15 | 12.5005 | 13.2505 | 180.71 | 190.09 | 202.61
4 | Treatment and Disposal Plant | 380 | Treatment and Disposal Equipment | 20816 | 0093823 | 86 | SOUTHWOOD | 2005-06-30 | 2005 | 6 | 24400 |  |  | 24400 |  | 24400 | 25 | 14.2505 | 13908.5 | 10491.5 | 976 | Initial Inventory | 24400 | 12200.5 | 24400 | 12932.5 | 24400 | 24400 | 24400 | 15 | 12.5005 | 13.2505 | 20798.56 | 21878.26 | 23319.69
4 | Treatment and Disposal Plant | 380 | Treatment and Disposal Equipment | 20816 | 0093823 | 86 | SOUTHWOOD | 2005-06-30 | 2005 | 6 | 108005 |  |  | 108005 |  | 108005 | 25 | 14.2505 | 61565.07 | 46439.93 | 4320.2 | Initial Inventory | 108005 | 54004.72 | 108005 | 57244.87 | 108005 | 108005 | 108005 | 15 | 12.5005 | 13.2505 | 92063.46 | 96842.68 | 103223.08
4 | Treatment and Disposal Plant | 380 | Treatment and Disposal Equipment | 20816 | 0093823 | 86 | SOUTHWOOD | 2005-06-30 | 2005 | 6 | 1064978.7 |  |  | 1064978.7 |  | 1064978.7 | 25 | 14.2505 | 607059.73 | 457918.97 | 42599.148 | Initial Inventory | 1064978.7 | 532511.22 | 1064978.7 | 564460.58 | 1064978.7 | 1064978.7 | 1064978.7 | 15 | 12.5005 | 13.2505 | 907787.84 | 954913.15 | 1017826.77
4 | Treatment and Disposal Plant | 380 | Treatment and Disposal Equipment | 20816 | 0093823 | 86 | SOUTHWOOD | 2006-06-30 | 2006 | 6 | 37639.3 |  |  | 37639.3 |  | 37639.3 | 25 | 13.2512 | 19950.63 | 17688.67 | 1505.572 | STP-BLOWERS AND LIFT- Initial Inventory | 37639.3 | 17315.88 | 37639.3 | 18445.06 | 37639.3 | 37639.3 | 37639.3 | 15 | 11.5012 | 12.2512 | 29859.26 | 31527.62 | 33749.28
4 | Treatment and Disposal Plant | 380 | Treatment and Disposal Equipment | 20816 | 0093823 | 86 | SOUTHWOOD | 2011-06-30 | 2011 | 6 | 42039.3 |  |  | 42039.3 |  | 42039.3 | 25 | 8.2519 | 13876.13 | 28163.17 | 1681.572 | Initial Inventory | 42039.3 | 10933.38 | 42039.3 | 12194.56 | 42039.3 | 42039.3 | 42039.3 | 15 | 6.5019 | 7.2519 | 20939.78 | 22800.01 | 25283.49
4 | Treatment and Disposal Plant | 380 | Treatment and Disposal Equipment | 20816 | 0093823 | 86 | SOUTHWOOD | 2015-06-30 | 2015 | 6 | 1615 |  |  | 1615 |  | 1615 | 25 | 4.2519 | 274.67 | 1340.33 | 64.6 | Initial Inventory | 1615 | 161.62 | 1615 | 210.07 | 1615 | 1615 | 1615 | 15 | 2.5019 | 3.2519 | 372.26 | 465.52 | 580.55
4 | Treatment and Disposal Plant | 380 | Treatment and Disposal Equipment | 20816 | 0093823 | 86 | SOUTHWOOD | 2015-06-30 | 2015 | 6 | 38601 |  |  | 38601 |  | 38601 | 25 | 4.2519 | 6565.08 | 32035.92 | 1544.04 | Initial Inventory | 38601 | 3863.01 | 38601 | 5021.04 | 38601 | 38601 | 38601 | 15 | 2.5019 | 3.2519 | 8897.53 | 11126.74 | 13876.09
4 | Treatment and Disposal Plant | 380 | Treatment and Disposal Equipment | 20816 | 0093823 | 86 | SOUTHWOOD | 2016-06-30 | 2016 | 6 | 2504 |  |  | 2504 |  | 2504 | 25 | 3.2498 | 325.5 | 2178.5 | 100.16 | Initial Inventory | 2504 | 150.22 | 2504 | 225.34 | 2504 | 2504 | 2504 | 15 | 1.4998 | 2.2498 | 577.17 | 523.65 | 721.78
4 | Treatment and Disposal Plant | 380 | Treatment and Disposal Equipment | 20816 | 0093823 | 86 | SOUTHWOOD | 2016-06-30 | 2016 | 6 | 82006 |  |  | 82006 |  | 82006 | 25 | 3.2498 | 10660.22 | 71345.78 | 3280.24 | Initial Inventory | 82006 | 4919.8 | 82006 | 7379.98 | 82006 | 82006 | 82006 | 15 | 1.4998 | 2.2498 | 18902.38 | 17149.5 | 23638.23
4 | Treatment and Disposal Plant | 380 | Treatment and Disposal Equipment | 20816 | 0093823 | 86 | SOUTHWOOD | 2017-06-30 | 2017 | 6 | 2500 |  |  | 2500 |  | 2500 | 25 | 2.2505 | 225.05 | 2274.95 | 100 | Initial Inventory | 2500 | 50.05 | 2500 | 125.05 | 2500 | 2500 | 2500 | 15 | 0.50051 | 1.2505 | 125 | 303.13 | 522.81
4 | Treatment and Disposal Plant | 380 | Treatment and Disposal Equipment | 20816 | 0093823 | 86 | SOUTHWOOD | 2017-06-30 | 2017 | 6 | 5275 |  |  | 5275 |  | 5275 | 25 | 2.2505 | 474.86 | 4800.14 | 211 | Initial Inventory | 5275 | 105.61 | 5275 | 263.86 | 5275 | 5275 | 5275 | 15 | 0.50051 | 1.2505 | 263.75 | 639.59 | 1103.13
4 | Treatment and Disposal Plant | 380 | Treatment and Disposal Equipment | 20816 | 0093823 | 86 | SOUTHWOOD | 2018-06-30 | 2018 | 6 | 315 |  |  | 315 |  | 315 | 25 | 1.2512 | 15.77 | 299.23 | 12.6 | Initial Inventory |  | 0 | 315 | 3.17 |  | 315 | 315 | 15 |  | 0.2512 |  | 11.81 | 38.19
4 | Treatment and Disposal Plant | 380 | Treatment and Disposal Equipment | 20816 | 0093823 | 86 | SOUTHWOOD | 2018-06-30 | 2018 | 6 | 4193 |  |  | 4193 |  | 4193 | 25 | 1.2512 | 209.85 | 3983.15 | 167.72 | Initial Inventory |  | 0 | 4193 | 42.13 |  | 4193 | 4193 | 15 |  | 0.2512 |  | 157.24 | 508.4
4 | Treatment and Disposal Plant | 380 | Treatment and Disposal Equipment | 20816 | 0093823 | 86 | SOUTHWOOD | 2019-01-02 | 2019 | 1 | 4795.56 | 3039.43 |  | 7834.99 |  | 7834.99 | 25 | 0.74196 | 232.53 | 7602.46 | 313.3996 | New Blower |  | 0 |  | 0 |  |  | 7834.99 | 15 |  |  |  |  | 293.81
4 | Treatment and Disposal Plant | 380 | Treatment and Disposal Equipment | 20816 | 0093823 | 86 | SOUTHWOOD | 2019-02-14 | 2019 | 2 | 1127.5 | 714.62 |  | 1842.12 |  | 1842.12 | 25 | 0.62423 | 46 | 1796.12 | 73.6848 | Control Panel Modifications |  | 0 |  | 0 |  |  | 1842.12 | 15 |  |  |  |  | 69.08
4 | Treatment and Disposal Plant | 380 | Treatment and Disposal Equipment | 20816 | 0093823 | 86 | SOUTHWOOD | 2019-04-30 | 2019 | 4 | 1400 |  |  | 1400 |  | 1400 | 25 | 0.41889 | 23.46 | 1376.54 | 56 | Pump Maintenance |  | 0 |  | 0 |  |  | 1400 | 15 |  |  |  |  | 52.5
[16 empty] | 2761070.8 |  |  | 1164240.96 | 1596829.84 | 93013.8154 |  | 2742557.69 | 1014700.49 | 2747065.69 | 1078631.78 | 2742557.69 | 2749993.69 | 2761070.8 |  |  |  | 1743450.54 | 1842499.59 | 1983919.94

## Communituy
Community
2019-09-30
Function |  | Account |  | CCN | PWSID | Route | Location | In-service Date | In-service Year | In-service Month | Inv. Value | Overhead | AFUDC | Original Coat | CIAC | Original Cost less CIAC | Life | Age at 9/30/19 (yrs.) | Accumulated Deprecaiton 9/30/19 | Net Planrt | Depreciaton Expense | Description |  | Orignal Cost at 12-31-17 | Accumulated Deprecaiton 12-31-17 | Orignal Cost at 9-30-18 | Accumulated Deprecaiton 9-30-18 | Tax Basis at 12-31-17 | Tax Basis at 9-30-18 | Tax Basis at 9-30-19 | Tax Life | Age at 12-31-17 | Age at 9-30-18 | Accumulated Tax Depreciation 12-31-17 | Accumulated Tax Depreciation 9 -30-18 | Accumulated Tax Depreciation 9-30-19
Water
2 | Source of Supply | 303 | Land and Land Rights | 13260 | NA | 99 | VARIOUS | 2018-08-01 | 2018 | 8 | 1425 |  |  | 1425 | 0 | 1425 | ND | 1.1636 | 0 | 1425 | 0 | Land Surveys |  | 0 | 0 | 1425 | 0 | 0 | 1425 | 1425 | ND |  | 0.16359 | 0 | 0 | 0
2 | Source of Supply | 307 | Wells and Springs | 13260 | 1010264 | 168 | FOREST MANOR | 1972-07-01 | 1972 | 7 | 4123 |  |  | 4123 | 0 | 4123 | 50 | 47.2471 | 3896 | 227 | 82.46 | Well | Initial Inventory | 4123 | 3751.69 | 4123 | 3813.5351 | 4123 | 4123 | 4123 | 25 | 45.4971 | 46.2471 | 4123 | 4123 | 4123
2 | Source of Supply | 307 | Wells and Springs | 13260 | 1011302 | 169 | HEATHERGATE | 1978-10-01 | 1978 | 10 | 4123 |  |  | 4123 | 0 | 4123 | 50 | 40.9966 | 3380.58 | 742.42 | 82.46 | Well | Initial Inventory | 4123 | 3236.27 | 4123 | 3298.1178 | 4123 | 4123 | 4123 | 25 | 39.2466 | 39.9966 | 4123 | 4123 | 4123
3 | Pumping Plant | 311 | Pumping Equipment | 13260 | 1011302 | 169 | HEATHERGATE | 2018-10-01 | 2018 | 10 | 6363.04 |  |  | 6363.04 | 0 | 6363.04 | 10 | 0.99658 | 634.13 | 5728.91 | 636.304 | 5 HP Pump | 000745400000 |  | 0 | 6363.04 | 0 |  | 6363.04 | 6363.04 | 25 |  | 0 |  | 0 | 95.45
3 | Pumping Plant | 311 | Pumping Equipment | 13260 | 1010264 | 168 | FOREST MANOR | 2018-10-01 | 2018 | 10 | 537.94 |  |  | 537.94 | 0 | 537.94 | 10 | 0.99658 | 53.61 | 484.33 | 53.794 | Chemical Pump | 141295617792 |  | 0 | 537.94 | 0 |  | 537.94 | 537.94 | 25 |  | 0 |  | 0 | 8.07
3 | Pumping Plant | 311 | Pumping Equipment | 13260 | 1010264 | 168 | FOREST MANOR | 2019-02-01 | 2019 | 2 | 367.94 | 616.69 |  | 984.63 | -167.52 | 817.11 | 10 | 0.65982 | 53.91 | 763.2 | 81.711 | Intalled tap and meter | 141295626613 |  | 0 |  |  |  |  | 817.11 | 25 |  |  |  |  | 12.26
3 | Pumping Plant | 311 | Pumping Equipment | 13260 | 1011302 | 169 | HEATHERGATE | 2019-05-13 | 2019 | 5 | 9338 |  |  | 9338 | 0 | 9338 | 10 | 0.3833 | 357.92 | 8980.08 | 933.8 | Replace Pump | 27403 |  | 0 |  |  |  |  | 9338 | 25 |  |  |  |  | 140.07
3 | Pumping Plant | 311 | Pumping Equipment | 13260 | 1010264 | 168 | FOREST MANOR | 2019-08-16 | 2019 | 8 | 6735.3 |  |  | 6735.3 | 0 | 6735.3 | 10 | 0.1232 | 82.98 | 6652.32 | 673.53 | Replaced Pump | 000762780000 |  | 0 |  |  |  |  | 6735.3 | 25 |  |  |  |  | 101.03
3 | Pumping Plant | 311 | Pumping Equipment | 13260 | 1011302 | 169 | HEATHERGATE | 2019-09-04 | 2019 | 9 | 6694.8 | 2336.27 |  | 9031.07 | 0 | 9031.07 | 10 | 0.071184 | 64.29 | 8966.78 | 903.107 | replaced pump | 000763990000 |  | 0 |  |  |  |  | 9031.07 | 25 |  |  |  |  | 135.47
5 | Transmission and Distribution Plant | 330 | Distribution Reservoirs and Standpipes | 13260 | 1010264 | 168 | FOREST MANOR | 1972-07-01 | 1972 | 7 | 3217 |  |  | 3217 | 0 | 3217 | 50 | 47.2471 | 3039.88 | 177.12 | 64.34 | 1,150 Gal. PST | Initial Inventory | 3217 | 2927.28 | 3217 | 2975.5378 | 3217 | 3217 | 3217 | 25 | 45.4971 | 46.2471 | 3217 | 3217 | 3217
5 | Transmission and Distribution Plant | 330 | Distribution Reservoirs and Standpipes | 13260 | 1010264 | 168 | FOREST MANOR | 1972-07-01 | 1972 | 7 | 3260 |  |  | 3260 | 0 | 3260 | 50 | 47.2471 | 3080.51 | 179.49 | 65.2 | 525 Gal. PST | Initial Inventory | 3260 | 2966.41 | 3260 | 3015.3103 | 3260 | 3260 | 3260 | 25 | 45.4971 | 46.2471 | 3260 | 3260 | 3260
5 | Transmission and Distribution Plant | 330 | Distribution Reservoirs and Standpipes | 13260 | 1011302 | 169 | HEATHERGATE | 1978-10-01 | 1978 | 10 | 5902 |  |  | 5902 | 0 | 5902 | 50 | 40.9966 | 4839.24 | 1062.76 | 118.04 | 1,150 Gal. PST | Initial Inventory | 5902 | 4632.67 | 5902 | 4721.196 | 5902 | 5902 | 5902 | 25 | 39.2466 | 39.9966 | 5902 | 5902 | 5902
5 | Transmission and Distribution Plant | 331 | Transmission and Distribution Mains | 13260 | 1010264 | 168 | FOREST MANOR | 1972-07-01 | 1972 | 7 | 22400 |  |  | 22400 | 0 | 22400 | 50 | 47.2471 | 21166.7 | 1233.3 | 448 | Distribution System - 2" PVC | Initial Inventory | 22400 | 20382.7 | 22400 | 20718.6968 | 22400 | 22400 | 22400 | 25 | 45.4971 | 46.2471 | 22400 | 22400 | 22400
5 | Transmission and Distribution Plant | 331 | Transmission and Distribution Mains | 13260 | 1010264 | 168 | FOREST MANOR | 1972-07-01 | 1972 | 7 | 50400 |  |  | 50400 | 0 | 50400 | 50 | 47.2471 | 47625.07 | 2774.93 | 1008 | Distribution System - 4" PVC | Initial Inventory | 50400 | 45861.07 | 50400 | 46617.0678 | 50400 | 50400 | 50400 | 25 | 45.4971 | 46.2471 | 50400 | 50400 | 50400
5 | Transmission and Distribution Plant | 331 | Transmission and Distribution Mains | 13260 | 1700113 | 170 | SWEETGUM FOREST | 1976-07-14 | 1976 | 7 | 8700 |  |  | 8700 | 0 | 8700 | 50 | 43.2115 | 7518.8 | 1181.2 | 174 | Distribution System - 2" PVC | Initial Inventory | 8700 | 7214.3 | 8700 | 7344.8008 | 8700 | 8700 | 8700 | 25 | 41.4615 | 42.2115 | 8700 | 8700 | 8700
5 | Transmission and Distribution Plant | 331 | Transmission and Distribution Mains | 13260 | 1011302 | 169 | HEATHERGATE | 1978-10-01 | 1978 | 10 | 21140 |  |  | 21140 | 0 | 21140 | 50 | 40.9966 | 17333.35 | 3806.65 | 422.8 | Distribution System - 2" PVC | Initial Inventory | 21140 | 16593.45 | 21140 | 16910.553 | 21140 | 21140 | 21140 | 25 | 39.2466 | 39.9966 | 21140 | 21140 | 21140
5 | Transmission and Distribution Plant | 331 | Transmission and Distribution Mains | 13260 | 1011302 | 169 | HEATHERGATE | 1978-10-01 | 1978 | 10 | 12194 |  |  | 12194 | 0 | 12194 | 50 | 40.9966 | 9998.25 | 2195.75 | 243.88 | Distribution System - 3" PVC | Initial Inventory | 12194 | 9571.46 | 12194 | 9754.3654 | 12194 | 12194 | 12194 | 25 | 39.2466 | 39.9966 | 12194 | 12194 | 12194
5 | Transmission and Distribution Plant | 331 | Transmission and Distribution Mains | 13260 | 1011302 | 169 | HEATHERGATE | 1978-10-01 | 1978 | 10 | 9576 |  |  | 9576 | 0 | 9576 | 50 | 40.9966 | 7851.66 | 1724.34 | 191.52 | Distribution System - 4" PVC | Initial Inventory | 9576 | 7516.5 | 9576 | 7660.1446 | 9576 | 9576 | 9576 | 25 | 39.2466 | 39.9966 | 9576 | 9576 | 9576
5 | Transmission and Distribution Plant | 331 | Transmission and Distribution Mains | 13260 | 1010264 | 168 | FOREST MANOR | 2018-09-01 | 2018 | 9 | 1440 |  |  | 1440 | 0 | 1440 | 50 | 1.0787 | 31.07 | 1408.93 | 28.8 | Main Line Repair | 451 |  | 0 | 1440 | 2.2669 |  | 1440 | 1440 | 25 |  | 0.078713 |  | 4.53 | 62.13
5 | Transmission and Distribution Plant | 331 | Transmission and Distribution Mains | 13260 | 1011302 | 169 | HEATHERGATE | 2019-03-31 | 2019 | 3 | 1106.39 | 1854.38 |  | 2960.77 | -276.75 | 2684.02 | 50 | 0.50103 | 26.9 | 2657.12 | 53.6804 | Service line leak, replaced short service line | 0419-Repairs |  | 0 |  |  |  |  | 2684.02 | 25 |  |  |  |  | 40.26
5 | Transmission and Distribution Plant | 331 | Transmission and Distribution Mains | 13260 | 1011302 | 169 | HEATHERGATE | 2019-03-31 | 2019 | 3 | 110.63 | 185.42 |  | 296.05 | -27.67 | 268.38 | 50 | 0.50103 | 2.69 | 265.69 | 5.3676 | Service line leak, replaced short service line | 0419-Repairs |  | 0 |  |  |  |  | 268.38 | 25 |  |  |  |  | 4.03
5 | Transmission and Distribution Plant | 331 | Transmission and Distribution Mains | 13260 | 1011302 | 169 | HEATHERGATE | 2019-04-30 | 2019 | 4 | 513.16 |  |  | 513.16 | 0 | 513.16 | 50 | 0.41889 | 4.3 | 508.86 | 10.2632 | Install valve and blow off assembly | 0519-Repairs |  | 0 |  |  |  |  | 513.16 | 25 |  |  |  |  | 7.7
5 | Transmission and Distribution Plant | 331 | Transmission and Distribution Mains | 13260 | 1700113 | 170 | SWEETGUM FOREST | 2019-04-30 | 2019 | 4 | 1514.41 |  |  | 1514.41 | 0 | 1514.41 | 50 | 0.41889 | 12.69 | 1501.72 | 30.2882 | pulled illegal taps. installed service line to meter... | 0519-Repairs |  | 0 |  |  |  |  | 1514.41 | 25 |  |  |  |  | 22.72
5 | Transmission and Distribution Plant | 331 | Transmission and Distribution Mains | 13260 | 1011302 | 169 | HEATHERGATE | 2019-04-30 | 2019 | 4 | 51.32 |  |  | 51.32 | 0 | 51.32 | 50 | 0.41889 | 0.43 | 50.89 | 1.0264 | Install valve and blow off assembly | 0519-Repairs |  | 0 |  |  |  |  | 51.32 | 25 |  |  |  |  | 0.77
5 | Transmission and Distribution Plant | 331 | Transmission and Distribution Mains | 13260 | 1700113 | 170 | SWEETGUM FOREST | 2019-04-30 | 2019 | 4 | 151.44 |  |  | 151.44 | 0 | 151.44 | 50 | 0.41889 | 1.27 | 150.17 | 3.0288 | Replacing pump | 0519-Repairs |  | 0 |  |  |  |  | 151.44 | 25 |  |  |  |  | 2.27
5 | Transmission and Distribution Plant | 331 | Transmission and Distribution Mains | 13260 | 1011302 | 169 | HEATHERGATE | 2019-05-31 | 2019 | 5 | 565.96 |  |  | 565.96 | 0 | 565.96 | 50 | 0.33402 | 3.78 | 562.18 | 11.3192 | main line break, repaired 2" main line | 0619-Repairs |  | 0 |  |  |  |  | 565.96 | 25 |  |  |  |  | 8.49
5 | Transmission and Distribution Plant | 331 | Transmission and Distribution Mains | 13260 | 1011302 | 169 | HEATHERGATE | 2019-05-31 | 2019 | 5 | 713.39 |  |  | 713.39 | 0 | 713.39 | 50 | 0.33402 | 4.77 | 708.62 | 14.2678 | Service line break, replaced short service line, replaced u | 0619-Repairs |  | 0 |  |  |  |  | 713.39 | 25 |  |  |  |  | 10.7
5 | Transmission and Distribution Plant | 331 | Transmission and Distribution Mains | 13260 | 1011302 | 169 | HEATHERGATE | 2019-05-31 | 2019 | 5 | 56.6 |  |  | 56.6 | 0 | 56.6 | 50 | 0.33402 | 0.38 | 56.22 | 1.132 | main line break, repaired 2" main line | 0619-Repairs |  | 0 |  |  |  |  | 56.6 | 25 |  |  |  |  | 0.85
5 | Transmission and Distribution Plant | 331 | Transmission and Distribution Mains | 13260 | 1011302 | 169 | HEATHERGATE | 2019-05-31 | 2019 | 5 | 71.34 |  |  | 71.34 | 0 | 71.34 | 50 | 0.33402 | 0.48 | 70.86 | 1.4268 | Service line break, replaced short service line, replaced u | 0619-Repairs |  | 0 |  |  |  |  | 71.34 | 25 |  |  |  |  | 1.07
5 | Transmission and Distribution Plant | 331 | Transmission and Distribution Mains | 13260 | 1011302 | 169 | HEATHERGATE | 2019-06-30 | 2019 | 6 | 891.21 | 1174.44 |  | 2065.65 | 0 | 2065.65 | 50 | 0.25188 | 10.41 | 2055.24 | 41.313 | After hours main line break - repaired 3" main line. ... | 0719-Repairs |  | 0 |  |  |  |  | 2065.65 | 25 |  |  |  |  | 30.98
5 | Transmission and Distribution Plant | 331 | Transmission and Distribution Mains | 13260 | 1011302 | 169 | HEATHERGATE | 2019-06-30 | 2019 | 6 | 89.12 | 117.44 |  | 206.56 | 0 | 206.56 | 50 | 0.25188 | 1.04 | 205.52 | 4.1312 | After hours main line break - repaired 3" main line. ... | 0719-Repairs |  | 0 |  |  |  |  | 206.56 | 25 |  |  |  |  | 3.1
5 | Transmission and Distribution Plant | 331 | Transmission and Distribution Mains | 13260 | 1010264 | 168 | FOREST MANOR | 2019-08-31 | 2019 | 8 | 1306.12 |  |  | 1306.12 | 0 | 1306.12 | 50 | 0.082136 | 2.15 | 1303.97 | 26.1224 | repaired 4" main line, called for special Bac-T | 0919-Repairs |  | 0 |  |  |  |  | 1306.12 | 25 |  |  |  |  | 19.59
5 | Transmission and Distribution Plant | 331 | Transmission and Distribution Mains | 13260 | 1010264 | 168 | FOREST MANOR | 2019-08-31 | 2019 | 8 | 511.52 |  |  | 511.52 | 0 | 511.52 | 50 | 0.082136 | 0.84 | 510.68 | 10.2304 | repair 2" main line, installed new line and meter box and lid, c... | 0919-Repairs |  | 0 |  |  |  |  | 511.52 | 25 |  |  |  |  | 7.67
5 | Transmission and Distribution Plant | 331 | Transmission and Distribution Mains | 13260 | 1011302 | 169 | HEATHERGATE | 2019-08-31 | 2019 | 8 | 817.25 |  |  | 817.25 | 0 | 817.25 | 50 | 0.082136 | 1.34 | 815.91 | 16.345 | repair 2" main line, called for special Bac-T | 0919-Repairs |  | 0 |  |  |  |  | 817.25 | 25 |  |  |  |  | 12.26
5 | Transmission and Distribution Plant | 331 | Transmission and Distribution Mains | 13260 | 1011302 | 169 | HEATHERGATE | 2019-08-31 | 2019 | 8 | 874.69 |  |  | 874.69 | 0 | 874.69 | 50 | 0.082136 | 1.44 | 873.25 | 17.4938 | after hours, repaired 2" main line | 0919-Repairs |  | 0 |  |  |  |  | 874.69 | 25 |  |  |  |  | 13.12
5 | Transmission and Distribution Plant | 331 | Transmission and Distribution Mains | 13260 | 1010264 | 168 | FOREST MANOR | 2019-08-31 | 2019 | 8 | 130.61 |  |  | 130.61 | 0 | 130.61 | 50 | 0.082136 | 0.21 | 130.4 | 2.6122 | repaired 4" main line, called for special Bac-T | 0919-Repairs |  | 0 |  |  |  |  | 130.61 | 25 |  |  |  |  | 1.96
5 | Transmission and Distribution Plant | 331 | Transmission and Distribution Mains | 13260 | 1010264 | 168 | FOREST MANOR | 2019-08-31 | 2019 | 8 | 51.15 |  |  | 51.15 | 0 | 51.15 | 50 | 0.082136 | 0.08 | 51.07 | 1.023 | repair 2" main line, installed new line and meter box and lid, c... | 0919-Repairs |  | 0 |  |  |  |  | 51.15 | 25 |  |  |  |  | 0.77
5 | Transmission and Distribution Plant | 331 | Transmission and Distribution Mains | 13260 | 1011302 | 169 | HEATHERGATE | 2019-08-31 | 2019 | 8 | 81.73 |  |  | 81.73 | 0 | 81.73 | 50 | 0.082136 | 0.13 | 81.6 | 1.6346 | repair 2" main line, called for special Bac-T | 0919-Repairs |  | 0 |  |  |  |  | 81.73 | 25 |  |  |  |  | 1.23
5 | Transmission and Distribution Plant | 331 | Transmission and Distribution Mains | 13260 | 1011302 | 169 | HEATHERGATE | 2019-08-31 | 2019 | 8 | 87.47 |  |  | 87.47 | 0 | 87.47 | 50 | 0.082136 | 0.14 | 87.33 | 1.7494 | after hours, repaired 2" main line | 0919-Repairs |  | 0 |  |  |  |  | 87.47 | 25 |  |  |  |  | 1.31
5 | Transmission and Distribution Plant | 333 | Services | 13260 | 1010264 | 168 | FOREST MANOR | 2018-08-31 | 2018 | 8 | 779.21 |  |  | 779.21 | 0 | 779.21 | 20 | 1.0815 | 42.13 | 737.08 | 38.9605 | Tap | 0918 - Community |  | 0 | 779.21 | 3.1734 |  | 779.21 | 779.21 | 25 |  | 0.081451 |  | 2.54 | 33.71
5 | Transmission and Distribution Plant | 333 | Services | 13260 | 1700113 | 170 | SWEETGUM FOREST | 2019-03-31 | 2019 | 3 | 542.21 | 908.78 |  | 1450.99 | -135.63 | 1315.36 | 20 | 0.50103 | 32.95 | 1282.41 | 65.768 | Installed tap and meter | 0419-Repairs |  | 0 |  |  |  |  | 1315.36 | 25 |  |  |  |  | 19.73
5 | Transmission and Distribution Plant | 333 | Services | 13260 | 1700113 | 170 | SWEETGUM FOREST | 2019-03-31 | 2019 | 3 | 54.22 | 90.88 |  | 145.1 | -13.56 | 131.54 | 20 | 0.50103 | 3.3 | 128.24 | 6.577 | pulled illegal taps. installed service line to meter... | 0419-Repairs |  | 0 |  |  |  |  | 131.54 | 25 |  |  |  |  | 1.97
5 | Transmission and Distribution Plant | 333 | Services | 13260 | 1011302 | 169 | HEATHERGATE | 2019-04-30 | 2019 | 4 | 335.34 |  |  | 335.34 | 0 | 335.34 | 20 | 0.41889 | 7.02 | 328.32 | 16.767 | main line break, excavated & repaired 2" main, return... | 0519-Repairs |  | 0 |  |  |  |  | 335.34 | 25 |  |  |  |  | 5.03
5 | Transmission and Distribution Plant | 333 | Services | 13260 | 1011302 | 169 | HEATHERGATE | 2019-04-30 | 2019 | 4 | 33.53 |  |  | 33.53 | 0 | 33.53 | 20 | 0.41889 | 0.7 | 32.83 | 1.6765 | main line break, excavated & repaired 2" main, return... | 0519-Repairs |  | 0 |  |  |  |  | 33.53 | 25 |  |  |  |  | 0.5
5 | Transmission and Distribution Plant | 333 | Services | 13260 | 1700113 | 170 | SWEETGUM FOREST | 2019-05-31 | 2019 | 8 | 641.39 |  |  | 641.39 | 0 | 641.39 | 20 | 0.33402 | 10.71 | 630.68 | 32.0695 | main line break, repaired 2" main line | 0619-Repairs |  | 0 |  |  |  |  | 641.39 | 25 |  |  |  |  | 9.62
5 | Transmission and Distribution Plant | 333 | Services | 13260 | 1700113 | 170 | SWEETGUM FOREST | 2019-05-31 | 2019 | 8 | 64.14 |  |  | 64.14 | 0 | 64.14 | 20 | 0.33402 | 1.07 | 63.07 | 3.207 | Sweetgum Forest | 0619-Repairs |  | 0 |  |  |  |  | 64.14 | 25 |  |  |  |  | 0.96
5 | Transmission and Distribution Plant | 333 | Services | 13260 | 1010264 | 168 | FOREST MANOR | 2019-08-31 | 2019 | 8 | 334.06 |  |  | 334.06 | 0 | 334.06 | 20 | 0.082136 | 1.37 | 332.69 | 16.703 | repaired short service line, replaced 3/4" curb stop | 0919-Repairs |  | 0 |  |  |  |  | 334.06 | 25 |  |  |  |  | 5.01
5 | Transmission and Distribution Plant | 333 | Services | 13260 | 1010264 | 168 | FOREST MANOR | 2019-08-31 | 2019 | 8 | 266.09 |  |  | 266.09 | 0 | 266.09 | 20 | 0.082136 | 1.09 | 265 | 13.3045 | leveled yard and replaced sod | 0919-Repairs |  | 0 |  |  |  |  | 266.09 | 25 |  |  |  |  | 3.99
5 | Transmission and Distribution Plant | 333 | Services | 13260 | 1011302 | 169 | HEATHERGATE | 2019-08-31 | 2019 | 8 | 191.26 |  |  | 191.26 | 0 | 191.26 | 20 | 0.082136 | 0.79 | 190.47 | 9.563 | leveled yard and replaced sod | 0919-Repairs |  | 0 |  |  |  |  | 191.26 | 25 |  |  |  |  | 2.87
5 | Transmission and Distribution Plant | 333 | Services | 13260 | 1010264 | 168 | FOREST MANOR | 2019-08-31 | 2019 | 8 | 33.41 |  |  | 33.41 | 0 | 33.41 | 20 | 0.082136 | 0.14 | 33.27 | 1.6705 | repaired short service line, replaced 3/4" curb stop | 0919-Repairs |  | 0 |  |  |  |  | 33.41 | 25 |  |  |  |  | 0.5
5 | Transmission and Distribution Plant | 333 | Services | 13260 | 1010264 | 168 | FOREST MANOR | 2019-08-31 | 2019 | 8 | 26.61 |  |  | 26.61 | 0 | 26.61 | 20 | 0.082136 | 0.11 | 26.5 | 1.3305 | leveled yard and replaced sod | 0919-Repairs |  | 0 |  |  |  |  | 26.61 | 25 |  |  |  |  | 0.4
5 | Transmission and Distribution Plant | 333 | Services | 13260 | 1011302 | 169 | HEATHERGATE | 2019-08-31 | 2019 | 8 | 19.13 |  |  | 19.13 | 0 | 19.13 | 20 | 0.082136 | 0.08 | 19.05 | 0.9565 | leveled yard and replaced sod | 0919-Repairs |  | 0 |  |  |  |  | 19.13 | 25 |  |  |  |  | 0.29
5 | Transmission and Distribution Plant | 334 | Meters and Meter Installations | 13260 | NA | 99 | VARIOUS | 2008-06-01 | 2008 | 6 | 1000 |  |  | 1000 | 0 | 1000 | 10 | 11.3292 | 1000 | 0 | 100 | Service Meters - 100 Ea. | Initial Inventory | 1000 | 957.92 | 1000 | 1000 | 1000 | 1000 | 1000 | 25 | 9.5792 | 10.3292 | 383.17 | 413.17 | 453.17
5 | Transmission and Distribution Plant | 334 | Meters and Meter Installations | 13260 | 1010264 | 168 | FOREST MANOR | 2019-02-28 | 2019 | 2 | 949.88 | 1592.06 |  | 2541.94 | -432.48 | 2109.46 | 10 | 0.5859 | 123.59 | 1985.87 | 210.946 | Installed tap and meter | 19031830 |  | 0 |  |  |  |  | 2109.46 | 25 |  |  |  |  | 31.64
5 | Transmission and Distribution Plant | 334 | Meters and Meter Installations | 13260 | 1010264 | 168 | FOREST MANOR | 2019-03-31 | 2019 | 3 | 532 | 891.67 |  | 1423.67 | -133.08 | 1290.59 | 10 | 0.50103 | 64.66 | 1225.93 | 129.059 | main line break, also made tap and installed inje... | 0419-Repairs |  | 0 |  |  |  |  | 1290.59 | 25 |  |  |  |  | 19.36
5 | Transmission and Distribution Plant | 334 | Meters and Meter Installations | 13260 | 1010264 | 168 | FOREST MANOR | 2019-03-31 | 2019 | 3 | 53.2 | 89.17 |  | 142.37 | -13.31 | 129.06 | 10 | 0.50103 | 6.47 | 122.59 | 12.906 | main line break, also made tap and installed inje... | 0419-Repairs |  | 0 |  |  |  |  | 129.06 | 25 |  |  |  |  | 1.94
5 | Transmission and Distribution Plant | 334 | Meters and Meter Installations | 13260 | 1010264 | 168 | FOREST MANOR | 2019-09-30 | 2019 | 9 | 703.75 | 245.59 |  | 949.34 | 0 | 949.34 | 10 | 0 | 0 | 949.34 | 94.934 | replace short service line and installed new meter and endpoint ... | 1019-Repairs |  | 0 |  |  |  |  | 949.34 | 25 |  |  |  |  | 14.24
5 | Transmission and Distribution Plant | 334 | Meters and Meter Installations | 13260 | 1010264 | 168 | FOREST MANOR | 2019-09-30 | 2019 | 9 | 70.38 | 24.56 |  | 94.94 | 0 | 94.94 | 10 | 0 | 0 | 94.94 | 9.494 | replace short service line and installed new meter and endpoint ... | 1019-Repairs |  | 0 |  |  |  |  | 94.94 | 25 |  |  |  |  | 1.42
[14 empty] | 204389.69 | -1200 | 203189.69 |  |  | 132379.6 | 70810.09 | 7232.0939 |  |  | 146035 | 125611.72 | 156580.19 | 127834.7658 | 146035 | 156580.19 | 203189.69 | 1425 |  |  | 145418.17 | 145455.24 | 146386.68

## Consumers
Consumers
2019-09-30
Function |  | Account |  | CCN | PWSID | Route | Location | In-service Date | In-service Year | In-service Month | Inv. Value | Overhead | AFUDC | Original Coat | CIAC | Original Cost less CIAC | Life | Age at 9/30/19 (yrs.) | Accumulated Deprecaiton 9/30/19 | Net Planrt | Depreciaton Expense | Description |  | Orignal Cost at 12-31-17 | Accumulated Deprecaiton 12-31-17 | Orignal Cost at 9-30-18 | Accumulated Deprecaiton 9-30-18 | Tax Basis at 12-31-17 | Tax Basis at 9-30-18 | Tax Basis at 9-30-19 | Tax Life | Age at 12-31-17 | Age at 9-30-18 | Accumulated Tax Depreciation 12-31-17 | Accumulated Tax Depreciation 9 -30-18 | Accumulated Tax Depreciation 9-30-19
Water
2 | Source of Supply | 303 | Land and Land Rights |  |  | 203 | SPRING FOREST | 1967-01-31 | 1967 | 1 | 1976 |  |  | 1976 | 0 | 1976 | ND | 52.6626 | 0 | 1976 | 0 | Land | Initilal Inventory | 1976 | 0 | 1976 | 0 | 1976 | 1976 | 1976 | ND | 50.9126 | 51.6626 | 0 | 0 | 0
2 | Source of Supply | 303 | Land and Land Rights | 13260 | 1010132 | 220 | GREENGATE ACRES | 1968-07-01 | 1968 | 7 | 2103 |  |  | 2103 | 0 | 2103 | ND | 51.2471 | 0 | 2103 | 0 | Land | Initilal Inventory | 2103 | 0 | 2103 | 0 | 2103 | 2103 | 2103 | ND | 49.4971 | 50.2471 | 0 | 0 | 0
2 | Source of Supply | 303 | Land and Land Rights | 13260 | 1010157 | 202 | HIGHLAND RIDGE | 1968-07-01 | 1968 | 7 | 3881 |  |  | 3881 | 0 | 3881 | ND | 51.2471 | 0 | 3881 | 0 | Land | Initilal Inventory | 3881 | 0 | 3881 | 0 | 3881 | 3881 | 3881 | ND | 49.4971 | 50.2471 | 0 | 0 | 0
2 | Source of Supply | 303 | Land and Land Rights | 13260 | 1010285 | 201 | HIGHLAND MOBILE HOME SUB | 1969-01-01 | 1969 | 1 | 689 |  |  | 689 | 0 | 689 | ND | 50.7433 | 0 | 689 | 0 | Land | Initilal Inventory | 689 | 0 | 689 | 0 | 689 | 689 | 689 | ND | 48.9933 | 49.7433 | 0 | 0 | 0
2 | Source of Supply | 303 | Land and Land Rights | 13260 | 1010219 | 212 | TALL CEDARS | 1969-08-01 | 1969 | 8 | 3158 |  |  | 3158 | 0 | 3158 | ND | 50.1629 | 0 | 3158 | 0 | Land | Initilal Inventory | 3158 | 0 | 3158 | 0 | 3158 | 3158 | 3158 | ND | 48.4129 | 49.1629 | 0 | 0 | 0
2 | Source of Supply | 303 | Land and Land Rights | 13260 | 1010700 | 210 | HUFFMAN HEIGHTS | 1971-01-01 | 1971 | 1 | 4718 |  |  | 4718 | 0 | 4718 | ND | 48.7447 | 0 | 4718 | 0 | Land | Initilal Inventory | 4718 | 0 | 4718 | 0 | 4718 | 4718 | 4718 | ND | 46.9947 | 47.7447 | 0 | 0 | 0
2 | Source of Supply | 303 | Land and Land Rights | 13260 | 1700021 | 221 | JOY VILLAGE | 1971-01-01 | 1971 | 1 | 3814 |  |  | 3814 | 0 | 3814 | ND | 48.7447 | 0 | 3814 | 0 | Land | Initilal Inventory | 3814 | 0 | 3814 | 0 | 3814 | 3814 | 3814 | ND | 46.9947 | 47.7447 | 0 | 0 | 0
2 | Source of Supply | 303 | Land and Land Rights | 13260 | 1700029 | 222 | LAKEWOOD COLONY | 1971-01-01 | 1971 | 1 | 3633 |  |  | 3633 | 0 | 3633 | ND | 48.7447 | 0 | 3633 | 0 | Land | Initilal Inventory | 3633 | 0 | 3633 | 0 | 3633 | 3633 | 3633 | ND | 46.9947 | 47.7447 | 0 | 0 | 0
2 | Source of Supply | 303 | Land and Land Rights | 13260 | 1010287 | 211 | MEADOWLAKE ESTATES | 1971-01-01 | 1971 | 1 | 2351 |  |  | 2351 | 0 | 2351 | ND | 48.7447 | 0 | 2351 | 0 | Land | Initilal Inventory | 2351 | 0 | 2351 | 0 | 2351 | 2351 | 2351 | ND | 46.9947 | 47.7447 | 0 | 0 | 0
2 | Source of Supply | 303 | Land and Land Rights | 13260 | 1010252 | 213 | URBAN ACRES | 1971-01-31 | 1971 | 1 | 5972 |  |  | 5972 | 0 | 5972 | ND | 48.6626 | 0 | 5972 | 0 | Land | Initilal Inventory | 5972 | 0 | 5972 | 0 | 5972 | 5972 | 5972 | ND | 46.9126 | 47.6626 | 0 | 0 | 0
2 | Source of Supply | 303 | Land and Land Rights | 13260 | 1700161 | 225 | PORTER TERRACE | 1971-08-01 | 1971 | 8 | 4076 |  |  | 4076 | 0 | 4076 | ND | 48.1643 | 0 | 4076 | 0 | Land | Initilal Inventory | 4076 | 0 | 4076 | 0 | 4076 | 4076 | 4076 | ND | 46.4143 | 47.1643 | 0 | 0 | 0
2 | Source of Supply | 303 | Land and Land Rights | 13260 | 1010255 | 204 | SPRINGMONT | 1971-08-01 | 1971 | 8 | 7341 |  |  | 7341 | 0 | 7341 | ND | 48.1643 | 0 | 7341 | 0 | Land | Initilal Inventory | 7341 | 0 | 7341 | 0 | 7341 | 7341 | 7341 | ND | 46.4143 | 47.1643 | 0 | 0 | 0
2 | Source of Supply | 303 | Land and Land Rights | 13260 | 1700051 | 223 | PEACH CREEK OAKS | 1972-01-01 | 1972 | 1 | 5452 |  |  | 5452 | 0 | 5452 | ND | 47.7454 | 0 | 5452 | 0 | Land | Initilal Inventory | 5452 | 0 | 5452 | 0 | 5452 | 5452 | 5452 | ND | 45.9954 | 46.7454 | 0 | 0 | 0
2 | Source of Supply | 303 | Land and Land Rights | 13260 | NA | 99 | VARIOUS | 2018-08-01 | 2018 | 8 | 7125 |  |  | 7125 | 0 | 7125 | ND | 1.1636 | 0 | 7125 | 0 | Land Surveys | Land Surveys |  |  | 7125 | 0 |  | 7125 | 7125 | ND |  | 0.16359 | 0 | 0 | 0
2 | Source of Supply | 303 | Land and Land Rights | 13260 | NA | 99 | VARIOUS | 2018-10-31 | 2018 | 10 | 1190 |  |  | 1190 | 0 | 1190 | ND | 0.91444 | 0 | 1190 | 0 | Mapping Project | Mapping Project |  |  | 1190 | 0 |  | 1190 | 1190 | ND |  |  | 0 | 0 | 0
2 | Source of Supply | 303 | Land and Land Rights | 13260 | 1700051 | 223 | PEACH CREEK OAKS | 2019-06-04 | 2019 | 6 | 251301.29 |  |  | 251301.29 | -250000 | 1301.29 | ND | 0.32307 | 0 | 1301.29 | 0 | Plant Site and refund | 351, 374 | [6 empty] | 1301.29 | ND |  |  | 0 | 0 | 0
0
2 | Source of Supply | 304 | Structures and Improvements | 13260 | 1010700 | 210 | HUFFMAN HEIGHTS | 1994-06-01 | 1994 | 6 | 1111 |  |  | 1111 | 0 | 1111 | 30 | 25.3306 | 938.08 | 172.92 | 33.33 | Access Road | Initilal Inventory | 1111 | 873.27 | 1111 | 901.04 | 1111 | 1111 | 1111 | 25 | 23.5806 | 24.3306 | 1047.92 | 1081.25 | 1111
2 | Source of Supply | 307 | Wells and Springs | 13260 | 1700033 | 203 | SPRING FOREST | 1967-01-31 | 1967 | 1 | 6273 |  |  | 6273 | 0 | 6273 | 50 | 52.6626 | 6273 | 0 | 0 | Well | Initilal Inventory | 6273 | 6273 | 6273 | 6273 | 6273 | 6273 | 6273 | 25 | 50.9126 | 51.6626 | 6273 | 6273 | 6273
2 | Source of Supply | 307 | Wells and Springs | 13260 | 1010132 | 220 | Greengate Acres | 1968-07-01 | 1968 | 7 | 5140 |  |  | 5140 | 0 | 5140 | 50 | 51.2471 | 5140 | 0 | 0 | Well | Initilal Inventory | 5140 | 5088.3 | 5140 | 5140 | 5140 | 5140 | 5140 | 25 | 49.4971 | 50.2471 | 5140 | 5140 | 5140
2 | Source of Supply | 307 | Wells and Springs | 13260 | 1010157 | 202 | HIGHLAND RIDGE | 1968-07-01 | 1968 | 7 | 5996 |  |  | 5996 | 0 | 5996 | 50 | 51.2471 | 5996 | 0 | 0 | Well | Initilal Inventory | 5996 | 5935.69 | 5996 | 5996 | 5996 | 5996 | 5996 | 25 | 49.4971 | 50.2471 | 5996 | 5996 | 5996
2 | Source of Supply | 307 | Wells and Springs | 13260 | 1010285 | 201 | HIGHLAND MOBILE HOME SUB | 1969-01-01 | 1969 | 1 | 2695 |  |  | 2695 | 0 | 2695 | 50 | 50.7433 | 2695 | 0 | 0 | Well | Initilal Inventory | 2695 | 2640.74 | 2695 | 2681.17 | 2695 | 2695 | 2695 | 25 | 48.9933 | 49.7433 | 2695 | 2695 | 2695
2 | Source of Supply | 307 | Wells and Springs | 13260 | 1010219 | 212 | TALL CEDARS | 1969-08-01 | 1969 | 8 | 4118 |  |  | 4118 | 0 | 4118 | 50 | 50.1629 | 4118 | 0 | 0 | Well | Initilal Inventory | 4118 | 3987.29 | 4118 | 4049.06 | 4118 | 4118 | 4118 | 25 | 48.4129 | 49.1629 | 4118 | 4118 | 4118
2 | Source of Supply | 307 | Wells and Springs | 13260 | 1010700 | 210 | HUFFMAN HEIGHTS | 1971-01-01 | 1971 | 1 | 9880 |  |  | 9880 | 0 | 9880 | 50 | 48.7447 | 9631.95 | 248.05 | 197.6 | Well | Initilal Inventory | 9880 | 9286.15 | 9880 | 9434.35 | 9880 | 9880 | 9880 | 25 | 46.9947 | 47.7447 | 9880 | 9880 | 9880
2 | Source of Supply | 307 | Wells and Springs | 13260 | 1700021 | 221 | JOY VILLAGE | 1971-01-01 | 1971 | 1 | 3091.48 |  |  | 3091.48 | 0 | 3091.48 | 50 | 48.7447 | 3013.87 | 77.61 | 61.8296 | Well | Initilal Inventory | 3091.48 | 2905.66 | 3091.48 | 2952.04 | 3091.48 | 3091.48 | 3091.48 | 25 | 46.9947 | 47.7447 | 3091.48 | 3091.48 | 3091.48
2 | Source of Supply | 307 | Wells and Springs | 13260 | 1700029 | 222 | LAKEWOOD COLONY | 1971-01-01 | 1971 | 1 | 4384 |  |  | 4384 | 0 | 4384 | 50 | 48.7447 | 4273.93 | 110.07 | 87.68 | Well | Initilal Inventory | 4384 | 4120.49 | 4384 | 4186.25 | 4384 | 4384 | 4384 | 25 | 46.9947 | 47.7447 | 4384 | 4384 | 4384
2 | Source of Supply | 307 | Wells and Springs | 13260 | 1010287 | 211 | MEADOWLAKE ESTATES | 1971-01-01 | 1971 | 1 | 3832.4 |  |  | 3832.4 | 0 | 3832.4 | 50 | 48.7447 | 3736.18 | 96.22 | 76.648 | Well | Initilal Inventory | 3832.4 | 3602.05 | 3832.4 | 3659.54 | 3832.4 | 3832.4 | 3832.4 | 25 | 46.9947 | 47.7447 | 3832.4 | 3832.4 | 3832.4
2 | Source of Supply | 307 | Wells and Springs | 13260 | 1010252 | 213 | URBAN ACRES | 1971-04-01 | 1971 | 4 | 3909 |  |  | 3909 | 0 | 3909 | 50 | 48.4983 | 3791.6 | 117.4 | 78.18 | Well | Initilal Inventory | 3909 | 3654.78 | 3909 | 3713.42 | 3909 | 3909 | 3909 | 25 | 46.7483 | 47.4983 | 3909 | 3909 | 3909
2 | Source of Supply | 307 | Wells and Springs | 13260 | 1010252 | 213 | URBAN ACRES | 1971-06-01 | 1971 | 6 | 5864 |  |  | 5864 | 0 | 5864 | 50 | 48.3313 | 5668.29 | 195.71 | 117.28 | Well | Initilal Inventory | 5864 | 5463.05 | 5864 | 5551.01 | 5864 | 5864 | 5864 | 25 | 46.5813 | 47.3313 | 5864 | 5864 | 5864
2 | Source of Supply | 307 | Wells and Springs | 13260 | 1700161 | 225 | PORTER TERRACE | 1971-08-01 | 1971 | 8 | 7818 |  |  | 7818 | 0 | 7818 | 50 | 48.1643 | 7530.97 | 287.03 | 156.36 | Well | Initilal Inventory | 7818 | 7257.34 | 7818 | 7374.61 | 7818 | 7818 | 7818 | 25 | 46.4143 | 47.1643 | 7818 | 7818 | 7818
2 | Source of Supply | 307 | Wells and Springs | 13260 | 1010255 | 204 | SPRINGMONT | 1971-08-01 | 1971 | 8 | 4723 |  |  | 4723 | 0 | 4723 | 50 | 48.1643 | 4549.6 | 173.4 | 94.46 | Well | Initilal Inventory | 4723 | 4384.29 | 4723 | 4455.14 | 4723 | 4723 | 4723 | 25 | 46.4143 | 47.1643 | 4723 | 4723 | 4723
2 | Source of Supply | 307 | Wells and Springs | 13260 | 1010255 | 204 | SPRINGMONT | 1971-08-01 | 1971 | 8 | 4723 |  |  | 4723 | 0 | 4723 | 50 | 48.1643 | 4549.6 | 173.4 | 94.46 | Well | Initilal Inventory | 4723 | 4384.29 | 4723 | 4455.14 | 4723 | 4723 | 4723 | 25 | 46.4143 | 47.1643 | 4723 | 4723 | 4723
2 | Source of Supply | 307 | Wells and Springs | 13260 | 1700051 | 223 | PEACH CREEK OAKS | 1972-01-01 | 1972 | 1 | 5291 |  |  | 5291 | 0 | 5291 | 50 | 47.7454 | 5052.42 | 238.58 | 105.82 | Well | Initilal Inventory | 5291 | 4867.23 | 5291 | 4946.6 | 5291 | 5291 | 5291 | 25 | 45.9954 | 46.7454 | 5291 | 5291 | 5291
2 | Source of Supply | 307 | Wells and Springs | 13260 | 1700051 | 223 | PEACH CREEK OAKS | 1972-01-01 | 1972 | 1 | 5291 |  |  | 5291 | 0 | 5291 | 50 | 47.7454 | 5052.42 | 238.58 | 105.82 | Well | Initilal Inventory | 5291 | 4867.23 | 5291 | 4946.6 | 5291 | 5291 | 5291 | 25 | 45.9954 | 46.7454 | 5291 | 5291 | 5291
2 | Source of Supply | 307 | Wells and Springs | 13260 | 1010157 | 202 | HIGHLAND RIDGE | 1978-11-01 | 1978 | 11 | 7132 |  |  | 7132 | 0 | 7132 | 50 | 40.9117 | 5835.65 | 1296.35 | 142.64 | Well | Initilal Inventory | 7132 | 5586.03 | 7132 | 5693.01 | 7132 | 7132 | 7132 | 25 | 39.1617 | 39.9117 | 7132 | 7132 | 7132
2 | Source of Supply | 307 | Wells and Springs | 13260 | 1700033 | 203 | SPRING FOREST | 1980-01-31 | 1980 | 1 | 16909 |  |  | 16909 | 0 | 16909 | 50 | 39.6632 | 13413.32 | 3495.68 | 338.18 | Well | Initilal Inventory | 16909 | 12821.5 | 16909 | 13075.14 | 16909 | 16909 | 16909 | 25 | 37.9132 | 38.6632 | 16909 | 16909 | 16909
2 | Source of Supply | 307 | Wells and Springs | 13260 | 1010132 | 220 | Greengate Acres | 1983-09-01 | 1983 | 9 | 6215 |  |  | 6215 | 0 | 6215 | 50 | 36.0794 | 4484.67 | 1730.33 | 124.3 | Well | Initilal Inventory | 6215 | 4267.14 | 6215 | 4360.37 | 6215 | 6215 | 6215 | 25 | 34.3294 | 35.0794 | 6215 | 6215 | 6215
2 | Source of Supply | 307 | Wells and Springs | 13260 |  |  | ? | 2007-02-28 | 2007 | 2 | 1696 |  |  | 1696 | 0 | 1696 | 50 | 12.5859 | 426.91 | 1269.09 | 33.92 | Master Meters | Initilal Inventory | 1696 | 367.55 | 1696 | 392.99 | 1696 | 1696 | 1696 | 25 | 10.8359 | 11.5859 | 735.11 | 785.99 | 853.83
2 | Source of Supply | 307 | Wells and Springs | 13260 | 1010157 | 202 | HIGHLAND RIDGE | 2019-02-01 | 2019 | 2 | 1500 | 282.68 |  | 1782.68 | 0 | 1782.68 | 50 | 0.65982 | 23.53 | 1759.15 | 35.6536 | Installed new pump and repiping | 2, 357002.003, 322 |  | 0 |  |  |  |  | 1782.68 | 25 |  |  | 0 | 0 | 47.05
2 | Source of Supply | 307 | Wells and Springs | 13260 | 1010287 | 211 | MEADOWLAKE ESTATES | 2019-02-05 | 2019 | 2 | 19354.1 | 3647.38 |  | 23001.48 | 0 | 23001.48 | 50 | 0.64887 | 298.5 | 22702.98 | 460.0296 | Emergency call out - No Water | 5702, 357002.003, 322 |  | 0 |  |  |  |  | 23001.48 | 25 |  |  | 0 | 0 | 597
2 | Source of Supply | 307 | Wells and Springs | 13260 | 1010287 | 211 | MEADOWLAKE ESTATES | 2019-02-19 | 2019 | 2 | 2847.31 | 536.59 |  | 3383.9 | 0 | 3383.9 | 50 | 0.61054 | 41.32 | 3342.58 | 67.678 | Replaced check valves | 5734, 357002.003, 322 |  | 0 |  |  |  |  | 3383.9 | 25 |  |  | 0 | 0 | 82.64
2 | Source of Supply | 307 | Wells and Springs | 13260 | 1010219 | 212 | TALL CEDARS | 2019-03-05 | 2019 | 3 | 2634.19 | 496.43 |  | 3130.62 | -106.3 | 3024.32 | 50 | 0.57221 | 34.61 | 2989.71 | 60.4864 | Electric Pole & Repairs | 5756, 357002.003, 322 |  | 0 |  |  |  |  | 3024.32 | 25 |  |  | 0 | 0 | 69.22
2 | Source of Supply | 307 | Wells and Springs | 13260 | 1010219 | 212 | TALL CEDARS | 2019-04-14 | 2019 | 4 | 1362.32 | 27.29 |  | 1389.61 | -136.97 | 1252.64 | 50 | 0.4627 | 11.59 | 1241.05 | 25.0528 | Moble Water Plant - Temp level tank | 5829, 357002.003 |  | 0 |  |  |  |  | 1252.64 | 25 |  |  | 0 | 0 | 23.18
2 | Source of Supply | 307 | Wells and Springs | 13260 | 1010287 | 211 | MEADOWLAKE ESTATES | 2019-04-25 | 2019 | 4 | 9191.45 | 184.16 |  | 9375.61 | -924.16 | 8451.45 | 50 | 0.43258 | 73.12 | 8378.33 | 169.029 | Installed new service pole & Repairs | 000755550000, 357002.003 |  | 0 |  |  |  |  | 8451.45 | 25 |  |  | 0 | 0 | 146.24
2 | Source of Supply | 307 | Wells and Springs | 13260 | 1700021 | 221 | JOY VILLAGE | 2019-04-29 | 2019 | 4 | 7693 | 154.13 |  | 7847.13 | -773.5 | 7073.63 | 50 | 0.42163 | 59.65 | 7013.98 | 141.4726 | Well Maintenance and Electrical Issues | 27345, 357002.003 |  | 0 |  |  |  |  | 7073.63 | 25 |  |  | 0 | 0 | 119.3
2 | Source of Supply | 307 | Wells and Springs | 13260 | 1700021 | 221 | JOY VILLAGE | 2019-05-09 | 2019 | 5 | 6259.13 | 125.41 |  | 6384.54 | -293.87 | 6090.67 | 50 | 0.39425 | 48.02 | 6042.65 | 121.8134 | Chemical Pump | 5863, 357002.003 |  | 0 |  |  |  |  | 6090.67 | 25 |  |  | 0 | 0 | 96.05
3 | Pumping Plant | 310 | Power Generation Equipment | 13260 | 1700033 | 203 | SPRING FOREST | 2019-03-01 | 2019 | 3 | 38990.21 | 7347.91 | 384.12 | 46722.24 | 0 | 46722.24 | 10 | 0.58316 | 2724.66 | 43997.58 | 4672.224 | Replaced HP pressure pump | 300, 301, 350, 357002.003, 322 |  | 0 |  |  |  |  | 46338.12 | 25 |  |  | 0 | 0 | 1080.91
3 | Pumping Plant | 310 | Power Generation Equipment | 13260 | 1700033 | 203 | SPRING FOREST | 2019-09-01 | 2019 | 9 | 2070.54 | 468.48 |  | 2539.02 | -39.22 | 2499.8 | 10 | 0.079398 | 19.85 | 2479.95 | 249.98 | Generator | SAL-12787, 449 |  | 0 |  |  |  |  | 2499.8 | 25 |  |  | 0 | 0 | 7.94
3 | Pumping Plant | 310 | Power Generation Equipment | 13260 | 1700033 | 203 | SPRING FOREST | 2019-09-01 | 2019 | 9 | 21638.92 | 4895.99 |  | 26534.91 | -409.83 | 26125.08 | 10 | 0.079398 | 207.43 | 25917.65 | 2612.508 | Generator | SAL-12788, 449 |  | 0 |  |  |  |  | 26125.08 | 25 |  |  | 0 | 0 | 82.97
3 | Pumping Plant | 310 | Power Generation Equipment | 13260 | 1700033 | 203 | SPRING FOREST | 2019-09-01 | 2019 | 9 | 23679.46 | 5357.68 |  | 29037.14 | -448.48 | 28588.66 | 10 | 0.079398 | 226.99 | 28361.67 | 2858.866 | To put Deposit for Generator from WorldWide Power invoice #SAL-12787 in to Service | 447, 449 |  | 0 |  |  |  |  | 28588.66 | 25 |  |  | 0 | 0 | 90.79
3 | Pumping Plant | 311 | Pumping Equipment | 13260 | 1010132 | 220 | Greengate Acres | 1999-07-01 | 1999 | 7 | 1107.18 |  |  | 1107.18 | 0 | 1107.18 | 10 | 20.2491 | 1107.18 | 0 | 0 | Booster Pump - 7.5 HP | Initilal Inventory | 1107.18 | 1107.18 | 1107.18 | 1107.18 | 1107.18 | 1107.18 | 1107.18 | 25 | 18.4991 | 19.2491 | 819.28 | 852.49 | 896.78
3 | Pumping Plant | 311 | Pumping Equipment | 13260 | 1700161 | 225 | PORTER TERRACE | 1999-07-01 | 1999 | 7 | 1701 |  |  | 1701 | 0 | 1701 | 10 | 20.2491 | 1701 | 0 | 0 | Booster Pump - 7.5 HP | Initilal Inventory | 1701 | 1701 | 1701 | 1701 | 1701 | 1701 | 1701 | 25 | 18.4991 | 19.2491 | 1258.68 | 1309.71 | 1377.75
3 | Pumping Plant | 311 | Pumping Equipment | 13260 | 1700033 | 203 | SPRING FOREST | 1999-07-01 | 1999 | 7 | 1892 |  |  | 1892 | 0 | 1892 | 10 | 20.2491 | 1892 | 0 | 0 | Booster Pump - 10 HP | Initilal Inventory | 1892 | 1892 | 1892 | 1892 | 1892 | 1892 | 1892 | 25 | 18.4991 | 19.2491 | 1400.02 | 1456.78 | 1532.46
3 | Pumping Plant | 311 | Pumping Equipment | 13260 | 1700033 | 203 | SPRING FOREST | 1999-07-01 | 1999 | 7 | 1892 |  |  | 1892 | 0 | 1892 | 10 | 20.2491 | 1892 | 0 | 0 | Booster Pump - 10 HP | Initilal Inventory | 1892 | 1892 | 1892 | 1892 | 1892 | 1892 | 1892 | 25 | 18.4991 | 19.2491 | 1400.02 | 1456.78 | 1532.46
3 | Pumping Plant | 311 | Pumping Equipment | 13260 | 1700161 | 225 | PORTER TERRACE | 2004-07-01 | 2004 | 7 | 1871 |  |  | 1871 | 0 | 1871 | 10 | 15.2471 | 1871 | 0 | 0 | Booster Pump - 5 HP | Initilal Inventory | 1871 | 1871 | 1871 | 1871 | 1871 | 1871 | 1871 | 25 | 13.4971 | 14.2471 | 1010.12 |  | 1141.09
3 | Pumping Plant | 311 | Pumping Equipment | 13260 | 1700029 | 222 | LAKEWOOD COLONY | 2010-02-24 | 2010 | 2 | 1636 |  |  | 1636 | 0 | 1636 | 10 | 9.5962 | 1569.93 | 66.07 | 163.6 | Pump | Initilal Inventory | 1636 | 1283.63 | 1636 | 1406.33 | 1636 | 1636 | 1636 | 25 | 7.8462 | 8.5962 | 513.45 | 562.53 | 627.97
3 | Pumping Plant | 311 | Pumping Equipment | 13260 | 1010252 | 213 | URBAN ACRES | 2010-08-25 | 2010 | 8 | 1445 |  |  | 1445 | 0 | 1445 | 10 | 9.0979 | 1314.64 | 130.36 | 144.5 | Pump - 5 HP | Initilal Inventory | 1445 | 1061.77 | 1445 | 1170.14 | 1445 | 1445 | 1445 | 25 | 7.3479 | 8.0979 | 424.71 | 468.06 | 525.86
3 | Pumping Plant | 311 | Pumping Equipment | 13260 | 1010287 | 211 | MEADOWLAKE ESTATES | 2010-08-26 | 2010 | 8 | 1828 |  |  | 1828 | 0 | 1828 | 10 | 9.0951 | 1662.59 | 165.41 | 182.8 | Pump | Initilal Inventory | 1828 | 1342.69 | 1828 | 1479.79 | 1828 | 1828 | 1828 | 25 | 7.3451 | 8.0951 | 537.08 | 591.92 | 665.04
3 | Pumping Plant | 311 | Pumping Equipment | 13260 | 1010255 | 204 | SPRINGMONT | 2011-04-26 | 2011 | 4 | 1451 |  |  | 1451 | 0 | 1451 | 10 | 8.4298 | 1223.17 | 227.83 | 145.1 | Booster Pump - 5 HP | Initilal Inventory | 1451 | 969.25 | 1451 | 1078.07 | 1451 | 1451 | 1451 | 25 | 6.6798 | 7.4298 | 387.7 | 431.23 | 489.27
3 | Pumping Plant | 311 | Pumping Equipment | 13260 | NA | 99 | SPARE | 2012-04-18 | 2012 | 4 | 1628 |  |  | 1628 | 0 | 1628 | 10 | 7.4497 | 1212.81 | 415.19 | 162.8 | Pump - 5 HP | Initilal Inventory | 1628 | 927.91 | 1628 | 1050.01 | 1628 | 1628 | 1628 | 25 | 5.6997 | 6.4497 | 371.16 | 420 | 485.12
3 | Pumping Plant | 311 | Pumping Equipment | 13260 | 1010252 | 213 | URBAN ACRES | 2012-05-02 | 2012 | 5 | 4961 |  |  | 4961 | 0 | 4961 | 10 | 7.4114 | 3676.78 | 1284.22 | 496.1 | Electrical Ple & Panel | Initilal Inventory | 4961 | 2808.6 | 4961 | 3180.68 | 4961 | 4961 | 4961 | 25 | 5.6614 | 6.4114 | 1123.44 | 1272.27 | 1470.71
3 | Pumping Plant | 311 | Pumping Equipment | 13260 | 1700029 | 222 | LAKEWOOD COLONY | 2012-06-25 | 2012 | 6 | 3317 |  |  | 3317 | 0 | 3317 | 10 | 7.2635 | 2409.31 | 907.69 | 331.7 | Pump - 5 HP, 2 ea | Initilal Inventory | 3317 | 1828.83 | 3317 | 2077.61 | 3317 | 3317 | 3317 | 25 | 5.5135 | 6.2635 | 731.53 | 831.04 | 963.72
3 | Pumping Plant | 311 | Pumping Equipment | 13260 | 1700161 | 225 | PORTER TERRACE | 2012-08-28 | 2012 | 8 | 2165 |  |  | 2165 | 0 | 2165 | 10 | 7.0883 | 1534.62 | 630.38 | 216.5 | Well Pump | Initilal Inventory | 2165 | 1155.74 | 2165 | 1318.12 | 2165 | 2165 | 2165 | 25 | 5.3383 | 6.0883 | 462.3 | 527.25 | 613.85
3 | Pumping Plant | 311 | Pumping Equipment | 13260 | NA | 99 | SPARE | 2012-09-11 | 2012 | 9 | 1479 |  |  | 1479 | 0 | 1479 | 10 | 7.05 | 1042.69 | 436.31 | 147.9 | Pump - 5 HP | Initilal Inventory | 1479 | 783.86 | 1479 | 894.79 | 1479 | 1479 | 1479 | 25 | 5.3 | 6.05 | 313.55 | 357.92 | 417.08
3 | Pumping Plant | 311 | Pumping Equipment | 13260 | NA | 99 | SPARE | 2012-10-24 | 2012 | 10 | 1702 |  |  | 1702 | 0 | 1702 | 10 | 6.9322 | 1179.87 | 522.13 | 170.2 | Pump - 5 HP | Initilal Inventory | 1702 | 882.02 | 1702 | 1009.67 | 1702 | 1702 | 1702 | 25 | 5.1822 | 5.9322 | 352.81 | 403.87 | 471.95
3 | Pumping Plant | 311 | Pumping Equipment | 13260 | 1700033 | 203 | SPRING FOREST | 2013-09-25 | 2013 | 9 | 2180.16 |  |  | 2180.16 | 0 | 2180.16 | 10 | 6.0123 | 1310.78 | 869.38 | 218.016 | 10 HP Svc Pump & Starter | Initilal Inventory | 2180.16 | 929.25 | 2180.16 | 1092.77 | 2180.16 | 2180.16 | 2180.16 | 25 | 4.2623 | 5.0123 | 371.7 | 437.11 | 524.31
3 | Pumping Plant | 311 | Pumping Equipment | 13260 | 1700161 | 225 | PORTER TERRACE | 2014-01-27 | 2014 | 1 | 2234.28 |  |  | 2234.28 | 0 | 2234.28 | 10 | 5.6728 | 1267.47 | 966.81 | 223.428 | Booster Pump - 7.5 HP | Initilal Inventory | 2234.28 | 876.47 | 2234.28 | 1044.04 | 2234.28 | 2234.28 | 2234.28 | 25 | 3.9228 | 4.6728 | 350.59 | 417.62 | 506.99
3 | Pumping Plant | 311 | Pumping Equipment | 13260 | 1010132 | 220 | Greengate Acres | 2014-10-24 | 2014 | 10 | 1609.57 |  |  | 1609.57 | 0 | 1609.57 | 10 | 4.9336 | 794.1 | 815.47 | 160.957 | Pump - 5 HP | Initilal Inventory | 1609.57 | 512.42 | 1609.57 | 633.14 | 1609.57 | 1609.57 | 1609.57 | 25 | 3.1836 | 3.9336 | 204.97 | 253.26 | 317.64
3 | Pumping Plant | 311 | Pumping Equipment | 13260 | 1010700 | 210 | HUFFMAN HEIGHTS | 2015-01-20 | 2015 | 1 | 2010.2 |  |  | 2010.2 | 0 | 2010.2 | 10 | 4.6927 | 943.32 | 1066.88 | 201.02 | Booster Pump - 7.5 HP | Initilal Inventory | 2010.2 | 591.54 | 2010.2 | 742.3 | 2010.2 | 2010.2 | 2010.2 | 25 | 2.9427 | 3.6927 | 236.61 | 296.92 | 377.33
3 | Pumping Plant | 311 | Pumping Equipment | 13260 | 1700033 | 203 | SPRING FOREST | 2015-02-25 | 2015 | 2 | 3439.53 |  |  | 3439.53 | 0 | 3439.53 | 10 | 4.5941 | 1580.16 | 1859.37 | 343.953 | Well Pump w/Starter - 7.5 HP | Initilal Inventory | 3439.53 | 978.24 | 3439.53 | 1236.21 | 3439.53 | 3439.53 | 3439.53 | 25 | 2.8441 | 3.5941 | 391.3 | 494.48 | 632.06
3 | Pumping Plant | 311 | Pumping Equipment | 13260 | 1700029 | 222 | LAKEWOOD COLONY | 2015-03-13 | 2015 | 3 | 1599.72 |  |  | 1599.72 | 0 | 1599.72 | 10 | 4.5503 | 727.92 | 871.8 | 159.972 | Booster Pump - 5 HP | Initilal Inventory | 1599.72 | 447.97 | 1599.72 | 567.95 | 1599.72 | 1599.72 | 1599.72 | 25 | 2.8003 | 3.5503 | 179.19 | 227.18 | 291.17
3 | Pumping Plant | 311 | Pumping Equipment | 13260 | 1010287 | 211 | MEADOWLAKE ESTATES | 2015-10-26 | 2015 | 10 | 1544.51 |  |  | 1544.51 | 0 | 1544.51 | 10 | 3.9288 | 606.81 | 937.7 | 154.451 | Booster Pump - 7.5 HP | Initilal Inventory | 1544.51 | 336.52 | 1544.51 | 452.36 | 1544.51 | 1544.51 | 1544.51 | 25 | 2.1788 | 2.9288 | 134.61 | 180.94 | 242.72
3 | Pumping Plant | 311 | Pumping Equipment | 13260 | 1700051 | 223 | PEACH CREEK OAKS | 2015-10-26 | 2015 | 10 | 1089.56 |  |  | 1089.56 | 0 | 1089.56 | 10 | 3.9288 | 428.07 | 661.49 | 108.956 | Booster Pump - 5 HP | Initilal Inventory | 1089.56 | 237.4 | 1089.56 | 319.11 | 1089.56 | 1089.56 | 1089.56 | 25 | 2.1788 | 2.9288 | 94.96 | 127.64 | 171.23
3 | Pumping Plant | 311 | Pumping Equipment | 13260 | 1010132 | 220 | Greengate Acres | 2018-08-01 | 2018 | 8 | 530 | 131.22 |  | 661.22 | 0 | 661.22 | 10 | 1.1636 | 76.94 | 584.28 | 66.122 | Chemical Pump | 141295614105 |  | 0 | 661.22 | 10.82 |  | 661.22 | 661.22 | 25 |  | 0.16359 | 0 | 4.33 | 30.78
3 | Pumping Plant | 311 | Pumping Equipment | 13260 | 1700051 | 223 | PEACH CREEK OAKS | 2018-08-01 | 2018 | 8 | 581.84 | 144.05 |  | 725.89 | 0 | 725.89 | 10 | 1.1636 | 84.46 | 641.43 | 72.589 | Chemical Pump | 0111537 |  | 0 | 725.89 | 11.87 |  | 725.89 | 725.89 | 25 |  | 0.16359 | 0 | 4.75 | 33.79
3 | Pumping Plant | 311 | Pumping Equipment | 13260 | 1700021 | 221 | JOY VILLAGE | 2018-08-31 | 2018 | 8 | 879.75 | 217.81 |  | 1097.56 | 0 | 1097.56 | 10 | 1.0815 | 118.7 | 978.86 | 109.756 | Changed Booster Pump | 418 |  | 0 | 1097.56 | 8.94 |  | 1097.56 | 1097.56 | 25 |  | 0.081451 | 0 | 3.58 | 47.48
3 | Pumping Plant | 311 | Pumping Equipment | 13260 | 1010132 | 220 | Greengate Acres | 2018-09-30 | 2018 | 9 | 367.94 | 91.09 |  | 459.03 | 0 | 459.03 | 10 | 0.99932 | 45.87 | 413.16 | 45.903 | Chemical Pump | 141295615117 |  | 0 | 459.03 | 0 |  | 459.03 | 459.03 | 25 |  | 0 | 0 | 0 | 18.35
3 | Pumping Plant | 311 | Pumping Equipment | 13260 | 1700029 | 222 | LAKEWOOD COLONY | 2018-09-30 | 2018 | 9 | 1061 | 262.68 |  | 1323.68 | 0 | 1323.68 | 10 | 0.99932 | 132.28 | 1191.4 | 132.368 | Chemical Pump | 141295614592, 141295614597 |  | 0 | 1323.68 | 0 |  | 1323.68 | 1323.68 | 25 |  | 0 | 0 | 0 | 52.91
3 | Pumping Plant | 311 | Pumping Equipment | 13260 | 1700161 | 225 | PORTER TERRACE | 2018-09-30 | 2018 | 9 | 537.94 | 133.18 |  | 671.12 | 0 | 671.12 | 10 | 0.99932 | 67.07 | 604.05 | 67.112 | Chemical Pump | 141295615203 |  | 0 | 671.12 | 0 |  | 671.12 | 671.12 | 25 |  | 0 | 0 | 0 | 26.83
3 | Pumping Plant | 311 | Pumping Equipment | 13260 | 1010157 | 202 | HIGHLAND RIDGE | 2018-10-31 | 2018 | 10 | 537.94 | 133.18 |  | 671.12 | 0 | 671.12 | 10 | 0.91444 | 61.37 | 609.75 | 67.112 | Chemical Pump | 141295619526 |  | 0 |  | 0 |  |  | 671.12 | 25 |  |  | 0 | 0 | 24.55
3 | Pumping Plant | 311 | Pumping Equipment | 13260 | 1700029 | 222 | LAKEWOOD COLONY | 2018-10-31 | 2018 | 10 | 537.5 | 133.07 |  | 670.57 | 0 | 670.57 | 10 | 0.91444 | 61.32 | 609.25 | 67.057 | Chemical Pump | 141295619788 |  | 0 |  | 0 |  |  | 670.57 | 25 |  |  | 0 | 0 | 24.53
3 | Pumping Plant | 311 | Pumping Equipment | 13260 | 1010287 | 211 | MEADOWLAKE ESTATES | 2018-10-31 | 2018 | 10 | 537.94 | 133.18 |  | 671.12 | 0 | 671.12 | 10 | 0.91444 | 61.37 | 609.75 | 67.112 | Chemical Pump | 141295619527 |  | 0 |  | 0 |  |  | 671.12 | 25 |  |  | 0 | 0 | 24.55
3 | Pumping Plant | 311 | Pumping Equipment | 13260 | 1010252 | 213 | URBAN ACRES | 2018-12-31 | 2018 | 12 | 2638.9 |  |  | 2638.9 | 0 | 2638.9 | 10 | 0.74743 | 197.24 | 2441.66 | 263.89 | Pump | 5657 |  | 0 |  | 0 |  |  | 2638.9 | 25 |  |  | 0 | 0 | 78.9
3 | Pumping Plant | 311 | Pumping Equipment | 13260 | 1700051 | 223 | PEACH CREEK OAKS | 2019-01-02 | 2019 | 1 | 2571.6 | 484.63 |  | 3056.23 | 0 | 3056.23 | 10 | 0.74196 | 226.76 | 2829.47 | 305.623 | Pump & Repairs | 5664, 357002.003, 322 |  | 0 |  |  |  |  | 3056.23 | 25 |  |  | 0 | 0 | 90.7
3 | Pumping Plant | 311 | Pumping Equipment | 13260 | 1010219 | 212 | TALL CEDARS | 2019-02-01 | 2019 | 2 | 367.94 | 69.34 |  | 437.28 | 0 | 437.28 | 10 | 0.65982 | 28.85 | 408.43 | 43.728 | Temporary Pressure Tank | 141295624111, 357002.003, 322 |  | 0 |  |  |  |  | 437.28 | 25 |  |  | 0 | 0 | 11.54
3 | Pumping Plant | 311 | Pumping Equipment | 13260 | 1010132 | 220 | Greengate Acres | 2019-02-04 | 2019 | 2 | 757.06 | 142.67 |  | 899.73 | 0 | 899.73 | 10 | 0.65161 | 58.63 | 841.1 | 89.973 | Temporary Pressure Tank | 5693, 357002.003, 322 |  | 0 |  |  |  |  | 899.73 | 25 |  |  | 0 | 0 | 23.45
3 | Pumping Plant | 311 | Pumping Equipment | 13260 | 1010157 | 202 | HIGHLAND RIDGE | 2019-02-05 | 2019 | 2 | 4150.21 | 782.13 |  | 4932.34 | 0 | 4932.34 | 10 | 0.64887 | 320.05 | 4612.29 | 493.234 | 21422 Greengate Drive - Main line break - Quantum coupling | 5705, 357002.003, 322 |  | 0 |  |  |  |  | 4932.34 | 25 |  |  | 0 | 0 | 128.02
3 | Pumping Plant | 311 | Pumping Equipment | 13260 | 1700021 | 221 | JOY VILLAGE | 2019-05-01 | 2019 | 5 | 381.56 | 7.64 |  | 389.2 | -17.91 | 371.29 | 10 | 0.41615 | 15.45 | 355.84 | 37.129 | 29818 East Hawthorne Drive - Main line break - repaired 2 different areas | 141295633521, 357002.003 |  | 0 |  |  |  |  | 371.29 | 25 |  |  | 0 | 0 | 6.18
3 | Pumping Plant | 311 | Pumping Equipment | 13260 | 1700021 | 221 | JOY VILLAGE | 2019-05-10 | 2019 | 5 | 236.55 | 4.74 |  | 241.29 | -11.11 | 230.18 | 10 | 0.39151 | 9.01 | 221.17 | 23.018 | 2303 Shadow Glen - Main line break - excavated broken 3" main, quantum couplings | 141295633591, 357002.003 |  | 0 |  |  |  |  | 230.18 | 25 |  |  | 0 | 0 | 3.6
3 | Pumping Plant | 311 | Pumping Equipment | 13260 | 1010157 | 202 | HIGHLAND RIDGE | 2019-07-01 | 2019 | 7 | 367.94 | 68.06 |  | 436 | -14.83 | 421.17 | 10 | 0.24914 | 10.49 | 410.68 | 42.117 | Aquasol Chem Pump | 141295638278, 398 |  | 0 |  |  |  |  | 421.17 | 25 |  |  | 0 | 0 | 4.2
3 | Pumping Plant | 311 | Pumping Equipment | 13260 | 1700021 | 221 | JOY VILLAGE | 2019-07-11 | 2019 | 7 | 1900 | 351.43 |  | 2251.43 | -76.57 | 2174.86 | 10 | 0.22177 | 48.23 | 2126.63 | 217.486 | Replacing well pump | 27740, 398 |  | 0 |  |  |  |  | 2174.86 | 25 |  |  | 0 | 0 | 19.29
3 | Pumping Plant | 311 | Pumping Equipment | 13260 | 1700029 | 222 | LAKEWOOD COLONY | 2019-07-15 | 2019 | 7 | 3031.45 | 560.7 |  | 3592.15 | -122.17 | 3469.98 | 10 | 0.21081 | 73.15 | 3396.83 | 346.998 | Troubleshoot/repair pressure switch, repair pump Control, replace mercoid | 6012, 398 |  | 0 |  |  |  |  | 3469.98 | 25 |  |  | 0 | 0 | 29.26
3 | Pumping Plant | 311 | Pumping Equipment | 13260 | 1010132 | 220 | Greengate Acres | 2019-08-01 | 2019 | 8 | 8636.85 |  |  | 8636.85 | -241.56 | 8395.29 | 10 | 0.16427 | 137.91 | 8257.38 | 839.529 | Well pump | 000761000000 |  | 0 |  |  |  |  | 8395.29 | 25 |  |  | 0 | 0 | 55.16
3 | Pumping Plant | 311 | Pumping Equipment | 13260 | 1700161 | 225 | PORTER TERRACE | 2019-08-05 | 2019 | 8 | 7494.15 |  |  | 7494.15 | -209.59 | 7284.56 | 10 | 0.15332 | 111.69 | 7172.87 | 728.456 | Checked system, pulled and replaced pump, motor, control box, repair leak | 000762100000 |  | 0 |  |  |  |  | 7284.56 | 25 |  |  | 0 | 0 | 44.67
3 | Pumping Plant | 311 | Pumping Equipment | 13260 | 1700161 | 225 | PORTER TERRACE | 2019-08-05 | 2019 | 8 | 901.33 |  |  | 901.33 | -25.21 | 876.12 | 10 | 0.15332 | 13.43 | 862.69 | 87.612 | WO 9029 - repair leaking booster pump | 151671 |  | 0 |  |  |  |  | 876.12 | 25 |  |  | 0 | 0 | 5.37
3 | Pumping Plant | 311 | Pumping Equipment | 13260 | 1010252 | 213 | URBAN ACRES | 2019-08-25 | 2019 | 8 | 2325.55 |  |  | 2325.55 | -65.04 | 2260.51 | 10 | 0.098563 | 22.28 | 2238.23 | 226.051 | Repair Pump & Flomatic check Valve | 6077 |  | 0 |  |  |  |  | 2260.51 | 25 |  |  | 0 | 0 | 8.91
3 | Pumping Plant | 311 | Pumping Equipment | 13260 | 1700029 | 222 | LAKEWOOD COLONY | 2019-09-20 | 2019 | 9 | 6801.4 | 1538.88 |  | 8340.28 | -128.82 | 8211.46 | 10 | 0.027379 | 22.48 | 8188.98 | 821.146 | Replaced 5 HP pumps, motor starter and check valve. Storm Imelda | 6142, 449 |  | 0 |  |  |  |  | 8211.46 | 25 |  |  | 0 | 0 | 8.99
3 | Pumping Plant | 311 | Pumping Equipment | 13260 | 1700033 | 203 | SPRING FOREST | 2019-09-23 | 2019 | 9 | 1428 | 323.1 |  | 1751.1 | -27.05 | 1724.05 | 10 | 0.019165 | 3.3 | 1720.75 | 172.405 | Rewired relay, replaced pump and check valve | 6136, 449 |  | 0 |  |  |  |  | 1724.05 | 25 |  |  | 0 | 0 | 1.32
5 | Transmission and Distribution Plant | 330 | Distribution Reservoirs and Standpipes | 13260 | 1700033 | 203 | SPRING FOREST | 1967-01-31 | 1967 | 1 | 2408 |  |  | 2408 | 0 | 2408 | 50 | 52.6626 | 2408 | 0 | 0 | 5000 Gal PST | Initilal Inventory | 2408 | 2408 | 2408 | 2408 | 2408 | 2408 | 2408 | 25 | 50.9126 | 51.6626 | 2408 | 2408 | 2408
5 | Transmission and Distribution Plant | 330 | Distribution Reservoirs and Standpipes | 13260 | 1010132 | 220 | Greengate Acres | 1968-07-01 | 1968 | 7 | 1671 |  |  | 1671 | 0 | 1671 | 50 | 51.2471 | 1671 | 0 | 0 | 5000 Gal PST | Initilal Inventory | 1671 | 1654.19 | 1671 | 1671 | 1671 | 1671 | 1671 | 25 | 49.4971 | 50.2471 | 1671 | 1671 | 1671
5 | Transmission and Distribution Plant | 330 | Distribution Reservoirs and Standpipes | 13260 | 1010285 | 201 | HIGHLAND MOBILE HOME SUB | 1969-01-01 | 1969 | 1 | 977 |  |  | 977 | 0 | 977 | 50 | 50.7433 | 977 | 0 | 0 | 2000 Gal PST | Initilal Inventory | 977 | 957.33 | 977 | 971.98 | 977 | 977 | 977 | 25 | 48.9933 | 49.7433 | 977 | 977 | 977
5 | Transmission and Distribution Plant | 330 | Distribution Reservoirs and Standpipes | 13260 | 1010219 | 212 | TALL CEDARS | 1969-08-01 | 1969 | 8 | 1322 |  |  | 1322 | 0 | 1322 | 50 | 50.1629 | 1322 | 0 | 0 | 3000 PST | Initilal Inventory | 1322 | 1280.04 | 1322 | 1299.87 | 1322 | 1322 | 1322 | 25 | 48.4129 | 49.1629 | 1322 | 1322 | 1322
5 | Transmission and Distribution Plant | 330 | Distribution Reservoirs and Standpipes | 13260 | 1700021 | 221 | JOY VILLAGE | 1971-01-01 | 1971 | 1 | 1672 |  |  | 1672 | 0 | 1672 | 50 | 48.7447 | 1630.02 | 41.98 | 33.44 | Pressure Tanks | Initilal Inventory | 1672 | 1571.5 | 1672 | 1596.58 | 1672 | 1672 | 1672 | 25 | 46.9947 | 47.7447 | 1672 | 1672 | 1672
5 | Transmission and Distribution Plant | 330 | Distribution Reservoirs and Standpipes | 13260 | 1010287 | 211 | MEADOWLAKE ESTATES | 1971-01-01 | 1971 | 1 | 2661 |  |  | 2661 | 0 | 2661 | 50 | 48.7447 | 2594.19 | 66.81 | 53.22 | 65,000 Gal GST | Initilal Inventory | 2661 | 2501.06 | 2661 | 2540.97 | 2661 | 2661 | 2661 | 25 | 46.9947 | 47.7447 | 2661 | 2661 | 2661
5 | Transmission and Distribution Plant | 330 | Distribution Reservoirs and Standpipes | 13260 | 1010287 | 211 | MEADOWLAKE ESTATES | 1971-01-01 | 1971 | 1 | 415.39 |  |  | 415.39 | 0 | 415.39 | 50 | 48.7447 | 404.96 | 10.43 | 8.3078 | 7,000 Gal PST | Initilal Inventory | 415.39 | 390.42 | 415.39 | 396.65 | 415.39 | 415.39 | 415.39 | 25 | 46.9947 | 47.7447 | 415.39 | 415.39 | 415.39
5 | Transmission and Distribution Plant | 330 | Distribution Reservoirs and Standpipes | 13260 | 1700161 | 225 | PORTER TERRACE | 1971-08-01 | 1971 | 8 | 2834 |  |  | 2834 | 0 | 2834 | 50 | 48.1643 | 2729.95 | 104.05 | 56.68 | 5000 Gal PST | Initilal Inventory | 2834 | 2630.76 | 2834 | 2673.27 | 2834 | 2834 | 2834 | 25 | 46.4143 | 47.1643 | 2834 | 2834 | 2834
5 | Transmission and Distribution Plant | 330 | Distribution Reservoirs and Standpipes | 13260 | 1010255 | 204 | SPRINGMONT | 1971-08-01 | 1971 | 8 | 2101 |  |  | 2101 | 0 | 2101 | 50 | 48.1643 | 2023.86 | 77.14 | 42.02 | 3000 Gal PST | Initilal Inventory | 2101 | 1950.33 | 2101 | 1981.84 | 2101 | 2101 | 2101 | 25 | 46.4143 | 47.1643 | 2101 | 2101 | 2101
5 | Transmission and Distribution Plant | 330 | Distribution Reservoirs and Standpipes | 13260 | 1010255 | 204 | SPRINGMONT | 1971-08-01 | 1971 | 8 | 2101 |  |  | 2101 | 0 | 2101 | 50 | 48.1643 | 2023.86 | 77.14 | 42.02 | 3000 Gal PST | Initilal Inventory | 2101 | 1950.33 | 2101 | 1981.84 | 2101 | 2101 | 2101 | 25 | 46.4143 | 47.1643 | 2101 | 2101 | 2101
5 | Transmission and Distribution Plant | 330 | Distribution Reservoirs and Standpipes | 13260 | 1700051 | 223 | PEACH CREEK OAKS | 1972-01-01 | 1972 | 1 | 1567 |  |  | 1567 | 0 | 1567 | 50 | 47.7454 | 1496.34 | 70.66 | 31.34 | 2000 Gal PST | Initilal Inventory | 1567 | 1441.5 | 1567 | 1465 | 1567 | 1567 | 1567 | 25 | 45.9954 | 46.7454 | 1567 | 1567 | 1567
5 | Transmission and Distribution Plant | 330 | Distribution Reservoirs and Standpipes | 13260 | 1010132 | 220 | Greengate Acres | 1984-06-01 | 1984 | 6 | 7343 |  |  | 7343 | 0 | 7343 | 50 | 35.3292 | 5188.45 | 2154.55 | 146.86 | 44,000 Gal GST | Initilal Inventory | 7343 | 4931.45 | 7343 | 5041.59 | 7343 | 7343 | 7343 | 25 | 33.5792 | 34.3292 | 7343 | 7343 | 7343
5 | Transmission and Distribution Plant | 330 | Distribution Reservoirs and Standpipes | 13260 | 1010252 | 213 | URBAN ACRES | 1987-03-01 | 1987 | 3 | 4168 |  |  | 4168 | 0 | 4168 | 50 | 32.5832 | 2716.13 | 1451.87 | 83.36 | 65,000 Gal GST | Initilal Inventory | 4168 | 2570.25 | 4168 | 2632.77 | 4168 | 4168 | 4168 | 25 | 30.8332 | 31.5832 | 4168 | 4168 | 4168
5 | Transmission and Distribution Plant | 330 | Distribution Reservoirs and Standpipes | 13260 | 1010157 | 202 | HIGHLAND RIDGE | 1987-07-01 | 1987 | 7 | 1671 |  |  | 1671 | 0 | 1671 | 50 | 32.2491 | 1077.77 | 593.23 | 33.42 | 5000 Gal PST | Initilal Inventory | 1671 | 1019.28 | 1671 | 1044.35 | 1671 | 1671 | 1671 | 25 | 30.4991 | 31.2491 | 1671 | 1671 | 1671
5 | Transmission and Distribution Plant | 330 | Distribution Reservoirs and Standpipes | 13260 | 1010252 | 213 | URBAN ACRES | 1987-07-01 | 1987 | 7 | 4082 |  |  | 4082 | 0 | 4082 | 50 | 32.2491 | 2632.82 | 1449.18 | 81.64 | 3000 Gal PST | Initilal Inventory | 4082 | 2489.95 | 4082 | 2551.18 | 4082 | 4082 | 4082 | 25 | 30.4991 | 31.2491 | 4082 | 4082 | 4082
5 | Transmission and Distribution Plant | 330 | Distribution Reservoirs and Standpipes | 13260 | 1700033 | 203 | SPRING FOREST | 1989-02-01 | 1989 | 2 | 9802 |  |  | 9802 | 0 | 9802 | 50 | 30.6585 | 6010.28 | 3791.72 | 196.04 | 65,000 Gal GST | Initilal Inventory | 9802 | 5667.21 | 9802 | 5814.24 | 9802 | 9802 | 9802 | 25 | 28.9085 | 29.6585 | 9802 | 9802 | 9802
5 | Transmission and Distribution Plant | 330 | Distribution Reservoirs and Standpipes | 13260 | 1010255 | 204 | SPRINGMONT | 1991-10-30 | 1991 | 10 | 8000 |  |  | 8000 | 0 | 8000 | 50 | 27.9179 | 4466.86 | 3533.14 | 160 | 44,000 Gal GST | Initilal Inventory | 8000 | 4186.86 | 8000 | 4306.86 | 8000 | 8000 | 8000 | 25 | 26.1679 | 26.9179 | 8000 | 8000 | 8000
5 | Transmission and Distribution Plant | 330 | Distribution Reservoirs and Standpipes | 13260 | 1010700 | 210 | HUFFMAN HEIGHTS | 1994-03-01 | 1994 | 3 | 4200 |  |  | 4200 | 0 | 4200 | 50 | 25.5825 | 2148.93 | 2051.07 | 84 | 2000 Gal PST | Initilal Inventory | 4200 | 2001.93 | 4200 | 2064.93 | 4200 | 4200 | 4200 | 25 | 23.8325 | 24.5825 | 4003.86 | 4129.86 | 4200
5 | Transmission and Distribution Plant | 330 | Distribution Reservoirs and Standpipes | 13260 | 1010252 | 213 | URBAN ACRES | 1995-07-01 | 1995 | 7 | 700 |  |  | 700 | 0 | 700 | 50 | 24.2491 | 339.49 | 360.51 | 14 | GST Roof Access | Initilal Inventory | 700 | 314.99 | 700 | 325.49 | 700 | 700 | 700 | 25 | 22.4991 | 23.2491 | 629.98 | 650.98 | 678.98
5 | Transmission and Distribution Plant | 330 | Distribution Reservoirs and Standpipes | 13260 | 1010157 | 202 | HIGHLAND RIDGE | 1999-07-01 | 1999 | 7 | 19470 |  |  | 19470 | 0 | 19470 | 50 | 20.2491 | 7885.02 | 11584.98 | 389.4 | 44,000 Gal GST | Initilal Inventory | 19470 | 7203.57 | 19470 | 7495.62 | 19470 | 19470 | 19470 | 25 | 18.4991 | 19.2491 | 14407.13 | 14991.23 | 15770.03
5 | Transmission and Distribution Plant | 330 | Distribution Reservoirs and Standpipes | 13260 | 1010700 | 210 | HUFFMAN HEIGHTS | 1999-07-01 | 1999 | 7 | 17275 |  |  | 17275 | 0 | 17275 | 50 | 20.2491 | 6996.08 | 10278.92 | 345.5 | 27,600 Gal GST | Initilal Inventory | 17275 | 6391.45 | 17275 | 6650.58 | 17275 | 17275 | 17275 | 25 | 18.4991 | 19.2491 | 12782.91 | 13301.16 | 13992.16
5 | Transmission and Distribution Plant | 330 | Distribution Reservoirs and Standpipes | 13260 | 1700021 | 221 | JOY VILLAGE | 1999-07-01 | 1999 | 7 | 10962 |  |  | 10962 | 0 | 10962 | 50 | 20.2491 | 4439.42 | 6522.58 | 219.24 | 12,700 Gal GST | Initilal Inventory | 10962 | 4055.75 | 10962 | 4220.18 | 10962 | 10962 | 10962 | 25 | 18.4991 | 19.2491 | 8111.5 | 8440.36 | 8878.84
5 | Transmission and Distribution Plant | 330 | Distribution Reservoirs and Standpipes | 13260 | 1700029 | 222 | LAKEWOOD COLONY | 1999-07-01 | 1999 | 7 | 10962 |  |  | 10962 | 0 | 10962 | 50 | 20.2491 | 4439.42 | 6522.58 | 219.24 | 12,600 Gal GST | Initilal Inventory | 10962 | 4055.75 | 10962 | 4220.18 | 10962 | 10962 | 10962 | 25 | 18.4991 | 19.2491 | 8111.5 | 8440.36 | 8878.84
5 | Transmission and Distribution Plant | 330 | Distribution Reservoirs and Standpipes | 13260 | 1700029 | 222 | LAKEWOOD COLONY | 1999-07-01 | 1999 | 7 | 7543 |  |  | 7543 | 0 | 7543 | 50 | 20.2491 | 3054.79 | 4488.21 | 150.86 | 1850 Gal PST | Initilal Inventory | 7543 | 2790.78 | 7543 | 2903.93 | 7543 | 7543 | 7543 | 25 | 18.4991 | 19.2491 | 5581.56 | 5807.85 | 6109.57
5 | Transmission and Distribution Plant | 330 | Distribution Reservoirs and Standpipes | 13260 | 1700051 | 223 | PEACH CREEK OAKS | 1999-07-01 | 1999 | 7 | 10962 |  |  | 10962 | 0 | 10962 | 50 | 20.2491 | 4439.42 | 6522.58 | 219.24 | 15,000 Gal GST | Initilal Inventory | 10962 | 4055.75 | 10962 | 4220.18 | 10962 | 10962 | 10962 | 25 | 18.4991 | 19.2491 | 8111.5 | 8440.36 | 8878.84
5 | Transmission and Distribution Plant | 330 | Distribution Reservoirs and Standpipes | 13260 | 1700161 | 225 | PORTER TERRACE | 1999-07-01 | 1999 | 7 | 13664 |  |  | 13664 | 0 | 13664 | 50 | 20.2491 | 5533.69 | 8130.31 | 273.28 | 22,000 Gal GST | Initilal Inventory | 13664 | 5055.45 | 13664 | 5260.41 | 13664 | 13664 | 13664 | 25 | 18.4991 | 19.2491 | 10110.89 | 10520.81 | 11067.37
5 | Transmission and Distribution Plant | 330 | Distribution Reservoirs and Standpipes | 13260 | 1010219 | 212 | TALL CEDARS | 1999-07-01 | 1999 | 7 | 10962 |  |  | 10962 | 0 | 10962 | 50 | 20.2491 | 4439.42 | 6522.58 | 219.24 | 15,200 Gal GST | Initilal Inventory | 10962 | 4055.75 | 10962 | 4220.18 | 10962 | 10962 | 10962 | 25 | 18.4991 | 19.2491 | 8111.5 | 8440.36 | 8878.84
5 | Transmission and Distribution Plant | 330 | Distribution Reservoirs and Standpipes | 13260 | 1010157 | 202 | HIGHLAND RIDGE | 2019-02-21 | 2019 | 2 | 1686 | 317.74 |  | 2003.74 | 0 | 2003.74 | 50 | 0.60507 | 24.25 | 1979.49 | 40.0748 | Sheridan road / Tomahawk Trails - Intalled new blow off on 2" main | 72765, 357002.003, 322 |  | 0 |  |  |  |  | 2003.74 | 25 |  |  | 0 | 0 | 48.5
5 | Transmission and Distribution Plant | 330 | Distribution Reservoirs and Standpipes | 13260 | 1010287 | 211 | MEADOWLAKE ESTATES | 2019-02-21 | 2019 | 2 | 1686 | 317.74 |  | 2003.74 | 0 | 2003.74 | 50 | 0.60507 | 24.25 | 1979.49 | 40.0748 | Arrowrock Trails / Knottie Pine - Intalled new blow off on 2" main | 72766, 357002.003, 322 |  | 0 |  |  |  |  | 2003.74 | 25 |  |  | 0 | 0 | 48.5
5 | Transmission and Distribution Plant | 330 | Distribution Reservoirs and Standpipes | 13260 | 1010287 | 211 | MEADOWLAKE ESTATES | 2019-03-31 | 2019 | 3 | 12403.77 | 2337.56 |  | 14741.33 | -500.53 | 14240.8 | 50 | 0.50103 | 142.7 | 14098.1 | 284.816 | 2319 Loch Lomond St - Main line break | 5796, 357002.003, 322 |  | 0 |  |  |  |  | 14240.8 | 25 |  |  | 0 | 0 | 285.4
5 | Transmission and Distribution Plant | 331 | Transmission and Distribution Mains | 13260 | 1700033 | 203 | SPRING FOREST | 1967-01-31 | 1967 | 1 | 45967 |  |  | 45967 | 0 | 45967 | 50 | 52.6626 | 45967 | 0 | 0 | Distribution System | Initilal Inventory | 45967 | 45967 | 45967 | 45967 | 45967 | 45967 | 45967 | 25 | 50.9126 | 51.6626 | 45967 | 45967 | 45967
5 | Transmission and Distribution Plant | 331 | Transmission and Distribution Mains | 13260 | 1010132 | 220 | Greengate Acres | 1968-07-01 | 1968 | 7 | 22262 |  |  | 22262 | 0 | 22262 | 50 | 51.2471 | 22262 | 0 | 0 | Distribution System | Initilal Inventory | 22262 | 22038.08 | 22262 | 22262 | 22262 | 22262 | 22262 | 25 | 49.4971 | 50.2471 | 22262 | 22262 | 22262
5 | Transmission and Distribution Plant | 331 | Transmission and Distribution Mains | 13260 | 1010157 | 202 | HIGHLAND RIDGE | 1968-07-01 | 1968 | 7 | 29303 |  |  | 29303 | 0 | 29303 | 50 | 51.2471 | 29303 | 0 | 0 | Distribution System | Initilal Inventory | 29303 | 29008.27 | 29303 | 29303 | 29303 | 29303 | 29303 | 25 | 49.4971 | 50.2471 | 29303 | 29303 | 29303
5 | Transmission and Distribution Plant | 331 | Transmission and Distribution Mains | 13260 | 1010285 | 201 | HIGHLAND MOBILE HOME SUB | 1969-01-01 | 1969 | 1 | 1934 |  |  | 1934 | 0 | 1934 | 50 | 50.7433 | 1934 | 0 | 0 | Distribution System - 3" | Initilal Inventory | 1934 | 1895.06 | 1934 | 1924.07 | 1934 | 1934 | 1934 | 25 | 48.9933 | 49.7433 | 1934 | 1934 | 1934
5 | Transmission and Distribution Plant | 331 | Transmission and Distribution Mains | 13260 | 1010219 | 212 | TALL CEDARS | 1969-08-01 | 1969 | 8 | 9231 |  |  | 9231 | 0 | 9231 | 50 | 50.1629 | 9231 | 0 | 0 | Distribution System | Initilal Inventory | 9231 | 8937.99 | 9231 | 9076.45 | 9231 | 9231 | 9231 | 25 | 48.4129 | 49.1629 | 9231 | 9231 | 9231
5 | Transmission and Distribution Plant | 331 | Transmission and Distribution Mains | 13260 | 1010700 | 210 | HUFFMAN HEIGHTS | 1971-01-01 | 1971 | 1 | 17112 |  |  | 17112 | 0 | 17112 | 50 | 48.7447 | 16682.38 | 429.62 | 342.24 | Distribution System - PVC | Initilal Inventory | 17112 | 16083.46 | 17112 | 16340.14 | 17112 | 17112 | 17112 | 25 | 46.9947 | 47.7447 | 17112 | 17112 | 17112
5 | Transmission and Distribution Plant | 331 | Transmission and Distribution Mains | 13260 | 1700021 | 221 | JOY VILLAGE | 1971-01-01 | 1971 | 1 | 8817 |  |  | 8817 | 0 | 8817 | 50 | 48.7447 | 8595.64 | 221.36 | 176.34 | Distribution System | Initilal Inventory | 8817 | 8287.04 | 8817 | 8419.3 | 8817 | 8817 | 8817 | 25 | 46.9947 | 47.7447 | 8817 | 8817 | 8817
5 | Transmission and Distribution Plant | 331 | Transmission and Distribution Mains | 13260 | 1700029 | 222 | LAKEWOOD COLONY | 1971-01-01 | 1971 | 1 | 9627 |  |  | 9627 | 0 | 9627 | 50 | 48.7447 | 9385.3 | 241.7 | 192.54 | Distribution System | Initilal Inventory | 9627 | 9048.36 | 9627 | 9192.76 | 9627 | 9627 | 9627 | 25 | 46.9947 | 47.7447 | 9627 | 9627 | 9627
5 | Transmission and Distribution Plant | 331 | Transmission and Distribution Mains | 13260 | 1010287 | 211 | MEADOWLAKE ESTATES | 1971-01-01 | 1971 | 1 | 38325 |  |  | 38325 | 0 | 38325 | 50 | 48.7447 | 37362.81 | 962.19 | 766.5 | Distribution System | Initilal Inventory | 38325 | 36021.43 | 38325 | 36596.31 | 38325 | 38325 | 38325 | 25 | 46.9947 | 47.7447 | 38325 | 38325 | 38325
5 | Transmission and Distribution Plant | 331 | Transmission and Distribution Mains | 13260 | 1010252 | 213 | URBAN ACRES | 1971-01-31 | 1971 | 1 | 20642 |  |  | 20642 | 0 | 20642 | 50 | 48.6626 | 20089.85 | 552.15 | 412.84 | Distribution System | Initilal Inventory | 20642 | 19367.38 | 20642 | 19677.01 | 20642 | 20642 | 20642 | 25 | 46.9126 | 47.6626 | 20642 | 20642 | 20642
5 | Transmission and Distribution Plant | 331 | Transmission and Distribution Mains | 13260 | 1700161 | 225 | PORTER TERRACE | 1971-08-01 | 1971 | 8 | 13998 |  |  | 13998 | 0 | 13998 | 50 | 48.1643 | 13484.07 | 513.93 | 279.96 | Distribution System | Initilal Inventory | 13998 | 12994.14 | 13998 | 13204.11 | 13998 | 13998 | 13998 | 25 | 46.4143 | 47.1643 | 13998 | 13998 | 13998
5 | Transmission and Distribution Plant | 331 | Transmission and Distribution Mains | 13260 | 1010255 | 204 | SPRINGMONT | 1971-08-01 | 1971 | 8 | 15191 |  |  | 15191 | 0 | 15191 | 50 | 48.1643 | 14633.27 | 557.73 | 303.82 | Distribution System | Initilal Inventory | 15191 | 14101.58 | 15191 | 14329.45 | 15191 | 15191 | 15191 | 25 | 46.4143 | 47.1643 | 15191 | 15191 | 15191
5 | Transmission and Distribution Plant | 331 | Transmission and Distribution Mains | 13260 | 1700051 | 223 | PEACH CREEK OAKS | 1972-08-01 | 1972 | 8 | 14352 |  |  | 14352 | 0 | 14352 | 50 | 47.1622 | 13537.44 | 814.56 | 287.04 | Distribution System | Initilal Inventory | 14352 | 13035.12 | 14352 | 13250.4 | 14352 | 14352 | 14352 | 25 | 45.4122 | 46.1622 | 14352 | 14352 | 14352
5 | Transmission and Distribution Plant | 331 | Transmission and Distribution Mains | 13260 | 1700033 | 203 | SPRING FOREST | 2011-04-25 | 2011 | 4 | 5936 |  |  | 5936 | 0 | 5936 | 50 | 8.4326 | 1001.12 | 4934.88 | 118.72 | Distribution System | Initilal Inventory | 5936 | 793.36 | 5936 | 882.4 | 5936 | 5936 | 5936 | 25 | 6.6826 | 7.4326 | 1586.71 | 1764.79 | 2002.23
5 | Transmission and Distribution Plant | 331 | Transmission and Distribution Mains | 13260 | NA | 99 | VARIOUS | 2011-08-11 | 2011 | 8 | 72572 |  |  | 72572 | 0 | 72572 | 50 | 8.1369 | 11810.21 | 60761.79 | 1451.44 | Plant and Engineering Fees | Initilal Inventory | 72572 | 9270.19 | 72572 | 10358.77 | 72572 | 72572 | 72572 | 25 | 6.3869 | 7.1369 | 18540.38 | 20717.54 | 23620.42
5 | Transmission and Distribution Plant | 331 | Transmission and Distribution Mains | 13260 | 1700033 | 203 | SPRING FOREST | 2013-01-31 | 2013 | 1 | 3240 |  |  | 3240 | 0 | 3240 | 50 | 6.6612 | 431.65 | 2808.35 | 64.8 | Distribution System | Initilal Inventory | 3240 | 318.25 | 3240 | 366.85 | 3240 | 3240 | 3240 | 25 | 4.9112 | 5.6612 | 636.49 | 733.69 | 863.29
5 | Transmission and Distribution Plant | 331 | Transmission and Distribution Mains | 13260 | 1010132 | 220 | Greengate Acres | 2018-08-01 | 2018 | 8 | 2346.72 | 581 |  | 2927.72 | 0 | 2927.72 | 50 | 1.1636 | 68.13 | 2859.59 | 58.5544 | Main Line Repairs | 0918 - Consumers |  | 0 | 2927.72 | 9.58 |  | 2927.72 | 2927.72 | 25 |  | 0.16359 | 0 | 19.16 | 136.27
5 | Transmission and Distribution Plant | 331 | Transmission and Distribution Mains | 13260 | 1010157 | 202 | HIGHLAND RIDGE | 2018-08-01 | 2018 | 8 | 3021.43 | 748.04 |  | 3769.47 | 0 | 3769.47 | 50 | 1.1636 | 87.72 | 3681.75 | 75.3894 | Main Line Repairs | 0818 - Consumers |  | 0 | 3769.47 | 12.33 |  | 3769.47 | 3769.47 | 25 |  | 0.16359 | 0 | 24.67 | 175.44
5 | Transmission and Distribution Plant | 331 | Transmission and Distribution Mains | 13260 | 1010287 | 211 | MEADOWLAKE ESTATES | 2018-08-01 | 2018 | 8 | 1125.66 | 278.69 |  | 1404.35 | 0 | 1404.35 | 50 | 1.1636 | 32.68 | 1371.67 | 28.087 | Main Line Repairs | 0918 - Consumers |  | 0 | 1404.35 | 4.59 |  | 1404.35 | 1404.35 | 25 |  | 0.16359 | 0 | 9.19 | 65.36
5 | Transmission and Distribution Plant | 331 | Transmission and Distribution Mains | 13260 | 1700033 | 203 | SPRING FOREST | 2018-08-01 | 2018 | 8 | 1600.32 | 396.2 |  | 1996.52 | 0 | 1996.52 | 50 | 1.1636 | 46.46 | 1950.06 | 39.9304 | Main Line Repairs | 0818 - Consumers |  | 0 | 1996.52 | 6.53 |  | 1996.52 | 1996.52 | 25 |  | 0.16359 | 0 | 13.06 | 92.92
5 | Transmission and Distribution Plant | 331 | Transmission and Distribution Mains | 13260 | 1010700 | 210 | HUFFMAN HEIGHTS | 2018-09-30 | 2018 | 9 | 1165.5 | 288.55 |  | 1454.05 | 0 | 1454.05 | 50 | 0.99932 | 29.06 | 1424.99 | 29.081 | Main Line Repairs | 447, J555302 |  | 0 | 1454.05 | 0 |  | 1454.05 | 1454.05 | 25 |  | 0 | 0 | 0 | 58.12
5 | Transmission and Distribution Plant | 331 | Transmission and Distribution Mains | 13260 | 1700033 | 203 | SPRING FOREST | 2018-09-30 | 2018 | 9 | 670.5 | 166 |  | 836.5 | 0 | 836.5 | 50 | 0.99932 | 16.72 | 819.78 | 16.73 | Main Line Repairs | 454 |  | 0 | 836.5 | 0 |  | 836.5 | 836.5 | 25 |  | 0 | 0 | 0 | 33.44
5 | Transmission and Distribution Plant | 331 | Transmission and Distribution Mains | 13260 | 1010132 | 220 | Greengate Acres | 2018-10-31 | 2018 | 10 | 3224.27 | 798.26 |  | 4022.53 | 0 | 4022.53 | 50 | 0.91444 | 73.57 | 3948.96 | 80.4506 | Main Line Repairs | 1018 - Consumers |  | 0 |  | 0 |  |  | 4022.53 | 25 |  |  | 0 | 0 | 147.13
5 | Transmission and Distribution Plant | 331 | Transmission and Distribution Mains | 13260 | 1010157 | 202 | HIGHLAND RIDGE | 2018-10-31 | 2018 | 10 | 6558.22 | 1623.68 |  | 8181.9 | 0 | 8181.9 | 50 | 0.91444 | 149.64 | 8032.26 | 163.638 | Main Line Repairs | 1018 - Consumers, 145532, 496 |  | 0 |  | 0 |  |  | 8181.9 | 25 |  |  | 0 | 0 | 299.27
5 | Transmission and Distribution Plant | 331 | Transmission and Distribution Mains | 13260 | 1700033 | 203 | SPRING FOREST | 2018-10-31 | 2018 | 10 | 5685.93 | 1407.71 |  | 7093.64 | 0 | 7093.64 | 50 | 0.91444 | 129.73 | 6963.91 | 141.8728 | Main Line Relocation | 10/15/18. 10/31/18, J700405.J703837,J704145, J711131 |  | 0 |  | 0 |  |  | 7093.64 | 25 |  |  | 0 | 0 | 259.47
5 | Transmission and Distribution Plant | 331 | Transmission and Distribution Mains | 13260 | 1700033 | 203 | SPRING FOREST | 2018-10-31 | 2018 | 10 | 4672.61 | 1156.84 |  | 5829.45 | 0 | 5829.45 | 50 | 0.91444 | 106.61 | 5722.84 | 116.589 | Main Line Repairs | 10/15/18, 493, 499, J610683 |  | 0 |  | 0 |  |  | 5829.45 | 25 |  |  | 0 | 0 | 213.23
5 | Transmission and Distribution Plant | 331 | Transmission and Distribution Mains | 13260 | 1700033 | 203 | SPRING FOREST | 2018-11-30 | 2018 | 11 | 9159.39 | 2267.68 |  | 11427.07 | 0 | 11427.07 | 50 | 0.83231 | 190.22 | 11236.85 | 228.5414 | Main Line Relocation | 11666355 |  | 0 |  | 0 |  |  | 11427.07 | 25 |  |  | 0 | 0 | 380.43
5 | Transmission and Distribution Plant | 331 | Transmission and Distribution Mains | 13260 | 1700033 | 203 | SPRING FOREST | 2018-11-30 | 2018 | 11 | 540.68 | 133.86 |  | 674.54 | 0 | 674.54 | 50 | 0.83231 | 11.23 | 663.31 | 13.4908 | Main Line Repairs | 11874974 |  | 0 |  | 0 |  |  | 674.54 | 25 |  |  | 0 | 0 | 22.46
5 | Transmission and Distribution Plant | 331 | Transmission and Distribution Mains | 13260 | 1700033 | 203 | SPRING FOREST | 2018-12-17 | 2018 | 12 | 1309.52 |  |  | 1309.52 | 0 | 1309.52 | 50 | 0.78576 | 20.58 | 1288.94 | 26.1904 | Main Relocate (Standby for final at risk section of storm drain project) - Rayford Rd | J934524 |  | 0 |  | 0 |  |  | 1309.52 | 25 |  |  | 0 | 0 | 41.16
5 | Transmission and Distribution Plant | 331 | Transmission and Distribution Mains | 13260 | 1010157 | 202 | HIGHLAND RIDGE | 2018-12-30 | 2018 | 12 | 2052.59 |  |  | 2052.59 | 0 | 2052.59 | 50 | 0.75017 | 30.8 | 2021.79 | 41.0518 | Water main repair @ 2515 Loch Lommond | 596 |  | 0 |  | 0 |  |  | 2052.59 | 25 |  |  | 0 | 0 | 61.59
5 | Transmission and Distribution Plant | 331 | Transmission and Distribution Mains | 13260 | 1700033 | 203 | SPRING FOREST | 2018-12-30 | 2018 | 12 | 1840.95 |  |  | 1840.95 | 0 | 1840.95 | 50 | 0.75017 | 27.62 | 1813.33 | 36.819 | Water main repair @ 29902 E Hawthrone - Rayford Rd | 591 |  | 0 |  | 0 |  |  | 1840.95 | 25 |  |  | 0 | 0 | 55.24
5 | Transmission and Distribution Plant | 331 | Transmission and Distribution Mains | 13260 | 1700033 | 203 | SPRING FOREST | 2018-12-30 | 2018 | 12 | 496.74 |  |  | 496.74 | 0 | 496.74 | 50 | 0.75017 | 7.45 | 489.29 | 9.9348 | Water main repair @ Rayford | 603 |  | 0 |  | 0 |  |  | 496.74 | 25 |  |  | 0 | 0 | 14.91
5 | Transmission and Distribution Plant | 331 | Transmission and Distribution Mains | 13260 | 1700033 | 203 | SPRING FOREST | 2018-12-30 | 2018 | 12 | 3618.77 |  |  | 3618.77 | 0 | 3618.77 | 50 | 0.75017 | 54.29 | 3564.48 | 72.3754 | Line Relocation - On Standby for final risk section of storm drain @ 29902 E Hawthorne | 575 |  | 0 |  | 0 |  |  | 3618.77 | 25 |  |  | 0 | 0 | 108.59
5 | Transmission and Distribution Plant | 331 | Transmission and Distribution Mains | 13260 | 1010255 | 204 | SPRINGMONT | 2018-12-30 | 2018 | 12 | 1244.64 |  |  | 1244.64 | 0 | 1244.64 | 50 | 0.75017 | 18.67 | 1225.97 | 24.8928 | Main break @ 20819 Sunshine Ln | 593 |  | 0 |  | 0 |  |  | 1244.64 | 25 |  |  | 0 | 0 | 37.35
5 | Transmission and Distribution Plant | 331 | Transmission and Distribution Mains | 13260 | 1010132 | 220 | Greengate Acres | 2019-02-01 | 2019 | 2 | 1415.76 | 266.81 |  | 1682.57 | 0 | 1682.57 | 50 | 0.65982 | 22.2 | 1660.37 | 33.6514 | 2319 Loch Lomond St - Main line break | 01-2019, 357002.003, 322 |  | 0 |  |  |  |  | 1682.57 | 25 |  |  | 0 | 0 | 44.41
5 | Transmission and Distribution Plant | 331 | Transmission and Distribution Mains | 13260 | 1010157 | 202 | HIGHLAND RIDGE | 2019-02-01 | 2019 | 2 | 1310.85 | 247.03 |  | 1557.88 | 0 | 1557.88 | 50 | 0.65982 | 20.56 | 1537.32 | 31.1576 | 2408 Loch Lomond - Main line break | 19201830, 357002.003, 322 |  | 0 |  |  |  |  | 1557.88 | 25 |  |  | 0 | 0 | 41.12
5 | Transmission and Distribution Plant | 331 | Transmission and Distribution Mains | 13260 | 1010157 | 202 | HIGHLAND RIDGE | 2019-02-01 | 2019 | 2 | 1241.1 | 233.9 |  | 1475 | 0 | 1475 | 50 | 0.65982 | 19.46 | 1455.54 | 29.5 | 2607 Barbers Hill - Main line break | 19201830, 357002.003, 322 |  | 0 |  |  |  |  | 1475 | 25 |  |  | 0 | 0 | 38.93
5 | Transmission and Distribution Plant | 331 | Transmission and Distribution Mains | 13260 | 1010157 | 202 | HIGHLAND RIDGE | 2019-02-01 | 2019 | 2 | 2049.64 | 386.27 |  | 2435.91 | 0 | 2435.91 | 50 | 0.65982 | 32.15 | 2403.76 | 48.7182 | 2607 Barbers Hill - Main line break | 19201830, 357002.003, 322 |  | 0 |  |  |  |  | 2435.91 | 25 |  |  | 0 | 0 | 64.29
5 | Transmission and Distribution Plant | 331 | Transmission and Distribution Mains | 13260 | 1010157 | 202 | HIGHLAND RIDGE | 2019-02-01 | 2019 | 2 | 1447.4 | 272.77 |  | 1720.17 | 0 | 1720.17 | 50 | 0.65982 | 22.7 | 1697.47 | 34.4034 | 9903 Rambler Dr - Main line break | 19201830, 357002.003, 322 |  | 0 |  |  |  |  | 1720.17 | 25 |  |  | 0 | 0 | 45.4
5 | Transmission and Distribution Plant | 331 | Transmission and Distribution Mains | 13260 | 1010157 | 202 | HIGHLAND RIDGE | 2019-02-01 | 2019 | 2 | 2262.77 | 426.44 |  | 2689.21 | 0 | 2689.21 | 50 | 0.65982 | 35.49 | 2653.72 | 53.7842 | 9815 Rambler Dr - Main line break | 19201830, 357002.003, 322 |  | 0 |  |  |  |  | 2689.21 | 25 |  |  | 0 | 0 | 70.98
5 | Transmission and Distribution Plant | 331 | Transmission and Distribution Mains | 13260 | 1010157 | 202 | HIGHLAND RIDGE | 2019-02-01 | 2019 | 2 | 1481.49 | 279.19 |  | 1760.68 | 0 | 1760.68 | 50 | 0.65982 | 23.23 | 1737.45 | 35.2136 | 10018 Meadowvine Dr - Main line break | 19201830, 357002.003, 322 |  | 0 |  |  |  |  | 1760.68 | 25 |  |  | 0 | 0 | 46.47
5 | Transmission and Distribution Plant | 331 | Transmission and Distribution Mains | 13260 | 1010157 | 202 | HIGHLAND RIDGE | 2019-02-01 | 2019 | 2 | 1291.47 | 243.39 |  | 1534.86 | 0 | 1534.86 | 50 | 0.65982 | 20.25 | 1514.61 | 30.6972 | 13718 Avalon Ct - Main line break | 19201830, 357002.003, 322 |  | 0 |  |  |  |  | 1534.86 | 25 |  |  | 0 | 0 | 40.51
5 | Transmission and Distribution Plant | 331 | Transmission and Distribution Mains | 13260 | 1010157 | 202 | HIGHLAND RIDGE | 2019-02-01 | 2019 | 2 | 1491.98 | 281.17 |  | 1773.15 | 0 | 1773.15 | 50 | 0.65982 | 23.4 | 1749.75 | 35.463 | 9414 meadowvine Dr - Main line break | 19201830, 357002.003, 322 |  | 0 |  |  |  |  | 1773.15 | 25 |  |  | 0 | 0 | 46.8
5 | Transmission and Distribution Plant | 331 | Transmission and Distribution Mains | 13260 | 1010157 | 202 | HIGHLAND RIDGE | 2019-02-01 | 2019 | 2 | 2031.58 | 382.86 |  | 2414.44 | 0 | 2414.44 | 50 | 0.65982 | 31.86 | 2382.58 | 48.2888 | 15450 Willowisp Tr - Main line break | 19201830, 357002.003, 322 |  | 0 |  |  |  |  | 2414.44 | 25 |  |  | 0 | 0 | 63.72
5 | Transmission and Distribution Plant | 331 | Transmission and Distribution Mains | 13260 | 1010287 | 211 | MEADOWLAKE ESTATES | 2019-02-01 | 2019 | 2 | 1399.55 | 263.75 |  | 1663.3 | 0 | 1663.3 | 50 | 0.65982 | 21.95 | 1641.35 | 33.266 | Rayfod Rd / Geneva - Main line break | 19201830, 357002.003, 322 |  | 0 |  |  |  |  | 1663.3 | 25 |  |  | 0 | 0 | 43.9
5 | Transmission and Distribution Plant | 331 | Transmission and Distribution Mains | 13260 | 1010287 | 211 | MEADOWLAKE ESTATES | 2019-02-01 | 2019 | 2 | 3466.36 | 653.25 |  | 4119.61 | 0 | 4119.61 | 50 | 0.65982 | 54.36 | 4065.25 | 82.3922 | 3206 Green Lake - Repaired main line | 19201830, 357002.003, 322 |  | 0 |  |  |  |  | 4119.61 | 25 |  |  | 0 | 0 | 108.73
5 | Transmission and Distribution Plant | 331 | Transmission and Distribution Mains | 13260 | 1010287 | 211 | MEADOWLAKE ESTATES | 2019-02-01 | 2019 | 2 | 2050.95 | 386.51 |  | 2437.46 | 0 | 2437.46 | 50 | 0.65982 | 32.17 | 2405.29 | 48.7492 | 21422 Greengate Dr - Leveled yard and replaced sod over previous main line repair | 19201830, 357002.003, 322 |  | 0 |  |  |  |  | 2437.46 | 25 |  |  | 0 | 0 | 64.33
5 | Transmission and Distribution Plant | 331 | Transmission and Distribution Mains | 13260 | 1010287 | 211 | MEADOWLAKE ESTATES | 2019-02-01 | 2019 | 2 | 1963.65 | 370.06 |  | 2333.71 | 0 | 2333.71 | 50 | 0.65982 | 30.8 | 2302.91 | 46.6742 | 2415 Loch lomond - Main line break | 19201830, 357002.003, 322 |  | 0 |  |  |  |  | 2333.71 | 25 |  |  | 0 | 0 | 61.59
5 | Transmission and Distribution Plant | 331 | Transmission and Distribution Mains | 13260 | 1010287 | 211 | MEADOWLAKE ESTATES | 2019-02-01 | 2019 | 2 | 1486.21 | 280.09 |  | 1766.3 | 0 | 1766.3 | 50 | 0.65982 | 23.31 | 1742.99 | 35.326 | 2515 Loch Lomond - Intalled new water main valve | 19201830, 357002.003, 322 |  | 0 |  |  |  |  | 1766.3 | 25 |  |  | 0 | 0 | 46.62
5 | Transmission and Distribution Plant | 331 | Transmission and Distribution Mains | 13260 | 1700114 | 224 | PIONEER TRAILS | 2019-02-01 | 2019 | 2 | 548.96 | 103.46 |  | 652.42 | 0 | 652.42 | 50 | 0.65982 | 8.61 | 643.81 | 13.0484 | 2319 Loch Lomond - Leveled yard and replaced sod over previous main line repair | 19201830, 357002.003, 322 |  | 0 |  |  |  |  | 652.42 | 25 |  |  | 0 | 0 | 17.22
5 | Transmission and Distribution Plant | 331 | Transmission and Distribution Mains | 13260 | 1700033 | 203 | SPRING FOREST | 2019-02-01 | 2019 | 2 | 3277.92 | 617.75 |  | 3895.67 | 0 | 3895.67 | 50 | 0.65982 | 51.41 | 3844.26 | 77.9134 | 2300 Loch Lomond - Main line break | 01-2019, 357002.003, 322 |  | 0 |  |  |  |  | 3895.67 | 25 |  |  | 0 | 0 | 102.82
5 | Transmission and Distribution Plant | 331 | Transmission and Distribution Mains | 13260 | 1700033 | 203 | SPRING FOREST | 2019-02-01 | 2019 | 2 | 1825.31 | 343.99 |  | 2169.3 | 0 | 2169.3 | 50 | 0.65982 | 28.63 | 2140.67 | 43.386 | 2319 Loch Lomond - Main line break | 01-2019, 357002.003, 322 |  | 0 |  |  |  |  | 2169.3 | 25 |  |  | 0 | 0 | 57.25
5 | Transmission and Distribution Plant | 331 | Transmission and Distribution Mains | 13260 | 1700033 | 203 | SPRING FOREST | 2019-02-01 | 2019 | 2 | 1781.4 | 335.71 |  | 2117.11 | 0 | 2117.11 | 50 | 0.65982 | 27.94 | 2089.17 | 42.3422 | 2607 Barber Hill Rd - Leveled yard and replaced sod over previous main line r... | 19201830, 357002.003, 322 |  | 0 |  |  |  |  | 2117.11 | 25 |  |  | 0 | 0 | 55.88
5 | Transmission and Distribution Plant | 331 | Transmission and Distribution Mains | 13260 | 1010252 | 213 | URBAN ACRES | 2019-02-01 | 2019 | 2 | 1942.45 | 366.07 |  | 2308.52 | 0 | 2308.52 | 50 | 0.65982 | 30.46 | 2278.06 | 46.1704 | 2319 Loch Lomond - Main line break | 01-2019, 357002.003, 322 |  | 0 |  |  |  |  | 2308.52 | 25 |  |  | 0 | 0 | 60.93
5 | Transmission and Distribution Plant | 331 | Transmission and Distribution Mains | 13260 | 1010252 | 213 | URBAN ACRES | 2019-02-01 | 2019 | 2 | 812.26 | 153.07 |  | 965.33 | 0 | 965.33 | 50 | 0.65982 | 12.74 | 952.59 | 19.3066 | 2319 Loch Lomond - Main line break | 01-2019, 357002.003, 322 |  | 0 |  |  |  |  | 965.33 | 25 |  |  | 0 | 0 | 25.48
5 | Transmission and Distribution Plant | 331 | Transmission and Distribution Mains | 13260 | 1010132 | 220 | Greengate Acres | 2019-02-28 | 2019 | 2 | 1444.63 | 272.24 |  | 1716.87 | 0 | 1716.87 | 50 | 0.5859 | 20.12 | 1696.75 | 34.3374 | 2319 Loch Lomond - Main line break | 19031830, 357002.003, 322 |  | 0 |  |  |  |  | 1716.87 | 25 |  |  | 0 | 0 | 40.24
5 | Transmission and Distribution Plant | 331 | Transmission and Distribution Mains | 13260 | 1010132 | 220 | Greengate Acres | 2019-02-28 | 2019 | 2 | 364.18 | 68.64 |  | 432.82 | 0 | 432.82 | 50 | 0.5859 | 5.07 | 427.75 | 8.6564 | 2517 Barber Hill Rd - Main line break | 19031830, 357002.003, 322 |  | 0 |  |  |  |  | 432.82 | 25 |  |  | 0 | 0 | 10.14
5 | Transmission and Distribution Plant | 331 | Transmission and Distribution Mains | 13260 | 1010157 | 202 | HIGHLAND RIDGE | 2019-02-28 | 2019 | 2 | 1485.88 | 280.02 |  | 1765.9 | 0 | 1765.9 | 50 | 0.5859 | 20.69 | 1745.21 | 35.318 | 2517 Barber Hill Rd - Main line break | 19031830, 357002.003, 322 |  | 0 |  |  |  |  | 1765.9 | 25 |  |  | 0 | 0 | 41.39
5 | Transmission and Distribution Plant | 331 | Transmission and Distribution Mains | 13260 | 1010157 | 202 | HIGHLAND RIDGE | 2019-02-28 | 2019 | 2 | 1403.56 | 264.51 |  | 1668.07 | 0 | 1668.07 | 50 | 0.5859 | 19.55 | 1648.52 | 33.3614 | 10103 Meadowvine Dr - Main line break | 19031830, 357002.003, 322 |  | 0 |  |  |  |  | 1668.07 | 25 |  |  | 0 | 0 | 39.09
5 | Transmission and Distribution Plant | 331 | Transmission and Distribution Mains | 13260 | 1010157 | 202 | HIGHLAND RIDGE | 2019-02-28 | 2019 | 2 | 819.54 | 154.45 |  | 973.99 | 0 | 973.99 | 50 | 0.5859 | 11.41 | 962.58 | 19.4798 | 1911 Spring Cypress - Intalled new fittings and gate valve | 19031830, 357002.003, 322 |  | 0 |  |  |  |  | 973.99 | 25 |  |  | 0 | 0 | 22.83
5 | Transmission and Distribution Plant | 331 | Transmission and Distribution Mains | 13260 | 1010157 | 202 | HIGHLAND RIDGE | 2019-02-28 | 2019 | 2 | 1049.29 | 197.74 |  | 1247.03 | 0 | 1247.03 | 50 | 0.5859 | 14.61 | 1232.42 | 24.9406 | Intalled flush valve @ 10407 Laurie Ln & 10311 Macduff St | 19031830, 357002.003, 322 |  | 0 |  |  |  |  | 1247.03 | 25 |  |  | 0 | 0 | 29.23
5 | Transmission and Distribution Plant | 331 | Transmission and Distribution Mains | 13260 | 1010157 | 202 | HIGHLAND RIDGE | 2019-02-28 | 2019 | 2 | 1688.94 | 318.29 |  | 2007.23 | 0 | 2007.23 | 50 | 0.5859 | 23.52 | 1983.71 | 40.1446 | 8327 Indian Spring Trails - Service line leak | 19031830, 357002.003, 322 |  | 0 |  |  |  |  | 2007.23 | 25 |  |  | 0 | 0 | 47.04
5 | Transmission and Distribution Plant | 331 | Transmission and Distribution Mains | 13260 | 1010157 | 202 | HIGHLAND RIDGE | 2019-02-28 | 2019 | 2 | 1708.85 | 322.04 |  | 2030.89 | 0 | 2030.89 | 50 | 0.5859 | 23.8 | 2007.09 | 40.6178 | 14118 Oakwick Ln - Service line leak | 19031830, 357002.003, 322 |  | 0 |  |  |  |  | 2030.89 | 25 |  |  | 0 | 0 | 47.6
5 | Transmission and Distribution Plant | 331 | Transmission and Distribution Mains | 13260 | 1010157 | 202 | HIGHLAND RIDGE | 2019-02-28 | 2019 | 2 | 3113.02 | 586.66 |  | 3699.68 | 0 | 3699.68 | 50 | 0.5859 | 43.35 | 3656.33 | 73.9936 | 25796 Almarie Dr - Service line leak | 19031830, 357002.003, 322 |  | 0 |  |  |  |  | 3699.68 | 25 |  |  | 0 | 0 | 86.71
5 | Transmission and Distribution Plant | 331 | Transmission and Distribution Mains | 13260 | 1010157 | 202 | HIGHLAND RIDGE | 2019-02-28 | 2019 | 2 | 2196.12 | 413.87 |  | 2609.99 | 0 | 2609.99 | 50 | 0.5859 | 30.58 | 2579.41 | 52.1998 | 2335 Hickory Hollow Ln - Investigate possible service line break, No meter leak,... | 611, 357002.003, 322 |  | 0 |  |  |  |  | 2609.99 | 25 |  |  | 0 | 0 | 61.17
5 | Transmission and Distribution Plant | 331 | Transmission and Distribution Mains | 13260 | 1010287 | 211 | MEADOWLAKE ESTATES | 2019-02-28 | 2019 | 2 | 2087.07 | 393.32 |  | 2480.39 | 0 | 2480.39 | 50 | 0.5859 | 29.07 | 2451.32 | 49.6078 | 20598 Shady lane - Rerplaced short service line | 19031830, 357002.003, 322 |  | 0 |  |  |  |  | 2480.39 | 25 |  |  | 0 | 0 | 58.13
5 | Transmission and Distribution Plant | 331 | Transmission and Distribution Mains | 13260 | 1010255 | 204 | SPRINGMONT | 2019-02-28 | 2019 | 2 | 229.59 | 43.27 |  | 272.86 | 0 | 272.86 | 50 | 0.5859 | 3.2 | 269.66 | 5.4572 | 17791 Wood Hollow Dr - Replace broken U-Branch, retapped service line | 19031830, 357002.003, 322 |  | 0 |  |  |  |  | 272.86 | 25 |  |  | 0 | 0 | 6.39
5 | Transmission and Distribution Plant | 331 | Transmission and Distribution Mains | 13260 | 1010132 | 220 | Greengate Acres | 2019-03-31 | 2019 | 3 | 42.83 | 8.07 |  | 50.9 | -1.73 | 49.17 | 50 | 0.50103 | 0.49 | 48.68 | 0.9834 | 11730 Urban Dr - Main line break | 0419-Repairs, 357002.003, 322 |  | 0 |  |  |  |  | 49.17 | 25 |  |  | 0 | 0 | 0.99
5 | Transmission and Distribution Plant | 331 | Transmission and Distribution Mains | 13260 | 1010132 | 220 | Greengate Acres | 2019-03-31 | 2019 | 3 | 428.39 | 80.73 |  | 509.12 | -17.29 | 491.83 | 50 | 0.50103 | 4.93 | 486.9 | 9.8366 | 2515 Loch Lomond - main line break | 0419-Repairs, 357002.003, 322 |  | 0 |  |  |  |  | 491.83 | 25 |  |  | 0 | 0 | 9.86
5 | Transmission and Distribution Plant | 331 | Transmission and Distribution Mains | 13260 | 1010157 | 202 | HIGHLAND RIDGE | 2019-03-31 | 2019 | 3 | 67.15 | 12.66 |  | 79.81 | -2.71 | 77.1 | 50 | 0.50103 | 0.77 | 76.33 | 1.542 | 8229 East Mt. Houston Rd - Replaced short service line | 0419-Repairs, 357002.003, 322 |  | 0 |  |  |  |  | 77.1 | 25 |  |  | 0 | 0 | 1.55
5 | Transmission and Distribution Plant | 331 | Transmission and Distribution Mains | 13260 | 1010157 | 202 | HIGHLAND RIDGE | 2019-03-31 | 2019 | 3 | 86.38 | 16.28 |  | 102.66 | -3.49 | 99.17 | 50 | 0.50103 | 0.99 | 98.18 | 1.9834 | 8320 Tomahawk Trail - Replaced short service line, intalled blow off at end of mai... | 0419-Repairs, 357002.003, 322 |  | 0 |  |  |  |  | 99.17 | 25 |  |  | 0 | 0 | 1.99
5 | Transmission and Distribution Plant | 331 | Transmission and Distribution Mains | 13260 | 1010157 | 202 | HIGHLAND RIDGE | 2019-03-31 | 2019 | 3 | 27.59 | 5.2 |  | 32.79 | -1.11 | 31.68 | 50 | 0.50103 | 0.32 | 31.36 | 0.6336 | 29902 E Hawthrone St @ Rayford in Geneva - Construction damaged Service line | 0419-Repairs, 357002.003, 322 |  | 0 |  |  |  |  | 31.68 | 25 |  |  | 0 | 0 | 0.63
5 | Transmission and Distribution Plant | 331 | Transmission and Distribution Mains | 13260 | 1010157 | 202 | HIGHLAND RIDGE | 2019-03-31 | 2019 | 3 | 39.41 | 7.43 |  | 46.84 | -1.59 | 45.25 | 50 | 0.50103 | 0.45 | 44.8 | 0.905 | 29902 E Hawthrone St @ Rayford in Geneva - Construction damaged Service line | 0419-Repairs, 357002.003, 322 |  | 0 |  |  |  |  | 45.25 | 25 |  |  | 0 | 0 | 0.91
5 | Transmission and Distribution Plant | 331 | Transmission and Distribution Mains | 13260 | 1010157 | 202 | HIGHLAND RIDGE | 2019-03-31 | 2019 | 3 | 141.1 | 26.59 |  | 167.69 | -5.69 | 162 | 50 | 0.50103 | 1.62 | 160.38 | 3.24 | Repaired line servicing 1543 Rayford Rd | 0419-Repairs, 357002.003, 322 |  | 0 |  |  |  |  | 162 | 25 |  |  | 0 | 0 | 3.25
5 | Transmission and Distribution Plant | 331 | Transmission and Distribution Mains | 13260 | 1010157 | 202 | HIGHLAND RIDGE | 2019-03-31 | 2019 | 3 | 671.5 | 126.54 |  | 798.04 | -27.1 | 770.94 | 50 | 0.50103 | 7.73 | 763.21 | 15.4188 | 13718 Avion St - main line break | 0419-Repairs, 357002.003, 322 |  | 0 |  |  |  |  | 770.94 | 25 |  |  | 0 | 0 | 15.45
5 | Transmission and Distribution Plant | 331 | Transmission and Distribution Mains | 13260 | 1010157 | 202 | HIGHLAND RIDGE | 2019-03-31 | 2019 | 3 | 863.88 | 162.8 |  | 1026.68 | -34.86 | 991.82 | 50 | 0.50103 | 9.94 | 981.88 | 19.8364 | 14002 Vindale Dr - main line break | 0419-Repairs, 357002.003, 322 |  | 0 |  |  |  |  | 991.82 | 25 |  |  | 0 | 0 | 19.88
5 | Transmission and Distribution Plant | 331 | Transmission and Distribution Mains | 13260 | 1010157 | 202 | HIGHLAND RIDGE | 2019-03-31 | 2019 | 3 | 275.98 | 52.01 |  | 327.99 | -11.14 | 316.85 | 50 | 0.50103 | 3.18 | 313.67 | 6.337 | 10103 Meadowvine Dr - leveled yard and placed sod over main line repair | 0419-Repairs, 357002.003, 322 |  | 0 |  |  |  |  | 316.85 | 25 |  |  | 0 | 0 | 6.35
5 | Transmission and Distribution Plant | 331 | Transmission and Distribution Mains | 13260 | 1010157 | 202 | HIGHLAND RIDGE | 2019-03-31 | 2019 | 3 | 394.15 | 74.28 |  | 468.43 | -15.91 | 452.52 | 50 | 0.50103 | 4.53 | 447.99 | 9.0504 | 25934 Pine Dr - man line break | 0419-Repairs, 357002.003, 322 |  | 0 |  |  |  |  | 452.52 | 25 |  |  | 0 | 0 | 9.07
5 | Transmission and Distribution Plant | 331 | Transmission and Distribution Mains | 13260 | 1010157 | 202 | HIGHLAND RIDGE | 2019-03-31 | 2019 | 3 | 1411.1 | 265.93 |  | 1677.03 | -56.94 | 1620.09 | 50 | 0.50103 | 16.23 | 1603.86 | 32.4018 | 16987 Deepwoods Trl - main line break | 0419-Repairs, 357002.003, 322 |  | 0 |  |  |  |  | 1620.09 | 25 |  |  | 0 | 0 | 32.47
5 | Transmission and Distribution Plant | 331 | Transmission and Distribution Mains | 13260 | 1010287 | 211 | MEADOWLAKE ESTATES | 2019-03-31 | 2019 | 3 | 78.33 | 14.76 |  | 93.09 | -3.16 | 89.93 | 50 | 0.50103 | 0.9 | 89.03 | 1.7986 | Repair water leaks @ 1410 Ben Nevis & 10410 Ben Nevis St | 0419-Repairs, 357002.003, 322 |  | 0 |  |  |  |  | 89.93 | 25 |  |  | 0 | 0 | 1.8
5 | Transmission and Distribution Plant | 331 | Transmission and Distribution Mains | 13260 | 1010287 | 211 | MEADOWLAKE ESTATES | 2019-03-31 | 2019 | 3 | 71.81 | 13.53 |  | 85.34 | -2.9 | 82.44 | 50 | 0.50103 | 0.83 | 81.61 | 1.6488 | 2355 Hickory Hollow Ln - leak at meter | 0419-Repairs, 357002.003, 322 |  | 0 |  |  |  |  | 82.44 | 25 |  |  | 0 | 0 | 1.65
5 | Transmission and Distribution Plant | 331 | Transmission and Distribution Mains | 13260 | 1010287 | 211 | MEADOWLAKE ESTATES | 2019-03-31 | 2019 | 3 | 30.95 | 5.83 |  | 36.78 | -1.25 | 35.53 | 50 | 0.50103 | 0.36 | 35.17 | 0.7106 | 10103 Meadowvine Dr - leveled yard and placed sod over main line repair | 0419-Repairs, 357002.003, 322 |  | 0 |  |  |  |  | 35.53 | 25 |  |  | 0 | 0 | 0.71
5 | Transmission and Distribution Plant | 331 | Transmission and Distribution Mains | 13260 | 1010287 | 211 | MEADOWLAKE ESTATES | 2019-03-31 | 2019 | 3 | 783.39 | 147.64 |  | 931.03 | -31.61 | 899.42 | 50 | 0.50103 | 9.01 | 890.41 | 17.9884 | 24430 E Terrace Dr - cut main in two sections and cap off | 0419-Repairs, 357002.003, 322 |  | 0 |  |  |  |  | 899.42 | 25 |  |  | 0 | 0 | 18.03
5 | Transmission and Distribution Plant | 331 | Transmission and Distribution Mains | 13260 | 1010287 | 211 | MEADOWLAKE ESTATES | 2019-03-31 | 2019 | 3 | 718.16 | 135.34 |  | 853.5 | -28.98 | 824.52 | 50 | 0.50103 | 8.26 | 816.26 | 16.4904 | 1603 Rayford - Relocate water main at two different locations | 0419-Repairs, 357002.003, 322 |  | 0 |  |  |  |  | 824.52 | 25 |  |  | 0 | 0 | 16.52
5 | Transmission and Distribution Plant | 331 | Transmission and Distribution Mains | 13260 | 1010287 | 211 | MEADOWLAKE ESTATES | 2019-03-31 | 2019 | 3 | 309.59 | 58.34 |  | 367.93 | -12.49 | 355.44 | 50 | 0.50103 | 3.56 | 351.88 | 7.1088 | 29402 Wilfern Trl - Main line break | 0419-Repairs, 357002.003, 322 |  | 0 |  |  |  |  | 355.44 | 25 |  |  | 0 | 0 | 7.12
5 | Transmission and Distribution Plant | 331 | Transmission and Distribution Mains | 13260 | 1700051 | 223 | PEACH CREEK OAKS | 2019-03-31 | 2019 | 3 | 115.72 | 21.81 |  | 137.53 | -4.67 | 132.86 | 50 | 0.50103 | 1.33 | 131.53 | 2.6572 | Electric Pole & Repairs | 0419-Repairs, 357002.003, 322 |  | 0 |  |  |  |  | 132.86 | 25 |  |  | 0 | 0 | 2.66
5 | Transmission and Distribution Plant | 331 | Transmission and Distribution Mains | 13260 | 1700051 | 223 | PEACH CREEK OAKS | 2019-03-31 | 2019 | 3 | 1157.27 | 218.1 |  | 1375.37 | -46.7 | 1328.67 | 50 | 0.50103 | 13.31 | 1315.36 | 26.5734 | 1602 Rayford - Relocate lower water main | 0419-Repairs, 357002.003, 322 |  | 0 |  |  |  |  | 1328.67 | 25 |  |  | 0 | 0 | 26.63
5 | Transmission and Distribution Plant | 331 | Transmission and Distribution Mains | 13260 | 1700114 | 224 | PIONEER TRAILS | 2019-03-31 | 2019 | 3 | 48.06 | 9.05 |  | 57.11 | -1.94 | 55.17 | 50 | 0.50103 | 0.55 | 54.62 | 1.1034 | To reclass one Generator from WorldWide Power Inv #SAL-054860 from Orbit to Consumers | 0419-Repairs, 357002.003, 322 |  | 0 |  |  |  |  | 55.17 | 25 |  |  | 0 | 0 | 1.11
5 | Transmission and Distribution Plant | 331 | Transmission and Distribution Mains | 13260 | 1700114 | 224 | PIONEER TRAILS | 2019-03-31 | 2019 | 3 | 480.66 | 90.58 |  | 571.24 | -19.4 | 551.84 | 50 | 0.50103 | 5.53 | 546.31 | 11.0368 | 11727 Lone Shadow Trl - Main line break | 0419-Repairs, 357002.003, 322 |  | 0 |  |  |  |  | 551.84 | 25 |  |  | 0 | 0 | 11.06
5 | Transmission and Distribution Plant | 331 | Transmission and Distribution Mains | 13260 | 1700161 | 225 | PORTER TERRACE | 2019-03-31 | 2019 | 3 | 103.74 | 19.55 |  | 123.29 | -4.19 | 119.1 | 50 | 0.50103 | 1.19 | 117.91 | 2.382 | Replace and tie in 2 high pressure tanks - temp pressure tank | 0419-Repairs, 357002.003, 322 |  | 0 |  |  |  |  | 119.1 | 25 |  |  | 0 | 0 | 2.39
5 | Transmission and Distribution Plant | 331 | Transmission and Distribution Mains | 13260 | 1700161 | 225 | PORTER TERRACE | 2019-03-31 | 2019 | 3 | 1037.4 | 195.5 |  | 1232.9 | -41.86 | 1191.04 | 50 | 0.50103 | 11.93 | 1179.11 | 23.8208 | 8229 East Mt. Houston Rd - leveled yard and placed sod over main line repair | 0419-Repairs, 357002.003, 322 |  | 0 |  |  |  |  | 1191.04 | 25 |  |  | 0 | 0 | 23.87
5 | Transmission and Distribution Plant | 331 | Transmission and Distribution Mains | 13260 | 1700033 | 203 | SPRING FOREST | 2019-03-31 | 2019 | 3 | 279.33 | 52.64 |  | 331.97 | -11.27 | 320.7 | 50 | 0.50103 | 3.21 | 317.49 | 6.414 | 21706 Greengate Dr - Main line break | 0419-Repairs, 357002.003, 322 |  | 0 |  |  |  |  | 320.7 | 25 |  |  | 0 | 0 | 6.43
5 | Transmission and Distribution Plant | 331 | Transmission and Distribution Mains | 13260 | 1700033 | 203 | SPRING FOREST | 2019-03-31 | 2019 | 3 | 86.67 | 16.34 |  | 103.01 | -3.5 | 99.51 | 50 | 0.50103 | 1 | 98.51 | 1.9902 | 2319 Loch Lomond - leveled yard and placed sod over main line repair | 0419-Repairs, 357002.003, 322 |  | 0 |  |  |  |  | 99.51 | 25 |  |  | 0 | 0 | 1.99
5 | Transmission and Distribution Plant | 331 | Transmission and Distribution Mains | 13260 | 1700033 | 203 | SPRING FOREST | 2019-03-31 | 2019 | 3 | 156 | 29.4 |  | 185.4 | -6.3 | 179.1 | 50 | 0.50103 | 1.79 | 177.31 | 3.582 | 2607 Barbers Hill Rd - leveled yard and placed sod over main line repair | 0419-Repairs, 357002.003, 322 |  | 0 |  |  |  |  | 179.1 | 25 |  |  | 0 | 0 | 3.59
5 | Transmission and Distribution Plant | 331 | Transmission and Distribution Mains | 13260 | 1700033 | 203 | SPRING FOREST | 2019-03-31 | 2019 | 3 | 2793.37 | 526.43 |  | 3319.8 | -112.72 | 3207.08 | 50 | 0.50103 | 32.14 | 3174.94 | 64.1416 | 21706 Greengate Dr - Main line break | 0419-Repairs, 357002.003, 322 |  | 0 |  |  |  |  | 3207.08 | 25 |  |  | 0 | 0 | 64.27
5 | Transmission and Distribution Plant | 331 | Transmission and Distribution Mains | 13260 | 1700033 | 203 | SPRING FOREST | 2019-03-31 | 2019 | 3 | 866.76 | 163.35 |  | 1030.11 | -34.98 | 995.13 | 50 | 0.50103 | 9.97 | 985.16 | 19.9026 | 2319 Loch Lomond - leveled yard and placed sod over main line repair | 0419-Repairs, 357002.003, 322 |  | 0 |  |  |  |  | 995.13 | 25 |  |  | 0 | 0 | 19.94
5 | Transmission and Distribution Plant | 331 | Transmission and Distribution Mains | 13260 | 1700033 | 203 | SPRING FOREST | 2019-03-31 | 2019 | 3 | 1560 | 293.99 |  | 1853.99 | -62.95 | 1791.04 | 50 | 0.50103 | 17.95 | 1773.09 | 35.8208 | 2607 Barbers Hill Rd - leveled yard and placed sod over main line repair | 0419-Repairs, 357002.003, 322 |  | 0 |  |  |  |  | 1791.04 | 25 |  |  | 0 | 0 | 35.89
5 | Transmission and Distribution Plant | 331 | Transmission and Distribution Mains | 13260 | 1010252 | 213 | URBAN ACRES | 2019-03-31 | 2019 | 3 | 46.22 | 8.71 |  | 54.93 | -1.87 | 53.06 | 50 | 0.50103 | 0.53 | 52.53 | 1.0612 | 2415 Loch Lomond - leveled yard and placed sod over main line repair | 0419-Repairs, 357002.003, 322 |  | 0 |  |  |  |  | 53.06 | 25 |  |  | 0 | 0 | 1.06
5 | Transmission and Distribution Plant | 331 | Transmission and Distribution Mains | 13260 | 1010252 | 213 | URBAN ACRES | 2019-03-31 | 2019 | 3 | 25.44 | 4.79 |  | 30.23 | -1.03 | 29.2 | 50 | 0.50103 | 0.29 | 28.91 | 0.584 | 2515 Loch Lomond - leveled yard and placed sod over main line repair | 0419-Repairs, 357002.003, 322 |  | 0 |  |  |  |  | 29.2 | 25 |  |  | 0 | 0 | 0.59
5 | Transmission and Distribution Plant | 331 | Transmission and Distribution Mains | 13260 | 1010252 | 213 | URBAN ACRES | 2019-03-31 | 2019 | 3 | 462.27 | 87.12 |  | 549.39 | -18.65 | 530.74 | 50 | 0.50103 | 5.32 | 525.42 | 10.6148 | 2415 Loch Lomond - leveled yard and placed sod over main line repair | 0419-Repairs, 357002.003, 322 |  | 0 |  |  |  |  | 530.74 | 25 |  |  | 0 | 0 | 10.64
5 | Transmission and Distribution Plant | 331 | Transmission and Distribution Mains | 13260 | 1010252 | 213 | URBAN ACRES | 2019-03-31 | 2019 | 3 | 254.41 | 47.95 |  | 302.36 | -10.27 | 292.09 | 50 | 0.50103 | 2.93 | 289.16 | 5.8418 | 2515 Loch Lomond - leveled yard and placed sod over main line repair | 0419-Repairs, 357002.003, 322 |  | 0 |  |  |  |  | 292.09 | 25 |  |  | 0 | 0 | 5.85
5 | Transmission and Distribution Plant | 331 | Transmission and Distribution Mains | 13260 | 1010132 | 220 | Greengate Acres | 2019-04-30 | 2019 | 4 | 2177.04 | 43.62 |  | 2220.66 | -218.89 | 2001.77 | 50 | 0.41889 | 16.77 | 1985 | 40.0354 | 2515 Loch Lomond - main line break | 0519-Repairs, 357002.003 |  | 0 |  |  |  |  | 2001.77 | 25 |  |  | 0 | 0 | 33.54
5 | Transmission and Distribution Plant | 331 | Transmission and Distribution Mains | 13260 | 1010132 | 220 | Greengate Acres | 2019-04-30 | 2019 | 4 | 145.8 | 2.92 |  | 148.72 | -14.66 | 134.06 | 50 | 0.41889 | 1.12 | 132.94 | 2.6812 | 13718 Avion St - main line break | 0519-Repairs, 357002.003 |  | 0 |  |  |  |  | 134.06 | 25 |  |  | 0 | 0 | 2.25
5 | Transmission and Distribution Plant | 331 | Transmission and Distribution Mains | 13260 | 1010132 | 220 | Greengate Acres | 2019-04-30 | 2019 | 4 | 217.7 | 4.36 |  | 222.06 | -21.89 | 200.17 | 50 | 0.41889 | 1.68 | 198.49 | 4.0034 | 14016 Oakwick Ln - Replaced short service line, U-branch and meter box and lid | 0519-Repairs, 357002.003 |  | 0 |  |  |  |  | 200.17 | 25 |  |  | 0 | 0 | 3.35
5 | Transmission and Distribution Plant | 331 | Transmission and Distribution Mains | 13260 | 1010132 | 220 | Greengate Acres | 2019-04-30 | 2019 | 4 | 14.58 | 0.29 |  | 14.87 | -1.47 | 13.4 | 50 | 0.41889 | 0.11 | 13.29 | 0.268 | 134 Lilac Circle - Service line leak, replaced short service line | 0519-Repairs, 357002.003 |  | 0 |  |  |  |  | 13.4 | 25 |  |  | 0 | 0 | 0.22
5 | Transmission and Distribution Plant | 331 | Transmission and Distribution Mains | 13260 | 1010157 | 202 | HIGHLAND RIDGE | 2019-04-30 | 2019 | 4 | 1371.8 | 27.48 |  | 1399.28 | -137.93 | 1261.35 | 50 | 0.41889 | 10.57 | 1250.78 | 25.227 | 14002 Vindale Dr - main line break | 0519-Repairs, 357002.003 |  | 0 |  |  |  |  | 1261.35 | 25 |  |  | 0 | 0 | 21.13
5 | Transmission and Distribution Plant | 331 | Transmission and Distribution Mains | 13260 | 1010157 | 202 | HIGHLAND RIDGE | 2019-04-30 | 2019 | 4 | 1666.92 | 33.4 |  | 1700.32 | -167.6 | 1532.72 | 50 | 0.41889 | 12.84 | 1519.88 | 30.6544 | 10103 Meadowvine Dr - leveled yard and placed sod over main line repair | 0519-Repairs, 357002.003 |  | 0 |  |  |  |  | 1532.72 | 25 |  |  | 0 | 0 | 25.68
5 | Transmission and Distribution Plant | 331 | Transmission and Distribution Mains | 13260 | 1010157 | 202 | HIGHLAND RIDGE | 2019-04-30 | 2019 | 4 | 1774.3 | 35.55 |  | 1809.85 | -178.4 | 1631.45 | 50 | 0.41889 | 13.67 | 1617.78 | 32.629 | 25934 Pine Dr - man line break | 0519-Repairs, 357002.003 |  | 0 |  |  |  |  | 1631.45 | 25 |  |  | 0 | 0 | 27.34
5 | Transmission and Distribution Plant | 331 | Transmission and Distribution Mains | 13260 | 1010157 | 202 | HIGHLAND RIDGE | 2019-04-30 | 2019 | 4 | 873.2 | 17.5 |  | 890.7 | -87.8 | 802.9 | 50 | 0.41889 | 6.73 | 796.17 | 16.058 | 16987 Deepwoods Trl - main line break | 0519-Repairs, 357002.003 |  | 0 |  |  |  |  | 802.9 | 25 |  |  | 0 | 0 | 13.45
5 | Transmission and Distribution Plant | 331 | Transmission and Distribution Mains | 13260 | 1010157 | 202 | HIGHLAND RIDGE | 2019-04-30 | 2019 | 4 | 137.18 | 2.75 |  | 139.93 | -13.79 | 126.14 | 50 | 0.41889 | 1.06 | 125.08 | 2.5228 | 11723 Sheridan Rd - Installed new serivce line, new meter box and lid | 0519-Repairs, 357002.003 |  | 0 |  |  |  |  | 126.14 | 25 |  |  | 0 | 0 | 2.11
5 | Transmission and Distribution Plant | 331 | Transmission and Distribution Mains | 13260 | 1010157 | 202 | HIGHLAND RIDGE | 2019-04-30 | 2019 | 4 | 166.69 | 3.34 |  | 170.03 | -16.76 | 153.27 | 50 | 0.41889 | 1.28 | 151.99 | 3.0654 | 11723 Sheridan Rd - Installed new serivce line, new meter box and lid | 0519-Repairs, 357002.003 |  | 0 |  |  |  |  | 153.27 | 25 |  |  | 0 | 0 | 2.57
5 | Transmission and Distribution Plant | 331 | Transmission and Distribution Mains | 13260 | 1010157 | 202 | HIGHLAND RIDGE | 2019-04-30 | 2019 | 4 | 177.43 | 3.55 |  | 180.98 | -17.84 | 163.14 | 50 | 0.41889 | 1.37 | 161.77 | 3.2628 | 11723 Sheridan Rd - Installed water tap and meter | 0519-Repairs, 357002.003 |  | 0 |  |  |  |  | 163.14 | 25 |  |  | 0 | 0 | 2.73
5 | Transmission and Distribution Plant | 331 | Transmission and Distribution Mains | 13260 | 1010157 | 202 | HIGHLAND RIDGE | 2019-04-30 | 2019 | 4 | 87.32 | 1.75 |  | 89.07 | -8.78 | 80.29 | 50 | 0.41889 | 0.67 | 79.62 | 1.6058 | 21814 Greengate Dr - U-brank and reconstruct houseline. Installed new meter b... | 0519-Repairs, 357002.003 |  | 0 |  |  |  |  | 80.29 | 25 |  |  | 0 | 0 | 1.35
5 | Transmission and Distribution Plant | 331 | Transmission and Distribution Mains | 13260 | 1010287 | 211 | MEADOWLAKE ESTATES | 2019-04-30 | 2019 | 4 | 333.24 | 6.68 |  | 339.92 | -33.51 | 306.41 | 50 | 0.41889 | 2.57 | 303.84 | 6.1282 | 24430 E Terrace Dr - cut main in two sections and cap off | 0519-Repairs, 357002.003 |  | 0 |  |  |  |  | 306.41 | 25 |  |  | 0 | 0 | 5.13
5 | Transmission and Distribution Plant | 331 | Transmission and Distribution Mains | 13260 | 1010287 | 211 | MEADOWLAKE ESTATES | 2019-04-30 | 2019 | 4 | 33.32 | 0.67 |  | 33.99 | -3.35 | 30.64 | 50 | 0.41889 | 0.26 | 30.38 | 0.6128 | 11723 Sheridan Rd - Installed water tap and meter | 0519-Repairs, 357002.003 |  | 0 |  |  |  |  | 30.64 | 25 |  |  | 0 | 0 | 0.51
5 | Transmission and Distribution Plant | 331 | Transmission and Distribution Mains | 13260 | 1700051 | 223 | PEACH CREEK OAKS | 2019-04-30 | 2019 | 4 | 560.87 | 11.24 |  | 572.11 | -56.39 | 515.72 | 50 | 0.41889 | 4.32 | 511.4 | 10.3144 | 1603 Rayford - Relocate water main at two different locations | 0519-Repairs, 357002.003 |  | 0 |  |  |  |  | 515.72 | 25 |  |  | 0 | 0 | 8.64
5 | Transmission and Distribution Plant | 331 | Transmission and Distribution Mains | 13260 | 1700051 | 223 | PEACH CREEK OAKS | 2019-04-30 | 2019 | 4 | 1184.59 | 23.73 |  | 1208.32 | -119.11 | 1089.21 | 50 | 0.41889 | 9.13 | 1080.08 | 21.7842 | 29402 Wilfern Trl - Main line break | 0519-Repairs, 357002.003 |  | 0 |  |  |  |  | 1089.21 | 25 |  |  | 0 | 0 | 18.25
5 | Transmission and Distribution Plant | 331 | Transmission and Distribution Mains | 13260 | 1700051 | 223 | PEACH CREEK OAKS | 2019-04-30 | 2019 | 4 | 56.09 | 1.12 |  | 57.21 | -5.64 | 51.57 | 50 | 0.41889 | 0.43 | 51.14 | 1.0314 | 25856 Pine Dr - main line break, excavated & repaired 1" main, returned to se... | 0519-Repairs, 357002.003 |  | 0 |  |  |  |  | 51.57 | 25 |  |  | 0 | 0 | 0.86
5 | Transmission and Distribution Plant | 331 | Transmission and Distribution Mains | 13260 | 1700051 | 223 | PEACH CREEK OAKS | 2019-04-30 | 2019 | 4 | 118.46 | 2.37 |  | 120.83 | -11.91 | 108.92 | 50 | 0.41889 | 0.91 | 108.01 | 2.1784 | Hook up new power pole, wire up well, run PVC pipe | 0519-Repairs, 357002.003 |  | 0 |  |  |  |  | 108.92 | 25 |  |  | 0 | 0 | 1.83
5 | Transmission and Distribution Plant | 331 | Transmission and Distribution Mains | 13260 | 1700051 | 223 | PEACH CREEK OAKS | 2019-04-30 | 2019 | 4 | 88.93 | 1.78 |  | 90.71 | -8.94 | 81.77 | 50 | 0.41889 | 0.69 | 81.08 | 1.6354 | Well Rehab | 0519-Repairs, 357002.003 |  | 0 |  |  |  |  | 81.77 | 25 |  |  | 0 | 0 | 1.37
5 | Transmission and Distribution Plant | 331 | Transmission and Distribution Mains | 13260 | 1700114 | 224 | PIONEER TRAILS | 2019-04-30 | 2019 | 4 | 457.01 | 9.16 |  | 466.17 | -45.95 | 420.22 | 50 | 0.41889 | 3.52 | 416.7 | 8.4044 | 11727 Lone Shadow Trl - Main line break | 0519-Repairs, 357002.003 |  | 0 |  |  |  |  | 420.22 | 25 |  |  | 0 | 0 | 7.04
5 | Transmission and Distribution Plant | 331 | Transmission and Distribution Mains | 13260 | 1700114 | 224 | PIONEER TRAILS | 2019-04-30 | 2019 | 4 | 778.19 | 15.59 |  | 793.78 | -78.24 | 715.54 | 50 | 0.41889 | 5.99 | 709.55 | 14.3108 | 8229 East Mt. Houston Rd - leveled yard and placed sod over main line repair | 0519-Repairs, 357002.003 |  | 0 |  |  |  |  | 715.54 | 25 |  |  | 0 | 0 | 11.99
5 | Transmission and Distribution Plant | 331 | Transmission and Distribution Mains | 13260 | 1700114 | 224 | PIONEER TRAILS | 2019-04-30 | 2019 | 4 | 45.7 | 0.92 |  | 46.62 | -4.59 | 42.03 | 50 | 0.41889 | 0.35 | 41.68 | 0.8406 | Replacing well pump | 0519-Repairs, 357002.003 |  | 0 |  |  |  |  | 42.03 | 25 |  |  | 0 | 0 | 0.7
5 | Transmission and Distribution Plant | 331 | Transmission and Distribution Mains | 13260 | 1700033 | 203 | SPRING FOREST | 2019-04-30 | 2019 | 4 | 260.89 | 5.23 |  | 266.12 | -26.23 | 239.89 | 50 | 0.41889 | 2.01 | 237.88 | 4.7978 | 21814 Greengate Dr - U-brank and reconstruct houseline. Installed new meter b... | 0519-Repairs, 357002.003 |  | 0 |  |  |  |  | 239.89 | 25 |  |  | 0 | 0 | 4.02
5 | Transmission and Distribution Plant | 331 | Transmission and Distribution Mains | 13260 | 1700033 | 203 | SPRING FOREST | 2019-04-30 | 2019 | 4 | 3345 | 67.02 |  | 3412.02 | -336.33 | 3075.69 | 50 | 0.41889 | 25.77 | 3049.92 | 61.5138 | 14016 Oakwick Ln - Replaced short service line, U-branch and meter box and lid | 0519-Repairs, 357002.003 |  | 0 |  |  |  |  | 3075.69 | 25 |  |  | 0 | 0 | 51.54
5 | Transmission and Distribution Plant | 331 | Transmission and Distribution Mains | 13260 | 1700033 | 203 | SPRING FOREST | 2019-04-30 | 2019 | 4 | 26.09 | 0.52 |  | 26.61 | -2.62 | 23.99 | 50 | 0.41889 | 0.2 | 23.79 | 0.4798 | 3010 Greenlake Dr - After hours, main line break, excavated & repaired 2" main... | 0519-Repairs, 357002.003 |  | 0 |  |  |  |  | 23.99 | 25 |  |  | 0 | 0 | 0.4
5 | Transmission and Distribution Plant | 331 | Transmission and Distribution Mains | 13260 | 1010252 | 213 | URBAN ACRES | 2019-04-30 | 2019 | 4 | 592.27 | 11.87 |  | 604.14 | -59.55 | 544.59 | 50 | 0.41889 | 4.56 | 540.03 | 10.8918 | 134 Lilac Circle - Service line leak, replaced short service line | 0519-Repairs, 357002.003 |  | 0 |  |  |  |  | 544.59 | 25 |  |  | 0 | 0 | 9.12
5 | Transmission and Distribution Plant | 331 | Transmission and Distribution Mains | 13260 | 1010252 | 213 | URBAN ACRES | 2019-04-30 | 2019 | 4 | 59.23 | 1.19 |  | 60.42 | -5.96 | 54.46 | 50 | 0.41889 | 0.46 | 54 | 1.0892 | 21706 Greengate Dr - leveled yard amd replaced sod over previous main line repair | 0519-Repairs, 357002.003 |  | 0 |  |  |  |  | 54.46 | 25 |  |  | 0 | 0 | 0.91
5 | Transmission and Distribution Plant | 331 | Transmission and Distribution Mains | 13260 | 1010132 | 220 | Greengate Acres | 2019-05-31 | 2019 | 5 | 423.69 | 8.49 |  | 432.18 | -19.89 | 412.29 | 50 | 0.33402 | 2.75 | 409.54 | 8.2458 | 2506 Loch Lomond - main line break, excavated & repaired 3" main, returned to s... | 0619-Repairs, 357002.003 |  | 0 |  |  |  |  | 412.29 | 25 |  |  | 0 | 0 | 5.51
5 | Transmission and Distribution Plant | 331 | Transmission and Distribution Mains | 13260 | 1010132 | 220 | Greengate Acres | 2019-05-31 | 2019 | 5 | 42.37 | 0.85 |  | 43.22 | -1.99 | 41.23 | 50 | 0.33402 | 0.28 | 40.95 | 0.8246 | 8110 Arrowrock Trail - main line break, excavated & repaired 2" main, returned to ... | 0619-Repairs, 357002.003 |  | 0 |  |  |  |  | 41.23 | 25 |  |  | 0 | 0 | 0.55
5 | Transmission and Distribution Plant | 331 | Transmission and Distribution Mains | 13260 | 1010157 | 202 | HIGHLAND RIDGE | 2019-05-31 | 2019 | 5 | 387.79 | 7.77 |  | 395.56 | -18.21 | 377.35 | 50 | 0.33402 | 2.52 | 374.83 | 7.547 | 2515 Loch Katrine - After hours, main line break, excavated & repaired 6" main,... | 0619-Repairs, 357002.003 |  | 0 |  |  |  |  | 377.35 | 25 |  |  | 0 | 0 | 5.04
5 | Transmission and Distribution Plant | 331 | Transmission and Distribution Mains | 13260 | 1010157 | 202 | HIGHLAND RIDGE | 2019-05-31 | 2019 | 5 | 470.78 | 9.43 |  | 480.21 | -22.1 | 458.11 | 50 | 0.33402 | 3.06 | 455.05 | 9.1622 | 2319 Loch Lomond - Main line break, excavated & repaired 4" main, returned to ... | 0619-Repairs, 357002.003 |  | 0 |  |  |  |  | 458.11 | 25 |  |  | 0 | 0 | 6.12
5 | Transmission and Distribution Plant | 331 | Transmission and Distribution Mains | 13260 | 1010157 | 202 | HIGHLAND RIDGE | 2019-05-31 | 2019 | 5 | 38.78 | 0.78 |  | 39.56 | -1.82 | 37.74 | 50 | 0.33402 | 0.25 | 37.49 | 0.7548 | 3010 Greenlake Dr - After hours, main line break, excavated & repaired 2" main... | 0619-Repairs, 357002.003 |  | 0 |  |  |  |  | 37.74 | 25 |  |  | 0 | 0 | 0.5
5 | Transmission and Distribution Plant | 331 | Transmission and Distribution Mains | 13260 | 1010157 | 202 | HIGHLAND RIDGE | 2019-05-31 | 2019 | 5 | 47.08 | 0.94 |  | 48.02 | -2.21 | 45.81 | 50 | 0.33402 | 0.31 | 45.5 | 0.9162 | 21706 Greengate Dr - leveled yard amd replaced sod over previous main line repair | 0619-Repairs, 357002.003 |  | 0 |  |  |  |  | 45.81 | 25 |  |  | 0 | 0 | 0.61
5 | Transmission and Distribution Plant | 331 | Transmission and Distribution Mains | 13260 | 1010287 | 211 | MEADOWLAKE ESTATES | 2019-05-31 | 2019 | 5 | 1872.5 | 37.52 |  | 1910.02 | -87.91 | 1822.11 | 50 | 0.33402 | 12.17 | 1809.94 | 36.4422 | 2515 Loch Katrine - leveled yard and placed sod over main line repair | 0619-Repairs, 357002.003 |  | 0 |  |  |  |  | 1822.11 | 25 |  |  | 0 | 0 | 24.34
5 | Transmission and Distribution Plant | 331 | Transmission and Distribution Mains | 13260 | 1010287 | 211 | MEADOWLAKE ESTATES | 2019-05-31 | 2019 | 5 | 187.25 | 3.75 |  | 191 | -8.79 | 182.21 | 50 | 0.33402 | 1.22 | 180.99 | 3.6442 | 2506 Loch Lomond - main line break, excavated & repaired 3" main, returned to s... | 0619-Repairs, 357002.003 |  | 0 |  |  |  |  | 182.21 | 25 |  |  | 0 | 0 | 2.43
5 | Transmission and Distribution Plant | 331 | Transmission and Distribution Mains | 13260 | 1700161 | 225 | PORTER TERRACE | 2019-05-31 | 2019 | 5 | 358.65 | 7.19 |  | 365.84 | -16.84 | 349 | 50 | 0.33402 | 2.33 | 346.67 | 6.98 | 13711 Airstream Loop - main line break, excavated & repaired 1" main, retur... | 0619-Repairs, 357002.003 |  | 0 |  |  |  |  | 349 | 25 |  |  | 0 | 0 | 4.66
5 | Transmission and Distribution Plant | 331 | Transmission and Distribution Mains | 13260 | 1700161 | 225 | PORTER TERRACE | 2019-05-31 | 2019 | 5 | 258.08 | 5.17 |  | 263.25 | -12.12 | 251.13 | 50 | 0.33402 | 1.68 | 249.45 | 5.0226 | 25856 Pine Dr - main line break, excavated & repaired 1" main, returned to se... | 0619-Repairs, 357002.003 |  | 0 |  |  |  |  | 251.13 | 25 |  |  | 0 | 0 | 3.36
5 | Transmission and Distribution Plant | 331 | Transmission and Distribution Mains | 13260 | 1700161 | 225 | PORTER TERRACE | 2019-05-31 | 2019 | 5 | 35.87 | 0.72 |  | 36.59 | -1.68 | 34.91 | 50 | 0.33402 | 0.23 | 34.68 | 0.6982 | 2515 Loch Katrine - After hours, main line break, excavated & repaired 6" main,... | 0619-Repairs, 357002.003 |  | 0 |  |  |  |  | 34.91 | 25 |  |  | 0 | 0 | 0.47
5 | Transmission and Distribution Plant | 331 | Transmission and Distribution Mains | 13260 | 1700161 | 225 | PORTER TERRACE | 2019-05-31 | 2019 | 5 | 25.81 | 0.52 |  | 26.33 | -1.21 | 25.12 | 50 | 0.33402 | 0.17 | 24.95 | 0.5024 | 2319 Loch Lomond - Main line break, excavated & repaired 4" main, returned to ... | 0619-Repairs, 357002.003 |  | 0 |  |  |  |  | 25.12 | 25 |  |  | 0 | 0 | 0.34
5 | Transmission and Distribution Plant | 331 | Transmission and Distribution Mains | 13260 | 1700033 | 203 | SPRING FOREST | 2019-05-31 | 2019 | 5 | 772.82 | 15.48 |  | 788.3 | -36.28 | 752.02 | 50 | 0.33402 | 5.02 | 747 | 15.0404 | 25723 Almarie Dr - After hours, main line break, excavated & repaired 1" main... | 0619-Repairs, 357002.003 |  | 0 |  |  |  |  | 752.02 | 25 |  |  | 0 | 0 | 10.05
5 | Transmission and Distribution Plant | 331 | Transmission and Distribution Mains | 13260 | 1700033 | 203 | SPRING FOREST | 2019-05-31 | 2019 | 5 | 2922.67 | 58.56 |  | 2981.23 | -137.23 | 2844 | 50 | 0.33402 | 19 | 2825 | 56.88 | 20277 Ada Ln - Service line leak, replaced long service line. Replaced curb s... | 0619-Repairs, 357002.003 |  | 0 |  |  |  |  | 2844 | 25 |  |  | 0 | 0 | 38
5 | Transmission and Distribution Plant | 331 | Transmission and Distribution Mains | 13260 | 1700033 | 203 | SPRING FOREST | 2019-05-31 | 2019 | 5 | 1736.05 | 34.78 |  | 1770.83 | -81.52 | 1689.31 | 50 | 0.33402 | 11.29 | 1678.02 | 33.7862 | 15443 Willow Wisp Trail - install 2" blow off valve | 0619-Repairs, 357002.003 |  | 0 |  |  |  |  | 1689.31 | 25 |  |  | 0 | 0 | 22.57
5 | Transmission and Distribution Plant | 331 | Transmission and Distribution Mains | 13260 | 1700033 | 203 | SPRING FOREST | 2019-05-31 | 2019 | 5 | 1274.73 | 25.54 |  | 1300.27 | -59.86 | 1240.41 | 50 | 0.33402 | 8.29 | 1232.12 | 24.8082 | 15211 Old Houston Rd - Install new blow off valve. Made 2 new taps and repaired... | 0619-Repairs, 357002.003 |  | 0 |  |  |  |  | 1240.41 | 25 |  |  | 0 | 0 | 16.57
5 | Transmission and Distribution Plant | 331 | Transmission and Distribution Mains | 13260 | 1700033 | 203 | SPRING FOREST | 2019-05-31 | 2019 | 5 | 1091.3 | 21.86 |  | 1113.16 | -51.24 | 1061.92 | 50 | 0.33402 | 7.09 | 1054.83 | 21.2384 | 1602 Rayford Rd - Main line break, installed 2" full circle clamp | 0619-Repairs, 357002.003 |  | 0 |  |  |  |  | 1061.92 | 25 |  |  | 0 | 0 | 14.19
5 | Transmission and Distribution Plant | 331 | Transmission and Distribution Mains | 13260 | 1700033 | 203 | SPRING FOREST | 2019-05-31 | 2019 | 5 | 77.28 | 1.55 |  | 78.83 | -3.63 | 75.2 | 50 | 0.33402 | 0.5 | 74.7 | 1.504 | 2515 Loch Katrine - leveled yard and placed sod over main line repair | 0619-Repairs, 357002.003 |  | 0 |  |  |  |  | 75.2 | 25 |  |  | 0 | 0 | 1
5 | Transmission and Distribution Plant | 331 | Transmission and Distribution Mains | 13260 | 1700033 | 203 | SPRING FOREST | 2019-05-31 | 2019 | 5 | 292.27 | 5.86 |  | 298.13 | -13.72 | 284.41 | 50 | 0.33402 | 1.9 | 282.51 | 5.6882 | 13711 Airstream Loop - main line break, excavated & repaired 1" main, retur... | 0619-Repairs, 357002.003 |  | 0 |  |  |  |  | 284.41 | 25 |  |  | 0 | 0 | 3.8
5 | Transmission and Distribution Plant | 331 | Transmission and Distribution Mains | 13260 | 1700033 | 203 | SPRING FOREST | 2019-05-31 | 2019 | 5 | 173.61 | 3.48 |  | 177.09 | -8.15 | 168.94 | 50 | 0.33402 | 1.13 | 167.81 | 3.3788 | 25856 Pine Dr - main line break, excavated & repaired 1" main, returned to se... | 0619-Repairs, 357002.003 |  | 0 |  |  |  |  | 168.94 | 25 |  |  | 0 | 0 | 2.26
5 | Transmission and Distribution Plant | 331 | Transmission and Distribution Mains | 13260 | 1700033 | 203 | SPRING FOREST | 2019-05-31 | 2019 | 5 | 127.47 | 2.55 |  | 130.02 | -5.98 | 124.04 | 50 | 0.33402 | 0.83 | 123.21 | 2.4808 | 25723 Almarie Dr - After hours, main line break, excavated & repaired 1" main... | 0619-Repairs, 357002.003 |  | 0 |  |  |  |  | 124.04 | 25 |  |  | 0 | 0 | 1.66
5 | Transmission and Distribution Plant | 331 | Transmission and Distribution Mains | 13260 | 1700033 | 203 | SPRING FOREST | 2019-05-31 | 2019 | 5 | 109.13 | 2.19 |  | 111.32 | -5.12 | 106.2 | 50 | 0.33402 | 0.71 | 105.49 | 2.124 | 20277 Ada Ln - Service line leak, replaced long service line. Replaced curb s... | 0619-Repairs, 357002.003 |  | 0 |  |  |  |  | 106.2 | 25 |  |  | 0 | 0 | 1.42
5 | Transmission and Distribution Plant | 331 | Transmission and Distribution Mains | 13260 | 1010252 | 213 | URBAN ACRES | 2019-05-31 | 2019 | 5 | 733.39 | 14.69 |  | 748.08 | -34.43 | 713.65 | 50 | 0.33402 | 4.77 | 708.88 | 14.273 | 2306 Rayford Rd - Special Project, quote to lower water main for driveway | 0619-Repairs, 357002.003 |  | 0 |  |  |  |  | 713.65 | 25 |  |  | 0 | 0 | 9.53
5 | Transmission and Distribution Plant | 331 | Transmission and Distribution Mains | 13260 | 1010252 | 213 | URBAN ACRES | 2019-05-31 | 2019 | 5 | 73.34 | 1.47 |  | 74.81 | -3.44 | 71.37 | 50 | 0.33402 | 0.48 | 70.89 | 1.4274 | 15443 Willow Wisp Trail - install 2" blow off valve | 0619-Repairs, 357002.003 |  | 0 |  |  |  |  | 71.37 | 25 |  |  | 0 | 0 | 0.95
5 | Transmission and Distribution Plant | 331 | Transmission and Distribution Mains | 13260 | 1010157 | 202 | HIGHLAND RIDGE | 2019-06-30 | 2019 | 6 | 60.59 | 11.21 |  | 71.8 | 0 | 71.8 | 50 | 0.25188 | 0.36 | 71.44 | 1.436 | repaired 2" main line. Return to service | 0719-Repairs, 398 |  | 0 |  |  |  |  | 71.8 | 25 |  |  | 0 | 0 | 0.72
5 | Transmission and Distribution Plant | 331 | Transmission and Distribution Mains | 13260 | 1010157 | 202 | HIGHLAND RIDGE | 2019-06-30 | 2019 | 6 | 605.89 | 112.07 |  | 717.96 | 0 | 717.96 | 50 | 0.25188 | 3.62 | 714.34 | 14.3592 | repaired 2" main line. Return to service | 0719-Repairs, 398 |  | 0 |  |  |  |  | 717.96 | 25 |  |  | 0 | 0 | 7.23
5 | Transmission and Distribution Plant | 331 | Transmission and Distribution Mains | 13260 | 1010287 | 211 | MEADOWLAKE ESTATES | 2019-06-30 | 2019 | 6 | 1616.86 | 299.06 |  | 1915.92 | 0 | 1915.92 | 50 | 0.25188 | 9.65 | 1906.27 | 38.3184 | repaired 3" main line. returned to service | 0719-Repairs, 398 |  | 0 |  |  |  |  | 1915.92 | 25 |  |  | 0 | 0 | 19.3
5 | Transmission and Distribution Plant | 331 | Transmission and Distribution Mains | 13260 | 1010287 | 211 | MEADOWLAKE ESTATES | 2019-06-30 | 2019 | 6 | 161.69 | 29.91 |  | 191.6 | 0 | 191.6 | 50 | 0.25188 | 0.97 | 190.63 | 3.832 | reapired 3" main line. returned to service | 0719-Repairs, 398 |  | 0 |  |  |  |  | 191.6 | 25 |  |  | 0 | 0 | 1.93
5 | Transmission and Distribution Plant | 331 | Transmission and Distribution Mains | 13260 | 1010287 | 211 | MEADOWLAKE ESTATES | 2019-06-30 | 2019 | 6 | 781.25 | 144.5 |  | 925.75 | 0 | 925.75 | 50 | 0.25188 | 4.66 | 921.09 | 18.515 | repaired 4" main line. return to service | 0719-Repairs, 398 |  | 0 |  |  |  |  | 925.75 | 25 |  |  | 0 | 0 | 9.33
5 | Transmission and Distribution Plant | 331 | Transmission and Distribution Mains | 13260 | 1010287 | 211 | MEADOWLAKE ESTATES | 2019-06-30 | 2019 | 6 | 78.13 | 14.45 |  | 92.58 | 0 | 92.58 | 50 | 0.25188 | 0.47 | 92.11 | 1.8516 | repaired 4" main line. return to service | 0719-Repairs, 398 |  | 0 |  |  |  |  | 92.58 | 25 |  |  | 0 | 0 | 0.93
5 | Transmission and Distribution Plant | 331 | Transmission and Distribution Mains | 13260 | 1700114 | 224 | PIONEER TRAILS | 2019-06-30 | 2019 | 6 | 483.61 | 89.45 |  | 573.06 | 0 | 573.06 | 50 | 0.25188 | 2.89 | 570.17 | 11.4612 | repaired 2" main line. return to service | 0719-Repairs, 398 |  | 0 |  |  |  |  | 573.06 | 25 |  |  | 0 | 0 | 5.77
5 | Transmission and Distribution Plant | 331 | Transmission and Distribution Mains | 13260 | 1700114 | 224 | PIONEER TRAILS | 2019-06-30 | 2019 | 6 | 48.36 | 8.94 |  | 57.3 | 0 | 57.3 | 50 | 0.25188 | 0.29 | 57.01 | 1.146 | repaired 2" main line. return to service | 0719-Repairs, 398 |  | 0 |  |  |  |  | 57.3 | 25 |  |  | 0 | 0 | 0.58
5 | Transmission and Distribution Plant | 331 | Transmission and Distribution Mains | 13260 | 1700033 | 203 | SPRING FOREST | 2019-06-30 | 2019 | 6 | 940.25 | 173.91 |  | 1114.16 | 0 | 1114.16 | 50 | 0.25188 | 5.61 | 1108.55 | 22.2832 | after hours, repaired 3" main line | 0719-Repairs, 398 |  | 0 |  |  |  |  | 1114.16 | 25 |  |  | 0 | 0 | 11.23
5 | Transmission and Distribution Plant | 331 | Transmission and Distribution Mains | 13260 | 1700033 | 203 | SPRING FOREST | 2019-06-30 | 2019 | 6 | 94.03 | 17.39 |  | 111.42 | 0 | 111.42 | 50 | 0.25188 | 0.56 | 110.86 | 2.2284 | after hours, repaired 3" main line | 0719-Repairs, 398 |  | 0 |  |  |  |  | 111.42 | 25 |  |  | 0 | 0 | 1.12
5 | Transmission and Distribution Plant | 331 | Transmission and Distribution Mains | 13260 | 1700033 | 203 | SPRING FOREST | 2019-06-30 | 2019 | 6 | 1511.05 | 279.49 |  | 1790.54 | 0 | 1790.54 | 50 | 0.25188 | 9.02 | 1781.52 | 35.8108 | after hours repaired 4" water main. returned to serivce | 0719-Repairs, 398 |  | 0 |  |  |  |  | 1790.54 | 25 |  |  | 0 | 0 | 18.04
5 | Transmission and Distribution Plant | 331 | Transmission and Distribution Mains | 13260 | 1700033 | 203 | SPRING FOREST | 2019-06-30 | 2019 | 6 | 151.11 | 27.95 |  | 179.06 | 0 | 179.06 | 50 | 0.25188 | 0.9 | 178.16 | 3.5812 | after hours repaired 4" water main. returned to serivce | 0719-Repairs, 398 |  | 0 |  |  |  |  | 179.06 | 25 |  |  | 0 | 0 | 1.8
5 | Transmission and Distribution Plant | 331 | Transmission and Distribution Mains | 13260 | 1700033 | 203 | SPRING FOREST | 2019-06-30 | 2019 | 6 | 1805.15 | 333.89 |  | 2139.04 | 0 | 2139.04 | 50 | 0.25188 | 10.78 | 2128.26 | 42.7808 | repaired 4" main line. made new tap. returned to service | 0719-Repairs, 398 |  | 0 |  |  |  |  | 2139.04 | 25 |  |  | 0 | 0 | 21.55
5 | Transmission and Distribution Plant | 331 | Transmission and Distribution Mains | 13260 | 1700033 | 203 | SPRING FOREST | 2019-06-30 | 2019 | 6 | 180.52 | 33.39 |  | 213.91 | 0 | 213.91 | 50 | 0.25188 | 1.08 | 212.83 | 4.2782 | repaired 4" main line. made new tap. returned to service | 0719-Repairs, 398 |  | 0 |  |  |  |  | 213.91 | 25 |  |  | 0 | 0 | 2.16
5 | Transmission and Distribution Plant | 331 | Transmission and Distribution Mains | 13260 | 1700033 | 203 | SPRING FOREST | 2019-06-30 | 2019 | 6 | 1253.3 | 231.81 |  | 1485.11 | 0 | 1485.11 | 50 | 0.25188 | 7.48 | 1477.63 | 29.7022 | repaired 4" main line. returned to service | 0719-Repairs, 398 |  | 0 |  |  |  |  | 1485.11 | 25 |  |  | 0 | 0 | 14.96
5 | Transmission and Distribution Plant | 331 | Transmission and Distribution Mains | 13260 | 1700033 | 203 | SPRING FOREST | 2019-06-30 | 2019 | 6 | 125.33 | 23.18 |  | 148.51 | 0 | 148.51 | 50 | 0.25188 | 0.75 | 147.76 | 2.9702 | repaired 4" main line. returned to service | 0719-Repairs, 398 |  | 0 |  |  |  |  | 148.51 | 25 |  |  | 0 | 0 | 1.5
5 | Transmission and Distribution Plant | 331 | Transmission and Distribution Mains | 13260 | 1700033 | 203 | SPRING FOREST | 2019-06-30 | 2019 | 6 | 2009.54 | 371.69 |  | 2381.23 | 0 | 2381.23 | 50 | 0.25188 | 12 | 2369.23 | 47.6246 | repaired 4" main line. return to service | 0719-Repairs, 398 |  | 0 |  |  |  |  | 2381.23 | 25 |  |  | 0 | 0 | 23.99
5 | Transmission and Distribution Plant | 331 | Transmission and Distribution Mains | 13260 | 1700033 | 203 | SPRING FOREST | 2019-06-30 | 2019 | 6 | 200.95 | 37.17 |  | 238.12 | 0 | 238.12 | 50 | 0.25188 | 1.2 | 236.92 | 4.7624 | repaired 4" main line. return to service | 0719-Repairs, 398 |  | 0 |  |  |  |  | 238.12 | 25 |  |  | 0 | 0 | 2.4
5 | Transmission and Distribution Plant | 331 | Transmission and Distribution Mains | 13260 | 1700033 | 203 | SPRING FOREST | 2019-06-30 | 2019 | 6 | 939.55 | 173.78 |  | 1113.33 | 0 | 1113.33 | 50 | 0.25188 | 5.61 | 1107.72 | 22.2666 | repaired main line and service line hit by construction cont... | 0719-Repairs, 398 |  | 0 |  |  |  |  | 1113.33 | 25 |  |  | 0 | 0 | 11.22
5 | Transmission and Distribution Plant | 331 | Transmission and Distribution Mains | 13260 | 1700033 | 203 | SPRING FOREST | 2019-06-30 | 2019 | 6 | 735.94 | 136.12 |  | 872.06 | 0 | 872.06 | 50 | 0.25188 | 4.39 | 867.67 | 17.4412 | repaired 2" main line, made new tap. return to service | 0719-Repairs, 398 |  | 0 |  |  |  |  | 872.06 | 25 |  |  | 0 | 0 | 8.79
5 | Transmission and Distribution Plant | 331 | Transmission and Distribution Mains | 13260 | 1700033 | 203 | SPRING FOREST | 2019-06-30 | 2019 | 6 | 73.59 | 13.61 |  | 87.2 | 0 | 87.2 | 50 | 0.25188 | 0.44 | 86.76 | 1.744 | repaired 2" main line, made new tap. return to service | 0719-Repairs, 398 |  | 0 |  |  |  |  | 87.2 | 25 |  |  | 0 | 0 | 0.88
5 | Transmission and Distribution Plant | 331 | Transmission and Distribution Mains | 13260 | 1700033 | 203 | SPRING FOREST | 2019-06-30 | 2019 | 6 | 93.96 | 17.38 |  | 111.34 | 0 | 111.34 | 50 | 0.25188 | 0.56 | 110.78 | 2.2268 | repaired main line and service line hit by construction cont... | 0719-Repairs, 398 |  | 0 |  |  |  |  | 111.34 | 25 |  |  | 0 | 0 | 1.12
5 | Transmission and Distribution Plant | 331 | Transmission and Distribution Mains | 13260 | 1700033 | 203 | SPRING FOREST | 2019-06-30 | 2019 | 6 | 673.47 | 124.57 |  | 798.04 | 0 | 798.04 | 50 | 0.25188 | 4.02 | 794.02 | 15.9608 | reparied 2" main line. returned to service | 0719-Repairs, 398 |  | 0 |  |  |  |  | 798.04 | 25 |  |  | 0 | 0 | 8.04
5 | Transmission and Distribution Plant | 331 | Transmission and Distribution Mains | 13260 | 1700033 | 203 | SPRING FOREST | 2019-06-30 | 2019 | 6 | 67.35 | 12.46 |  | 79.81 | 0 | 79.81 | 50 | 0.25188 | 0.4 | 79.41 | 1.5962 | reparied 2" main line. returned to service | 0719-Repairs, 398 |  | 0 |  |  |  |  | 79.81 | 25 |  |  | 0 | 0 | 0.8
5 | Transmission and Distribution Plant | 331 | Transmission and Distribution Mains | 13260 | 1010252 | 213 | URBAN ACRES | 2019-06-30 | 2019 | 6 | 753.39 | 139.35 |  | 892.74 | 0 | 892.74 | 50 | 0.25188 | 4.5 | 888.24 | 17.8548 | after hours, repaired 2" main line. returned to service | 0719-Repairs, 398 |  | 0 |  |  |  |  | 892.74 | 25 |  |  | 0 | 0 | 8.99
5 | Transmission and Distribution Plant | 331 | Transmission and Distribution Mains | 13260 | 1010700 | 210 | HUFFMAN HEIGHTS | 2019-07-31 | 2019 | 7 | 741.94 | 137.23 |  | 879.17 | -29.9 | 849.27 | 50 | 0.16701 | 2.84 | 846.43 | 16.9854 | contractor hit 2" main line. repaired and installed new pipe | 0819-Repairs.398 |  | 0 |  |  |  |  | 849.27 | 25 |  |  | 0 | 0 | 5.67
5 | Transmission and Distribution Plant | 331 | Transmission and Distribution Mains | 13260 | 1010700 | 210 | HUFFMAN HEIGHTS | 2019-07-31 | 2019 | 7 | 74.19 | 13.72 |  | 87.91 | -2.99 | 84.92 | 50 | 0.16701 | 0.28 | 84.64 | 1.6984 | contractor hit 2" main line. repaired and installed new pipe | 0819-Repairs.398 |  | 0 |  |  |  |  | 84.92 | 25 |  |  | 0 | 0 | 0.57
5 | Transmission and Distribution Plant | 331 | Transmission and Distribution Mains | 13260 | 1700051 | 223 | PEACH CREEK OAKS | 2019-07-31 | 2019 | 7 | 726.22 | 134.32 |  | 860.54 | -29.27 | 831.27 | 50 | 0.16701 | 2.78 | 828.49 | 16.6254 | contractor hit 2" main line, repaired. | 0819-Repairs.398 |  | 0 |  |  |  |  | 831.27 | 25 |  |  | 0 | 0 | 5.55
5 | Transmission and Distribution Plant | 331 | Transmission and Distribution Mains | 13260 | 1700051 | 223 | PEACH CREEK OAKS | 2019-07-31 | 2019 | 7 | 72.62 | 13.43 |  | 86.05 | -2.93 | 83.12 | 50 | 0.16701 | 0.28 | 82.84 | 1.6624 | contractor hit 2" main line, repaired. | 0819-Repairs.398 |  | 0 |  |  |  |  | 83.12 | 25 |  |  | 0 | 0 | 0.56
5 | Transmission and Distribution Plant | 331 | Transmission and Distribution Mains | 13260 | 1700114 | 224 | PIONEER TRAILS | 2019-07-31 | 2019 | 7 | 1474.8 | 272.78 |  | 1747.58 | -59.44 | 1688.14 | 50 | 0.16701 | 5.64 | 1682.5 | 33.7628 | repaired 3" main line and short service line. replaced 3/4"... | 0819-Repairs.398 |  | 0 |  |  |  |  | 1688.14 | 25 |  |  | 0 | 0 | 11.28
5 | Transmission and Distribution Plant | 331 | Transmission and Distribution Mains | 13260 | 1700114 | 224 | PIONEER TRAILS | 2019-07-31 | 2019 | 7 | 147.48 | 27.28 |  | 174.76 | -5.94 | 168.82 | 50 | 0.16701 | 0.56 | 168.26 | 3.3764 | repaired 3" main line and short service line. replaced 3/4"... | 0819-Repairs.398 |  | 0 |  |  |  |  | 168.82 | 25 |  |  | 0 | 0 | 1.13
5 | Transmission and Distribution Plant | 331 | Transmission and Distribution Mains | 13260 | 1700033 | 203 | SPRING FOREST | 2019-07-31 | 2019 | 7 | 1292.47 | 239.05 |  | 1531.52 | -52.09 | 1479.43 | 50 | 0.16701 | 4.94 | 1474.49 | 29.5886 | After hours, repaired 4" and 2" main line breaks | 0819-Repairs.398 |  | 0 |  |  |  |  | 1479.43 | 25 |  |  | 0 | 0 | 9.88
5 | Transmission and Distribution Plant | 331 | Transmission and Distribution Mains | 13260 | 1700033 | 203 | SPRING FOREST | 2019-07-31 | 2019 | 7 | 129.25 | 23.91 |  | 153.16 | -5.21 | 147.95 | 50 | 0.16701 | 0.49 | 147.46 | 2.959 | After hours, repaired 4" and 2" main line breaks | 0819-Repairs.398 |  | 0 |  |  |  |  | 147.95 | 25 |  |  | 0 | 0 | 0.99
5 | Transmission and Distribution Plant | 331 | Transmission and Distribution Mains | 13260 | 1700033 | 203 | SPRING FOREST | 2019-07-31 | 2019 | 7 | 409.5 | 75.74 |  | 485.24 | -16.5 | 468.74 | 50 | 0.16701 | 1.57 | 467.17 | 9.3748 | repaired 1 1/4" main line | 0819-Repairs.398 |  | 0 |  |  |  |  | 468.74 | 25 |  |  | 0 | 0 | 3.13
5 | Transmission and Distribution Plant | 331 | Transmission and Distribution Mains | 13260 | 1700033 | 203 | SPRING FOREST | 2019-07-31 | 2019 | 7 | 40.95 | 7.57 |  | 48.52 | -1.65 | 46.87 | 50 | 0.16701 | 0.16 | 46.71 | 0.9374 | repaired 1 1/4" main line | 0819-Repairs.398 |  | 0 |  |  |  |  | 46.87 | 25 |  |  | 0 | 0 | 0.31
5 | Transmission and Distribution Plant | 331 | Transmission and Distribution Mains | 13260 | 1700033 | 203 | SPRING FOREST | 2019-07-31 | 2019 | 7 | 1397.68 | 258.51 |  | 1656.19 | -56.33 | 1599.86 | 50 | 0.16701 | 5.34 | 1594.52 | 31.9972 | after hours, repaired 4" main line break | 0819-Repairs.398 |  | 0 |  |  |  |  | 1599.86 | 25 |  |  | 0 | 0 | 10.69
5 | Transmission and Distribution Plant | 331 | Transmission and Distribution Mains | 13260 | 1700033 | 203 | SPRING FOREST | 2019-07-31 | 2019 | 7 | 139.77 | 25.85 |  | 165.62 | -5.63 | 159.99 | 50 | 0.16701 | 0.53 | 159.46 | 3.1998 | after hours, repaired 4" main line break | 0819-Repairs.398 |  | 0 |  |  |  |  | 159.99 | 25 |  |  | 0 | 0 | 1.07
5 | Transmission and Distribution Plant | 331 | Transmission and Distribution Mains | 13260 | 1700033 | 203 | SPRING FOREST | 2019-07-31 | 2019 | 7 | 1028.2 | 190.17 |  | 1218.37 | -41.44 | 1176.93 | 50 | 0.16701 | 3.93 | 1173 | 23.5386 | repaired 4' main line | 0819-Repairs.398 |  | 0 |  |  |  |  | 1176.93 | 25 |  |  | 0 | 0 | 7.86
5 | Transmission and Distribution Plant | 331 | Transmission and Distribution Mains | 13260 | 1700033 | 203 | SPRING FOREST | 2019-07-31 | 2019 | 7 | 1147.94 | 212.33 |  | 1360.27 | -46.26 | 1314.01 | 50 | 0.16701 | 4.39 | 1309.62 | 26.2802 | repaired 4" main line break | 0819-Repairs.398 |  | 0 |  |  |  |  | 1314.01 | 25 |  |  | 0 | 0 | 8.78
5 | Transmission and Distribution Plant | 331 | Transmission and Distribution Mains | 13260 | 1700033 | 203 | SPRING FOREST | 2019-07-31 | 2019 | 7 | 114.79 | 21.23 |  | 136.02 | -4.63 | 131.39 | 50 | 0.16701 | 0.44 | 130.95 | 2.6278 | repaired 4" main line break | 0819-Repairs.398 |  | 0 |  |  |  |  | 131.39 | 25 |  |  | 0 | 0 | 0.88
5 | Transmission and Distribution Plant | 331 | Transmission and Distribution Mains | 13260 | 1700033 | 203 | SPRING FOREST | 2019-07-31 | 2019 | 7 | 102.82 | 19.02 |  | 121.84 | -4.14 | 117.7 | 50 | 0.16701 | 0.39 | 117.31 | 2.354 | repaired 4' main line | 0819-Repairs.398 |  | 0 |  |  |  |  | 117.7 | 25 |  |  | 0 | 0 | 0.79
5 | Transmission and Distribution Plant | 331 | Transmission and Distribution Mains | 13260 | 1010252 | 213 | URBAN ACRES | 2019-07-31 | 2019 | 7 | 72.76 | 13.46 |  | 86.22 | -2.93 | 83.29 | 50 | 0.16701 | 0.28 | 83.01 | 1.6658 | after hours, repaired 2" main break | 0819-Repairs.398 |  | 0 |  |  |  |  | 83.29 | 25 |  |  | 0 | 0 | 0.56
5 | Transmission and Distribution Plant | 331 | Transmission and Distribution Mains | 13260 | 1010252 | 213 | URBAN ACRES | 2019-07-31 | 2019 | 7 | 1216.62 | 225.02 |  | 1441.64 | -49.03 | 1392.61 | 50 | 0.16701 | 4.65 | 1387.96 | 27.8522 | After hours, replaced broken 4" tee on main line | 0819-Repairs.398 |  | 0 |  |  |  |  | 1392.61 | 25 |  |  | 0 | 0 | 9.3
5 | Transmission and Distribution Plant | 331 | Transmission and Distribution Mains | 13260 | 1010252 | 213 | URBAN ACRES | 2019-07-31 | 2019 | 7 | 121.66 | 22.5 |  | 144.16 | -4.9 | 139.26 | 50 | 0.16701 | 0.47 | 138.79 | 2.7852 | After hours, replaced broken 4" tee on main line | 0819-Repairs.398 |  | 0 |  |  |  |  | 139.26 | 25 |  |  | 0 | 0 | 0.93
5 | Transmission and Distribution Plant | 331 | Transmission and Distribution Mains | 13260 | 1010287 | 211 | MEADOWLAKE ESTATES | 2019-08-31 | 2019 | 8 | 1023.6 |  |  | 1023.6 | -28.63 | 994.97 | 50 | 0.082136 | 1.63 | 993.34 | 19.8994 | repair 3" main line break | 0919-Repairs |  | 0 |  |  |  |  | 994.97 | 25 |  |  | 0 | 0 | 3.27
5 | Transmission and Distribution Plant | 331 | Transmission and Distribution Mains | 13260 | 1010287 | 211 | MEADOWLAKE ESTATES | 2019-08-31 | 2019 | 8 | 102.3 |  |  | 102.3 | -2.86 | 99.44 | 50 | 0.082136 | 0.16 | 99.28 | 1.9888 | repair 3" main line break | 0919-Repairs |  | 0 |  |  |  |  | 99.44 | 25 |  |  | 0 | 0 | 0.33
5 | Transmission and Distribution Plant | 331 | Transmission and Distribution Mains | 13260 | 1010287 | 211 | MEADOWLAKE ESTATES | 2019-08-31 | 2019 | 8 | 1366.95 |  |  | 1366.95 | -38.23 | 1328.72 | 50 | 0.082136 | 2.18 | 1326.54 | 26.5744 | repair 3" main line break special Bac-T | 0919-Repairs |  | 0 |  |  |  |  | 1328.72 | 25 |  |  | 0 | 0 | 4.37
5 | Transmission and Distribution Plant | 331 | Transmission and Distribution Mains | 13260 | 1010287 | 211 | MEADOWLAKE ESTATES | 2019-08-31 | 2019 | 8 | 136.7 |  |  | 136.7 | -3.82 | 132.88 | 50 | 0.082136 | 0.22 | 132.66 | 2.6576 | repair 3" main line break special Bac-T | 0919-Repairs |  | 0 |  |  |  |  | 132.88 | 25 |  |  | 0 | 0 | 0.44
5 | Transmission and Distribution Plant | 331 | Transmission and Distribution Mains | 13260 | 1700051 | 223 | PEACH CREEK OAKS | 2019-08-31 | 2019 | 8 | 753.67 |  |  | 753.67 | -21.08 | 732.59 | 50 | 0.082136 | 1.2 | 731.39 | 14.6518 | Repair 2" main line, special Bac-T | 0919-Repairs |  | 0 |  |  |  |  | 732.59 | 25 |  |  | 0 | 0 | 2.41
5 | Transmission and Distribution Plant | 331 | Transmission and Distribution Mains | 13260 | 1700051 | 223 | PEACH CREEK OAKS | 2019-08-31 | 2019 | 8 | 75.37 |  |  | 75.37 | -2.11 | 73.26 | 50 | 0.082136 | 0.12 | 73.14 | 1.4652 | Repair 2" main line, special Bac-T | 0919-Repairs |  | 0 |  |  |  |  | 73.26 | 25 |  |  | 0 | 0 | 0.24
5 | Transmission and Distribution Plant | 331 | Transmission and Distribution Mains | 13260 | 1700114 | 224 | PIONEER TRAILS | 2019-08-31 | 2019 | 8 | 1900.63 |  |  | 1900.63 | -53.16 | 1847.47 | 50 | 0.082136 | 3.03 | 1844.44 | 36.9494 | repair (2) 4" main line breaks, Bac-T | 0919-Repairs |  | 0 |  |  |  |  | 1847.47 | 25 |  |  | 0 | 0 | 6.07
5 | Transmission and Distribution Plant | 331 | Transmission and Distribution Mains | 13260 | 1700114 | 224 | PIONEER TRAILS | 2019-08-31 | 2019 | 8 | 190.06 |  |  | 190.06 | -5.32 | 184.74 | 50 | 0.082136 | 0.3 | 184.44 | 3.6948 | repair (2) 4" main line breaks, Bac-T | 0919-Repairs |  | 0 |  |  |  |  | 184.74 | 25 |  |  | 0 | 0 | 0.61
5 | Transmission and Distribution Plant | 331 | Transmission and Distribution Mains | 13260 | 1700161 | 225 | PORTER TERRACE | 2019-08-31 | 2019 | 8 | 388.62 |  |  | 388.62 | -10.87 | 377.75 | 50 | 0.082136 | 0.62 | 377.13 | 7.555 | repair 1-1/2" main line | 0919-Repairs |  | 0 |  |  |  |  | 377.75 | 25 |  |  | 0 | 0 | 1.24
5 | Transmission and Distribution Plant | 331 | Transmission and Distribution Mains | 13260 | 1700161 | 225 | PORTER TERRACE | 2019-08-31 | 2019 | 8 | 38.86 |  |  | 38.86 | -1.09 | 37.77 | 50 | 0.082136 | 0.06 | 37.71 | 0.7554 | repair 1-1/2" main line | 0919-Repairs |  | 0 |  |  |  |  | 37.77 | 25 |  |  | 0 | 0 | 0.12
5 | Transmission and Distribution Plant | 331 | Transmission and Distribution Mains | 13260 | 1700033 | 203 | SPRING FOREST | 2019-08-31 | 2019 | 8 | 521.25 |  |  | 521.25 | -14.58 | 506.67 | 50 | 0.082136 | 0.83 | 505.84 | 10.1334 | repair 4" main line | 0919-Repairs |  | 0 |  |  |  |  | 506.67 | 25 |  |  | 0 | 0 | 1.66
5 | Transmission and Distribution Plant | 331 | Transmission and Distribution Mains | 13260 | 1700033 | 203 | SPRING FOREST | 2019-08-31 | 2019 | 8 | 52.13 |  |  | 52.13 | -1.46 | 50.67 | 50 | 0.082136 | 0.08 | 50.59 | 1.0134 | repair 4" main line | 0919-Repairs |  | 0 |  |  |  |  | 50.67 | 25 |  |  | 0 | 0 | 0.17
5 | Transmission and Distribution Plant | 331 | Transmission and Distribution Mains | 13260 | 1700033 | 203 | SPRING FOREST | 2019-08-31 | 2019 | 8 | 1438.95 |  |  | 1438.95 | -40.24 | 1398.71 | 50 | 0.082136 | 2.3 | 1396.41 | 27.9742 | after hours, repaired 4" main line, special Bac-T | 0919-Repairs |  | 0 |  |  |  |  | 1398.71 | 25 |  |  | 0 | 0 | 4.6
5 | Transmission and Distribution Plant | 331 | Transmission and Distribution Mains | 13260 | 1700033 | 203 | SPRING FOREST | 2019-08-31 | 2019 | 8 | 808.75 |  |  | 808.75 | -22.62 | 786.13 | 50 | 0.082136 | 1.29 | 784.84 | 15.7226 | after hours, repaired 4" main line | 0919-Repairs |  | 0 |  |  |  |  | 786.13 | 25 |  |  | 0 | 0 | 2.58
5 | Transmission and Distribution Plant | 331 | Transmission and Distribution Mains | 13260 | 1010255 | 204 | SPRINGMONT | 2019-08-31 | 2019 | 8 | 539.44 |  |  | 539.44 | -15.09 | 524.35 | 50 | 0.082136 | 0.86 | 523.49 | 10.487 | replace corporate stop on main | 0919-Repairs |  | 0 |  |  |  |  | 524.35 | 25 |  |  | 0 | 0 | 1.72
5 | Transmission and Distribution Plant | 331 | Transmission and Distribution Mains | 13260 | 1010132 | 220 | GREENGATE ACRES | 2019-09-30 | 2019 | 9 | 1404.7 | 317.83 |  | 1722.53 | -26.61 | 1695.92 | 50 | 0 | 0 | 1695.92 | 33.9184 | Repaired 4" main line. Bac-T - 9539 | 1019-Repairs, 449 |  | 0 |  |  |  |  | 1695.92 | 25 |  |  | 0 | 0 | 0
5 | Transmission and Distribution Plant | 331 | Transmission and Distribution Mains | 13260 | 1010132 | 220 | GREENGATE ACRES | 2019-09-30 | 2019 | 9 | 140.47 | 31.78 |  | 172.25 | -2.66 | 169.59 | 50 | 0 | 0 | 169.59 | 3.3918 | repaired 4" main line. Bac | 1019-Repairs, 449 |  | 0 |  |  |  |  | 169.59 | 25 |  |  | 0 | 0 | 0
5 | Transmission and Distribution Plant | 331 | Transmission and Distribution Mains | 13260 | 1700114 | 224 | PIONEER TRAILS | 2019-09-30 | 2019 | 9 | 535.94 | 121.26 |  | 657.2 | -10.15 | 647.05 | 50 | 0 | 0 | 647.05 | 12.941 | repaired 2" main line | 1019-Repairs, 449 |  | 0 |  |  |  |  | 647.05 | 25 |  |  | 0 | 0 | 0
5 | Transmission and Distribution Plant | 331 | Transmission and Distribution Mains | 13260 | 1700114 | 224 | PIONEER TRAILS | 2019-09-30 | 2019 | 9 | 53.59 | 12.13 |  | 65.72 | -1.02 | 64.7 | 50 | 0 | 0 | 64.7 | 1.294 | repaired 2" main line | 1019-Repairs, 449 |  | 0 |  |  |  |  | 64.7 | 25 |  |  | 0 | 0 | 0
5 | Transmission and Distribution Plant | 331 | Transmission and Distribution Mains | 13260 | 1700161 | 225 | PORTER TERRACE | 2019-09-30 | 2019 | 9 | 1010.69 | 228.68 |  | 1239.37 | -19.14 | 1220.23 | 50 | 0 | 0 | 1220.23 | 24.4046 | after hours, repaired 2" main line | 1019-Repairs, 449 |  | 0 |  |  |  |  | 1220.23 | 25 |  |  | 0 | 0 | 0
5 | Transmission and Distribution Plant | 331 | Transmission and Distribution Mains | 13260 | 1700161 | 225 | PORTER TERRACE | 2019-09-30 | 2019 | 9 | 101.07 | 22.87 |  | 123.94 | -1.91 | 122.03 | 50 | 0 | 0 | 122.03 | 2.4406 | after hours, repaired 2" main line | 1019-Repairs, 449 |  | 0 |  |  |  |  | 122.03 | 25 |  |  | 0 | 0 | 0
5 | Transmission and Distribution Plant | 333 | Services | 13260 | 1010700 | 210 | HUFFMAN HEIGHTS | 2018-08-01 | 2018 | 8 | 566.37 | 140.22 |  | 706.59 | 0 | 706.59 | 20 | 1.1636 | 41.11 | 665.48 | 35.3295 | Leak Program | 0918 Consumers |  | 0 | 706.59 | 5.78 |  | 706.59 | 706.59 | 25 |  | 0.16359 | 0 | 4.62 | 32.89
5 | Transmission and Distribution Plant | 333 | Services | 13260 | 1700029 | 222 | LAKEWOOD COLONY | 2018-08-01 | 2018 | 8 | 1093.66 | 270.77 |  | 1364.43 | 0 | 1364.43 | 20 | 1.1636 | 79.38 | 1285.05 | 68.2215 | Leak Program | 0918 Consumers |  | 0 | 1364.43 | 11.16 |  | 1364.43 | 1364.43 | 25 |  | 0.16359 | 0 | 8.93 | 63.51
5 | Transmission and Distribution Plant | 333 | Services | 13260 | 1700033 | 203 | SPRING FOREST | 2018-08-01 | 2018 | 8 | 2962.07 | 733.34 |  | 3695.41 | 0 | 3695.41 | 20 | 1.1636 | 215 | 3480.41 | 184.7705 | Leak Program | 403, 421 |  | 0 | 3695.41 | 30.23 |  | 3695.41 | 3695.41 | 25 |  | 0.16359 | 0 | 24.18 | 172
5 | Transmission and Distribution Plant | 333 | Services | 13260 | 1010255 | 204 | SPRINGMONT | 2018-08-01 | 2018 | 8 | 1233 | 305.26 |  | 1538.26 | 0 | 1538.26 | 20 | 1.1636 | 89.49 | 1448.77 | 76.913 | Leak Program | 0818 consumers, 0918 Consumers |  | 0 | 1538.26 | 12.58 |  | 1538.26 | 1538.26 | 25 |  | 0.16359 | 0 | 10.07 | 71.6
5 | Transmission and Distribution Plant | 333 | Services | 13260 | 1700114 | 224 | PIONEER TRAILS | 2018-08-31 | 2018 | 8 | 2232.94 | 552.83 |  | 2785.77 | 0 | 2785.77 | 20 | 1.0815 | 150.63 | 2635.14 | 139.2885 | Leak Program | 0918 Consumers |  | 0 | 2785.77 | 11.35 |  | 2785.77 | 2785.77 | 25 |  | 0.081451 | 0 | 9.08 | 120.51
5 | Transmission and Distribution Plant | 333 | Services | 13260 | 1010252 | 213 | URBAN ACRES | 2018-08-31 | 2018 | 8 | 409.2 | 101.31 |  | 510.51 | 0 | 510.51 | 20 | 1.0815 | 27.6 | 482.91 | 25.5255 | Leak Program | 0918 Consumers |  | 0 | 510.51 | 2.08 |  | 510.51 | 510.51 | 25 |  | 0.081451 | 0 | 1.66 | 22.08
5 | Transmission and Distribution Plant | 333 | Services | 13260 | 1010132 | 220 | GREENGATE ACRES | 2018-09-30 | 2018 | 9 | 874 | 216.38 |  | 1090.38 | 0 | 1090.38 | 20 | 0.99932 | 54.48 | 1035.9 | 54.519 | Leak Program | 465 |  | 0 | 1090.38 | 0 |  | 1090.38 | 1090.38 | 25 |  | 0 | 0 | 0 | 43.59
5 | Transmission and Distribution Plant | 333 | Services | 13260 | 1010287 | 211 | MEADOWLAKE ESTATES | 2018-09-30 | 2018 | 9 | 2279.35 | 564.32 |  | 2843.67 | 0 | 2843.67 | 20 | 0.99932 | 142.09 | 2701.58 | 142.1835 | Tap | J517836, 461 |  | 0 | 2843.67 | 0 |  | 2843.67 | 2843.67 | 25 |  | 0 | 0 | 0 | 113.67
5 | Transmission and Distribution Plant | 333 | Services | 13260 | 1700033 | 203 | SPRING FOREST | 2018-09-30 | 2018 | 9 | 2106.93 | 521.63 |  | 2628.56 | 0 | 2628.56 | 20 | 0.99932 | 131.34 | 2497.22 | 131.428 | Leak Program | J562583, 466, 474 |  | 0 | 2628.56 | 0 |  | 2628.56 | 2628.56 | 25 |  | 0 | 0 | 0 | 105.07
5 | Transmission and Distribution Plant | 333 | Services | 13260 | 1010700 | 210 | HUFFMAN HEIGHTS | 2018-10-31 | 2018 | 10 | 2474.88 | 612.73 |  | 3087.61 | 0 | 3087.61 | 20 | 0.91444 | 141.17 | 2946.44 | 154.3805 | Leak Program | 516, J689043, J700337 |  | 0 |  | 0 |  |  | 3087.61 | 25 |  |  | 0 | 0 | 112.94
5 | Transmission and Distribution Plant | 333 | Services | 13260 | 1700029 | 222 | LAKEWOOD COLONY | 2018-10-31 | 2018 | 10 | 135.3 | 33.5 |  | 168.8 | 0 | 168.8 | 20 | 0.91444 | 7.72 | 161.08 | 8.44 | Leak Program | J731205 |  | 0 |  | 0 |  |  | 168.8 | 25 |  |  | 0 | 0 | 6.17
5 | Transmission and Distribution Plant | 333 | Services | 13260 | 1010287 | 211 | MEADOWLAKE ESTATES | 2018-10-31 | 2018 | 10 | 2395.58 | 593.09 |  | 2988.67 | 0 | 2988.67 | 20 | 0.91444 | 136.65 | 2852.02 | 149.4335 | Leak Program | J613017, 507, 501 |  | 0 |  | 0 |  |  | 2988.67 | 25 |  |  | 0 | 0 | 109.32
5 | Transmission and Distribution Plant | 333 | Services | 13260 | 1700114 | 224 | PIONEER TRAILS | 2018-10-31 | 2018 | 10 | 4122.83 | 1020.72 |  | 5143.55 | 0 | 5143.55 | 20 | 0.91444 | 235.17 | 4908.38 | 257.1775 | Leak Program | 1018 - Consumers, J590703, 494, 502 |  | 0 |  | 0 |  |  | 5143.55 | 25 |  |  | 0 | 0 | 188.14
5 | Transmission and Distribution Plant | 333 | Services | 13260 | 1700033 | 203 | SPRING FOREST | 2018-10-31 | 2018 | 10 | 2150.79 | 532.49 |  | 2683.28 | 0 | 2683.28 | 20 | 0.91444 | 122.69 | 2560.59 | 134.164 | Leak Program | 10/15/18, J585811, J583347, J612954, 491 |  | 0 |  | 0 |  |  | 2683.28 | 25 |  |  | 0 | 0 | 98.15
5 | Transmission and Distribution Plant | 333 | Services | 13260 | 1010252 | 213 | URBAN ACRES | 2018-10-31 | 2018 | 10 | 3018.85 | 747.4 |  | 3766.25 | 0 | 3766.25 | 20 | 0.91444 | 172.2 | 3594.05 | 188.3125 | Leak Program | 1018 Consumers, J710772, J718279, 519 |  | 0 |  | 0 |  |  | 3766.25 | 25 |  |  | 0 | 0 | 137.76
5 | Transmission and Distribution Plant | 333 | Services | 13260 | 1700029 | 222 | LAKEWOOD COLONY | 2018-11-30 | 2018 | 11 | 1036.12 | 256.52 |  | 1292.64 | 0 | 1292.64 | 20 | 0.83231 | 53.79 | 1238.85 | 64.632 | Leak Program | 11682746 |  | 0 |  | 0 |  |  | 1292.64 | 25 |  |  | 0 | 0 | 43.03
5 | Transmission and Distribution Plant | 333 | Services | 13260 | 1700114 | 224 | PIONEER TRAILS | 2018-11-30 | 2018 | 11 | 525.88 | 130.2 |  | 656.08 | 0 | 656.08 | 20 | 0.83231 | 27.3 | 628.78 | 32.804 | Leak Program | 11785422, J861851 |  | 0 |  | 0 |  |  | 656.08 | 25 |  |  | 0 | 0 | 21.84
5 | Transmission and Distribution Plant | 333 | Services | 13260 | 1700033 | 203 | SPRING FOREST | 2018-11-30 | 2018 | 11 | 1720.26 | 425.9 |  | 2146.16 | 0 | 2146.16 | 20 | 0.83231 | 89.31 | 2056.85 | 107.308 | Leak Program | 11159298, J861846, J837632, J823109 |  | 0 |  | 0 |  |  | 2146.16 | 25 |  |  | 0 | 0 | 71.45
5 | Transmission and Distribution Plant | 333 | Services | 13260 | 1010255 | 204 | SPRINGMONT | 2018-11-30 | 2018 | 11 | 969.26 | 239.97 |  | 1209.23 | 0 | 1209.23 | 20 | 0.83231 | 50.32 | 1158.91 | 60.4615 | Leak Program | 11/29/18 |  | 0 |  | 0 |  |  | 1209.23 | 25 |  |  | 0 | 0 | 40.26
5 | Transmission and Distribution Plant | 333 | Services | 13260 | 1010219 | 212 | TALL CEDARS | 2018-11-30 | 2018 | 11 | 1190.8 | 294.82 |  | 1485.62 | 0 | 1485.62 | 20 | 0.83231 | 61.82 | 1423.8 | 74.281 | Leak Program | 11787043, J856310, 11557799 |  | 0 |  | 0 |  |  | 1485.62 | 25 |  |  | 0 | 0 | 49.46
5 | Transmission and Distribution Plant | 333 | Services | 13260 | 1700033 | 203 | SPRING FOREST | 2018-12-10 | 2018 | 12 | 75.56 |  |  | 75.56 | 0 | 75.56 | 20 | 0.80493 | 3.04 | 72.52 | 3.778 | Water leak @ 2355 Hickory Ln | J901189 |  | 0 |  | 0 |  |  | 75.56 | 25 |  |  | 0 | 0 | 2.43
5 | Transmission and Distribution Plant | 333 | Services | 13260 | 1010287 | 211 | MEADOWLAKE ESTATES | 2018-12-21 | 2018 | 12 | 741.6 |  |  | 741.6 | 0 | 741.6 | 20 | 0.77481 | 28.73 | 712.87 | 37.08 | Water leak @ 13632 Meadow Lake Ct | 000749170000 |  | 0 |  | 0 |  |  | 741.6 | 25 |  |  | 0 | 0 | 22.98
5 | Transmission and Distribution Plant | 333 | Services | 13260 | 1700161 | 225 | PORTER TERRACE | 2018-12-30 | 2018 | 12 | 867.12 |  |  | 867.12 | 0 | 867.12 | 20 | 0.75017 | 32.52 | 834.6 | 43.356 | Tap line break @ 20637 Shady lane | 581 |  | 0 |  | 0 |  |  | 867.12 | 25 |  |  | 0 | 0 | 26.02
5 | Transmission and Distribution Plant | 333 | Services | 13260 | 1700161 | 225 | PORTER TERRACE | 2018-12-30 | 2018 | 12 | 1275.74 |  |  | 1275.74 | 0 | 1275.74 | 20 | 0.75017 | 47.85 | 1227.89 | 63.787 | New water tap @ 20800 S Terrace Dr | 585 |  | 0 |  | 0 |  |  | 1275.74 | 25 |  |  | 0 | 0 | 38.28
5 | Transmission and Distribution Plant | 333 | Services | 13260 | 1700033 | 203 | SPRING FOREST | 2018-12-30 | 2018 | 12 | 1073.04 |  |  | 1073.04 | 0 | 1073.04 | 20 | 0.75017 | 40.25 | 1032.79 | 53.652 | Water leak b/t ditch & road @ 2411 Greenglade Ln | 587 |  | 0 |  | 0 |  |  | 1073.04 | 25 |  |  | 0 | 0 | 32.2
5 | Transmission and Distribution Plant | 333 | Services | 13260 | 1010255 | 204 | SPRINGMONT | 2018-12-30 | 2018 | 12 | 551.35 |  |  | 551.35 | 0 | 551.35 | 20 | 0.75017 | 20.68 | 530.67 | 27.5675 | Water leak by ditch @ 20818 Sunshine lane | 588 |  | 0 |  | 0 |  |  | 551.35 | 25 |  |  | 0 | 0 | 16.54
5 | Transmission and Distribution Plant | 333 | Services | 13260 | 1010255 | 204 | SPRINGMONT | 2018-12-30 | 2018 | 12 | 482.45 |  |  | 482.45 | 0 | 482.45 | 20 | 0.75017 | 18.1 | 464.35 | 24.1225 | Water leak by ditch @ 20818 Sunshine lane | 589 |  | 0 |  | 0 |  |  | 482.45 | 25 |  |  | 0 | 0 | 14.48
5 | Transmission and Distribution Plant | 333 | Services | 13260 | 1010255 | 204 | SPRINGMONT | 2018-12-30 | 2018 | 12 | 614.01 |  |  | 614.01 | 0 | 614.01 | 20 | 0.75017 | 23.03 | 590.98 | 30.7005 | Repair to service line damaged by construction @ 20610 Sunshine Ln | 590 |  | 0 |  | 0 |  |  | 614.01 | 25 |  |  | 0 | 0 | 18.42
5 | Transmission and Distribution Plant | 333 | Services | 13260 | 1010255 | 204 | SPRINGMONT | 2018-12-30 | 2018 | 12 | 515.34 |  |  | 515.34 | 0 | 515.34 | 20 | 0.75017 | 19.33 | 496.01 | 25.767 | Water leak @ 20817 Sunshine Ln | 592 |  | 0 |  | 0 |  |  | 515.34 | 25 |  |  | 0 | 0 | 15.46
5 | Transmission and Distribution Plant | 333 | Services | 13260 | 1010252 | 213 | URBAN ACRES | 2018-12-30 | 2018 | 12 | 745.83 |  |  | 745.83 | 0 | 745.83 | 20 | 0.75017 | 27.98 | 717.85 | 37.2915 | Water leak @ 8202 Flatrock Trl | 598 |  | 0 |  | 0 |  |  | 745.83 | 25 |  |  | 0 | 0 | 22.38
5 | Transmission and Distribution Plant | 333 | Services | 13260 | 1010252 | 213 | URBAN ACRES | 2019-01-10 | 2019 | 1 | 7886.64 | 1486.28 |  | 9372.92 | 0 | 9372.92 | 20 | 0.72005 | 337.45 | 9035.47 | 468.646 | 1602 Rayford Rd - Main line break, installed 2" full circle clamp | 5669, 357002.003, 322 |  | 0 |  |  |  |  | 9372.92 | 25 |  |  | 0 | 0 | 269.96
5 | Transmission and Distribution Plant | 333 | Services | 13260 | 1010252 | 213 | URBAN ACRES | 2019-01-18 | 2019 | 1 | 522.65 | 98.49 |  | 621.14 | 0 | 621.14 | 20 | 0.69815 | 21.68 | 599.46 | 31.057 | 8110 Arrowrock Trail - main line break, excavated & repaired 2" main, returned to ... | 5675, 357002.003, 322 |  | 0 |  |  |  |  | 621.14 | 25 |  |  | 0 | 0 | 17.35
5 | Transmission and Distribution Plant | 333 | Services | 13260 | 1010287 | 211 | MEADOWLAKE ESTATES | 2019-02-01 | 2019 | 2 | 1117.75 | 210.64 |  | 1328.39 | 0 | 1328.39 | 20 | 0.65982 | 43.83 | 1284.56 | 66.4195 | 20336 Ada Ln - after hours, service line leak, replaced short service line co... | 19201830, 357002.003, 322 |  | 0 |  |  |  |  | 1328.39 | 25 |  |  | 0 | 0 | 35.06
5 | Transmission and Distribution Plant | 333 | Services | 13260 | 1700051 | 223 | PEACH CREEK OAKS | 2019-02-01 | 2019 | 2 | 836.63 | 157.67 |  | 994.3 | 0 | 994.3 | 20 | 0.65982 | 32.8 | 961.5 | 49.715 | 15211 Old Houston Rd - Install new blow off valve. Made 2 new taps and repaired... | 19201830, 357002.003, 322 |  | 0 |  |  |  |  | 994.3 | 25 |  |  | 0 | 0 | 26.24
5 | Transmission and Distribution Plant | 333 | Services | 13260 | 1010252 | 213 | URBAN ACRES | 2019-02-01 | 2019 | 2 | 431.16 | 81.26 |  | 512.42 | 0 | 512.42 | 20 | 0.65982 | 16.91 | 495.51 | 25.621 | 20336 Ada Ln - after hours, service line leak, replaced short service line co... | 01-2019, 357002.003, 322 |  | 0 |  |  |  |  | 512.42 | 25 |  |  | 0 | 0 | 13.52
5 | Transmission and Distribution Plant | 333 | Services | 13260 | 1010157 | 202 | HIGHLAND RIDGE | 2019-02-28 | 2019 | 2 | 1168.13 | 220.14 |  | 1388.27 | 0 | 1388.27 | 20 | 0.5859 | 40.67 | 1347.6 | 69.4135 | Replaced 5 hp motor, replaced well starter | 619, 357002.003, 322 |  | 0 |  |  |  |  | 1388.27 | 25 |  |  | 0 | 0 | 32.54
5 | Transmission and Distribution Plant | 333 | Services | 13260 | 1010157 | 202 | HIGHLAND RIDGE | 2019-02-28 | 2019 | 2 | 966.32 | 182.11 |  | 1148.43 | 0 | 1148.43 | 20 | 0.5859 | 33.64 | 1114.79 | 57.4215 | Aquasol Chem Pump | 622, 357002.003, 322 |  | 0 |  |  |  |  | 1148.43 | 25 |  |  | 0 | 0 | 26.91
5 | Transmission and Distribution Plant | 333 | Services | 13260 | 1700161 | 225 | PORTER TERRACE | 2019-02-28 | 2019 | 2 | 440.88 | 83.08 |  | 523.96 | 0 | 523.96 | 20 | 0.5859 | 15.35 | 508.61 | 26.198 | 15211 Old Houston Rd - 3/4" branch and meter box and lid. Also made new tap | 19031830, 357002.003, 322 |  | 0 |  |  |  |  | 523.96 | 25 |  |  | 0 | 0 | 12.28
5 | Transmission and Distribution Plant | 333 | Services | 13260 | 1700161 | 225 | PORTER TERRACE | 2019-02-28 | 2019 | 2 | 850.88 | 160.36 |  | 1011.24 | 0 | 1011.24 | 20 | 0.5859 | 29.62 | 981.62 | 50.562 | 15211 Old Houston Rd - 3/4" branch and meter box and lid. Also made new tap | 19031830, 357002.003, 322 |  | 0 |  |  |  |  | 1011.24 | 25 |  |  | 0 | 0 | 23.7
5 | Transmission and Distribution Plant | 333 | Services | 13260 | 1700033 | 203 | SPRING FOREST | 2019-02-28 | 2019 | 2 | 399.08 | 75.21 |  | 474.29 | 0 | 474.29 | 20 | 0.5859 | 13.89 | 460.4 | 23.7145 | 24430 E Terrace - Install 3/4" short water tap and meter | 19031830, 357002.003, 322 |  | 0 |  |  |  |  | 474.29 | 25 |  |  | 0 | 0 | 11.12
5 | Transmission and Distribution Plant | 333 | Services | 13260 | 1700033 | 203 | SPRING FOREST | 2019-02-28 | 2019 | 2 | 451.52 | 85.09 |  | 536.61 | 0 | 536.61 | 20 | 0.5859 | 15.72 | 520.89 | 26.8305 | 29902 E Hawthrone St @ Rayford in Geneva - Construction damaged Service line | 608, 357002.003, 322 |  | 0 |  |  |  |  | 536.61 | 25 |  |  | 0 | 0 | 12.58
5 | Transmission and Distribution Plant | 333 | Services | 13260 | 1700033 | 203 | SPRING FOREST | 2019-02-28 | 2019 | 2 | 628.84 | 118.51 |  | 747.35 | 0 | 747.35 | 20 | 0.5859 | 21.89 | 725.46 | 37.3675 | 29902 E Hawthrone St @ Rayford in Geneva - Construction damaged Service line | 609, 357002.003, 322 |  | 0 |  |  |  |  | 747.35 | 25 |  |  | 0 | 0 | 17.51
5 | Transmission and Distribution Plant | 333 | Services | 13260 | 1700033 | 203 | SPRING FOREST | 2019-02-28 | 2019 | 2 | 954.2 | 179.83 |  | 1134.03 | 0 | 1134.03 | 20 | 0.5859 | 33.22 | 1100.81 | 56.7015 | Aquasol Chem Pump | 626, 357002.003, 322 |  | 0 |  |  |  |  | 1134.03 | 25 |  |  | 0 | 0 | 26.58
5 | Transmission and Distribution Plant | 333 | Services | 13260 | 1010252 | 213 | URBAN ACRES | 2019-02-28 | 2019 | 2 | 1310.87 | 247.04 |  | 1557.91 | 0 | 1557.91 | 20 | 0.5859 | 45.64 | 1512.27 | 77.8955 | 11722 Knotty Pine Trail - Install long water tap and meter | 19031830, 357002.003, 322 |  | 0 |  |  |  |  | 1557.91 | 25 |  |  | 0 | 0 | 36.51
5 | Transmission and Distribution Plant | 333 | Services | 13260 | 1010252 | 213 | URBAN ACRES | 2019-02-28 | 2019 | 2 | 633.7 | 119.43 |  | 753.13 | 0 | 753.13 | 20 | 0.5859 | 22.06 | 731.07 | 37.6565 | 24430 E Terrace - Install 3/4" short water tap and meter | 19031830, 357002.003, 322 |  | 0 |  |  |  |  | 753.13 | 25 |  |  | 0 | 0 | 17.65
5 | Transmission and Distribution Plant | 333 | Services | 13260 | 1010252 | 213 | URBAN ACRES | 2019-02-28 | 2019 | 2 | 892.65 | 168.22 |  | 1060.87 | 0 | 1060.87 | 20 | 0.5859 | 31.08 | 1029.79 | 53.0435 | 11722 Knotty Pine Trail - Install long water tap and meter | 19031830, 357002.003, 322 |  | 0 |  |  |  |  | 1060.87 | 25 |  |  | 0 | 0 | 24.86
5 | Transmission and Distribution Plant | 333 | Services | 13260 | 1010132 | 220 | Greengate Acres | 2019-03-31 | 2019 | 3 | 67.04 | 12.63 |  | 79.67 | -2.71 | 76.96 | 20 | 0.50103 | 1.93 | 75.03 | 3.848 | 3010 Greenlake Dr - leveled yard and replaced sod over previous main line repair | 0419-Repairs, 357002.003, 322 |  | 0 |  |  |  |  | 76.96 | 25 |  |  | 0 | 0 | 1.54
5 | Transmission and Distribution Plant | 333 | Services | 13260 | 1010287 | 211 | MEADOWLAKE ESTATES | 2019-03-31 | 2019 | 3 | 62.74 | 11.83 |  | 74.57 | -2.53 | 72.04 | 20 | 0.50103 | 1.8 | 70.24 | 3.602 | 2506 Loch Lomond - leveled yard and replaced sod over previous main line repair | 0419-Repairs, 357002.003, 322 |  | 0 |  |  |  |  | 72.04 | 25 |  |  | 0 | 0 | 1.44
5 | Transmission and Distribution Plant | 333 | Services | 13260 | 1010287 | 211 | MEADOWLAKE ESTATES | 2019-03-31 | 2019 | 3 | 627.49 | 118.25 |  | 745.74 | -25.32 | 720.42 | 20 | 0.50103 | 18.05 | 702.37 | 36.021 | 13715 Tifway Ln - After hours, main line break, repaired 3" main line | 0419-Repairs, 357002.003, 322 |  | 0 |  |  |  |  | 720.42 | 25 |  |  | 0 | 0 | 14.44
5 | Transmission and Distribution Plant | 333 | Services | 13260 | 1010219 | 212 | TALL CEDARS | 2019-03-31 | 2019 | 3 | 62.41 | 11.76 |  | 74.17 | -2.52 | 71.65 | 20 | 0.50103 | 1.79 | 69.86 | 3.5825 | 2319 Loch lomond - leveled yard and replaced sod over previous main line repair | 0419-Repairs, 357002.003, 322 |  | 0 |  |  |  |  | 71.65 | 25 |  |  | 0 | 0 | 1.44
5 | Transmission and Distribution Plant | 333 | Services | 13260 | 1010219 | 212 | TALL CEDARS | 2019-03-31 | 2019 | 3 | 624.1 | 117.61 |  | 741.71 | -25.18 | 716.53 | 20 | 0.50103 | 17.95 | 698.58 | 35.8265 | 23985 West Terrace Dr - main line break, repaired 1-1/2" main line | 0419-Repairs, 357002.003, 322 |  | 0 |  |  |  |  | 716.53 | 25 |  |  | 0 | 0 | 14.36
5 | Transmission and Distribution Plant | 333 | Services | 13260 | 1010252 | 213 | URBAN ACRES | 2019-03-31 | 2019 | 3 | 107.33 | 20.23 |  | 127.56 | -4.33 | 123.23 | 20 | 0.50103 | 3.09 | 120.14 | 6.1615 | 23982 West Terrace Dr - leveled yard and replaced sod over previous main line ... | 0419-Repairs, 357002.003, 322 |  | 0 |  |  |  |  | 123.23 | 25 |  |  | 0 | 0 | 2.47
5 | Transmission and Distribution Plant | 333 | Services | 13260 | 1010252 | 213 | URBAN ACRES | 2019-03-31 | 2019 | 3 | 1073.32 | 202.27 |  | 1275.59 | -43.31 | 1232.28 | 20 | 0.50103 | 30.87 | 1201.41 | 61.614 | 1543 Rayford Rd - main line break, repaired 2" main line | 0419-Repairs, 357002.003, 322 |  | 0 |  |  |  |  | 1232.28 | 25 |  |  | 0 | 0 | 24.7
5 | Transmission and Distribution Plant | 333 | Services | 13260 | 1700051 | 223 | PEACH CREEK OAKS | 2019-04-30 | 2019 | 4 | 692.73 | 13.88 |  | 706.61 | -69.65 | 636.96 | 20 | 0.41889 | 13.34 | 623.62 | 31.848 | 29803 Spring Forest - main line break, repaired 6" main line, also made tap and ... | 0519-Repairs, 357002.003 |  | 0 |  |  |  |  | 636.96 | 25 |  |  | 0 | 0 | 10.67
5 | Transmission and Distribution Plant | 333 | Services | 13260 | 1700051 | 223 | PEACH CREEK OAKS | 2019-04-30 | 2019 | 4 | 69.27 | 1.39 |  | 70.66 | -6.96 | 63.7 | 20 | 0.41889 | 1.33 | 62.37 | 3.185 | 2306 Rayford Rd - main line break, repaired 4" main line damaged by construction... | 0519-Repairs, 357002.003 |  | 0 |  |  |  |  | 63.7 | 25 |  |  | 0 | 0 | 1.07
5 | Transmission and Distribution Plant | 333 | Services | 13260 | 1700051 | 223 | PEACH CREEK OAKS | 2019-04-30 | 2019 | 4 | 889.25 | 17.82 |  | 907.07 | -89.41 | 817.66 | 20 | 0.41889 | 17.13 | 800.53 | 40.883 | 1602 Rayford - Relocate lower water main | 0519-Repairs, 357002.003 |  | 0 |  |  |  |  | 817.66 | 25 |  |  | 0 | 0 | 13.7
5 | Transmission and Distribution Plant | 333 | Services | 13260 | 1700114 | 224 | PIONEER TRAILS | 2019-04-30 | 2019 | 4 | 77.82 | 1.56 |  | 79.38 | -7.82 | 71.56 | 20 | 0.41889 | 1.5 | 70.06 | 3.578 | Reapired and lowered 2" main line, also made new taps and added meter box and lid | 0519-Repairs, 357002.003 |  | 0 |  |  |  |  | 71.56 | 25 |  |  | 0 | 0 | 1.2
5 | Transmission and Distribution Plant | 333 | Services | 13260 | 1700114 | 224 | PIONEER TRAILS | 2019-04-30 | 2019 | 4 | 88.33 | 1.77 |  | 90.1 | -8.88 | 81.22 | 20 | 0.41889 | 1.7 | 79.52 | 4.061 | 2027 Cherry Laurel - main line break, repaired 4" main line | 0519-Repairs, 357002.003 |  | 0 |  |  |  |  | 81.22 | 25 |  |  | 0 | 0 | 1.36
5 | Transmission and Distribution Plant | 333 | Services | 13260 | 1010157 | 202 | HIGHLAND RIDGE | 2019-05-31 | 2019 | 5 | 592.21 | 11.87 |  | 604.08 | -27.8 | 576.28 | 20 | 0.33402 | 9.62 | 566.66 | 28.814 | 11719 Lone Shadow Trl - After hours, main line break, repaired 2" main line | 0619-Repairs, 357002.003 |  | 0 |  |  |  |  | 576.28 | 25 |  |  | 0 | 0 | 7.7
5 | Transmission and Distribution Plant | 333 | Services | 13260 | 1010157 | 202 | HIGHLAND RIDGE | 2019-05-31 | 2019 | 5 | 59.22 | 1.19 |  | 60.41 | -2.78 | 57.63 | 20 | 0.33402 | 0.96 | 56.67 | 2.8815 | 23985 West Terrace Dr - main line break, repaired 1-1/2" main line | 0619-Repairs, 357002.003 |  | 0 |  |  |  |  | 57.63 | 25 |  |  | 0 | 0 | 0.77
5 | Transmission and Distribution Plant | 333 | Services | 13260 | 1700161 | 225 | PORTER TERRACE | 2019-05-31 | 2019 | 5 | 1219.95 | 24.44 |  | 1244.39 | -57.29 | 1187.1 | 20 | 0.33402 | 19.83 | 1167.27 | 59.355 | 3010 Greenlake Dr - leveled yard and replaced sod over previous main line repair | 0619-Repairs, 357002.003 |  | 0 |  |  |  |  | 1187.1 | 25 |  |  | 0 | 0 | 15.86
5 | Transmission and Distribution Plant | 333 | Services | 13260 | 1700161 | 225 | PORTER TERRACE | 2019-05-31 | 2019 | 5 | 122 | 2.44 |  | 124.44 | -5.73 | 118.71 | 20 | 0.33402 | 1.98 | 116.73 | 5.9355 | 23982 West Terrace Dr - leveled yard and replaced sod over previous main line ... | 0619-Repairs, 357002.003 |  | 0 |  |  |  |  | 118.71 | 25 |  |  | 0 | 0 | 1.59
5 | Transmission and Distribution Plant | 333 | Services | 13260 | 1010255 | 204 | SPRINGMONT | 2019-05-31 | 2019 | 5 | 550.64 | 11.03 |  | 561.67 | -25.85 | 535.82 | 20 | 0.33402 | 8.95 | 526.87 | 26.791 | 2506 Loch Lomond - leveled yard and replaced sod over previous main line repair | 0619-Repairs, 357002.003 |  | 0 |  |  |  |  | 535.82 | 25 |  |  | 0 | 0 | 7.16
5 | Transmission and Distribution Plant | 333 | Services | 13260 | 1010255 | 204 | SPRINGMONT | 2019-05-31 | 2019 | 5 | 831.22 | 16.65 |  | 847.87 | -39.03 | 808.84 | 20 | 0.33402 | 13.51 | 795.33 | 40.442 | 2319 Loch lomond - leveled yard and replaced sod over previous main line repair | 0619-Repairs, 357002.003 |  | 0 |  |  |  |  | 808.84 | 25 |  |  | 0 | 0 | 10.81
5 | Transmission and Distribution Plant | 333 | Services | 13260 | 1010255 | 204 | SPRINGMONT | 2019-05-31 | 2019 | 5 | 55.06 | 1.1 |  | 56.16 | -2.58 | 53.58 | 20 | 0.33402 | 0.89 | 52.69 | 2.679 | 1543 Rayford Rd - main line break, repaired 2" main line | 0619-Repairs, 357002.003 |  | 0 |  |  |  |  | 53.58 | 25 |  |  | 0 | 0 | 0.72
5 | Transmission and Distribution Plant | 333 | Services | 13260 | 1010255 | 204 | SPRINGMONT | 2019-05-31 | 2019 | 5 | 83.12 | 1.67 |  | 84.79 | -3.9 | 80.89 | 20 | 0.33402 | 1.35 | 79.54 | 4.0445 | 29803 Spring Forest - main line break, repaired 6" main line, also made tap and ... | 0619-Repairs, 357002.003 |  | 0 |  |  |  |  | 80.89 | 25 |  |  | 0 | 0 | 1.08
5 | Transmission and Distribution Plant | 333 | Services | 13260 | 1010219 | 212 | TALL CEDARS | 2019-05-31 | 2019 | 5 | 676.91 | 13.56 |  | 690.47 | -31.78 | 658.69 | 20 | 0.33402 | 11 | 647.69 | 32.9345 | 13715 Tifway Ln - After hours, main line break, repaired 3" main line | 0619-Repairs, 357002.003 |  | 0 |  |  |  |  | 658.69 | 25 |  |  | 0 | 0 | 8.8
5 | Transmission and Distribution Plant | 333 | Services | 13260 | 1010219 | 212 | TALL CEDARS | 2019-05-31 | 2019 | 5 | 67.69 | 1.36 |  | 69.05 | -3.18 | 65.87 | 20 | 0.33402 | 1.1 | 64.77 | 3.2935 | 2306 Rayford Rd - main line break, repaired 4" main line damaged by construction... | 0619-Repairs, 357002.003 |  | 0 |  |  |  |  | 65.87 | 25 |  |  | 0 | 0 | 0.88
5 | Transmission and Distribution Plant | 333 | Services | 13260 | 1010157 | 202 | HIGHLAND RIDGE | 2019-06-30 | 2019 | 6 | 824.7 | 152.54 |  | 977.24 | 0 | 977.24 | 20 | 0.25188 | 12.31 | 964.93 | 48.862 | repaired short serivce line. new tap and ... | 0719-Repairs, 398 |  | 0 |  |  |  |  | 977.24 | 25 |  |  | 0 | 0 | 9.85
5 | Transmission and Distribution Plant | 333 | Services | 13260 | 1010157 | 202 | HIGHLAND RIDGE | 2019-06-30 | 2019 | 6 | 82.47 | 15.25 |  | 97.72 | 0 | 97.72 | 20 | 0.25188 | 1.23 | 96.49 | 4.886 | repaired short serivce line. new tap and ... | 0719-Repairs, 398 |  | 0 |  |  |  |  | 97.72 | 25 |  |  | 0 | 0 | 0.98
5 | Transmission and Distribution Plant | 333 | Services | 13260 | 1010700 | 210 | HUFFMAN HEIGHTS | 2019-06-30 | 2019 | 6 | 797.35 | 147.48 |  | 944.83 | 0 | 944.83 | 20 | 0.25188 | 11.9 | 932.93 | 47.2415 | repaired short service line. replaced 1" c... | 0719-Repairs, 398 |  | 0 |  |  |  |  | 944.83 | 25 |  |  | 0 | 0 | 9.52
5 | Transmission and Distribution Plant | 333 | Services | 13260 | 1010700 | 210 | HUFFMAN HEIGHTS | 2019-06-30 | 2019 | 6 | 79.74 | 14.75 |  | 94.49 | 0 | 94.49 | 20 | 0.25188 | 1.19 | 93.3 | 4.7245 | repaired short service line. replaced 1" c... | 0719-Repairs, 398 |  | 0 |  |  |  |  | 94.49 | 25 |  |  | 0 | 0 | 0.95
5 | Transmission and Distribution Plant | 333 | Services | 13260 | 1010255 | 204 | SPRINGMONT | 2019-06-30 | 2019 | 6 | 365.62 | 67.63 |  | 433.25 | 0 | 433.25 | 20 | 0.25188 | 5.46 | 427.79 | 21.6625 | repaired short service line. installed 3/4" compression couplings | 0719-Repairs, 398 |  | 0 |  |  |  |  | 433.25 | 25 |  |  | 0 | 0 | 4.37
5 | Transmission and Distribution Plant | 333 | Services | 13260 | 1010255 | 204 | SPRINGMONT | 2019-06-30 | 2019 | 6 | 36.56 | 6.76 |  | 43.32 | 0 | 43.32 | 20 | 0.25188 | 0.55 | 42.77 | 2.166 | repaired short service line. installed 3/4" compression couplings | 0719-Repairs, 398 |  | 0 |  |  |  |  | 43.32 | 25 |  |  | 0 | 0 | 0.44
5 | Transmission and Distribution Plant | 333 | Services | 13260 | 1010255 | 204 | SPRINGMONT | 2019-06-30 | 2019 | 6 | 502.01 | 92.85 |  | 594.86 | 0 | 594.86 | 20 | 0.25188 | 7.49 | 587.37 | 29.743 | relocate meter. made new tap | 0719-Repairs, 398 |  | 0 |  |  |  |  | 594.86 | 25 |  |  | 0 | 0 | 5.99
5 | Transmission and Distribution Plant | 333 | Services | 13260 | 1010255 | 204 | SPRINGMONT | 2019-06-30 | 2019 | 6 | 50.2 | 9.29 |  | 59.49 | 0 | 59.49 | 20 | 0.25188 | 0.75 | 58.74 | 2.9745 | relocate meter. made new tap | 0719-Repairs, 398 |  | 0 |  |  |  |  | 59.49 | 25 |  |  | 0 | 0 | 0.6
5 | Transmission and Distribution Plant | 333 | Services | 13260 | 1010252 | 213 | URBAN ACRES | 2019-06-30 | 2019 | 6 | 779.45 | 144.17 |  | 923.62 | 0 | 923.62 | 20 | 0.25188 | 11.63 | 911.99 | 46.181 | repaired short service line. replaced 1" curb stop | 0719-Repairs, 398 |  | 0 |  |  |  |  | 923.62 | 25 |  |  | 0 | 0 | 9.31
5 | Transmission and Distribution Plant | 333 | Services | 13260 | 1010252 | 213 | URBAN ACRES | 2019-06-30 | 2019 | 6 | 77.95 | 14.42 |  | 92.37 | 0 | 92.37 | 20 | 0.25188 | 1.16 | 91.21 | 4.6185 | repaired short service line. replaced 1" curb stop | 0719-Repairs, 398 |  | 0 |  |  |  |  | 92.37 | 25 |  |  | 0 | 0 | 0.93
5 | Transmission and Distribution Plant | 333 | Services | 13260 | 1010252 | 213 | URBAN ACRES | 2019-06-30 | 2019 | 6 | 75.34 | 13.94 |  | 89.28 | 0 | 89.28 | 20 | 0.25188 | 1.12 | 88.16 | 4.464 | after hours, repaired 2" main line. returned to service | 0719-Repairs, 398 |  | 0 |  |  |  |  | 89.28 | 25 |  |  | 0 | 0 | 0.9
5 | Transmission and Distribution Plant | 333 | Services | 13260 | 1010287 | 211 | MEADOWLAKE ESRTATES | 2019-07-01 | 2019 | 7 | 765.48 | 141.59 |  | 907.07 | -30.85 | 876.22 | 20 | 0.24914 | 10.92 | 865.3 | 43.811 | Leak repair on service line | 2771, 398 |  | 0 |  |  |  |  | 876.22 | 25 |  |  | 0 | 0 | 8.73
5 | Transmission and Distribution Plant | 333 | Services | 13260 | 1010132 | 220 | GREENGATE ACRES | 2019-07-31 | 2019 | 7 | 882.74 | 163.27 |  | 1046.01 | -35.58 | 1010.43 | 20 | 0.16701 | 8.44 | 1001.99 | 50.5215 | repaired long service line and main line break | 0819-Repairs.398 |  | 0 |  |  |  |  | 1010.43 | 25 |  |  | 0 | 0 | 6.75
5 | Transmission and Distribution Plant | 333 | Services | 13260 | 1010132 | 220 | GREENGATE ACRES | 2019-07-31 | 2019 | 7 | 88.27 | 16.33 |  | 104.6 | -3.56 | 101.04 | 20 | 0.16701 | 0.84 | 100.2 | 5.052 | repaired long service line and main line break | 0819-Repairs.398 |  | 0 |  |  |  |  | 101.04 | 25 |  |  | 0 | 0 | 0.67
5 | Transmission and Distribution Plant | 333 | Services | 13260 | 1010285 | 201 | HIGHLAND MOBILE HOME SUB | 2019-07-31 | 2019 | 7 | 609.19 | 112.68 |  | 721.87 | -24.55 | 697.32 | 20 | 0.16701 | 5.82 | 691.5 | 34.866 | repaired service line. replaced meter box and lid | 0819-Repairs.398 |  | 0 |  |  |  |  | 697.32 | 25 |  |  | 0 | 0 | 4.66
5 | Transmission and Distribution Plant | 333 | Services | 13260 | 1010285 | 201 | HIGHLAND MOBILE HOME SUB | 2019-07-31 | 2019 | 7 | 60.92 | 11.27 |  | 72.19 | -2.46 | 69.73 | 20 | 0.16701 | 0.58 | 69.15 | 3.4865 | repaired service line. replaced meter box and lid | 0819-Repairs.398 |  | 0 |  |  |  |  | 69.73 | 25 |  |  | 0 | 0 | 0.47
5 | Transmission and Distribution Plant | 333 | Services | 13260 | 1010287 | 211 | MEADOWLAKE ESTATES | 2019-07-31 | 2019 | 7 | 757.21 | 140.06 |  | 897.27 | -30.52 | 866.75 | 20 | 0.16701 | 7.24 | 859.51 | 43.3375 | repaired service line leak. replaced (2) 3/4" curb stop | 0819-Repairs.398 |  | 0 |  |  |  |  | 866.75 | 25 |  |  | 0 | 0 | 5.79
5 | Transmission and Distribution Plant | 333 | Services | 13260 | 1010287 | 211 | MEADOWLAKE ESTATES | 2019-07-31 | 2019 | 7 | 75.72 | 14.01 |  | 89.73 | -3.05 | 86.68 | 20 | 0.16701 | 0.72 | 85.96 | 4.334 | repaired service line leak. replaced (2) 3/4" curb stop | 0819-Repairs.398 |  | 0 |  |  |  |  | 86.68 | 25 |  |  | 0 | 0 | 0.58
5 | Transmission and Distribution Plant | 333 | Services | 13260 | 1700161 | 225 | PORTER TERRACE | 2019-07-31 | 2019 | 7 | 421.06 | 77.88 |  | 498.94 | -16.97 | 481.97 | 20 | 0.16701 | 4.02 | 477.95 | 24.0985 | repaired service line, replaced 3/4" curb stop | 0819-Repairs.398 |  | 0 |  |  |  |  | 481.97 | 25 |  |  | 0 | 0 | 3.22
5 | Transmission and Distribution Plant | 333 | Services | 13260 | 1700161 | 225 | PORTER TERRACE | 2019-07-31 | 2019 | 7 | 42.11 | 7.79 |  | 49.9 | -1.7 | 48.2 | 20 | 0.16701 | 0.4 | 47.8 | 2.41 | repaired service line, replaced 3/4" curb stop | 0819-Repairs.398 |  | 0 |  |  |  |  | 48.2 | 25 |  |  | 0 | 0 | 0.32
5 | Transmission and Distribution Plant | 333 | Services | 13260 | 1700161 | 225 | PORTER TERRACE | 2019-07-31 | 2019 | 7 | 86.96 | 16.08 |  | 103.04 | -3.5 | 99.54 | 20 | 0.16701 | 0.83 | 98.71 | 4.977 | repaired short service line | 0819-Repairs.398 |  | 0 |  |  |  |  | 99.54 | 25 |  |  | 0 | 0 | 0.66
5 | Transmission and Distribution Plant | 333 | Services | 13260 | 1700161 | 225 | PORTER TERRACE | 2019-07-31 | 2019 | 7 | 869.6 | 160.84 |  | 1030.44 | -35.05 | 995.39 | 20 | 0.16701 | 8.31 | 987.08 | 49.7695 | repaired short service line | 0819-Repairs.398 |  | 0 |  |  |  |  | 995.39 | 25 |  |  | 0 | 0 | 6.65
5 | Transmission and Distribution Plant | 333 | Services | 13260 | 1700033 | 203 | SPRING FOREST | 2019-07-31 | 2019 | 7 | 45.05 | 8.33 |  | 53.38 | -1.82 | 51.56 | 20 | 0.16701 | 0.43 | 51.13 | 2.578 | spread fill dirt, leveled yard and replaced sod | 0819-Repairs.398 |  | 0 |  |  |  |  | 51.56 | 25 |  |  | 0 | 0 | 0.34
5 | Transmission and Distribution Plant | 333 | Services | 13260 | 1700033 | 203 | SPRING FOREST | 2019-07-31 | 2019 | 7 | 450.47 | 83.32 |  | 533.79 | -18.15 | 515.64 | 20 | 0.16701 | 4.31 | 511.33 | 25.782 | spread fill dirt, leveled yard and replaced sod | 0819-Repairs.398 |  | 0 |  |  |  |  | 515.64 | 25 |  |  | 0 | 0 | 3.44
5 | Transmission and Distribution Plant | 333 | Services | 13260 | 1700033 | 203 | SPRING FOREST | 2019-07-31 | 2019 | 7 | 911 | 168.5 |  | 1079.5 | -36.71 | 1042.79 | 20 | 0.16701 | 8.71 | 1034.08 | 52.1395 | spread fill dirt, leveled yard and replaced sod | 0819-Repairs.398 |  | 0 |  |  |  |  | 1042.79 | 25 |  |  | 0 | 0 | 6.97
5 | Transmission and Distribution Plant | 333 | Services | 13260 | 1700033 | 203 | SPRING FOREST | 2019-07-31 | 2019 | 7 | 91.1 | 16.85 |  | 107.95 | -3.67 | 104.28 | 20 | 0.16701 | 0.87 | 103.41 | 5.214 | spread fill dirt, leveled yard and replaced sod | 0819-Repairs.398 |  | 0 |  |  |  |  | 104.28 | 25 |  |  | 0 | 0 | 0.7
5 | Transmission and Distribution Plant | 333 | Services | 13260 | 1700033 | 203 | SPRING FOREST | 2019-07-31 | 2019 | 7 | 452.24 | 83.65 |  | 535.89 | -18.23 | 517.66 | 20 | 0.16701 | 4.32 | 513.34 | 25.883 | Repaired service lines damaged by contractor | 0819-Repairs.398 |  | 0 |  |  |  |  | 517.66 | 25 |  |  | 0 | 0 | 3.46
5 | Transmission and Distribution Plant | 333 | Services | 13260 | 1700033 | 203 | SPRING FOREST | 2019-07-31 | 2019 | 7 | 45.22 | 8.36 |  | 53.58 | -1.82 | 51.76 | 20 | 0.16701 | 0.43 | 51.33 | 2.588 | Repaired service lines damaged by contractor | 0819-Repairs.398 |  | 0 |  |  |  |  | 51.76 | 25 |  |  | 0 | 0 | 0.35
5 | Transmission and Distribution Plant | 333 | Services | 13260 | 1010255 | 204 | SPRINGMONT | 2019-07-31 | 2019 | 7 | 202.99 | 37.55 |  | 240.54 | -8.18 | 232.36 | 20 | 0.16701 | 1.94 | 230.42 | 11.618 | spread fill dirt, leveled yard and replaced sod | 0819-Repairs.398 |  | 0 |  |  |  |  | 232.36 | 25 |  |  | 0 | 0 | 1.55
5 | Transmission and Distribution Plant | 333 | Services | 13260 | 1010255 | 204 | SPRINGMONT | 2019-07-31 | 2019 | 7 | 20.3 | 3.75 |  | 24.05 | -0.82 | 23.23 | 20 | 0.16701 | 0.19 | 23.04 | 1.1615 | spread fill dirt, leveled yard and replaced sod | 0819-Repairs.398 |  | 0 |  |  |  |  | 23.23 | 25 |  |  | 0 | 0 | 0.16
5 | Transmission and Distribution Plant | 333 | Services | 13260 | 1010255 | 204 | SPRINGMONT | 2019-07-31 | 2019 | 7 | 399.52 | 73.9 |  | 473.42 | -16.1 | 457.32 | 20 | 0.16701 | 3.82 | 453.5 | 22.866 | repaired short service line | 0819-Repairs.398 |  | 0 |  |  |  |  | 457.32 | 25 |  |  | 0 | 0 | 3.06
5 | Transmission and Distribution Plant | 333 | Services | 13260 | 1010255 | 204 | SPRINGMONT | 2019-07-31 | 2019 | 7 | 344.34 | 63.69 |  | 408.03 | -13.88 | 394.15 | 20 | 0.16701 | 3.29 | 390.86 | 19.7075 | spread fill dirt, leveled yard and replaced sod | 0819-Repairs.398 |  | 0 |  |  |  |  | 394.15 | 25 |  |  | 0 | 0 | 2.63
5 | Transmission and Distribution Plant | 333 | Services | 13260 | 1010255 | 204 | SPRINGMONT | 2019-07-31 | 2019 | 7 | 39.95 | 7.39 |  | 47.34 | -1.61 | 45.73 | 20 | 0.16701 | 0.38 | 45.35 | 2.2865 | repaired short service line | 0819-Repairs.398 |  | 0 |  |  |  |  | 45.73 | 25 |  |  | 0 | 0 | 0.31
5 | Transmission and Distribution Plant | 333 | Services | 13260 | 1010255 | 204 | SPRINGMONT | 2019-07-31 | 2019 | 7 | 34.43 | 6.37 |  | 40.8 | -1.39 | 39.41 | 20 | 0.16701 | 0.33 | 39.08 | 1.9705 | spread fill dirt, leveled yard and replaced sod | 0819-Repairs.398 |  | 0 |  |  |  |  | 39.41 | 25 |  |  | 0 | 0 | 0.26
5 | Transmission and Distribution Plant | 333 | Services | 13260 | 1010219 | 212 | TALL CEDARS | 2019-07-31 | 2019 | 7 | 156.16 | 28.88 |  | 185.04 | -6.29 | 178.75 | 20 | 0.16701 | 1.49 | 177.26 | 8.9375 | replaced short service line. Installed new 2" gate valve | 0819-Repairs.398 |  | 0 |  |  |  |  | 178.75 | 25 |  |  | 0 | 0 | 1.19
5 | Transmission and Distribution Plant | 333 | Services | 13260 | 1010219 | 212 | TALL CEDARS | 2019-07-31 | 2019 | 7 | 1561.6 | 288.84 |  | 1850.44 | -62.94 | 1787.5 | 20 | 0.16701 | 14.93 | 1772.57 | 89.375 | replaced short service line. Installed new 2" gate valve | 0819-Repairs.398 |  | 0 |  |  |  |  | 1787.5 | 25 |  |  | 0 | 0 | 11.94
5 | Transmission and Distribution Plant | 333 | Services | 13260 | 1010252 | 213 | URBAN ACRES | 2019-07-31 | 2019 | 7 | 598.5 | 110.7 |  | 709.2 | -24.12 | 685.08 | 20 | 0.16701 | 5.72 | 679.36 | 34.254 | repair short service line and adjust houseline | 0819-Repairs.398 |  | 0 |  |  |  |  | 685.08 | 25 |  |  | 0 | 0 | 4.58
5 | Transmission and Distribution Plant | 333 | Services | 13260 | 1010252 | 213 | URBAN ACRES | 2019-07-31 | 2019 | 7 | 59.85 | 11.07 |  | 70.92 | -2.41 | 68.51 | 20 | 0.16701 | 0.57 | 67.94 | 3.4255 | repair short service line and adjust houseline | 0819-Repairs.398 |  | 0 |  |  |  |  | 68.51 | 25 |  |  | 0 | 0 | 0.46
5 | Transmission and Distribution Plant | 333 | Services | 13260 | 1010252 | 213 | URBAN ACRES | 2019-07-31 | 2019 | 7 | 1437.63 | 265.91 |  | 1703.54 | -57.94 | 1645.6 | 20 | 0.16701 | 13.74 | 1631.86 | 82.28 | installed 2 new taps | 0819-Repairs.398 |  | 0 |  |  |  |  | 1645.6 | 25 |  |  | 0 | 0 | 10.99
5 | Transmission and Distribution Plant | 333 | Services | 13260 | 1010252 | 213 | URBAN ACRES | 2019-07-31 | 2019 | 7 | 143.76 | 26.59 |  | 170.35 | -5.79 | 164.56 | 20 | 0.16701 | 1.37 | 163.19 | 8.228 | installed 2 new taps | 0819-Repairs.398 |  | 0 |  |  |  |  | 164.56 | 25 |  |  | 0 | 0 | 1.1
5 | Transmission and Distribution Plant | 333 | Services | 13260 | 1010252 | 213 | URBAN ACRES | 2019-07-31 | 2019 | 7 | 1089.33 | 201.49 |  | 1290.82 | -43.9 | 1246.92 | 20 | 0.16701 | 10.41 | 1236.51 | 62.346 | after hours, replaced short service line, replaced meter box | 0819-Repairs.398 |  | 0 |  |  |  |  | 1246.92 | 25 |  |  | 0 | 0 | 8.33
5 | Transmission and Distribution Plant | 333 | Services | 13260 | 1010252 | 213 | URBAN ACRES | 2019-07-31 | 2019 | 7 | 108.93 | 20.15 |  | 129.08 | -4.39 | 124.69 | 20 | 0.16701 | 1.04 | 123.65 | 6.2345 | after hours, replaced short service line, replaced meter box | 0819-Repairs.398 |  | 0 |  |  |  |  | 124.69 | 25 |  |  | 0 | 0 | 0.83
5 | Transmission and Distribution Plant | 333 | Services | 13260 | 1010252 | 213 | URBAN ACRES | 2019-07-31 | 2019 | 7 | 727.58 | 134.58 |  | 862.16 | -29.32 | 832.84 | 20 | 0.16701 | 6.95 | 825.89 | 41.642 | after hours, repaired 2" main break | 0819-Repairs.398 |  | 0 |  |  |  |  | 832.84 | 25 |  |  | 0 | 0 | 5.56
5 | Transmission and Distribution Plant | 333 | Services | 13260 | 1010132 | 220 | GREENGATE ACRES | 2019-08-31 | 2019 | 8 | 397.88 |  |  | 397.88 | -11.13 | 386.75 | 20 | 0.082136 | 1.59 | 385.16 | 19.3375 | repair short service line, replaced 3/4" curb stop | 0919-Repairs |  | 0 |  |  |  |  | 386.75 | 25 |  |  | 0 | 0 | 1.27
5 | Transmission and Distribution Plant | 333 | Services | 13260 | 1010132 | 220 | GREENGATE ACRES | 2019-08-31 | 2019 | 8 | 39.79 |  |  | 39.79 | -1.11 | 38.68 | 20 | 0.082136 | 0.16 | 38.52 | 1.934 | repair short service line, replaced 3/4" curb stop | 0919-Repairs |  | 0 |  |  |  |  | 38.68 | 25 |  |  | 0 | 0 | 0.13
5 | Transmission and Distribution Plant | 333 | Services | 13260 | 1010132 | 220 | GREENGATE ACRES | 2019-08-31 | 2019 | 8 | 205.01 |  |  | 205.01 | -5.73 | 199.28 | 20 | 0.082136 | 0.82 | 198.46 | 9.964 | repaired short service line | 0919-Repairs |  | 0 |  |  |  |  | 199.28 | 25 |  |  | 0 | 0 | 0.65
5 | Transmission and Distribution Plant | 333 | Services | 13260 | 1010132 | 220 | GREENGATE ACRES | 2019-08-31 | 2019 | 8 | 20.5 |  |  | 20.5 | -0.57 | 19.93 | 20 | 0.082136 | 0.08 | 19.85 | 0.9965 | repaired short service line | 0919-Repairs |  | 0 |  |  |  |  | 19.93 | 25 |  |  | 0 | 0 | 0.07
5 | Transmission and Distribution Plant | 333 | Services | 13260 | 1010132 | 220 | GREENGATE ACRES | 2019-08-31 | 2019 | 8 | 469.04 |  |  | 469.04 | -13.12 | 455.92 | 20 | 0.082136 | 1.87 | 454.05 | 22.796 | leveled yard and replaced sod | 0919-Repairs |  | 0 |  |  |  |  | 455.92 | 25 |  |  | 0 | 0 | 1.5
5 | Transmission and Distribution Plant | 333 | Services | 13260 | 1010132 | 220 | GREENGATE ACRES | 2019-08-31 | 2019 | 8 | 46.9 |  |  | 46.9 | -1.31 | 45.59 | 20 | 0.082136 | 0.19 | 45.4 | 2.2795 | leveled yard and replaced sod | 0919-Repairs |  | 0 |  |  |  |  | 45.59 | 25 |  |  | 0 | 0 | 0.15
5 | Transmission and Distribution Plant | 333 | Services | 13260 | 1010157 | 202 | HIGHLAND RIDGE | 2019-08-31 | 2019 | 8 | 565.37 |  |  | 565.37 | -15.81 | 549.56 | 20 | 0.082136 | 2.26 | 547.3 | 27.478 | leveled yard and replaced sod | 0919-Repairs |  | 0 |  |  |  |  | 549.56 | 25 |  |  | 0 | 0 | 1.81
5 | Transmission and Distribution Plant | 333 | Services | 13260 | 1010157 | 202 | HIGHLAND RIDGE | 2019-08-31 | 2019 | 8 | 56.54 |  |  | 56.54 | -1.58 | 54.96 | 20 | 0.082136 | 0.23 | 54.73 | 2.748 | leveled yard and replaced sod | 0919-Repairs |  | 0 |  |  |  |  | 54.96 | 25 |  |  | 0 | 0 | 0.18
5 | Transmission and Distribution Plant | 333 | Services | 13260 | 1010700 | 210 | HUFFMAN HEIGHTS | 2019-08-31 | 2019 | 8 | 527.63 |  |  | 527.63 | -14.76 | 512.87 | 20 | 0.082136 | 2.11 | 510.76 | 25.6435 | leveled yard and replaced sod | 0919-Repairs |  | 0 |  |  |  |  | 512.87 | 25 |  |  | 0 | 0 | 1.68
5 | Transmission and Distribution Plant | 333 | Services | 13260 | 1010700 | 210 | HUFFMAN HEIGHTS | 2019-08-31 | 2019 | 8 | 52.76 |  |  | 52.76 | -1.48 | 51.28 | 20 | 0.082136 | 0.21 | 51.07 | 2.564 | leveled yard and replaced sod | 0919-Repairs |  | 0 |  |  |  |  | 51.28 | 25 |  |  | 0 | 0 | 0.17
5 | Transmission and Distribution Plant | 333 | Services | 13260 | 1700029 | 222 | LAKEWOOD COLONY | 2019-08-31 | 2019 | 8 | 460.78 |  |  | 460.78 | -12.89 | 447.89 | 20 | 0.082136 | 1.84 | 446.05 | 22.3945 | install short water tap, had to build 1" main PVC to a ... | 0919-Repairs |  | 0 |  |  |  |  | 447.89 | 25 |  |  | 0 | 0 | 1.47
5 | Transmission and Distribution Plant | 333 | Services | 13260 | 1700029 | 222 | LAKEWOOD COLONY | 2019-08-31 | 2019 | 8 | 46.08 |  |  | 46.08 | -1.29 | 44.79 | 20 | 0.082136 | 0.18 | 44.61 | 2.2395 | install short water tap, had to build 1" main PVC to a ... | 0919-Repairs |  | 0 |  |  |  |  | 44.79 | 25 |  |  | 0 | 0 | 0.15
5 | Transmission and Distribution Plant | 333 | Services | 13260 | 1010287 | 211 | MEADOWLAKE ESTATES | 2019-08-31 | 2019 | 8 | 1207.53 |  |  | 1207.53 | -33.77 | 1173.76 | 20 | 0.082136 | 4.82 | 1168.94 | 58.688 | repair shot service line, called for special Bac-T | 0919-Repairs |  | 0 |  |  |  |  | 1173.76 | 25 |  |  | 0 | 0 | 3.86
5 | Transmission and Distribution Plant | 333 | Services | 13260 | 1010287 | 211 | MEADOWLAKE ESTATES | 2019-08-31 | 2019 | 8 | 1029.05 |  |  | 1029.05 | -28.78 | 1000.27 | 20 | 0.082136 | 4.11 | 996.16 | 50.0135 | repair short service line, special Bac-T | 0919-Repairs |  | 0 |  |  |  |  | 1000.27 | 25 |  |  | 0 | 0 | 3.29
5 | Transmission and Distribution Plant | 333 | Services | 13260 | 1010287 | 211 | MEADOWLAKE ESTATES | 2019-08-31 | 2019 | 8 | 120.75 |  |  | 120.75 | -3.38 | 117.37 | 20 | 0.082136 | 0.48 | 116.89 | 5.8685 | repair shot service line, called for special Bac-T | 0919-Repairs |  | 0 |  |  |  |  | 117.37 | 25 |  |  | 0 | 0 | 0.39
5 | Transmission and Distribution Plant | 333 | Services | 13260 | 1010287 | 211 | MEADOWLAKE ESTATES | 2019-08-31 | 2019 | 8 | 102.91 |  |  | 102.91 | -2.88 | 100.03 | 20 | 0.082136 | 0.41 | 99.62 | 5.0015 | repair short service line, special Bac-T | 0919-Repairs |  | 0 |  |  |  |  | 100.03 | 25 |  |  | 0 | 0 | 0.33
5 | Transmission and Distribution Plant | 333 | Services | 13260 | 1010287 | 211 | MEADOWLAKE ESTATES | 2019-08-31 | 2019 | 8 | 502.08 |  |  | 502.08 | -14.04 | 488.04 | 20 | 0.082136 | 2 | 486.04 | 24.402 | repair short service line, replaced curb stop | 0919-Repairs |  | 0 |  |  |  |  | 488.04 | 25 |  |  | 0 | 0 | 1.6
5 | Transmission and Distribution Plant | 333 | Services | 13260 | 1010287 | 211 | MEADOWLAKE ESTATES | 2019-08-31 | 2019 | 8 | 50.21 |  |  | 50.21 | -1.4 | 48.81 | 20 | 0.082136 | 0.2 | 48.61 | 2.4405 | repair short service line, replaced curb stop | 0919-Repairs |  | 0 |  |  |  |  | 48.81 | 25 |  |  | 0 | 0 | 0.16
5 | Transmission and Distribution Plant | 333 | Services | 13260 | 1010287 | 211 | MEADOWLAKE ESTATES | 2019-08-31 | 2019 | 8 | 144.06 |  |  | 144.06 | -4.03 | 140.03 | 20 | 0.082136 | 0.58 | 139.45 | 7.0015 | leveled yard and replaced sod | 0919-Repairs |  | 0 |  |  |  |  | 140.03 | 25 |  |  | 0 | 0 | 0.46
5 | Transmission and Distribution Plant | 333 | Services | 13260 | 1010287 | 211 | MEADOWLAKE ESTATES | 2019-08-31 | 2019 | 8 | 14.41 |  |  | 14.41 | -0.4 | 14.01 | 20 | 0.082136 | 0.06 | 13.95 | 0.7005 | leveled yard and replaced sod | 0919-Repairs |  | 0 |  |  |  |  | 14.01 | 25 |  |  | 0 | 0 | 0.05
5 | Transmission and Distribution Plant | 333 | Services | 13260 | 1010287 | 211 | MEADOWLAKE ESTATES | 2019-08-31 | 2019 | 8 | 801.73 |  |  | 801.73 | -22.42 | 779.31 | 20 | 0.082136 | 3.2 | 776.11 | 38.9655 | after hours, repaired 1" service line leak, called fo... | 0919-Repairs |  | 0 |  |  |  |  | 779.31 | 25 |  |  | 0 | 0 | 2.56
5 | Transmission and Distribution Plant | 333 | Services | 13260 | 1010287 | 211 | MEADOWLAKE ESTATES | 2019-08-31 | 2019 | 8 | 80.17 |  |  | 80.17 | -2.24 | 77.93 | 20 | 0.082136 | 0.32 | 77.61 | 3.8965 | after hours, repaired 1" service line leak, called fo... | 0919-Repairs |  | 0 |  |  |  |  | 77.93 | 25 |  |  | 0 | 0 | 0.26
5 | Transmission and Distribution Plant | 333 | Services | 13260 | 1010287 | 211 | MEADOWLAKE ESTATES | 2019-08-31 | 2019 | 8 | 424.15 |  |  | 424.15 | -11.86 | 412.29 | 20 | 0.082136 | 1.69 | 410.6 | 20.6145 | installed short water tap. rebuilt 2" service line | 0919-Repairs |  | 0 |  |  |  |  | 412.29 | 25 |  |  | 0 | 0 | 1.35
5 | Transmission and Distribution Plant | 333 | Services | 13260 | 1010287 | 211 | MEADOWLAKE ESTATES | 2019-08-31 | 2019 | 8 | 42.42 |  |  | 42.42 | -1.19 | 41.23 | 20 | 0.082136 | 0.17 | 41.06 | 2.0615 | installed short water tap. rebuilt 2" service line | 0919-Repairs |  | 0 |  |  |  |  | 41.23 | 25 |  |  | 0 | 0 | 0.14
5 | Transmission and Distribution Plant | 333 | Services | 13260 | 1700051 | 223 | PEACH CREEK OAKS | 2019-08-31 | 2019 | 8 | 446.76 |  |  | 446.76 | -12.49 | 434.27 | 20 | 0.082136 | 1.78 | 432.49 | 21.7135 | leveled yard and replaced sod | 0919-Repairs |  | 0 |  |  |  |  | 434.27 | 25 |  |  | 0 | 0 | 1.43
5 | Transmission and Distribution Plant | 333 | Services | 13260 | 1700051 | 223 | PEACH CREEK OAKS | 2019-08-31 | 2019 | 8 | 44.68 |  |  | 44.68 | -1.25 | 43.43 | 20 | 0.082136 | 0.18 | 43.25 | 2.1715 | leveled yard and replaced sod | 0919-Repairs |  | 0 |  |  |  |  | 43.43 | 25 |  |  | 0 | 0 | 0.14
5 | Transmission and Distribution Plant | 333 | Services | 13260 | 1700051 | 223 | PEACH CREEK OAKS | 2019-08-31 | 2019 | 8 | 620.01 |  |  | 620.01 | -17.34 | 602.67 | 20 | 0.082136 | 2.48 | 600.19 | 30.1335 | repair short service line | 0919-Repairs |  | 0 |  |  |  |  | 602.67 | 25 |  |  | 0 | 0 | 1.98
5 | Transmission and Distribution Plant | 333 | Services | 13260 | 1700051 | 223 | PEACH CREEK OAKS | 2019-08-31 | 2019 | 8 | 62 |  |  | 62 | -1.73 | 60.27 | 20 | 0.082136 | 0.25 | 60.02 | 3.0135 | repair short service line | 0919-Repairs |  | 0 |  |  |  |  | 60.27 | 25 |  |  | 0 | 0 | 0.2
5 | Transmission and Distribution Plant | 333 | Services | 13260 | 1700051 | 223 | PEACH CREEK OAKS | 2019-08-31 | 2019 | 8 | 252.18 |  |  | 252.18 | -7.05 | 245.13 | 20 | 0.082136 | 1.01 | 244.12 | 12.2565 | leveled yard and replaced sod | 0919-Repairs |  | 0 |  |  |  |  | 245.13 | 25 |  |  | 0 | 0 | 0.81
5 | Transmission and Distribution Plant | 333 | Services | 13260 | 1700051 | 223 | PEACH CREEK OAKS | 2019-08-31 | 2019 | 8 | 25.22 |  |  | 25.22 | -0.71 | 24.51 | 20 | 0.082136 | 0.1 | 24.41 | 1.2255 | leveled yard and replaced sod | 0919-Repairs |  | 0 |  |  |  |  | 24.51 | 25 |  |  | 0 | 0 | 0.08
5 | Transmission and Distribution Plant | 333 | Services | 13260 | 1700051 | 223 | PEACH CREEK OAKS | 2019-08-31 | 2019 | 8 | 889.44 |  |  | 889.44 | -24.88 | 864.56 | 20 | 0.082136 | 3.55 | 861.01 | 43.228 | repair short service line, made 2 new taps | 0919-Repairs |  | 0 |  |  |  |  | 864.56 | 25 |  |  | 0 | 0 | 2.84
5 | Transmission and Distribution Plant | 333 | Services | 13260 | 1700051 | 223 | PEACH CREEK OAKS | 2019-08-31 | 2019 | 8 | 88.94 |  |  | 88.94 | -2.49 | 86.45 | 20 | 0.082136 | 0.36 | 86.09 | 4.3225 | repair short service line, made 2 new taps | 0919-Repairs |  | 0 |  |  |  |  | 86.45 | 25 |  |  | 0 | 0 | 0.28
5 | Transmission and Distribution Plant | 333 | Services | 13260 | 1700114 | 224 | PIONEER TRAILS | 2019-08-31 | 2019 | 8 | 307.42 |  |  | 307.42 | -8.6 | 298.82 | 20 | 0.082136 | 1.23 | 297.59 | 14.941 | leveled yard and replaced sod | 0919-Repairs |  | 0 |  |  |  |  | 298.82 | 25 |  |  | 0 | 0 | 0.98
5 | Transmission and Distribution Plant | 333 | Services | 13260 | 1700114 | 224 | PIONEER TRAILS | 2019-08-31 | 2019 | 8 | 30.74 |  |  | 30.74 | -0.86 | 29.88 | 20 | 0.082136 | 0.12 | 29.76 | 1.494 | leveled yard and replaced sod | 0919-Repairs |  | 0 |  |  |  |  | 29.88 | 25 |  |  | 0 | 0 | 0.1
5 | Transmission and Distribution Plant | 333 | Services | 13260 | 1700114 | 224 | PIONEER TRAILS | 2019-08-31 | 2019 | 8 | 378.67 |  |  | 378.67 | -10.59 | 368.08 | 20 | 0.082136 | 1.51 | 366.57 | 18.404 | leveled yard and replaced sod | 0919-Repairs |  | 0 |  |  |  |  | 368.08 | 25 |  |  | 0 | 0 | 1.21
5 | Transmission and Distribution Plant | 333 | Services | 13260 | 1700114 | 224 | PIONEER TRAILS | 2019-08-31 | 2019 | 8 | 37.87 |  |  | 37.87 | -1.06 | 36.81 | 20 | 0.082136 | 0.15 | 36.66 | 1.8405 | leveled yard and replaced sod | 0919-Repairs |  | 0 |  |  |  |  | 36.81 | 25 |  |  | 0 | 0 | 0.12
5 | Transmission and Distribution Plant | 333 | Services | 13260 | 1700161 | 225 | PORTER TERRACE | 2019-08-31 | 2019 | 8 | 340.87 |  |  | 340.87 | -9.53 | 331.34 | 20 | 0.082136 | 1.36 | 329.98 | 16.567 | leveled yard and replaced sod | 0919-Repairs |  | 0 |  |  |  |  | 331.34 | 25 |  |  | 0 | 0 | 1.09
5 | Transmission and Distribution Plant | 333 | Services | 13260 | 1700161 | 225 | PORTER TERRACE | 2019-08-31 | 2019 | 8 | 34.09 |  |  | 34.09 | -0.95 | 33.14 | 20 | 0.082136 | 0.14 | 33 | 1.657 | leveled yard and replaced sod | 0919-Repairs |  | 0 |  |  |  |  | 33.14 | 25 |  |  | 0 | 0 | 0.11
5 | Transmission and Distribution Plant | 333 | Services | 13260 | 1700033 | 203 | SPRING FOREST | 2019-08-31 | 2019 | 8 | 143.9 |  |  | 143.9 | -4.02 | 139.88 | 20 | 0.082136 | 0.57 | 139.31 | 6.994 | after hours, repaired 4" main line, special Bac-T | 0919-Repairs |  | 0 |  |  |  |  | 139.88 | 25 |  |  | 0 | 0 | 0.46
5 | Transmission and Distribution Plant | 333 | Services | 13260 | 1700033 | 203 | SPRING FOREST | 2019-08-31 | 2019 | 8 | 80.88 |  |  | 80.88 | -2.26 | 78.62 | 20 | 0.082136 | 0.32 | 78.3 | 3.931 | after hours, repaired 4" main line | 0919-Repairs |  | 0 |  |  |  |  | 78.62 | 25 |  |  | 0 | 0 | 0.26
5 | Transmission and Distribution Plant | 333 | Services | 13260 | 1010255 | 204 | SPRINGMONT | 2019-08-31 | 2019 | 8 | 53.94 |  |  | 53.94 | -1.51 | 52.43 | 20 | 0.082136 | 0.22 | 52.21 | 2.6215 | replace corporate stop on main | 0919-Repairs |  | 0 |  |  |  |  | 52.43 | 25 |  |  | 0 | 0 | 0.17
5 | Transmission and Distribution Plant | 333 | Services | 13260 | 1010219 | 212 | TALL CEDARS | 2019-08-31 | 2019 | 8 | 675.6 |  |  | 675.6 | -18.89 | 656.71 | 20 | 0.082136 | 2.7 | 654.01 | 32.8355 | leveled yard and replaced sod | 0919-Repairs |  | 0 |  |  |  |  | 656.71 | 25 |  |  | 0 | 0 | 2.16
5 | Transmission and Distribution Plant | 333 | Services | 13260 | 1010219 | 212 | TALL CEDARS | 2019-08-31 | 2019 | 8 | 67.56 |  |  | 67.56 | -1.89 | 65.67 | 20 | 0.082136 | 0.27 | 65.4 | 3.2835 | leveled yard and replaced sod | 0919-Repairs |  | 0 |  |  |  |  | 65.67 | 25 |  |  | 0 | 0 | 0.22
5 | Transmission and Distribution Plant | 333 | Services | 13260 | 1010252 | 213 | URBAN ACRES | 2019-08-31 | 2019 | 8 | 380.41 |  |  | 380.41 | -10.64 | 369.77 | 20 | 0.082136 | 1.52 | 368.25 | 18.4885 | leveled yard and replaced sod | 0919-Repairs |  | 0 |  |  |  |  | 369.77 | 25 |  |  | 0 | 0 | 1.21
5 | Transmission and Distribution Plant | 333 | Services | 13260 | 1010252 | 213 | URBAN ACRES | 2019-08-31 | 2019 | 8 | 38.04 |  |  | 38.04 | -1.06 | 36.98 | 20 | 0.082136 | 0.15 | 36.83 | 1.849 | leveled yard and replaced sod | 0919-Repairs |  | 0 |  |  |  |  | 36.98 | 25 |  |  | 0 | 0 | 0.12
5 | Transmission and Distribution Plant | 333 | Services | 13260 | 1010252 | 213 | URBAN ACRES | 2019-08-31 | 2019 | 8 | 384.32 |  |  | 384.32 | -10.75 | 373.57 | 20 | 0.082136 | 1.53 | 372.04 | 18.6785 | leveled yard and replaced sod | 0919-Repairs |  | 0 |  |  |  |  | 373.57 | 25 |  |  | 0 | 0 | 1.23
5 | Transmission and Distribution Plant | 333 | Services | 13260 | 1010252 | 213 | URBAN ACRES | 2019-08-31 | 2019 | 8 | 38.43 |  |  | 38.43 | -1.07 | 37.36 | 20 | 0.082136 | 0.15 | 37.21 | 1.868 | leveled yard and replaced sod | 0919-Repairs |  | 0 |  |  |  |  | 37.36 | 25 |  |  | 0 | 0 | 0.12
5 | Transmission and Distribution Plant | 333 | Services | 13260 | 1010157 | 202 | HIGHLAND RIDGE | 2019-09-30 | 2019 | 9 | 258.32 | 58.45 |  | 316.77 | -4.89 | 311.88 | 20 | 0 | 0 | 311.88 | 15.594 | Leveled yard and replaced sod over previous service line repair | 1019-Repairs, 449 |  | 0 |  |  |  |  | 311.88 | 25 |  |  | 0 | 0 | 0
5 | Transmission and Distribution Plant | 333 | Services | 13260 | 1010157 | 202 | HIGHLAND RIDGE | 2019-09-30 | 2019 | 9 | 25.83 | 5.84 |  | 31.67 | -0.49 | 31.18 | 20 | 0 | 0 | 31.18 | 1.559 | leveled yard and replaced sod over previous service line repair | 1019-Repairs, 449 |  | 0 |  |  |  |  | 31.18 | 25 |  |  | 0 | 0 | 0
5 | Transmission and Distribution Plant | 333 | Services | 13260 | 1010700 | 210 | HUFFMAN HEIGHTS | 2019-09-30 | 2019 | 9 | 384.78 | 87.06 |  | 471.84 | -7.29 | 464.55 | 20 | 0 | 0 | 464.55 | 23.2275 | Repair short service line - 9252 | 1019-Repairs, 449 |  | 0 |  |  |  |  | 464.55 | 25 |  |  | 0 | 0 | 0
5 | Transmission and Distribution Plant | 333 | Services | 13260 | 1010700 | 210 | HUFFMAN HEIGHTS | 2019-09-30 | 2019 | 9 | 38.48 | 8.71 |  | 47.19 | -0.73 | 46.46 | 20 | 0 | 0 | 46.46 | 2.323 | repair short service line | 1019-Repairs, 449 |  | 0 |  |  |  |  | 46.46 | 25 |  |  | 0 | 0 | 0
5 | Transmission and Distribution Plant | 333 | Services | 13260 | 1010287 | 211 | MEADOWLAKE ESTATES | 2019-09-30 | 2019 | 9 | 256.35 | 58 |  | 314.35 | -4.86 | 309.49 | 20 | 0 | 0 | 309.49 | 15.4745 | leveled yard and replaced sod over previous service li... | 1019-Repairs, 449 |  | 0 |  |  |  |  | 309.49 | 25 |  |  | 0 | 0 | 0
5 | Transmission and Distribution Plant | 333 | Services | 13260 | 1010287 | 211 | MEADOWLAKE ESTATES | 2019-09-30 | 2019 | 9 | 25.64 | 5.8 |  | 31.44 | -0.49 | 30.95 | 20 | 0 | 0 | 30.95 | 1.5475 | leveled yard and replaced sod over previous service li... | 1019-Repairs, 449 |  | 0 |  |  |  |  | 30.95 | 25 |  |  | 0 | 0 | 0
5 | Transmission and Distribution Plant | 333 | Services | 13260 | 1010287 | 211 | MEADOWLAKE ESTATES | 2019-09-30 | 2019 | 9 | 165.78 | 37.51 |  | 203.29 | -3.14 | 200.15 | 20 | 0 | 0 | 200.15 | 10.0075 | leveled yard and replaced sod over previous service line... | 1019-Repairs, 449 |  | 0 |  |  |  |  | 200.15 | 25 |  |  | 0 | 0 | 0
5 | Transmission and Distribution Plant | 333 | Services | 13260 | 1010287 | 211 | MEADOWLAKE ESTATES | 2019-09-30 | 2019 | 9 | 16.58 | 3.75 |  | 20.33 | -0.31 | 20.02 | 20 | 0 | 0 | 20.02 | 1.001 | leveled yard and replaced sod over previous service line... | 1019-Repairs, 449 |  | 0 |  |  |  |  | 20.02 | 25 |  |  | 0 | 0 | 0
5 | Transmission and Distribution Plant | 333 | Services | 13260 | 1010287 | 211 | MEADOWLAKE ESTATES | 2019-09-30 | 2019 | 9 | 465.01 | 105.21 |  | 570.22 | -8.81 | 561.41 | 20 | 0 | 0 | 561.41 | 28.0705 | repair short service line | 1019-Repairs, 449 |  | 0 |  |  |  |  | 561.41 | 25 |  |  | 0 | 0 | 0
5 | Transmission and Distribution Plant | 333 | Services | 13260 | 1010287 | 211 | MEADOWLAKE ESTATES | 2019-09-30 | 2019 | 9 | 46.5 | 10.52 |  | 57.02 | -0.88 | 56.14 | 20 | 0 | 0 | 56.14 | 2.807 | repair short service line | 1019-Repairs, 449 |  | 0 |  |  |  |  | 56.14 | 25 |  |  | 0 | 0 | 0
5 | Transmission and Distribution Plant | 333 | Services | 13260 | 1010287 | 211 | MEADOWLAKE ESTATES | 2019-09-30 | 2019 | 9 | 210.97 | 47.73 |  | 258.7 | -4 | 254.7 | 20 | 0 | 0 | 254.7 | 12.735 | leveled yard and replaced sod over previous service line re... | 1019-Repairs, 449 |  | 0 |  |  |  |  | 254.7 | 25 |  |  | 0 | 0 | 0
5 | Transmission and Distribution Plant | 333 | Services | 13260 | 1010287 | 211 | MEADOWLAKE ESTATES | 2019-09-30 | 2019 | 9 | 21.1 | 4.77 |  | 25.87 | -0.4 | 25.47 | 20 | 0 | 0 | 25.47 | 1.2735 | leveled yard and replaced sod over previous service line re... | 1019-Repairs, 449 |  | 0 |  |  |  |  | 25.47 | 25 |  |  | 0 | 0 | 0
5 | Transmission and Distribution Plant | 333 | Services | 13260 | 1700033 | 203 | SPRING FOREST | 2019-09-30 | 2019 | 9 | 527.97 | 119.46 |  | 647.43 | -10 | 637.43 | 20 | 0 | 0 | 637.43 | 31.8715 | leveled yard and replaced sod over previous service line re... | 1019-Repairs, 449 |  | 0 |  |  |  |  | 637.43 | 25 |  |  | 0 | 0 | 0
5 | Transmission and Distribution Plant | 333 | Services | 13260 | 1700033 | 203 | SPRING FOREST | 2019-09-30 | 2019 | 9 | 52.8 | 11.95 |  | 64.75 | -1 | 63.75 | 20 | 0 | 0 | 63.75 | 3.1875 | leveled yard and replaced sod over previous service line re... | 1019-Repairs, 449 |  | 0 |  |  |  |  | 63.75 | 25 |  |  | 0 | 0 | 0
5 | Transmission and Distribution Plant | 333 | Services | 13260 | 1010255 | 204 | SPRINGMONT | 2019-09-30 | 2019 | 9 | 67.16 | 15.2 |  | 82.36 | -1.27 | 81.09 | 20 | 0 | 0 | 81.09 | 4.0545 | leveled yard and replaced sod over previous service line ... | 1019-Repairs, 449 |  | 0 |  |  |  |  | 81.09 | 25 |  |  | 0 | 0 | 0
5 | Transmission and Distribution Plant | 333 | Services | 13260 | 1010255 | 204 | SPRINGMONT | 2019-09-30 | 2019 | 9 | 6.72 | 1.52 |  | 8.24 | -0.13 | 8.11 | 20 | 0 | 0 | 8.11 | 0.4055 | leveled yard and replaced sod over previous service line ... | 1019-Repairs, 449 |  | 0 |  |  |  |  | 8.11 | 25 |  |  | 0 | 0 | 0
5 | Transmission and Distribution Plant | 333 | Services | 13260 | 1010219 | 212 | TALL CEDARS | 2019-09-30 | 2019 | 9 | 591.78 | 133.9 |  | 725.68 | -11.21 | 714.47 | 20 | 0 | 0 | 714.47 | 35.7235 | repaired short service line | 1019-Repairs, 449 |  | 0 |  |  |  |  | 714.47 | 25 |  |  | 0 | 0 | 0
5 | Transmission and Distribution Plant | 333 | Services | 13260 | 1010219 | 212 | TALL CEDARS | 2019-09-30 | 2019 | 9 | 59.18 | 13.39 |  | 72.57 | -1.12 | 71.45 | 20 | 0 | 0 | 71.45 | 3.5725 | repaired short service line | 1019-Repairs, 449 |  | 0 |  |  |  |  | 71.45 | 25 |  |  | 0 | 0 | 0
5 | Transmission and Distribution Plant | 333 | Services | 13260 | 1010252 | 213 | URBAN ACRES | 2019-09-30 | 2019 | 9 | 560.38 | 126.79 |  | 687.17 | -10.61 | 676.56 | 20 | 0 | 0 | 676.56 | 33.828 | repaired short service line | 1019-Repairs, 449 |  | 0 |  |  |  |  | 676.56 | 25 |  |  | 0 | 0 | 0
5 | Transmission and Distribution Plant | 333 | Services | 13260 | 1010252 | 213 | URBAN ACRES | 2019-09-30 | 2019 | 9 | 56.04 | 12.68 |  | 68.72 | -1.06 | 67.66 | 20 | 0 | 0 | 67.66 | 3.383 | repaired short service line | 1019-Repairs, 449 |  | 0 |  |  |  |  | 67.66 | 25 |  |  | 0 | 0 | 0
5 | Transmission and Distribution Plant | 334 | Meters and Meter Installations | 13260 | NA | 99 | VARIOUS | 2018-08-31 | 2018 | 8 | 586.39 | 145.18 |  | 731.57 | 0 | 731.57 | 10 | 1.0815 | 79.12 | 652.45 | 73.157 | Meter Replacement Program | 0918 - Consumers |  | 0 | 731.57 | 5.96 |  | 731.57 | 731.57 | 25 |  | 0.081451 | 0 | 2.38 | 31.65
5 | Transmission and Distribution Plant | 334 | Meters and Meter Installations | 13260 | 1010157 | 202 | HIGHLAND RIDGE | 2018-11-30 | 2018 | 11 | 604.08 | 149.56 |  | 753.64 | 0 | 753.64 | 10 | 0.83231 | 62.73 | 690.91 | 75.364 | Meter Replacement Program | 11625413, 586 |  | 0 |  | 0 |  |  | 753.64 | 25 |  |  | 0 | 0 | 25.09
5 | Transmission and Distribution Plant | 334 | Meters and Meter Installations | 13260 | 1700161 | 225 | PORTER TERRACE | 2018-12-30 | 2018 | 12 | 1224.26 |  |  | 1224.26 | 0 | 1224.26 | 10 | 0.75017 | 91.84 | 1132.42 | 122.426 | New Meter @ 24463 W Terrace | 586 |  | 0 |  | 0 |  |  | 1224.26 | 25 |  |  | 0 | 0 | 36.74
5 | Transmission and Distribution Plant | 334 | Meters and Meter Installations | 13260 | 1010132 | 220 | Greengate Acres | 2019-03-31 | 2019 | 3 | 670.41 | 126.34 |  | 796.75 | -27.05 | 769.7 | 10 | 0.50103 | 38.56 | 731.14 | 76.97 | 2027 Cherry Laurel - main line break, repaired 4" main line | 0419-Repairs, 357002.003, 322 |  | 0 |  |  |  |  | 769.7 | 25 |  |  | 0 | 0 | 15.43
5 | Transmission and Distribution Plant | 334 | Meters and Meter Installations | 13260 | 1010252 | 213 | URBAN ACRES | 2019-03-31 | 2019 | 3 | 40.5 | 7.63 |  | 48.13 | -1.63 | 46.5 | 10 | 0.50103 | 2.33 | 44.17 | 4.65 | Reapired and lowered 2" main line, also made new taps and added meter box and lid | 0419-Repairs, 357002.003, 322 |  | 0 |  |  |  |  | 46.5 | 25 |  |  | 0 | 0 | 0.93
5 | Transmission and Distribution Plant | 334 | Meters and Meter Installations | 13260 | 1010252 | 213 | URBAN ACRES | 2019-03-31 | 2019 | 3 | 405 | 76.32 |  | 481.32 | -16.34 | 464.98 | 10 | 0.50103 | 23.3 | 441.68 | 46.498 | 11719 Lone Shadow Trl - After hours, main line break, repaired 2" main line | 0419-Repairs, 357002.003, 322 |  | 0 |  |  |  |  | 464.98 | 25 |  |  | 0 | 0 | 9.32
5 | Transmission and Distribution Plant | 334 | Meters and Meter Installations | 13260 | 1700114 | 224 | PIONEER TRAILS | 2019-04-30 | 2019 | 4 | 883.27 | 17.7 |  | 900.97 | -88.81 | 812.16 | 10 | 0.41889 | 34.02 | 778.14 | 81.216 | 2506 Loch Lomond - service line break - repaired short line, replaced 3/4" curb... | 0519-Repairs, 357002.003 |  | 0 |  |  |  |  | 812.16 | 25 |  |  | 0 | 0 | 13.61
5 | Transmission and Distribution Plant | 334 | Meters and Meter Installations | 13260 | 1700161 | 225 | PORTER TERRACE | 2019-04-30 | 2019 | 4 | 405 | 8.11 |  | 413.11 | -40.72 | 372.39 | 10 | 0.41889 | 15.6 | 356.79 | 37.239 | 24041 E Terrace Dr - After hours - repaired 2 service line leaks, made 2 new taps | 0519-Repairs, 357002.003 |  | 0 |  |  |  |  | 372.39 | 25 |  |  | 0 | 0 | 6.24
5 | Transmission and Distribution Plant | 334 | Meters and Meter Installations | 13260 | 1700161 | 225 | PORTER TERRACE | 2019-04-30 | 2019 | 4 | 40.5 | 0.81 |  | 41.31 | -4.07 | 37.24 | 10 | 0.41889 | 1.56 | 35.68 | 3.724 | 20602 Sunshine Ln - service line break, replaced short service line, replaced u-bra... | 0519-Repairs, 357002.003 |  | 0 |  |  |  |  | 37.24 | 25 |  |  | 0 | 0 | 0.62
5 | Transmission and Distribution Plant | 334 | Meters and Meter Installations | 13260 | 1010252 | 213 | URBAN ACRES | 2019-04-30 | 2019 | 4 | 993.85 | 19.91 |  | 1013.76 | -99.93 | 913.83 | 10 | 0.41889 | 38.28 | 875.55 | 91.383 | 20506 Sleepy Hollow - service line break, replaced short service line, replaced u-b... | 0519-Repairs, 357002.003 |  | 0 |  |  |  |  | 913.83 | 25 |  |  | 0 | 0 | 15.31
5 | Transmission and Distribution Plant | 334 | Meters and Meter Installations | 13260 | 1010252 | 213 | URBAN ACRES | 2019-04-30 | 2019 | 4 | 99.39 | 1.99 |  | 101.38 | -9.99 | 91.39 | 10 | 0.41889 | 3.83 | 87.56 | 9.139 | 135 Lilac Circle - service line leak, repaired short service line leak, replaced 1... | 0519-Repairs, 357002.003 |  | 0 |  |  |  |  | 91.39 | 25 |  |  | 0 | 0 | 1.53
5 | Transmission and Distribution Plant | 334 | Meters and Meter Installations | 13260 | 1010287 | 211 | MEADOWLAKE ESTATES | 2019-05-31 | 2019 | 5 | 405 | 8.11 |  | 413.11 | -19.01 | 394.1 | 10 | 0.33402 | 13.16 | 380.94 | 39.41 | 2506 Loch Lomond - service line break - repaired short line, replaced 3/4" curb... | 0619-Repairs, 357002.003 |  | 0 |  |  |  |  | 394.1 | 25 |  |  | 0 | 0 | 5.27
5 | Transmission and Distribution Plant | 334 | Meters and Meter Installations | 13260 | 1010287 | 211 | MEADOWLAKE ESTATES | 2019-05-31 | 2019 | 5 | 405 | 8.11 |  | 413.11 | -19.01 | 394.1 | 10 | 0.33402 | 13.16 | 380.94 | 39.41 | 24041 E Terrace Dr - After hours - repaired 2 service line leaks, made 2 new taps | 0619-Repairs, 357002.003 |  | 0 |  |  |  |  | 394.1 | 25 |  |  | 0 | 0 | 5.27
5 | Transmission and Distribution Plant | 334 | Meters and Meter Installations | 13260 | 1010287 | 211 | MEADOWLAKE ESTATES | 2019-05-31 | 2019 | 5 | 40.5 | 0.81 |  | 41.31 | -1.9 | 39.41 | 10 | 0.33402 | 1.32 | 38.09 | 3.941 | 20506 Sleepy Hollow - service line break, replaced short service line, replaced u-b... | 0619-Repairs, 357002.003 |  | 0 |  |  |  |  | 39.41 | 25 |  |  | 0 | 0 | 0.53
5 | Transmission and Distribution Plant | 334 | Meters and Meter Installations | 13260 | 1010287 | 211 | MEADOWLAKE ESTATES | 2019-05-31 | 2019 | 5 | 40.5 | 0.81 |  | 41.31 | -1.9 | 39.41 | 10 | 0.33402 | 1.32 | 38.09 | 3.941 | 20602 Sunshine Ln - service line break, replaced short service line, replaced u-bra... | 0619-Repairs, 357002.003 |  | 0 |  |  |  |  | 39.41 | 25 |  |  | 0 | 0 | 0.53
5 | Transmission and Distribution Plant | 334 | Meters and Meter Installations | 13260 | 1700114 | 224 | PIONEER TRAILS | 2019-07-31 | 2019 | 7 | 405 | 74.91 |  | 479.91 | -16.32 | 463.59 | 10 | 0.16701 | 7.74 | 455.85 | 46.359 | Installed 3/4" short water tap and meter | 0819-Repairs.398 |  | 0 |  |  |  |  | 463.59 | 25 |  |  | 0 | 0 | 3.1
5 | Transmission and Distribution Plant | 334 | Meters and Meter Installations | 13260 | 1700114 | 224 | PIONEER TRAILS | 2019-07-31 | 2019 | 7 | 40.5 | 7.49 |  | 47.99 | -1.63 | 46.36 | 10 | 0.16701 | 0.77 | 45.59 | 4.636 | Installed 3/4" short water tap and meter | 0819-Repairs.398 |  | 0 |  |  |  |  | 46.36 | 25 |  |  | 0 | 0 | 0.31
5 | Transmission and Distribution Plant | 334 | Meters and Meter Installations | 13260 | 1010287 | 211 | MEADOWLAKE ESTATES | 2019-08-31 | 2019 | 8 | 735 |  |  | 735 | -20.56 | 714.44 | 10 | 0.082136 | 5.87 | 708.57 | 71.444 | To record meter installation from Inventory | 425 |  | 0 |  |  |  |  | 714.44 | 25 |  |  | 0 | 0 | 2.35
5 | Transmission and Distribution Plant | 334 | Meters and Meter Installations | 13260 | 1010287 | 211 | MEADOWLAKE ESTATES | 2019-08-31 | 2019 | 8 | 646.86 |  |  | 646.86 | -18.09 | 628.77 | 10 | 0.082136 | 5.16 | 623.61 | 62.877 | Meter for backup well - PO 30 | 152206 |  | 0 |  |  |  |  | 628.77 | 25 |  |  | 0 | 0 | 2.07
5 | Transmission and Distribution Plant | 334 | Meters and Meter Installations | 13260 | 1010287 | 211 | MEADOWLAKE ESTATES | 2019-09-30 | 2019 | 9 | 596.12 | 134.88 |  | 731 | -11.29 | 719.71 | 10 | 0 | 0 | 719.71 | 71.971 | install short water tap and meter | 1019-Repairs, 449 |  | 0 |  |  |  |  | 719.71 | 25 |  |  | 0 | 0 | 0
5 | Transmission and Distribution Plant | 334 | Meters and Meter Installations | 13260 | 1010287 | 211 | MEADOWLAKE ESTATES | 2019-09-30 | 2019 | 9 | 59.61 | 13.49 |  | 73.1 | -1.13 | 71.97 | 10 | 0 | 0 | 71.97 | 7.197 | install short water tap and meter | 1019-Repairs, 449 |  | 0 |  |  |  |  | 71.97 | 25 |  |  | 0 | 0 | 0
[14 empty] | 1543500.09 | -260145 | 1283355.09 |  |  | 492260.3 | 791094.79 | 41504.7392 |  |  | 701042.98 | 455798.7 | 744580.24 | 466706.24 | 701042.98 | 744580.24 | 1282970.97 |  |  |  | 530419.99 | 536604.52 | 558411.32

## Chuck Bell
Chuck Bell
2019-09-30
Function |  | Account |  | CCN | PWSID | Route | Location | In-service Date | In-service Year | In-service Month | Inv. Value | Overhead | AFUDC | Original Coat | CIAC | Original Cost less CIAC | Life | Age at 9/30/19 (yrs.) | Accumulated Deprecaiton 9/30/19 | Net Plant | Depreciaton Expense | Description |  | Orignal Cost at 12-31-17 | Accumulated Deprecaiton 12-31-17 | Orignal Cost at 9-30-18 | Accumulated Deprecaiton 9-30-18 | Tax Basis at 12-31-17 | Tax Basis at 9-30-18 | Tax Basis at 9-30-19 | Tax Life | Age at 12-31-17 | Age at 9-30-18 | Accumulated Tax Depreciation 12-31-17 | Accumulated Tax Depreciation 9-30-18 | Accumulated Tax Depreciation 9-30-19
Water
2 | Source of Supply | 307 | Wells and Springs | 13260 | 2200336, 1260080,1260084, 1260012, 1260090, 1260122, 1260082, 1260086 | 1 - 9 | Chuck Bell | 1986-02-01 | 1986 | 2 | 3000 |  |  | 3000 | 0 | 3000 | 30 | 33.6591 | 3000 | 0 | 0 | Well | Initial Inventory | 3000 | 3000 | 3000 | 3000 | 3000 | 3000 | 3000 | 25 | 31.9091 | 32.6591 | 3000 | 3000 | 3000
2 | Source of Supply | 307 | Wells and Springs | 13260 | 2200336, 1260080,1260084, 1260012, 1260090, 1260122, 1260082, 1260086 | 1 - 9 | Chuck Bell | 1986-02-01 | 1986 | 2 | 7500 |  |  | 7500 | 0 | 7500 | 30 | 33.6591 | 7500 | 0 | 0 | Well | Initial Inventory | 7500 | 7500 | 7500 | 7500 | 7500 | 7500 | 7500 | 25 | 31.9091 | 32.6591 | 7500 | 7500 | 7500
2 | Source of Supply | 307 | Wells and Springs | 13260 | 2200336, 1260080,1260084, 1260012, 1260090, 1260122, 1260082, 1260086 | 1 - 9 | Chuck Bell | 1986-06-01 | 1986 | 6 | 7000 |  |  | 7000 | 0 | 7000 | 30 | 33.3306 | 7000 | 0 | 0 | Well | Initial Inventory | 7000 | 7000 | 7000 | 7000 | 7000 | 7000 | 7000 | 25 | 31.5806 | 32.3306 | 7000 | 7000 | 7000
2 | Source of Supply | 307 | Wells and Springs | 13260 | 2200336, 1260080,1260084, 1260012, 1260090, 1260122, 1260082, 1260086 | 1 - 9 | Chuck Bell | 1986-09-01 | 1986 | 9 | 7500 |  |  | 7500 | 0 | 7500 | 30 | 33.0787 | 7500 | 0 | 0 | Well | Initial Inventory | 7500 | 7500 | 7500 | 7500 | 7500 | 7500 | 7500 | 25 | 31.3287 | 32.0787 | 7500 | 7500 | 7500
2 | Source of Supply | 307 | Wells and Springs | 13260 | 2200336, 1260080,1260084, 1260012, 1260090, 1260122, 1260082, 1260086 | 1 - 9 | Chuck Bell | 1986-09-01 | 1986 | 9 | 7500 |  |  | 7500 | 0 | 7500 | 30 | 33.0787 | 7500 | 0 | 0 | Well | Initial Inventory | 7500 | 7500 | 7500 | 7500 | 7500 | 7500 | 7500 | 25 | 31.3287 | 32.0787 | 7500 | 7500 | 7500
2 | Source of Supply | 307 | Wells and Springs | 13260 | 2200336, 1260080,1260084, 1260012, 1260090, 1260122, 1260082, 1260086 | 1 - 9 | Chuck Bell | 1988-06-15 | 1988 | 6 | 5550 |  |  | 5550 | 0 | 5550 | 30 | 31.2909 | 5550 | 0 | 0 | Well | Initial Inventory | 5550 | 5465.07 | 5550 | 5550 | 5550 | 5550 | 5550 | 25 | 29.5409 | 30.2909 | 5550 | 5550 | 5550
2 | Source of Supply | 307 | Wells and Springs | 13260 | 2200336, 1260080,1260084, 1260012, 1260090, 1260122, 1260082, 1260086 | 1 - 9 | Chuck Bell | 2000-11-06 | 2000 | 11 | 5577.56 |  |  | 5577.56 | 0 | 5577.56 | 30 | 18.8966 | 3513.24 | 2064.32 | 167.3268 | Well | Initial Inventory | 5577.56 | 3187.88 | 5577.56 | 3327.32 | 5577.56 | 5577.56 | 5577.56 | 25 | 17.1466 | 17.8966 | 3825.46 | 3992.78 | 4215.89
2 | Source of Supply | 307 | Wells and Springs | 13260 | 2200336, 1260080,1260084, 1260012, 1260090, 1260122, 1260082, 1260086 | 1 - 9 | Chuck Bell | 2004-08-15 | 2004 | 8 | 3000 |  |  | 3000 | 0 | 3000 | 30 | 15.1239 | 1512.39 | 1487.61 | 90 | Well | Initial Inventory | 3000 | 1337.39 | 3000 | 1412.39 | 3000 | 3000 | 3000 | 25 | 13.3739 | 14.1239 | 1604.87 | 1694.87 | 1814.87
2 | Source of Supply | 307 | Wells and Springs | 13260 | 2200336, 1260080,1260084, 1260012, 1260090, 1260122, 1260082, 1260086 | 1 - 9 | Chuck Bell | 2004-08-15 | 2004 | 8 | 3000 |  |  | 3000 | 0 | 3000 | 30 | 15.1239 | 1512.39 | 1487.61 | 90 | Well | Initial Inventory | 3000 | 1337.39 | 3000 | 1412.39 | 3000 | 3000 | 3000 | 25 | 13.3739 | 14.1239 | 1604.87 | 1694.87 | 1814.87
2 | Source of Supply | 307 | Wells and Springs | 13260 | 2200336, 1260080,1260084, 1260012, 1260090, 1260122, 1260082, 1260086 | 1 - 9 | Chuck Bell | 2019-07-01 | 2019 | 7 | 9343.02 | 3913.43 |  | 13256.45 | 0 | 13256.45 | 30 | 0.24914 | 110.09 | 13146.36 | 397.6935 | To reclass Central TX Water Well Inv #1329 to Cap Maint | 353, 357002.004 |  | 0 |  | 0 |  |  | 13256.45 | 25 |  |  |  |  | 132.11
2 | Source of Supply | 307 | Wells and Springs | 13260 | 1260012 | 5 | CROWLEY II ACRES | 2019-09-11 | 2019 | 9 | 220.69 | 49.7973 |  | 270.4873 | 0 | 270.4873 | 30 | 0.052019 | 0.47 | 270.0173 | 8.1146 | Well Meter | L161798 |  | 0 |  | 0 |  |  | 270.4873 | 25 |  |  |  |  | 4.06
2 | Source of Supply | 307 | Wells and Springs | 13260 | 2200336 | 21 | BEAR CREEK | 2019-09-12 | 2019 | 9 | 3755 | 847.2921 |  | 4602.2921 | 0 | 4602.2921 | 30 | 0.049281 | 7.56 | 4594.7321 | 138.0688 | Well | 118915 |  | 0 |  | 0 |  |  | 4602.2921 | 25 |  |  |  |  | 69.03
2 | Source of Supply | 307 | Wells and Springs | 13260 | 2200336 | 21 | BEAR CREEK | 2019-09-12 | 2019 | 9 | 4280 | 965.755 |  | 5245.755 | 0 | 5245.755 | 30 | 0.049281 | 8.62 | 5237.135 | 157.3727 | Well | 11891 |  | 0 |  | 0 |  |  | 5245.755 | 25 |  |  |  |  | 78.69
2 | Source of Supply | 307 | Wells and Springs | 13260 | 1260090 | 3 | JOHN DUANE | 2019-09-18 | 2019 | 9 | 650 | 146.6684 |  | 796.6684 | 0 | 796.6684 | 30 | 0.032854 | 0.87 | 795.7984 | 23.9001 | replaced 5 HP well controller | 2598 |  | 0 |  | 0 |  |  | 796.6684 | 25 |  |  |  |  | 11.95
3 | Pumping Plant | 304 | Structures and Improvements | 13260 | 2200336, 1260080,1260084, 1260012, 1260090, 1260122, 1260082, 1260086 | 1 - 9 | Chuck Bell | 1983-09-01 | 1983 | 9 | 5000 |  |  | 5000 | 0 | 5000 | 20 | 36.0794 | 5000 | 0 | 0 | Pump House | Initial Inventory | 5000 | 5000 | 5000 | 5000 | 5000 | 5000 | 5000 | 25 | 34.3294 | 35.0794 | 5000 | 5000 | 5000
3 | Pumping Plant | 304 | Structures and Improvements | 13260 | 2200336, 1260080,1260084, 1260012, 1260090, 1260122, 1260082, 1260086 | 1 - 9 | Chuck Bell | 1988-06-15 | 1988 | 6 | 2200 |  |  | 2200 | 0 | 2200 | 20 | 31.2909 | 2200 | 0 | 0 | Pump House | Initial Inventory | 2200 | 2200 | 2200 | 2200 | 2200 | 2200 | 2200 | 25 | 29.5409 | 30.2909 | 2200 | 2200 | 2200
3 | Pumping Plant | 304 | Structures and Improvements | 13260 | 2200336, 1260080,1260084, 1260012, 1260090, 1260122, 1260082, 1260086 | 1 - 9 | Chuck Bell | 1990-11-01 | 1990 | 11 | 400 |  |  | 400 | 0 | 400 | 20 | 28.9117 | 400 | 0 | 0 | Pump House | Initial Inventory | 400 | 400 | 400 | 400 | 400 | 400 | 400 | 25 | 27.1617 | 27.9117 | 400 | 400 | 400
3 | Pumping Plant | 304 | Structures and Improvements | 13260 | 2200336, 1260080,1260084, 1260012, 1260090, 1260122, 1260082, 1260086 | 1 - 9 | Chuck Bell | 1991-01-01 | 1991 | 1 | 7000 |  |  | 7000 | 0 | 7000 | 20 | 28.7447 | 7000 | 0 | 0 | Pump House | Initial Inventory | 7000 | 7000 | 7000 | 7000 | 7000 | 7000 | 7000 | 25 | 26.9947 | 27.7447 | 7000 | 7000 | 7000
3 | Pumping Plant | 304 | Structures and Improvements | 13260 | 2200336, 1260080,1260084, 1260012, 1260090, 1260122, 1260082, 1260086 | 1 - 9 | Chuck Bell | 1991-10-01 | 1991 | 10 | 550 |  |  | 550 | 0 | 550 | 20 | 27.9973 | 550 | 0 | 0 | Pump House | Initial Inventory | 550 | 550 | 550 | 550 | 550 | 550 | 550 | 25 | 26.2473 | 26.9973 | 550 | 550 | 550
3 | Pumping Plant | 304 | Structures and Improvements | 13260 | 2200336, 1260080,1260084, 1260012, 1260090, 1260122, 1260082, 1260086 | 1 - 9 | Chuck Bell | 1992-10-01 | 1992 | 10 | 5000 |  |  | 5000 | 0 | 5000 | 20 | 26.9952 | 5000 | 0 | 0 | Pump House | Initial Inventory | 5000 | 5000 | 5000 | 5000 | 5000 | 5000 | 5000 | 25 | 25.2452 | 25.9952 | 5000 | 5000 | 5000
3 | Pumping Plant | 304 | Structures and Improvements | 13260 | 2200336, 1260080,1260084, 1260012, 1260090, 1260122, 1260082, 1260086 | 1 - 9 | Chuck Bell | 1993-01-01 | 1993 | 1 | 450 |  |  | 450 | 0 | 450 | 20 | 26.7433 | 450 | 0 | 0 | Pump House | Initial Inventory | 450 | 450 | 450 | 450 | 450 | 450 | 450 | 25 | 24.9933 | 25.7433 | 449.88 | 450 | 450
3 | Pumping Plant | 304 | Structures and Improvements | 13260 | 2200336, 1260080,1260084, 1260012, 1260090, 1260122, 1260082, 1260086 | 1 - 9 | Chuck Bell | 1995-06-01 | 1995 | 6 | 1200 |  |  | 1200 | 0 | 1200 | 20 | 24.3313 | 1200 | 0 | 0 | Pump House | Initial Inventory | 1200 | 1200 | 1200 | 1200 | 1200 | 1200 | 1200 | 25 | 22.5813 | 23.3313 | 1083.9 | 1119.9 | 1167.9
3 | Pumping Plant | 304 | Structures and Improvements | 13260 | 2200336, 1260080,1260084, 1260012, 1260090, 1260122, 1260082, 1260086 | 1 - 9 | Chuck Bell | 2004-08-15 | 2004 | 8 | 600 |  |  | 600 | 0 | 600 | 20 | 15.1239 | 453.72 | 146.28 | 30 | Pump House | Initial Inventory | 600 | 401.22 | 600 | 423.72 | 600 | 600 | 600 | 25 | 13.3739 | 14.1239 | 320.97 | 338.97 | 362.97
3 | Pumping Plant | 304 | Structures and Improvements | 13260 | 2200336, 1260080,1260084, 1260012, 1260090, 1260122, 1260082, 1260086 | 1 - 9 | Chuck Bell | 2004-08-15 | 2004 | 8 | 600 |  |  | 600 | 0 | 600 | 20 | 15.1239 | 453.72 | 146.28 | 30 | Pump House | Initial Inventory | 600 | 401.22 | 600 | 423.72 | 600 | 600 | 600 | 25 | 13.3739 | 14.1239 | 320.97 | 338.97 | 362.97
3 | Pumping Plant | 311 | Pumping Equipment | 13260 | 2200336, 1260080,1260084, 1260012, 1260090, 1260122, 1260082, 1260086 | 1 - 9 | Chuck Bell | 1990-10-01 | 1990 | 10 | 1400 |  |  | 1400 | 0 | 1400 | 10 | 28.9966 | 1400 | 0 | 0 | Pump | Initial Inventory | 1400 | 1400 | 1400 | 1400 | 1400 | 1400 | 1400 | 25 | 27.2466 | 27.9966 | 1400 | 1400 | 1400
3 | Pumping Plant | 311 | Pumping Equipment | 13260 | 2200336, 1260080,1260084, 1260012, 1260090, 1260122, 1260082, 1260086 | 1 - 9 | Chuck Bell | 1991-06-01 | 1991 | 6 | 1500 |  |  | 1500 | 0 | 1500 | 10 | 28.3313 | 1500 | 0 | 0 | Pump | Initial Inventory | 1500 | 1500 | 1500 | 1500 | 1500 | 1500 | 1500 | 25 | 26.5813 | 27.3313 | 1500 | 1500 | 1500
3 | Pumping Plant | 311 | Pumping Equipment | 13260 | 2200336, 1260080,1260084, 1260012, 1260090, 1260122, 1260082, 1260086 | 1 - 9 | Chuck Bell | 1995-07-01 | 1995 | 7 | 3000 |  |  | 3000 | 0 | 3000 | 10 | 24.2491 | 3000 | 0 | 0 | Control System | Initial Inventory | 3000 | 3000 | 3000 | 3000 | 3000 | 3000 | 3000 | 25 | 22.4991 | 23.2491 | 2699.9 | 2789.9 | 2909.9
3 | Pumping Plant | 311 | Pumping Equipment | 13260 | 2200336, 1260080,1260084, 1260012, 1260090, 1260122, 1260082, 1260086 | 1 - 9 | Chuck Bell | 1998-04-15 | 1998 | 4 | 1900 |  |  | 1900 | 0 | 1900 | 10 | 21.4593 | 1900 | 0 | 0 | Pumps | Initial Inventory | 1900 | 1900 | 1900 | 1900 | 1900 | 1900 | 1900 | 25 | 19.7093 | 20.4593 | 1497.9 | 1554.9 | 1630.9
3 | Pumping Plant | 311 | Pumping Equipment | 13260 | 2200336, 1260080,1260084, 1260012, 1260090, 1260122, 1260082, 1260086 | 1 - 9 | Chuck Bell | 1999-01-15 | 1999 | 1 | 410 |  |  | 410 | 0 | 410 | 10 | 20.7064 | 410 | 0 | 0 | Booster Pump | Initial Inventory | 410 | 410 | 410 | 410 | 410 | 410 | 410 | 25 | 18.9564 | 19.7064 | 310.88 | 323.18 | 339.58
3 | Pumping Plant | 311 | Pumping Equipment | 13260 | 2200336, 1260080,1260084, 1260012, 1260090, 1260122, 1260082, 1260086 | 1 - 9 | Chuck Bell | 1999-05-15 | 1999 | 5 | 2890 |  |  | 2890 | 0 | 2890 | 10 | 20.3778 | 2890 | 0 | 0 | Pump | Initial Inventory | 2890 | 2890 | 2890 | 2890 | 2890 | 2890 | 2890 | 25 | 18.6278 | 19.3778 | 2153.38 | 2240.08 | 2355.68
3 | Pumping Plant | 311 | Pumping Equipment | 13260 | 2200336, 1260080,1260084, 1260012, 1260090, 1260122, 1260082, 1260086 | 1 - 9 | Chuck Bell | 1999-06-15 | 1999 | 6 | 3000 |  |  | 3000 | 0 | 3000 | 10 | 20.293 | 3000 | 0 | 0 | Pump | Initial Inventory | 3000 | 3000 | 3000 | 3000 | 3000 | 3000 | 3000 | 25 | 18.543 | 19.293 | 2225.15 | 2315.15 | 2435.15
3 | Pumping Plant | 311 | Pumping Equipment | 13260 | 2200336, 1260080,1260084, 1260012, 1260090, 1260122, 1260082, 1260086 | 1 - 9 | Chuck Bell | 2004-06-29 | 2004 | 6 | 5301 |  |  | 5301 | 0 | 5301 | 10 | 15.2526 | 5301 | 0 | 0 | Pump & Motor-Vest Well Service | Initial Inventory | 5301 | 5301 | 5301 | 5301 | 5301 | 5301 | 5301 | 25 | 13.5026 | 14.2526 | 2863.08 | 3022.11 | 3234.15
3 | Pumping Plant | 311 | Pumping Equipment | 13260 | 2200336, 1260080,1260084, 1260012, 1260090, 1260122, 1260082, 1260086 | 1 - 9 | Chuck Bell | 2007-01-25 | 2007 | 1 | 4400.88 |  |  | 4400.88 | 0 | 4400.88 | 10 | 12.679 | 4400.88 | 0 | 0 | Vest Well Service Pump | Initial Inventory | 4400.88 | 4400.88 | 4400.88 | 4400.88 | 4400.88 | 4400.88 | 4400.88 | 25 | 10.929 | 11.679 | 1923.89 | 2055.91 | 2231.95
3 | Pumping Plant | 311 | Pumping Equipment | 13260 | 2200336, 1260080,1260084, 1260012, 1260090, 1260122, 1260082, 1260086 | 1 - 9 | Chuck Bell | 2008-09-11 | 2008 | 9 | 5194.56 |  |  | 5194.56 | 0 | 5194.56 | 10 | 11.05 | 5194.56 | 0 | 0 | Pump | Initial Inventory | 5194.56 | 4830.92 | 5194.56 | 5194.56 | 5194.56 | 5194.56 | 5194.56 | 25 | 9.3 | 10.05 | 1932.37 | 2088.21 | 2295.99
3 | Pumping Plant | 311 | Pumping Equipment | 13260 | 2200336, 1260080,1260084, 1260012, 1260090, 1260122, 1260082, 1260086 | 1 - 9 | Chuck Bell | 2009-06-16 | 2009 | 6 | 972.15 |  |  | 972.15 | 0 | 972.15 | 10 | 10.2888 | 972.15 | 0 | 0 | Booster Pump | Initial Inventory | 972.15 | 830.1 | 972.15 | 903.01 | 972.15 | 972.15 | 972.15 | 25 | 8.5388 | 9.2888 | 332.04 | 361.21 | 400.09
3 | Pumping Plant | 311 | Pumping Equipment | 13260 | 2200336, 1260080,1260084, 1260012, 1260090, 1260122, 1260082, 1260086 | 1 - 9 | Chuck Bell | 2009-07-08 | 2009 | 7 | 4617.63 |  |  | 4617.63 | 0 | 4617.63 | 10 | 10.2286 | 4617.63 | 0 | 0 | Pump | Initial Inventory | 4617.63 | 3915.11 | 4617.63 | 4261.43 | 4617.63 | 4617.63 | 4617.63 | 25 | 8.4786 | 9.2286 | 1566.04 | 1704.57 | 1889.28
3 | Pumping Plant | 311 | Pumping Equipment | 13260 | 2200336, 1260080,1260084, 1260012, 1260090, 1260122, 1260082, 1260086 | 1 - 9 | Chuck Bell | 2010-04-21 | 2010 | 4 | 2564.66 |  |  | 2564.66 | 0 | 2564.66 | 10 | 9.4428 | 2421.77 | 142.89 | 256.466 | Well Pump | Initial Inventory | 2564.66 | 1972.95 | 2564.66 | 2165.3 | 2564.66 | 2564.66 | 2564.66 | 25 | 7.6928 | 8.4428 | 789.18 | 866.12 | 968.71
3 | Pumping Plant | 311 | Pumping Equipment | 13260 | 2200336, 1260080,1260084, 1260012, 1260090, 1260122, 1260082, 1260086 | 1 - 9 | Chuck Bell | 2010-05-06 | 2010 | 5 | 4101.25 |  |  | 4101.25 | 0 | 4101.25 | 10 | 9.4018 | 3855.9 | 245.35 | 410.125 | Vest Well Service Pump | Initial Inventory | 4101.25 | 3138.19 | 4101.25 | 3445.78 | 4101.25 | 4101.25 | 4101.25 | 25 | 7.6518 | 8.4018 | 1255.27 | 1378.31 | 1542.36
3 | Pumping Plant | 311 | Pumping Equipment | 13260 | 2200336, 1260080,1260084, 1260012, 1260090, 1260122, 1260082, 1260086 | 1 - 9 | Chuck Bell | 2010-08-13 | 2010 | 8 | 4386 |  |  | 4386 | 0 | 4386 | 10 | 9.1307 | 4004.74 | 381.26 | 438.6 | Vest Well Service Pump | Initial Inventory | 4386 | 3237.19 | 4386 | 3566.14 | 4386 | 4386 | 4386 | 25 | 7.3807 | 8.1307 | 1294.88 | 1426.46 | 1601.9
3 | Pumping Plant | 311 | Pumping Equipment | 13260 | 2200336, 1260080,1260084, 1260012, 1260090, 1260122, 1260082, 1260086 | 1 - 9 | Chuck Bell | 2010-09-01 | 2010 | 9 | 3851.56 |  |  | 3851.56 | 0 | 3851.56 | 10 | 9.0787 | 3496.72 | 354.84 | 385.156 | Vest Well Service Pump | Initial Inventory | 3851.56 | 2822.7 | 3851.56 | 3111.56 | 3851.56 | 3851.56 | 3851.56 | 25 | 7.3287 | 8.0787 | 1129.08 | 1244.63 | 1398.69
3 | Pumping Plant | 311 | Pumping Equipment | 13260 | 2200336, 1260080,1260084, 1260012, 1260090, 1260122, 1260082, 1260086 | 1 - 9 | Chuck Bell | 2010-12-28 | 2010 | 12 | 977.5 |  |  | 977.5 | 0 | 977.5 | 10 | 8.7556 | 855.86 | 121.64 | 97.75 | Pump (Well) | Initial Inventory | 977.5 | 684.8 | 977.5 | 758.11 | 977.5 | 977.5 | 977.5 | 25 | 7.0056 | 7.7556 | 273.92 | 303.25 | 342.35
3 | Pumping Plant | 311 | Pumping Equipment | 13260 | 2200336, 1260080,1260084, 1260012, 1260090, 1260122, 1260082, 1260086 | 1 - 9 | Chuck Bell | 2011-02-08 | 2011 | 2 | 4456.13 |  |  | 4456.13 | 0 | 4456.13 | 10 | 8.6407 | 3850.39 | 605.74 | 445.613 | Vest Well Service Pump | Initial Inventory | 4456.13 | 3070.57 | 4456.13 | 3404.78 | 4456.13 | 4456.13 | 4456.13 | 25 | 6.8907 | 7.6407 | 1228.23 | 1361.91 | 1540.16
3 | Pumping Plant | 311 | Pumping Equipment | 13260 | 2200336, 1260080,1260084, 1260012, 1260090, 1260122, 1260082, 1260086 | 1 - 9 | Chuck Bell | 2011-05-06 | 2011 | 5 | 5277.44 |  |  | 5277.44 | 0 | 5277.44 | 10 | 8.4025 | 4434.35 | 843.09 | 527.744 | Well Pump | Initial Inventory | 5277.44 | 3510.8 | 5277.44 | 3906.61 | 5277.44 | 5277.44 | 5277.44 | 25 | 6.6525 | 7.4025 | 1404.32 | 1562.64 | 1773.74
3 | Pumping Plant | 311 | Pumping Equipment | 13260 | 2200336, 1260080,1260084, 1260012, 1260090, 1260122, 1260082, 1260086 | 1 - 9 | Chuck Bell | 2013-08-01 | 2013 | 8 | 1543.1 |  |  | 1543.1 | 0 | 1543.1 | 10 | 6.1629 | 951 | 592.1 | 154.31 | Booster Pump | Initial Inventory | 1543.1 | 680.95 | 1543.1 | 796.69 | 1543.1 | 1543.1 | 1543.1 | 25 | 4.4129 | 5.1629 | 272.38 | 318.67 | 380.4
3 | Pumping Plant | 311 | Pumping Equipment | 13260 | 2200336, 1260080,1260084, 1260012, 1260090, 1260122, 1260082, 1260086 | 1 - 9 | Chuck Bell | 2014-09-18 | 2014 | 9 | 5126.56 |  |  | 5126.56 | 0 | 5126.56 | 10 | 5.0322 | 2579.77 | 2546.79 | 512.656 | GroundFos Pump | Initial Inventory | 5126.56 | 1682.62 | 5126.56 | 2067.12 | 5126.56 | 5126.56 | 5126.56 | 25 | 3.2822 | 4.0322 | 673.05 | 826.85 | 1031.91
3 | Pumping Plant | 311 | Pumping Equipment | 13260 | 2200336, 1260080,1260084, 1260012, 1260090, 1260122, 1260082, 1260086 | 1 - 9 | Chuck Bell | 2014-10-02 | 2014 | 10 | 837.91 |  |  | 837.91 | 0 | 837.91 | 10 | 4.9938 | 418.44 | 419.47 | 83.791 | Baldor New Motor | Initial Inventory | 837.91 | 271.8 | 837.91 | 334.65 | 837.91 | 837.91 | 837.91 | 25 | 3.2438 | 3.9938 | 108.72 | 133.86 | 167.38
3 | Pumping Plant | 311 | Pumping Equipment | 13260 | 2200336, 1260080,1260084, 1260012, 1260090, 1260122, 1260082, 1260086 | 1 - 9 | Chuck Bell | 2014-10-16 | 2014 | 10 | 5317.14 |  |  | 5317.14 | 0 | 5317.14 | 10 | 4.9555 | 2634.91 | 2682.23 | 531.714 | Pump Motors | Initial Inventory | 5317.14 | 1704.41 | 5317.14 | 2103.2 | 5317.14 | 5317.14 | 5317.14 | 25 | 3.2055 | 3.9555 | 681.77 | 841.28 | 1053.97
3 | Pumping Plant | 311 | Pumping Equipment | 13260 | 2200336, 1260080,1260084, 1260012, 1260090, 1260122, 1260082, 1260086 | 1 - 9 | Chuck Bell | 2015-09-25 | 2015 | 9 | 3395.99 |  |  | 3395.99 | 0 | 3395.99 | 10 | 4.0137 | 1363.04 | 2032.95 | 339.599 | Water Pump System | Initial Inventory | 3395.99 | 768.75 | 3395.99 | 1023.45 | 3395.99 | 3395.99 | 3395.99 | 25 | 2.2637 | 3.0137 | 307.5 | 409.38 | 545.22
3 | Pumping Plant | 311 | Pumping Equipment | 13260 | 2200336, 1260080,1260084, 1260012, 1260090, 1260122, 1260082, 1260086 | 1 - 9 | Chuck Bell | 2016-07-08 | 2016 | 7 | 4054.98 |  |  | 4054.98 | 0 | 4054.98 | 10 | 3.2279 | 1308.92 | 2746.06 | 405.498 | C1 1/4 TPMS 3HP 1PH Pump | Initial Inventory | 4054.98 | 599.3 | 4054.98 | 903.42 | 4054.98 | 4054.98 | 4054.98 | 25 | 1.4779 | 2.2279 | 239.72 | 361.37 | 523.57
3 | Pumping Plant | 311 | Pumping Equipment | 13260 | 2200336, 1260080,1260084, 1260012, 1260090, 1260122, 1260082, 1260086 | 1 - 9 | Chuck Bell | 2017-07-14 | 2017 | 7 | 944.56 |  |  | 944.56 | 0 | 944.56 | 10 | 2.2122 | 208.95 | 735.61 | 94.456 | Vest Well Service Control Box | Initial Inventory | 944.56 | 43.66 | 944.56 | 114.5 | 944.56 | 944.56 | 944.56 | 25 | 0.46218 | 1.2122 | 17.46 | 45.8 | 83.58
3 | Pumping Plant | 311 | Pumping Equipment | 13260 | 2200336, 1260080,1260084, 1260012, 1260090, 1260122, 1260082, 1260086 | 1 - 9 | Chuck Bell | 2017-09-12 | 2017 | 9 | 1222.91 |  |  | 1222.91 | 0 | 1222.91 | 10 | 2.0479 | 250.44 | 972.47 | 122.291 | Preferred Pump 119 Gal Tank 1/2 | Initial Inventory | 1222.91 | 36.43 | 1222.91 | 128.15 | 1222.91 | 1222.91 | 1222.91 | 25 | 0.29791 | 1.0479 | 14.57 | 51.26 | 100.18
3 | Pumping Plant | 311 | Pumping Equipment | 13260 | 2200336, 1260080,1260084, 1260012, 1260090, 1260122, 1260082, 1260086 | 1 - 9 | Chuck Bell | 2017-09-12 | 2017 | 9 | 1222.91 |  |  | 1222.91 | 0 | 1222.91 | 10 | 2.0479 | 250.44 | 972.47 | 122.291 | Preferred Pump 119 Gal Tank 2/2 | Initial Inventory | 1222.91 | 36.43 | 1222.91 | 128.15 | 1222.91 | 1222.91 | 1222.91 | 25 | 0.29791 | 1.0479 | 14.57 | 51.26 | 100.18
3 | Pumping Plant | 311 | Pumping Equipment | 13260 | 2200336, 1260080,1260084, 1260012, 1260090, 1260122, 1260082, 1260086 | 1 - 9 | Chuck Bell | 2017-10-01 | 2017 | 10 | 5680.13 |  |  | 5680.13 | 0 | 5680.13 | 10 | 1.9959 | 1133.69 | 4546.44 | 568.013 | GS 50 Complete w/Deluxe Box | Initial Inventory | 5680.13 | 139.67 | 5680.13 | 565.68 | 5680.13 | 5680.13 | 5680.13 | 25 | 0.24589 | 0.99589 | 55.87 | 226.27 | 453.48
3 | Pumping Plant | 311 | Pumping Equipment | 13260 | 2200336, 1260080,1260084, 1260012, 1260090, 1260122, 1260082, 1260086 | 1 - 9 | Chuck Bell | 2018-02-09 | 2018 | 2 | 4117.41 |  |  | 4117.41 | 0 | 4117.41 | 10 | 1.6372 | 674.12 | 3443.29 | 411.741 | C1 1/4 TPMS 3HP1PH Pump | Initial Inventory |  | 0 | 4117.41 | 262.38 |  | 4117.41 | 4117.41 | 25 |  | 0.63723 |  | 104.95 | 269.65
3 | Pumping Plant | 311 | Pumping Equipment | 13260 | 2200336, 1260080,1260084, 1260012, 1260090, 1260122, 1260082, 1260086 | 1 - 9 | Chuck Bell | 2018-05-24 | 2018 | 5 | 7030.5 |  |  | 7030.5 | 0 | 7030.5 | 10 | 1.3525 | 950.87 | 6079.63 | 703.05 | Tank & Pump | Initial Inventory |  | 0 | 7030.5 | 247.82 |  | 7030.5 | 7030.5 | 25 |  | 0.3525 |  | 99.13 | 380.35
3 | Pumping Plant | 311 | Pumping Equipment | 13260 | 1260084 | 9 | BUFFALO CREEK | 2019-05-04 | 2019 | 5 | 367.94 |  |  | 367.94 | -35.83 | 332.11 | 10 | 0.40794 | 13.55 | 318.56 | 33.211 | Aquasol Chem Pump | 061295605151 |  | 0 |  |  |  |  | 332.11 | 25 |  |  |  |  | 4.98
3 | Pumping Plant | 311 | Pumping Equipment | 13260 | 1260086 | 8 | SANDERS VIEW | 2019-05-04 | 2019 | 5 | 367.94 |  |  | 367.94 | -35.83 | 332.11 | 10 | 0.40794 | 13.55 | 318.56 | 33.211 | Aquasol Chem Pump | 061295605149 |  | 0 |  |  |  |  | 332.11 | 25 |  |  |  |  | 4.98
3 | Pumping Plant | 311 | Pumping Equipment | 13260 | 1260122 | 7 | MARTIN CREEK | 2019-05-04 | 2019 | 5 | 367.94 |  |  | 367.94 | -35.83 | 332.11 | 10 | 0.40794 | 13.55 | 318.56 | 33.211 | Aquasol Chem Pump | 061295605150 |  | 0 |  |  |  |  | 332.11 | 25 |  |  |  |  | 4.98
3 | Pumping Plant | 311 | Pumping Equipment | 13260 | 2200336 | 6 | BEAR CREEK | 2019-05-04 | 2019 | 5 | 367.94 |  |  | 367.94 | -35.83 | 332.11 | 10 | 0.40794 | 13.55 | 318.56 | 33.211 | Aquasol Chem Pump | 061295605148 |  | 0 |  |  |  |  | 332.11 | 25 |  |  |  |  | 4.98
3 | Pumping Plant | 311 | Pumping Equipment | 13260 | 2200336, 1260080,1260084, 1260012, 1260090, 1260122, 1260082, 1260086 | ? | Stone Field WP | 2019-05-04 | 2019 | 5 | 367.94 |  |  | 367.94 | -35.83 | 332.11 | 10 | 0.40794 | 13.55 | 318.56 | 33.211 | Aquasol Chem Pump | 061295605142 |  | 0 |  |  |  |  | 332.11 | 25 |  |  |  |  | 4.98
3 | Pumping Plant | 311 | Pumping Equipment | 13260 | 1260012 | 5 | CROWLEY II ACRES | 2019-05-04 | 2019 | 5 | 367.94 |  |  | 367.94 | -35.83 | 332.11 | 10 | 0.40794 | 13.55 | 318.56 | 33.211 | Aquasol Chem Pump | 061295605145 |  | 0 |  |  |  |  | 332.11 | 25 |  |  |  |  | 4.98
3 | Pumping Plant | 311 | Pumping Equipment | 13260 | 1260082 | 2 | ROCK CREEK ESTATES | 2019-05-04 | 2019 | 5 | 367.94 |  |  | 367.94 | -35.83 | 332.11 | 10 | 0.40794 | 13.55 | 318.56 | 33.211 | Aquasol Chem Pump | 061295605146 |  | 0 |  |  |  |  | 332.11 | 25 |  |  |  |  | 4.98
3 | Pumping Plant | 311 | Pumping Equipment | 13260 | 1260080 | 1 | BELL MANOR | 2019-05-04 | 2019 | 5 | 367.94 |  |  | 367.94 | -35.83 | 332.11 | 10 | 0.40794 | 13.55 | 318.56 | 33.211 | Aquasol Chem Pump | 061295605147 |  | 0 |  |  |  |  | 332.11 | 25 |  |  |  |  | 4.98
3 | Pumping Plant | 311 | Pumping Equipment | 13260 | 1260090 | 4 | JOHN DUANE II | 2019-05-04 | 2019 | 5 | 367.94 |  |  | 367.94 | -35.83 | 332.11 | 10 | 0.40794 | 13.55 | 318.56 | 33.211 | Aquasol Chem Pump | 061295605143 |  | 0 |  |  |  |  | 332.11 | 25 |  |  |  |  | 4.98
3 | Pumping Plant | 311 | Pumping Equipment | 13260 | 1260090 | 3 | JOHN DUANE | 2019-05-04 | 2019 | 5 | 367.94 |  |  | 367.94 | -35.83 | 332.11 | 10 | 0.40794 | 13.55 | 318.56 | 33.211 | Aquasol Chem Pump | 061295605144 |  | 0 |  |  |  |  | 332.11 | 25 |  |  |  |  | 4.98
3 | Pumping Plant | 311 | Pumping Equipment | 13260 | 1260090 | 4 | JOHN DUANE II | 2019-05-14 | 2019 | 5 | 3030.12 |  |  | 3030.12 | -295.05 | 2735.07 | 10 | 0.38056 | 104.09 | 2630.98 | 273.507 | 5 HP Pump | 5875 |  | 0 |  |  |  |  | 2735.07 | 25 |  |  |  |  | 41.03
3 | Pumping Plant | 311 | Pumping Equipment | 13260 | 2200336, 1260080,1260084, 1260012, 1260090, 1260122, 1260082, 1260086 | 1 - 9 | Chuck Bell - Annadale WTP | 2019-08-12 | 2019 | 8 | 562.5 |  |  | 562.5 | -168.32 | 394.18 | 10 | 0.13415 | 5.29 | 388.89 | 39.418 | install motor for booster at plant | 2447 |  | 0 |  |  |  |  | 394.18 | 25 |  |  |  |  | 5.91
3 | Pumping Plant | 311 | Pumping Equipment | 13260 | 2200336, 1260080,1260084, 1260012, 1260090, 1260122, 1260082, 1260086 | 1 - 9 | Chuck Bell - Annadale WTP | 2019-08-13 | 2019 | 8 | 302.42 |  |  | 302.42 | -90.49 | 211.93 | 10 | 0.13142 | 2.79 | 209.14 | 21.193 | Replumb booster pump suction | 2448 |  | 0 |  |  |  |  | 211.93 | 25 |  |  |  |  | 3.18
4 | Water Treatment | 320 | Water Treatment Equipment | 13260 | 2200336, 1260080,1260084, 1260012, 1260090, 1260122, 1260082, 1260086 | 1 - 9 | Chuck Bell | 1995-07-01 | 1995 | 7 | 220 |  |  | 220 | 0 | 220 | 20 | 24.2491 | 220 | 0 | 0 | Chlorinator | Initial Inventory | 220 | 220 | 220 | 220 | 220 | 220 | 220 | 25 | 22.4991 | 23.2491 | 197.99 | 204.59 | 213.39
4 | Water Treatment | 320 | Water Treatment Equipment | 13260 | 2200336, 1260080,1260084, 1260012, 1260090, 1260122, 1260082, 1260086 | 1 - 9 | Chuck Bell | 2004-08-15 | 2004 | 8 | 300 |  |  | 300 | 0 | 300 | 20 | 15.1239 | 226.86 | 73.14 | 15 | Chlorinator | Initial Inventory | 300 | 200.61 | 300 | 211.86 | 300 | 300 | 300 | 25 | 13.3739 | 14.1239 | 160.49 | 169.49 | 181.49
4 | Water Treatment | 320 | Water Treatment Equipment | 13260 | 2200336, 1260080,1260084, 1260012, 1260090, 1260122, 1260082, 1260086 | 1 - 9 | Chuck Bell | 2004-08-15 | 2004 | 8 | 300 |  |  | 300 | 0 | 300 | 20 | 15.1239 | 226.86 | 73.14 | 15 | Chlorinator | Initial Inventory | 300 | 200.61 | 300 | 211.86 | 300 | 300 | 300 | 25 | 13.3739 | 14.1239 | 160.49 | 169.49 | 181.49
4 | Water Treatment | 320 | Water Treatment Equipment | 13260 | 2200336, 1260080,1260084, 1260012, 1260090, 1260122, 1260082, 1260086 | 1 - 9 | Chuck Bell | 2010-08-25 | 2010 | 8 | 199.18 |  |  | 199.18 | 0 | 199.18 | 20 | 9.0979 | 90.61 | 108.57 | 9.959 | Chlorinator | Initial Inventory | 199.18 | 73.18 | 199.18 | 80.65 | 199.18 | 199.18 | 199.18 | 25 | 7.3479 | 8.0979 | 58.54 | 64.52 | 72.48
4 | Water Treatment | 320 | Water Treatment Equipment | 13260 | 2200336, 1260080,1260084, 1260012, 1260090, 1260122, 1260082, 1260086 | 1 - 9 | Chuck Bell | 2010-12-16 | 2010 | 12 | 199.18 |  |  | 199.18 | 0 | 199.18 | 20 | 8.7885 | 87.52 | 111.66 | 9.959 | Chlorinator | Initial Inventory | 199.18 | 70.1 | 199.18 | 77.57 | 199.18 | 199.18 | 199.18 | 25 | 7.0385 | 7.7885 | 56.08 | 62.05 | 70.02
4 | Water Treatment | 320 | Water Treatment Equipment | 13260 | 2200336, 1260080,1260084, 1260012, 1260090, 1260122, 1260082, 1260086 | 1 - 9 | Chuck Bell | 2011-03-25 | 2011 | 3 | 199.18 |  |  | 199.18 | 0 | 199.18 | 20 | 8.5175 | 84.83 | 114.35 | 9.959 | Chemical Feed Pump | Initial Inventory | 199.18 | 67.4 | 199.18 | 74.87 | 199.18 | 199.18 | 199.18 | 25 | 6.7675 | 7.5175 | 53.92 | 59.89 | 67.86
5 | Transmission and Distribution Plant | 330 | Distribution Reservoirs and Standpipes | 13260 | 2200336, 1260080,1260084, 1260012, 1260090, 1260122, 1260082, 1260086 | 1 - 9 | Chuck Bell | 1983-09-01 | 1983 | 9 | 900 |  |  | 900 | 0 | 900 | 30 | 36.0794 | 900 | 0 | 0 | Pressure Tank | Initial Inventory | 900 | 900 | 900 | 900 | 900 | 900 | 900 | 25 | 34.3294 | 35.0794 | 900 | 900 | 900
5 | Transmission and Distribution Plant | 330 | Distribution Reservoirs and Standpipes | 13260 | 2200336, 1260080,1260084, 1260012, 1260090, 1260122, 1260082, 1260086 | 1 - 9 | Chuck Bell | 1986-05-01 | 1986 | 5 | 1200 |  |  | 1200 | 0 | 1200 | 30 | 33.4155 | 1200 | 0 | 0 | Pressure Tank | Initial Inventory | 1200 | 1200 | 1200 | 1200 | 1200 | 1200 | 1200 | 25 | 31.6655 | 32.4155 | 1200 | 1200 | 1200
5 | Transmission and Distribution Plant | 330 | Distribution Reservoirs and Standpipes | 13260 | 2200336, 1260080,1260084, 1260012, 1260090, 1260122, 1260082, 1260086 | 1 - 9 | Chuck Bell | 1986-09-01 | 1986 | 9 | 6500 |  |  | 6500 | 0 | 6500 | 30 | 33.0787 | 6500 | 0 | 0 | Pressure Tanks | Initial Inventory | 6500 | 6500 | 6500 | 6500 | 6500 | 6500 | 6500 | 25 | 31.3287 | 32.0787 | 6500 | 6500 | 6500
5 | Transmission and Distribution Plant | 330 | Distribution Reservoirs and Standpipes | 13260 | 2200336, 1260080,1260084, 1260012, 1260090, 1260122, 1260082, 1260086 | 1 - 9 | Chuck Bell | 1986-11-01 | 1986 | 11 | 6000 |  |  | 6000 | 0 | 6000 | 30 | 32.9117 | 6000 | 0 | 0 | Storage Tank | Initial Inventory | 6000 | 6000 | 6000 | 6000 | 6000 | 6000 | 6000 | 25 | 31.1617 | 31.9117 | 6000 | 6000 | 6000
5 | Transmission and Distribution Plant | 330 | Distribution Reservoirs and Standpipes | 13260 | 2200336, 1260080,1260084, 1260012, 1260090, 1260122, 1260082, 1260086 | 1 - 9 | Chuck Bell | 1988-06-15 | 1988 | 6 | 700 |  |  | 700 | 0 | 700 | 30 | 31.2909 | 700 | 0 | 0 | Pressure Tank | Initial Inventory | 700 | 689.29 | 700 | 700 | 700 | 700 | 700 | 25 | 29.5409 | 30.2909 | 700 | 700 | 700
5 | Transmission and Distribution Plant | 330 | Distribution Reservoirs and Standpipes | 13260 | 2200336, 1260080,1260084, 1260012, 1260090, 1260122, 1260082, 1260086 | 1 - 9 | Chuck Bell | 1990-05-01 | 1990 | 5 | 900 |  |  | 900 | 0 | 900 | 30 | 29.4155 | 882.46 | 17.54 | 27 | Pressure Tanks | Initial Inventory | 900 | 829.96 | 900 | 852.46 | 900 | 900 | 900 | 25 | 27.6655 | 28.4155 | 900 | 900 | 900
5 | Transmission and Distribution Plant | 330 | Distribution Reservoirs and Standpipes | 13260 | 2200336, 1260080,1260084, 1260012, 1260090, 1260122, 1260082, 1260086 | 1 - 9 | Chuck Bell | 1990-08-01 | 1990 | 8 | 4300 |  |  | 4300 | 0 | 4300 | 30 | 29.1636 | 4180.11 | 119.89 | 129 | Pressure Tank | Initial Inventory | 4300 | 3929.28 | 4300 | 4036.78 | 4300 | 4300 | 4300 | 25 | 27.4136 | 28.1636 | 4300 | 4300 | 4300
5 | Transmission and Distribution Plant | 330 | Distribution Reservoirs and Standpipes | 13260 | 2200336, 1260080,1260084, 1260012, 1260090, 1260122, 1260082, 1260086 | 1 - 9 | Chuck Bell | 1995-06-01 | 1995 | 6 | 7000 |  |  | 7000 | 0 | 7000 | 30 | 24.3313 | 5677.3 | 1322.7 | 210 | Storage Tank | Initial Inventory | 7000 | 5268.97 | 7000 | 5443.97 | 7000 | 7000 | 7000 | 25 | 22.5813 | 23.3313 | 6322.76 | 6532.76 | 6812.76
5 | Transmission and Distribution Plant | 330 | Distribution Reservoirs and Standpipes | 13260 | 2200336, 1260080,1260084, 1260012, 1260090, 1260122, 1260082, 1260086 | 1 - 9 | Chuck Bell | 1995-06-01 | 1995 | 6 | 7000 |  |  | 7000 | 0 | 7000 | 30 | 24.3313 | 5677.3 | 1322.7 | 210 | Storage Tank | Initial Inventory | 7000 | 5268.97 | 7000 | 5443.97 | 7000 | 7000 | 7000 | 25 | 22.5813 | 23.3313 | 6322.76 | 6532.76 | 6812.76
5 | Transmission and Distribution Plant | 330 | Distribution Reservoirs and Standpipes | 13260 | 2200336, 1260080,1260084, 1260012, 1260090, 1260122, 1260082, 1260086 | 1 - 9 | Chuck Bell | 1995-06-01 | 1995 | 6 | 7000 |  |  | 7000 | 0 | 7000 | 30 | 24.3313 | 5677.3 | 1322.7 | 210 | Storage Tank | Initial Inventory | 7000 | 5268.97 | 7000 | 5443.97 | 7000 | 7000 | 7000 | 25 | 22.5813 | 23.3313 | 6322.76 | 6532.76 | 6812.76
5 | Transmission and Distribution Plant | 330 | Distribution Reservoirs and Standpipes | 13260 | 2200336, 1260080,1260084, 1260012, 1260090, 1260122, 1260082, 1260086 | 1 - 9 | Chuck Bell | 1998-06-15 | 1998 | 6 | 1798.21 |  |  | 1798.21 | 0 | 1798.21 | 30 | 21.2923 | 1276.27 | 521.94 | 53.9463 | Storage Tank | Initial Inventory | 1798.21 | 1171.37 | 1798.21 | 1216.33 | 1798.21 | 1798.21 | 1798.21 | 25 | 19.5423 | 20.2923 | 1405.64 | 1459.59 | 1531.52
5 | Transmission and Distribution Plant | 330 | Distribution Reservoirs and Standpipes | 13260 | 2200336, 1260080,1260084, 1260012, 1260090, 1260122, 1260082, 1260086 | 1 - 9 | Chuck Bell | 1998-06-15 | 1998 | 6 | 3000 |  |  | 3000 | 0 | 3000 | 30 | 21.2923 | 2129.23 | 870.77 | 90 | Storage Tank | Initial Inventory | 3000 | 1954.23 | 3000 | 2029.23 | 3000 | 3000 | 3000 | 25 | 19.5423 | 20.2923 | 2345.07 | 2435.07 | 2555.07
5 | Transmission and Distribution Plant | 330 | Distribution Reservoirs and Standpipes | 13260 | 2200336, 1260080,1260084, 1260012, 1260090, 1260122, 1260082, 1260086 | 1 - 9 | Chuck Bell | 1998-08-15 | 1998 | 8 | 2193.99 |  |  | 2193.99 | 0 | 2193.99 | 30 | 21.1253 | 1544.95 | 649.04 | 65.8197 | Storage Tank | Initial Inventory | 2193.99 | 1416.97 | 2193.99 | 1471.82 | 2193.99 | 2193.99 | 2193.99 | 25 | 19.3753 | 20.1253 | 1700.36 | 1766.18 | 1853.94
5 | Transmission and Distribution Plant | 330 | Distribution Reservoirs and Standpipes | 13260 | 2200336, 1260080,1260084, 1260012, 1260090, 1260122, 1260082, 1260086 | 1 - 9 | Chuck Bell | 1999-02-04 | 1999 | 2 | 2423.84 |  |  | 2423.84 | 0 | 2423.84 | 30 | 20.6516 | 1668.54 | 755.3 | 72.7152 | Storage Tank | Initial Inventory | 2423.84 | 1527.15 | 2423.84 | 1587.75 | 2423.84 | 2423.84 | 2423.84 | 25 | 18.9016 | 19.6516 | 1832.58 | 1905.29 | 2002.25
5 | Transmission and Distribution Plant | 330 | Distribution Reservoirs and Standpipes | 13260 | 2200336, 1260080,1260084, 1260012, 1260090, 1260122, 1260082, 1260086 | 1 - 9 | Chuck Bell | 1999-06-15 | 1999 | 6 | 1500 |  |  | 1500 | 0 | 1500 | 30 | 20.293 | 1014.65 | 485.35 | 45 | Storage Tank | Initial Inventory | 1500 | 927.15 | 1500 | 964.65 | 1500 | 1500 | 1500 | 25 | 18.543 | 19.293 | 1112.58 | 1157.58 | 1217.58
5 | Transmission and Distribution Plant | 330 | Distribution Reservoirs and Standpipes | 13260 | 2200336, 1260080,1260084, 1260012, 1260090, 1260122, 1260082, 1260086 | 1 - 9 | Chuck Bell | 1999-07-06 | 1999 | 7 | 1944.15 |  |  | 1944.15 | 0 | 1944.15 | 30 | 20.2355 | 1311.36 | 632.79 | 58.3245 | Pressure Tank | Initial Inventory | 1944.15 | 1197.95 | 1944.15 | 1246.55 | 1944.15 | 1944.15 | 1944.15 | 25 | 18.4855 | 19.2355 | 1437.54 | 1495.86 | 1573.63
5 | Transmission and Distribution Plant | 330 | Distribution Reservoirs and Standpipes | 13260 | 2200336, 1260080,1260084, 1260012, 1260090, 1260122, 1260082, 1260086 | 1 - 9 | Chuck Bell | 2002-01-08 | 2002 | 1 | 10773 |  |  | 10773 | 0 | 10773 | 30 | 17.7248 | 6364.99 | 4408.01 | 323.19 | Storage Tank | Initial Inventory | 10773 | 5736.57 | 10773 | 6005.89 | 10773 | 10773 | 10773 | 25 | 15.9748 | 16.7248 | 6883.88 | 7207.07 | 7637.99
5 | Transmission and Distribution Plant | 330 | Distribution Reservoirs and Standpipes | 13260 | 2200336, 1260080,1260084, 1260012, 1260090, 1260122, 1260082, 1260086 | 1 - 9 | Chuck Bell | 2004-04-29 | 2004 | 4 | 8945 |  |  | 8945 | 0 | 8945 | 30 | 15.4196 | 4597.6 | 4347.4 | 268.35 | Storage Tank -Lide Industries | Initial Inventory | 8945 | 4075.81 | 8945 | 4299.44 | 8945 | 8945 | 8945 | 25 | 13.6696 | 14.4196 | 4890.97 | 5159.32 | 5517.12
5 | Transmission and Distribution Plant | 330 | Distribution Reservoirs and Standpipes | 13260 | 2200336, 1260080,1260084, 1260012, 1260090, 1260122, 1260082, 1260086 | 1 - 9 | Chuck Bell | 2007-02-21 | 2007 | 2 | 21130 |  |  | 21130 | 0 | 21130 | 30 | 12.6051 | 8878.17 | 12251.83 | 633.9 | Storage Tank 12' | Initial Inventory | 21130 | 7645.58 | 21130 | 8173.83 | 21130 | 21130 | 21130 | 25 | 10.8551 | 11.6051 | 9174.7 | 9808.6 | 10653.8
5 | Transmission and Distribution Plant | 330 | Distribution Reservoirs and Standpipes | 13260 | 2200336, 1260080,1260084, 1260012, 1260090, 1260122, 1260082, 1260086 | 1 - 9 | Chuck Bell | 2007-02-21 | 2007 | 2 | 23285 |  |  | 23285 | 0 | 23285 | 30 | 12.6051 | 9783.63 | 13501.37 | 698.55 | Storage Tank 16' | Initial Inventory | 23285 | 8425.34 | 23285 | 9007.46 | 23285 | 23285 | 23285 | 25 | 10.8551 | 11.6051 | 10110.41 | 10808.96 | 11740.36
5 | Transmission and Distribution Plant | 330 | Distribution Reservoirs and Standpipes | 13260 | 2200336, 1260080,1260084, 1260012, 1260090, 1260122, 1260082, 1260086 | 1 - 9 | Chuck Bell | 2016-08-01 | 2016 | 8 | 5744.94 |  |  | 5744.94 | 0 | 5744.94 | 30 | 3.1622 | 605.56 | 5139.38 | 172.3482 | Vest Well Storage Tank | Initial Inventory | 5744.94 | 270.44 | 5744.94 | 414.06 | 5744.94 | 5744.94 | 5744.94 | 25 | 1.4122 | 2.1622 | 324.52 | 496.87 | 726.67
5 | Transmission and Distribution Plant | 330 | Distribution Reservoirs and Standpipes | 13260 | 2200336, 1260080,1260084, 1260012, 1260090, 1260122, 1260082, 1260086 | 1 - 9 | Chuck Bell | 2017-05-01 | 2017 | 5 | 3920.63 |  |  | 3920.63 | 0 | 3920.63 | 30 | 2.4148 | 315.58 | 3605.05 | 117.6189 | Vest Well Pressure Tank | Initial Inventory | 3920.63 | 86.88 | 3920.63 | 184.89 | 3920.63 | 3920.63 | 3920.63 | 25 | 0.66478 | 1.4148 | 104.25 | 221.87 | 378.7
5 | Transmission and Distribution Plant | 331 | Transmission and Distribution Mains | 13260 | 2200336, 1260080,1260084, 1260012, 1260090, 1260122, 1260082, 1260086 | 1 - 9 | Chuck Bell | 2016-02-08 | 2016 | 2 | 6400 |  |  | 6400 | 0 | 6400 | 50 | 3.6413 | 466.09 | 5933.91 | 128 | Pipeline Easement | Initial Inventory | 6400 | 242.09 | 6400 | 338.09 | 6400 | 6400 | 6400 | 25 | 1.8913 | 2.6413 | 484.18 | 676.18 | 932.18
5 | Transmission and Distribution Plant | 331 | Transmission and Distribution Mains | 13260 | 2200336, 1260080,1260084, 1260012, 1260090, 1260122, 1260082, 1260086 | 1 - 9 | Chuck Bell | 2016-04-25 | 2016 | 4 | 25976.21 |  |  | 25976.21 | 0 | 25976.21 | 50 | 3.4305 | 1782.24 | 24193.97 | 519.5242 | Water line construction | Initial Inventory | 25976.21 | 873.07 | 25976.21 | 1262.72 | 25976.21 | 25976.21 | 25976.21 | 25 | 1.6805 | 2.4305 | 1746.15 | 2525.44 | 3564.48
5 | Transmission and Distribution Plant | 331 | Transmission and Distribution Mains | 13260 | 2200336, 1260080,1260084, 1260012, 1260090, 1260122, 1260082, 1260086 | 1 - 9 | Chuck Bell | 2018-11-13 | 2018 | 11 | 11526.87 |  |  | 11526.87 | 0 | 11526.87 | 50 | 0.87885 | 202.61 | 11324.26 | 230.5374 | Waterline Installation | Initial Inventory |  | 0 |  |  |  |  | 11526.87 | 25 |  |  |  | 0 | 230.54
5 | Transmission and Distribution Plant | 331 | Transmission and Distribution Mains | 13260 | 2200336, 1260080,1260084, 1260012, 1260090, 1260122, 1260082, 1260086 | 1 - 9 | Chuck Bell - 11413 CR 1015 | 2019-05-04 | 2019 | 5 | 559 |  |  | 559 | -54.43 | 504.57 | 50 | 0.40794 | 4.12 | 500.45 | 10.0914 | Repair leak on main | 1813 |  | 0 |  |  |  |  | 504.57 | 25 |  |  |  |  | 10.09
5 | Transmission and Distribution Plant | 331 | Transmission and Distribution Mains | 13260 | 2200336, 1260080,1260084, 1260012, 1260090, 1260122, 1260082, 1260086 | 1 - 9 | Chuck Bell - 4610 Chisolm Trails | 2019-05-21 | 2019 | 5 | 347.5 |  |  | 347.5 | -33.84 | 313.66 | 50 | 0.3614 | 2.27 | 311.39 | 6.2732 | Repail leak on main | 2190 |  | 0 |  |  |  |  | 313.66 | 25 |  |  |  |  | 6.27
5 | Transmission and Distribution Plant | 331 | Transmission and Distribution Mains | 13260 | 1260080 | 1 | BELL MANOR | 2019-05-23 | 2019 | 5 | 1083.88 |  |  | 1083.88 | -105.53 | 978.35 | 50 | 0.35592 | 6.96 | 971.39 | 19.567 | repair leak on main & cap old service | 2192 |  | 0 |  |  |  |  | 978.35 | 25 |  |  |  |  | 19.57
5 | Transmission and Distribution Plant | 331 | Transmission and Distribution Mains | 13260 | 2200336, 1260080,1260084, 1260012, 1260090, 1260122, 1260082, 1260086 | 1 - 9 | Chuck Bell | 2019-06-30 | 2019 | 6 | 0 | 1291.88 |  | 1291.88 | 0 | 1291.88 | 50 | 0.25188 | 6.51 | 1285.37 | 25.8376 | To record Q2 2019 Capitalized Salaries | 336 |  | 0 |  |  |  |  | 1291.88 | 25 |  |  |  |  | 25.84
5 | Transmission and Distribution Plant | 331 | Transmission and Distribution Mains | 13260 | 1260082 | 2 | ROCK CREEK ESTATES | 2019-07-08 | 2019 | 7 | 719 | 301.16 |  | 1020.16 | 0 | 1020.16 | 50 | 0.22998 | 4.69 | 1015.47 | 20.4032 | Chuck Bell - 3800 Rock Creek Dr - Repair leak on main | 2343, 357002.004, 353 |  | 0 |  |  |  |  | 1020.16 | 25 |  |  |  |  | 20.4
5 | Transmission and Distribution Plant | 331 | Transmission and Distribution Mains | 13260 | 1260090 | 3 | JOHN DUANE | 2019-07-31 | 2019 | 7 | 738.69 | 309.41 |  | 1048.1 | 0 | 1048.1 | 50 | 0.16701 | 3.5 | 1044.6 | 20.962 | John Dame - Repair leak 3" main | TX010-640000-MayJune, 357002.004,353 |  | 0 |  |  |  |  | 1048.1 | 25 |  |  |  |  | 20.96
5 | Transmission and Distribution Plant | 333 | Transmission and Distribution Mains | 13260 | 2200336, 1260080,1260084, 1260012, 1260090, 1260122, 1260082, 1260086 | 1 - 9 | Chuck Bell - 13516 CR 920 | 2019-08-01 | 2019 | 8 | 994.7 |  |  | 994.7 | -255.85 | 738.85 | 50 | 0.16427 | 2.43 | 736.42 | 14.777 | repair two leaks on 3" main | 2288 |  | 0 |  |  |  |  | 738.85 | 25 |  |  |  |  | 14.78
5 | Transmission and Distribution Plant | 333 | Transmission and Distribution Mains | 13260 | 2200336, 1260080,1260084, 1260012, 1260090, 1260122, 1260082, 1260086 | 1 - 9 | Chuck Bell - 11824 Frazier Ln | 2019-08-01 | 2019 | 8 | 855 |  |  | 855 | -297.65 | 557.35 | 50 | 0.16427 | 1.83 | 555.52 | 11.147 | repair 2 leaks on 2' main | 2289 |  | 0 |  |  |  |  | 557.35 | 25 |  |  |  |  | 11.15
5 | Transmission and Distribution Plant | 333 | Transmission and Distribution Mains | 13260 | 2200336, 1260080,1260084, 1260012, 1260090, 1260122, 1260082, 1260086 | 1 - 9 | Chuck Bell - 11700 Frazier Ln | 2019-08-08 | 2019 | 8 | 1130.6 |  |  | 1130.6 | -338.32 | 792.28 | 50 | 0.14511 | 2.3 | 789.98 | 15.8456 | repair leak on 2" main | 2442 |  | 0 |  |  |  |  | 792.28 | 25 |  |  |  |  | 15.85
5 | Transmission and Distribution Plant | 333 | Transmission and Distribution Mains | 13260 | 2200336, 1260080,1260084, 1260012, 1260090, 1260122, 1260082, 1260086 | 1 - 9 | Chuck Bell - John Dame - 11609 Creek View St | 2019-08-16 | 2019 | 8 | 829.17 |  |  | 829.17 | -248.12 | 581.05 | 50 | 0.1232 | 1.43 | 579.62 | 11.621 | repair leak on 2" blow off | 2450 |  | 0 |  |  |  |  | 581.05 | 25 |  |  |  |  | 11.62
5 | Transmission and Distribution Plant | 333 | Transmission and Distribution Mains | 13260 | 2200336 | 6 | BEAR CREEK | 2019-08-30 | 2019 | 8 | 492.3 |  |  | 492.3 | -147.31 | 344.99 | 50 | 0.084873 | 0.59 | 344.4 | 6.8998 | repair 1 1/2" main | 2519 |  | 0 |  |  |  |  | 344.99 | 25 |  |  |  |  | 6.9
5 | Transmission and Distribution Plant | 331 | Transmission and Distribution Mains | 13260 | 2200336, 1260080,1260084, 1260012, 1260090, 1260122, 1260082, 1260086 | 1 - 9 | Chuck Bell - Stonefield | 2019-09-01 | 2019 | 9 | 960 | 216.6179 |  | 1176.6179 | 0 | 1176.6179 | 50 | 0.079398 | 1.87 | 1174.7479 | 23.5324 | 11500 Annadale Rd - Repair leak on 2" main | 2530 |  | 0 |  |  |  |  | 1176.6179 | 25 |  |  |  |  | 23.53
5 | Transmission and Distribution Plant | 331 | Transmission and Distribution Mains | 13260 | 1260090 | 3 | JOHN DUANE | 2019-09-12 | 2019 | 9 | 1137.68 | 256.7103 |  | 1394.3903 | 0 | 1394.3903 | 50 | 0.049281 | 1.37 | 1393.0203 | 27.8878 | leak repair 3" main and retap | 2583 |  | 0 |  |  |  |  | 1394.3903 | 25 |  |  |  |  | 27.89
5 | Transmission and Distribution Plant | 331 | Transmission and Distribution Mains | 13260 | 1260080 | 1 | BELL MANOR | 2019-09-12 | 2019 | 9 | 352.35 | 79.5056 |  | 431.8556 | 0 | 431.8556 | 50 | 0.049281 | 0.43 | 431.4256 | 8.6371 | Repair leak on 3" main | 2575 |  | 0 |  |  |  |  | 431.8556 | 25 |  |  |  |  | 8.64
5 | Transmission and Distribution Plant | 331 | Transmission and Distribution Mains | 13260 | 1260086 | 8 | SANDERS VIEW | 2019-09-13 | 2019 | 9 | 957.51 | 216.0561 |  | 1173.5661 | 0 | 1173.5661 | 50 | 0.046543 | 1.09 | 1172.4761 | 23.4713 | water tap on3" main | 2578 |  | 0 |  |  |  |  | 1173.5661 | 25 |  |  |  |  | 23.47
5 | Transmission and Distribution Plant | 331 | Transmission and Distribution Mains | 13260 | 1260086 | 8 | SANDERS VIEW | 2019-09-13 | 2019 | 9 | 775 | 174.8739 |  | 949.8739 | 0 | 949.8739 | 50 | 0.046543 | 0.88 | 948.9939 | 18.9975 | repair leak on 2" main | 2577 |  | 0 |  |  |  |  | 949.8739 | 25 |  |  |  |  | 19
5 | Transmission and Distribution Plant | 331 | Transmission and Distribution Mains | 13260 | 1260086 | 8 | SANDERS VIEW | 2019-09-14 | 2019 | 9 | 1216 | 274.3827 |  | 1490.3827 | 0 | 1490.3827 | 50 | 0.043806 | 1.31 | 1489.0727 | 29.8077 | repair leak 2" main, joint separation, shifting soil | 2582 |  | 0 |  |  |  |  | 1490.3827 | 25 |  |  |  |  | 29.81
5 | Transmission and Distribution Plant | 331 | Transmission and Distribution Mains | 13260 | 2200336, 1260080,1260084, 1260012, 1260090, 1260122, 1260082, 1260086 | 1 - 9 | Stonefield - XTO lease Rd | 2019-09-18 | 2019 | 9 | 1192.94 | 269.1794 |  | 1462.1194 | 0 | 1462.1194 | 50 | 0.032854 | 0.96 | 1461.1594 | 29.2424 | repair leak on 3" main | 2596 |  | 0 |  |  |  |  | 1462.1194 | 25 |  |  |  |  | 29.24
5 | Transmission and Distribution Plant | 333 | Services | 13260 | 2200336, 1260080,1260084, 1260012, 1260090, 1260122, 1260082, 1260086 | 1 - 9 | Chuck Bell | 2001-07-17 | 2001 | 7 | 2620 |  |  | 2620 | 0 | 2620 | 20 | 18.204 | 2384.72 | 235.28 | 131 | Water Tap | Initial Inventory | 2620 | 2155.47 | 2620 | 2253.72 | 2620 | 2620 | 2620 | 25 | 16.454 | 17.204 | 1724.38 | 1802.98 | 1907.78
5 | Transmission and Distribution Plant | 333 | Services | 13260 | 2200336, 1260080,1260084, 1260012, 1260090, 1260122, 1260082, 1260086 | 1 - 9 | Chuck Bell - 4608 Chisolm Trails | 2019-05-20 | 2019 | 5 | 757.68 |  |  | 757.68 | -73.78 | 683.9 | 20 | 0.36413 | 12.45 | 671.45 | 34.195 | Install water service tap | 2191 |  | 0 |  |  |  |  | 683.9 | 25 |  |  |  |  | 13.68
5 | Transmission and Distribution Plant | 333 | Services | 13260 | 1260084 | 9 | BUFFALO CREEK | 2019-07-31 | 2019 | 7 | 2786.03 | 1166.96 |  | 3952.99 | 0 | 3952.99 | 20 | 0.16701 | 33.01 | 3919.98 | 197.6495 | Buffalo Creek - Emergency repair of service connection | TX010-640000-MayJune, 357002.004, 353 |  | 0 |  |  |  |  | 3952.99 | 25 |  |  |  |  | 79.06
5 | Transmission and Distribution Plant | 333 | Services | 13260 | 2200336 | 6 | BEAR CREEK | 2019-08-01 | 2019 | 8 | 170 |  |  | 170 | -50.87 | 119.13 | 20 | 0.16427 | 0.98 | 118.15 | 5.9565 | repair leak at meter | 2284 |  | 0 |  |  |  |  | 119.13 | 25 |  |  |  |  | 2.38
5 | Transmission and Distribution Plant | 333 | Services | 13260 | 2200336, 1260080,1260084, 1260012, 1260090, 1260122, 1260082, 1260086 | 1 - 9 | Chuck Bell - 3512 CR 920 | 2019-08-09 | 2019 | 8 | 441.72 |  |  | 441.72 | -132.18 | 309.54 | 20 | 0.14237 | 2.2 | 307.34 | 15.477 | repair leak 3/4" service line | 2443 |  | 0 |  |  |  |  | 309.54 | 25 |  |  |  |  | 6.19
5 | Transmission and Distribution Plant | 333 | Services | 13260 | 1260090 | 4 | JOHN DUANE II | 2019-08-12 | 2019 | 8 | 437.69 |  |  | 437.69 | -130.97 | 306.72 | 20 | 0.13415 | 2.06 | 304.66 | 15.336 | curve stop replacement | 2444 |  | 0 |  |  |  |  | 306.72 | 25 |  |  |  |  | 6.13
5 | Transmission and Distribution Plant | 333 | Services | 13260 | 1260086 | 8 | SANDERS VIEW | 2019-08-24 | 2019 | 8 | 467.59 |  |  | 467.59 | -139.92 | 327.67 | 20 | 0.1013 | 1.66 | 326.01 | 16.3835 | Repair leak on 3/4" service | 2516 |  | 0 |  |  |  |  | 327.67 | 25 |  |  |  |  | 6.55
5 | Transmission and Distribution Plant | 333 | Services | 13260 | 1260082 | 2 | ROCK CREEK ESTATES | 2019-09-12 | 2019 | 9 | 1202.35 | 271.3027 |  | 1473.6527 | 0 | 1473.6527 | 20 | 0.049281 | 3.63 | 1470.0227 | 73.6826 | Install 3" tap | 2570 |  | 0 |  |  |  |  | 1473.6527 | 25 |  |  |  |  | 29.47
5 | Transmission and Distribution Plant | 334 | Meters and Meter Installations | 13260 | 2200336, 1260080,1260084, 1260012, 1260090, 1260122, 1260082, 1260086 | 1 - 9 | Chuck Bell | 2000-09-15 | 2000 | 9 | 120 |  |  | 120 | 0 | 120 | 10 | 19.039 | 120 | 0 | 0 | Meters | Initial Inventory | 120 | 120 | 120 | 120 | 120 | 120 | 120 | 25 | 17.289 | 18.039 | 82.99 | 86.59 | 91.39
5 | Transmission and Distribution Plant | 334 | Meters and Meter Installations | 13260 | 2200336, 1260080,1260084, 1260012, 1260090, 1260122, 1260082, 1260086 | 1 - 9 | Chuck Bell | 2010-03-01 | 2010 | 3 | 265.63 |  |  | 265.63 | 0 | 265.63 | 10 | 9.5825 | 254.54 | 11.09 | 26.563 | Meter Master | Initial Inventory | 265.63 | 208.05 | 265.63 | 227.98 | 265.63 | 265.63 | 265.63 | 25 | 7.8325 | 8.5825 | 83.22 | 91.19 | 101.82
5 | Transmission and Distribution Plant | 334 | Meters and Meter Installations | 13260 | 2200336, 1260080,1260084, 1260012, 1260090, 1260122, 1260082, 1260086 | 1 - 9 | Chuck Bell | 2010-03-11 | 2010 | 3 | 780.72 |  |  | 780.72 | 0 | 780.72 | 10 | 9.5551 | 745.99 | 34.73 | 78.072 | Meter | Initial Inventory | 780.72 | 609.36 | 780.72 | 667.91 | 780.72 | 780.72 | 780.72 | 25 | 7.8051 | 8.5551 | 243.74 | 267.17 | 298.39
5 | Transmission and Distribution Plant | 334 | Meters and Meter Installations | 13260 | 2200336, 1260080,1260084, 1260012, 1260090, 1260122, 1260082, 1260086 | 1 - 9 | Chuck Bell | 2010-06-28 | 2010 | 6 | 204.59 |  |  | 204.59 | 0 | 204.59 | 10 | 9.2567 | 189.38 | 15.21 | 20.459 | Meter Master | Initial Inventory | 204.59 | 153.58 | 204.59 | 168.92 | 204.59 | 204.59 | 204.59 | 25 | 7.5067 | 8.2567 | 61.43 | 67.57 | 75.75
5 | Transmission and Distribution Plant | 334 | Meters and Meter Installations | 13260 | 2200336, 1260080,1260084, 1260012, 1260090, 1260122, 1260082, 1260086 | 1 - 9 | Chuck Bell | 2010-10-18 | 2010 | 10 | 300 |  |  | 300 | 0 | 300 | 10 | 8.95 | 268.5 | 31.5 | 30 | Master Meter | Initial Inventory | 300 | 216 | 300 | 238.5 | 300 | 300 | 300 | 25 | 7.2 | 7.95 | 86.4 | 95.4 | 107.4
5 | Transmission and Distribution Plant | 334 | Meters and Meter Installations | 13260 | 2200336, 1260080,1260084, 1260012, 1260090, 1260122, 1260082, 1260086 | 1 - 9 | Chuck Bell | 2010-12-15 | 2010 | 12 | 112.86 |  |  | 112.86 | 0 | 112.86 | 10 | 8.7912 | 99.22 | 13.64 | 11.286 | Master Meter | Initial Inventory | 112.86 | 79.47 | 112.86 | 87.93 | 112.86 | 112.86 | 112.86 | 25 | 7.0412 | 7.7912 | 31.79 | 35.17 | 39.69
5 | Transmission and Distribution Plant | 334 | Meters and Meter Installations | 13260 | 2200336, 1260080,1260084, 1260012, 1260090, 1260122, 1260082, 1260086 | 1 - 9 | Chuck Bell | 2013-12-02 | 2013 | 12 | 719.91 |  |  | 719.91 | 0 | 719.91 | 10 | 5.8261 | 419.43 | 300.48 | 71.991 | Badger Water Meter | Initial Inventory | 719.91 | 293.45 | 719.91 | 347.44 | 719.91 | 719.91 | 719.91 | 25 | 4.0761 | 4.8261 | 117.38 | 138.98 | 167.77
5 | Transmission and Distribution Plant | 334 | Meters and Meter Installations | 13260 | 2200336, 1260080,1260084, 1260012, 1260090, 1260122, 1260082, 1260086 | 1 - 9 | Chuck Bell | 2014-12-12 | 2014 | 12 | 5900 |  |  | 5900 | 0 | 5900 | 10 | 4.7995 | 2831.68 | 3068.32 | 590 | Water Meter | Initial Inventory | 5900 | 1799.18 | 5900 | 2241.68 | 5900 | 5900 | 5900 | 25 | 3.0495 | 3.7995 | 719.67 | 896.67 | 1132.67
5 | Transmission and Distribution Plant | 334 | Meters and Meter Installations | 13260 | 2200336, 1260080,1260084, 1260012, 1260090, 1260122, 1260082, 1260086 | 1 - 9 | Well at plant | 2019-05-30 | 2019 | 5 | 812 |  |  | 812 | -79.07 | 732.93 | 10 | 0.33676 | 24.68 | 708.25 | 73.293 | New meter | 150240 |  | 0 |  |  |  |  | 732.93 | 25 |  |  |  |  | 14.66
5 | Transmission and Distribution Plant | 334 | Meters and Meter Installations | 13260 | 2200336, 1260080,1260084, 1260012, 1260090, 1260122, 1260082, 1260086 | 1 - 9 | Chuck Bell | 2019-07-31 | 2019 | 7 | 1315.29 | 550.92 |  | 1866.21 | 0 | 1866.21 | 10 | 0.16701 | 31.17 | 1835.04 | 186.621 | Meters and misc parts | TX010-640000-MayJune, 357002.004, 353 |  | 0 |  |  |  |  | 1866.21 | 25 |  |  |  |  | 37.32
5 | Transmission and Distribution Plant | 334 | Meters and Meter Installations | 13260 | 1260012 | 5 | CROWLEY II ACRES | 2019-09-06 | 2019 | 9 | 627 | 141.4786 |  | 768.4786 | 0 | 768.4786 | 10 | 0.065708 | 5.05 | 763.4286 | 76.8479 | 10 meters | L147107 |  | 0 |  |  |  |  | 768.4786 | 25 |  |  |  |  | 15.37
7 | General Plant | 304 | Structures and Improvements | 13260 | 2200336, 1260080,1260084, 1260012, 1260090, 1260122, 1260082, 1260086 | 1 - 9 | Chuck Bell | 2006-09-14 | 2006 | 9 | 730 |  |  | 730 | 0 | 730 | 20 | 13.0431 | 476.07 | 253.93 | 36.5 | Fencing at office | Initial Inventory | 730 | 412.2 | 730 | 439.57 | 730 | 730 | 730 | 25 | 11.2931 | 12.0431 | 329.76 | 351.66 | 380.86
7 | General Plant | 304 | Structures and Improvements | 13260 | 2200336, 1260080,1260084, 1260012, 1260090, 1260122, 1260082, 1260086 | 1 - 9 | Chuck Bell | 2006-11-10 | 2006 | 11 | 660 |  |  | 660 | 0 | 660 | 20 | 12.8871 | 425.27 | 234.73 | 33 | Fencing at office | Initial Inventory | 660 | 367.52 | 660 | 392.27 | 660 | 660 | 660 | 25 | 11.1371 | 11.8871 | 294.02 | 313.82 | 340.22
7 | General Plant | 304 | Structures and Improvements | 13260 | 2200336, 1260080,1260084, 1260012, 1260090, 1260122, 1260082, 1260086 | 1 - 9 | Chuck Bell | 2014-01-31 | 2014 | 1 | 8455.36 |  |  | 8455.36 | 0 | 8455.36 | 20 | 5.6619 | 2393.66 | 6061.7 | 422.768 | Security Fence | Initial Inventory | 8455.36 | 1653.82 | 8455.36 | 1970.89 | 8455.36 | 8455.36 | 8455.36 | 25 | 3.9119 | 4.6619 | 1323.05 | 1576.71 | 1914.93
7 | General Plant | 304 | Structures and Improvements | 13260 | 2200336, 1260080,1260084, 1260012, 1260090, 1260122, 1260082, 1260086 | 1 - 9 | Chuck Bell | 2014-05-15 | 2014 | 5 | 6853 |  |  | 6853 | 0 | 6853 | 20 | 5.3771 | 1842.48 | 5010.52 | 342.65 | Fencing | Initial Inventory | 6853 | 1242.84 | 6853 | 1499.83 | 6853 | 6853 | 6853 | 25 | 3.6271 | 4.3771 | 994.27 | 1199.86 | 1473.98
7 | General Plant | 304 | Structures and Improvements | 13260 | 2200336, 1260080,1260084, 1260012, 1260090, 1260122, 1260082, 1260086 | 1 - 9 | Chuck Bell | 2014-06-02 | 2014 | 6 | 2195 |  |  | 2195 | 0 | 2195 | 20 | 5.3279 | 584.73 | 1610.27 | 109.75 | Gate w/opener | Initial Inventory | 2195 | 392.67 | 2195 | 474.98 | 2195 | 2195 | 2195 | 25 | 3.5779 | 4.3279 | 314.14 | 379.99 | 467.79
7 | General Plant | 304 | Structures and Improvements | 13260 | 2200336, 1260080,1260084, 1260012, 1260090, 1260122, 1260082, 1260086 | 1 - 9 | Chuck Bell | 2014-08-01 | 2014 | 8 | 5750 |  |  | 5750 | 0 | 5750 | 20 | 5.1636 | 1484.53 | 4265.47 | 287.5 | Fencing | Initial Inventory | 5750 | 981.41 | 5750 | 1197.03 | 5750 | 5750 | 5750 | 25 | 3.4136 | 4.1636 | 785.12 | 957.62 | 1187.62
7 | General Plant | 304 | Structures and Improvements | 13260 | 2200336, 1260080,1260084, 1260012, 1260090, 1260122, 1260082, 1260086 | 1 - 9 | Chuck Bell | 2016-04-08 | 2016 | 4 | 2500 |  |  | 2500 | 0 | 2500 | 20 | 3.4771 | 434.63 | 2065.37 | 125 | 16' Panel Gates | Initial Inventory | 2500 | 215.88 | 2500 | 309.63 | 2500 | 2500 | 2500 | 25 | 1.7271 | 2.4771 | 172.71 | 247.71 | 347.71
7 | General Plant | 304 | Structures and Improvements | 13260 | 2200336, 1260080,1260084, 1260012, 1260090, 1260122, 1260082, 1260086 | 1 - 9 | Chuck Bell | 2017-05-02 | 2017 | 5 | 1953.91 |  |  | 1953.91 | 0 | 1953.91 | 20 | 2.412 | 235.65 | 1718.26 | 97.6955 | Custom Built Carport | Initial Inventory | 1953.91 | 64.68 | 1953.91 | 137.95 | 1953.91 | 1953.91 | 1953.91 | 25 | 0.66205 | 1.412 | 51.74 | 110.36 | 188.52
7 | General Plant | 304 | Structures and Improvements | 13260 | 2200336, 1260080,1260084, 1260012, 1260090, 1260122, 1260082, 1260086 | 1 - 9 | Chuck Bell | 2017-11-07 | 2017 | 11 | 2640 |  |  | 2640 | 0 | 2640 | 20 | 1.8946 | 250.09 | 2389.91 | 132 | American Steel Carport | Initial Inventory | 2640 | 19.09 | 2640 | 118.09 | 2640 | 2640 | 2640 | 25 | 0.14459 | 0.89459 | 15.27 | 94.47 | 200.07
[14 empty] | 450187.98 | -3000 | 447187.98 |  |  | 233775.9 | 213412.08 | 16299.9472 |  |  | 366888 | 207432.01 | 378035.91 | 218538.9 | 366888 | 378035.91 | 447187.98 |  |  |  | 188715.74 | 197465.09 | 210466.7

## EMCAD
EMCAD
2019-09-30
Function |  | Account |  | CCN | PWSID | Route | Location | In-service Date | In-service Year | In-service Month | Inv. Value | Overhead | AFUDC | Original Coat | CIAC | Original Cost less CIAC | Life | Age at 9/30/19 (yrs.) | Accumulated Deprecaiton 9/30/19 | Net Planrt | Depreciaton Expense | Description |  |  | Orignal Cost at 12-31-17 | Accumulated Deprecaiton 12-31-17 | Orignal Cost at 9-30-18 | Accumulated Deprecaiton 9-30-18 | Tax Basis at 12-31-17 | Tax Basis at 9-30-18 | Tax Basis at 9-30-19 | Tax Life | Age at 12-31-17 | Age at 9-30-18 | Accumulated Tax Depreciation 12-31-17 | Accumulated Tax Depreciation 9 -30-18 | Accumulated Tax Depreciation 9-30-19
Sewer
2 | Collection System | 360.21 | Collection Sewers - Force - 4" to 30" PVC | 21019, 20832, 20816 | 0113573, 0115991, 0105872 | 73 | EMCAD | 1998-12-31 | 1998 | 12 | 46000 |  |  | 46000 |  | 46000 | 50 | 20.7474 | 19087.64 | 26912.36 | 920 | Initial Inventory | Initital Inventory |  | 46000 | 17477.64 | 46000 | 18167.64 | 46000 | 46000 | 46000 | 25 | 18.9974 | 19.7474 | 34955.28 | 36335.28 | 38175.28
2 | Collection System | 360.21 | Collection Sewers - Force - 4" to 30" PVC | 20832 | 0115991 | 73 | GRAND RANCH | 2018-03-06 | 2018 | 3 | 3407.26 | 211.35 |  | 3618.61 |  | 3618.61 | 50 | 1.5688 | 113.54 | 3505.07 | 72.3722 | Force Main Break | 18030603 |  |  |  | 3618.61 | 41.16 |  | 3618.61 | 3618.61 | 25 |  | 0.56879 |  | 82.33 | 227.07
2 | Collection System | 361.21 | Collection Sewers - Gravity - 4" TO 30" pvc | 21019, 20832, 20816 | 0113573, 0115991, 0105872 | 73 | EMCAD | 1998-12-31 | 1998 | 12 | 172500 |  |  | 172500 |  | 172500 | 50 | 20.7474 | 71578.64 | 100921.36 | 3450 | Initial Inventory | Initital Inventory |  | 172500 | 65541.14 | 172500 | 68128.64 | 172500 | 172500 | 172500 | 25 | 18.9974 | 19.7474 | 131082.29 | 136257.29 | 143157.29
2 | Collection System | 361.21 | Collection Sewers - Gravity - 4" TO 30" pvc | 21019, 20832, 20816 | 0113573, 0115991, 0105872 | 73 | EMCAD | 2015-08-20 | 2015 | 8 | 1021.24 |  |  | 1021.24 |  | 1021.24 | 50 | 4.1123 | 83.99 | 937.25 | 20.4248 | Initial Inventory | Initital Inventory |  | 1021.24 | 48.25 | 1021.24 | 63.57 | 1021.24 | 1021.24 | 1021.24 | 25 | 2.3623 | 3.1123 | 96.5 | 127.13 | 167.98
2 | Collection System | 361.21 | Collection Sewers - Gravity - 4" TO 30" pvc | 21019, 20832, 20816 | 0113573, 0115991, 0105872 | 73 | EMCAD | 2015-12-01 | 2015 | 12 | 1508.36 |  |  | 1508.36 |  | 1508.36 | 50 | 3.8303 | 115.55 | 1392.81 | 30.1672 | Initial Inventory | Initital Inventory |  | 1508.36 | 62.76 | 1508.36 | 85.38 | 1508.36 | 1508.36 | 1508.36 | 25 | 2.0803 | 2.8303 | 125.51 | 170.76 | 231.1
2 | Collection System | 361.21 | Collection Sewers - Gravity - 4" TO 30" pvc | 21019, 20832, 20816 | 0113573, 0115991, 0105872 | 73 | EMCAD | 2016-02-29 | 2016 |  | 1728.12 |  |  | 1728.12 |  | 1728.12 | 50 | 3.5838 | 123.87 | 1604.25 | 34.5624 | Initial Inventory | Initital Inventory |  | 1728.12 | 63.38 | 1728.12 | 89.3 | 1728.12 | 1728.12 | 1728.12 | 25 | 1.8338 | 2.5838 | 126.76 | 178.61 | 247.73
2 | Collection System | 361.21 | Collection Sewers - Gravity - 4" TO 30" pvc | 20816 | 0105872 | 73 | MAYFAIR | 2017-03-31 | 2017 | 3 | 4099.5 |  |  | 4099.5 |  | 4099.5 | 50 | 2.4997 | 204.95 | 3894.55 | 81.99 | March 2017 Operations for EMCAD - Mayfair (D&K) | 8240 |  | 4099.5 | 61.46 | 4099.5 | 122.96 | 4099.5 | 4099.5 | 4099.5 | 25 | 0.74966 | 1.4997 | 122.93 | 245.91 | 409.89
2 | Collection System | 361.21 | Collection Sewers - Gravity - 4" TO 30" pvc | 20816 | 0105872 | 73 | MAYFAIR | 2017-04-24 | 2017 | 4 | 27743.2 |  |  | 27743.2 |  | 27743.2 | 50 | 2.4339 | 1350.51 | 26392.69 | 554.864 | Mayfair system cleaning & video inspection | 03784 |  | 27743.2 | 379.5 | 27743.2 | 795.65 | 27743.2 | 27743.2 | 27743.2 | 25 | 0.68395 | 1.4339 | 759 | 1591.29 | 2701.02
2 | Collection System | 361.21 | Collection Sewers - Gravity - 4" TO 30" pvc | 20816 | 0105872 | 73 | MAYFAIR | 2017-04-24 | 2017 | 4 | 960.98 |  |  | 960.98 |  | 960.98 | 50 | 2.4339 | 46.78 | 914.2 | 19.2196 | 2401 Edingburgh excavation & repair | 03787 |  | 960.98 | 13.15 | 960.98 | 27.56 | 960.98 | 960.98 | 960.98 | 25 | 0.68395 | 1.4339 | 26.29 | 55.12 | 93.56
2 | Collection System | 361.22 | Collection Sewers - Gravity - Manholes | 20816 | 0105872 | 73 | MAYFAIR | 2017-04-24 | 2017 | 4 | 3524.13 |  |  | 3524.13 |  | 3524.13 | 25 | 2.4339 | 343.1 | 3181.03 | 140.9652 | Mayfair excavation, etc of MH18 & MH18A | 03785 |  | 3524.13 | 96.41 | 3524.13 | 202.14 | 3524.13 | 3524.13 | 3524.13 | 25 | 0.68395 | 1.4339 | 96.41 | 202.14 | 343.1
2 | Collection System | 361.22 | Collection Sewers - Gravity - Manholes | 20816 | 0105872 | 73 | MAYFAIR | 2017-04-24 | 2017 | 4 | 2500.6 |  |  | 2500.6 |  | 2500.6 | 25 | 2.4339 | 243.45 | 2257.15 | 100.024 | Mayfair work on MH5, MH12 & M31 | 03786 |  | 2500.6 | 68.41 | 2500.6 | 143.43 | 2500.6 | 2500.6 | 2500.6 | 25 | 0.68395 | 1.4339 | 68.41 | 143.43 | 243.45
2 | Collection System | 361.22 | Collection Sewers - Gravity - Manholes | 20816 | 0105872 | 73 | MAYFAIR | 2017-05-30 | 2017 | 5 | 3500 |  |  | 3500 |  | 3500 | 25 | 2.3354 | 326.95 | 3173.05 | 140 | Inv 071; Inspection of Manholes for EMCAD (Mayfair) | 071 |  | 3500 | 81.95 | 3500 | 186.95 | 3500 | 3500 | 3500 | 25 | 0.58539 | 1.3354 | 81.95 | 186.95 | 326.95
3 | Pumping Plant | 371.3 | Pumping Equipment | 21019, 20832, 20816 | 0113573, 0115991, 0105872 | 73 | EMCAD | 2015-08-20 | 2015 | 8 | 2664.24 |  |  | 2664.24 |  | 2664.24 | 5 | 4.1123 | 2191.21 | 473.03 | 532.848 | Initial Inventory | Initital Inventory |  | 2664.24 | 1258.72 | 2664.24 | 1658.36 | 2664.24 | 2664.24 | 2664.24 | 15 | 2.3623 | 3.1123 | 614.11 | 767.97 | 957.73 | 538.0024
3 | Pumping Plant | 371.3 | Pumping Equipment | 21019, 20832, 20816 | 0113573, 0115991, 0105872 | 73 | EMCAD | 2015-09-30 | 2015 | 9 | 6300 |  |  | 6300 |  | 6300 | 5 | 4 | 5040 | 1260 | 1260 | Initial Inventory | Initital Inventory |  | 6300 | 2835 | 6300 | 3780 | 6300 | 6300 | 6300 | 15 | 2.25 | 3 | 1452.15 | 1815.98 | 2264.69 | 1041.3665
3 | Pumping Plant | 371.3 | Pumping Equipment | 21019, 20832, 20816 | 0113573, 0115991, 0105872 | 73 | EMCAD | 2015-12-01 | 2015 | 12 | 1903.6 |  |  | 1903.6 |  | 1903.6 | 5 | 3.8303 | 1458.25 | 445.35 | 380.72 | Initial Inventory | Initital Inventory |  | 1903.6 | 791.99 | 1903.6 | 1077.53 | 1903.6 | 1903.6 | 1903.6 | 15 | 2.0803 | 2.8303 | 438.78 | 548.71 | 684.3 | 209.7279
3 | Pumping Plant | 371.3 | Pumping Equipment | 21019, 20832, 20816 | 0113573, 0115991, 0105872 | 73 | EMCAD | 2016-01-31 | 2016 | 1 | 2753.9 |  |  | 2753.9 |  | 2753.9 | 5 | 3.6632 | 2017.64 | 736.26 | 550.78 | Initial Inventory | Initital Inventory |  | 2753.9 | 1053.78 | 2753.9 | 1466.86 | 2753.9 | 2753.9 | 2753.9 | 15 | 1.9132 | 2.6632 | 399.32 | 575.91 | 793.81 | 1038.7655
3 | Pumping Plant | 371.3 | Pumping Equipment | 21019, 20832, 20816 | 0113573, 0115991, 0105872 | 73 | EMCAD | 2016-01-31 | 2016 | 1 | 3196.47 |  |  | 3196.47 |  | 3196.47 | 5 | 3.6632 | 2341.89 | 854.58 | 639.294 | Initial Inventory | Initital Inventory |  | 3196.47 | 1223.13 | 3196.47 | 1702.6 | 3196.47 | 3196.47 | 3196.47 | 15 | 1.9132 | 2.6632 | 463.49 | 668.46 | 921.38 | 1205.6935
3 | Pumping Plant | 371.3 | Pumping Equipment | 21019, 20832, 20816 | 0113573, 0115991, 0105872 | 73 | EMCAD | 2016-03-31 | 2016 | 3 | 9389.54 |  |  | 9389.54 |  | 9389.54 | 5 | 3.499 | 6570.75 | 2818.79 | 1877.908 | Initial Inventory | Initital Inventory |  | 9389.54 | 3284.41 | 9389.54 | 4692.84 | 9389.54 | 9389.54 | 9389.54 | 15 | 1.749 | 2.499 | 1361.48 | 1963.59 | 2706.53 | 3039.3195
3 | Pumping Plant | 371.3 | Pumping Equipment | 21019, 20832, 20816 | 0113573, 0115991, 0105872 | 73 | EMCAD | 2016-03-31 | 2016 | 3 | 2713.56 |  |  | 2713.56 |  | 2713.56 | 5 | 3.499 | 1898.93 | 814.63 | 542.712 | Initial Inventory | Initital Inventory |  | 2713.56 | 949.19 | 2713.56 | 1356.22 | 2713.56 | 2713.56 | 2713.56 | 15 | 1.749 | 2.499 | 393.47 | 567.47 | 782.18 | 878.3564
3 | Pumping Plant | 371.3 | Pumping Equipment | 20832 | 0115991 | 73 | GRAND RANCH | 2017-07-31 | 2017 | 7 | 10576.09 |  |  | 10576.09 |  | 10576.09 | 5 | 2.1656 | 4580.8 | 5995.29 | 2115.218 | Installed new pump and rebuilt pump @ Giant Dr L/S | 8670 |  | 10576.09 | 879.17 | 10576.09 | 2465.58 | 10576.09 | 10576.09 | 10576.09 | 15 | 0.41564 | 1.1656 | 528.8 | 1282.35 | 2211.72
3 | Pumping Plant | 371.3 | Pumping Equipment | 20832 | 0115991 | 73 | GRAND RANCH | 2018-05-16 | 2018 | 5 | 3634.95 | 225.48 |  | 3860.43 |  | 3860.43 | 5 | 1.3744 | 1061.16 | 2799.27 | 772.086 | New Pump | 18051601 |  |  | 0 | 3860.43 | 289.07 |  | 3860.43 | 3860.43 | 15 |  | 0.3744 |  | 337.79 | 468.08
3 | Pumping Plant | 371.3 | Pumping Equipment | 20832 | 0115991 | 73 | GRAND RANCH | 2018-07-17 | 2018 | 7 | 3171.23 | 196.71 |  | 3367.94 |  | 3367.94 | 5 | 1.2047 | 811.44 | 2556.5 | 673.588 | New Grinder Pump | 18071706 |  |  | 0 | 3367.94 | 137.85 |  | 3367.94 | 3367.94 | 15 |  | 0.20465 |  | 294.69 | 408.36
3 | Pumping Plant | 371.3 | Pumping Equipment | 20832 | 0115991 | 73 | GRAND RANCH | 2018-09-01 | 2018 | 9 | 367.95 | 22.82 |  | 390.77 |  | 390.77 | 5 | 1.0787 | 84.31 | 306.46 | 78.154 | Stenner Pump | 9013527 |  |  | 0 | 390.77 | 6.15 |  | 390.77 | 390.77 | 15 |  | 0.078713 |  | 34.19 | 47.38
3 | Pumping Plant | 371.3 | Pumping Equipment | 20816 | 0105872 | 73 | MAYFAIR | 2019-01-14 | 2019 | 1 | 830.45 | 421.9 |  | 1252.35 |  | 1252.35 | 5 | 0.7091 | 177.61 | 1074.74 | 250.47 | Aquasol Chemical Pump | 061295601279,612, 357002.002 |  |  | 0 |  | 0 |  |  | 1252.35 | 15 |  |  |  |  | 46.96
3 | Pumping Plant | 371.3 | Pumping Equipment | 20816 | 0105872 | 73 | MAYFAIR | 2019-02-14 | 2019 | 2 | 1306.25 | 663.62 |  | 1969.87 |  | 1969.87 | 5 | 0.62423 | 245.93 | 1723.94 | 393.974 | Replaced Control board | 19021806, 612, 357002.002 |  |  | 0 |  | 0 |  |  | 1969.87 | 15 |  |  |  |  | 73.87
3 | Pumping Plant | 371.3 | Pumping Equipment | 20832 | 0115991 | 73 | GRAND RANCH | 2019-03-01 | 2019 | 3 | 3057.69 | 1553.41 |  | 4611.1 |  | 4611.1 | 5 | 0.58316 | 537.8 | 4073.3 | 922.22 | Pulled and replaced pump | 11105, 612, 357002.002 |  |  | 0 |  | 0 |  |  | 4611.1 | 15 |  |  |  |  | 172.92
3 | Pumping Plant | 371.3 | Pumping Equipment | 20816 | 0105872 | 73 | MAYFAIR | 2019-03-08 | 2019 | 3 | 4205.3 | 2136.43 |  | 6341.73 |  | 6341.73 | 5 | 0.564 | 715.34 | 5626.39 | 1268.346 | Installed new sewage pump | 19030807, 612, 357002.002 |  |  | 0 |  | 0 |  |  | 6341.73 | 15 |  |  |  |  | 237.81
3 | Pumping Plant | 371.3 | Pumping Equipment | 20816 | 0105872 | 73 | MAYFAIR | 2019-03-12 | 2019 | 3 | 1029.13 | 522.84 |  | 1551.97 |  | 1551.97 | 5 | 0.55305 | 171.66 | 1380.31 | 310.394 | Worm Gear - Capitalized maintenance | 6310, 612, 357002.002 |  |  | 0 |  | 0 |  |  | 1551.97 | 15 |  |  |  |  | 58.2
3 | Pumping Plant | 371.3 | Pumping Equipment | 20816 | 0105872 | 73 | MAYFAIR | 2019-05-24 | 2019 | 5 | 8410.85 | 2209.89 |  | 10620.74 |  | 10620.74 | 5 | 0.35318 | 750.21 | 9870.53 | 2124.148 | Grinder Pumps | 6338, 357002.002 |  |  | 0 |  | 0 |  |  | 10620.74 | 15 |  |  |  |  | 398.28
3 | Pumping Plant | 371.3 | Pumping Equipment | 20816 | 0105872 | 73 | MAYFAIR | 2019-06-01 | 2019 | 6 | 5726.95 | 1599.6 |  | 7326.55 |  | 7326.55 | 5 | 0.33128 | 485.43 | 6841.12 | 1465.31 | Troubleshoot control panel, install breakers | 5916 |  |  | 0 |  | 0 |  |  | 7326.55 | 15 |  |  |  |  | 274.75
3 | Pumping Plant | 371.3 | Pumping Equipment | 20816 | 0105872 | 73 | MAYFAIR | 2019-06-20 | 2019 | 6 | 3523.55 | 984.17 |  | 4507.72 |  | 4507.72 | 5 | 0.27926 | 251.77 | 4255.95 | 901.544 | New pump | 19062001 |  |  | 0 |  | 0 |  |  | 4507.72 | 15 |  |  |  |  | 169.04
3 | Pumping Plant | 371.3 | Pumping Equipment | 21019 | 0113573 | 73 | COUNTRY VISTA | 2019-07-30 | 2019 | 7 | 1243.48 |  |  | 1243.48 |  | 1243.48 | 5 | 0.16975 | 42.22 | 1201.26 | 248.696 | 20 HP Motor | TX010-640000-MayJune |  |  | 0 |  | 0 |  |  | 1243.48 | 15 |  |  |  |  | 46.63
3 | Pumping Plant | 371.3 | Pumping Equipment | 20816 | 0105872 | 73 | MAYFAIR | 2019-08-24 | 2019 | 8 | 5961.76 |  |  | 5961.76 |  | 5961.76 | 5 | 0.1013 | 120.79 | 5840.97 | 1192.352 | Installed new pump, Install new breaker, new sewage pump | 19090302 |  |  | 0 |  | 0 |  |  | 5961.76 | 15 |  |  |  |  | 223.57
3 | Pumping Plant | 371.3 | Pumping Equipment | 20832 | 0115991 | 73 | GRAND RANCH | 2019-08-01 | 2019 | 8 | 606.24 |  |  | 606.24 |  | 606.24 | 5 | 0.16427 | 19.92 | 586.32 | 121.248 | repair leak on 2" discharge line at lift station | 2290 |  |  | 0 |  | 0 |  |  | 606.24 | 15 |  |  |  |  | 22.73
3 | Pumping Plant | 371.3 | Pumping Equipment | 20832 | 0115991 | 73 | GRAND RANCH | 2019-09-04 | 2019 | 9 | 881.69 | 1343.01 |  | 2224.7 |  | 2224.7 | 5 | 0.071184 | 31.67 | 2193.03 | 444.94 | 4" life pump line repair | 2541 |  |  | 0 |  | 0 |  |  | 2224.7 | 15 |  |  |  |  | 83.43
3 | Pumping Plant | 371.3 | Pumping Equipment | 20816 | 0105872 | 73 | MAYFAIR | 2019-09-13 | 2019 | 9 | 829.43 | 1263.41 |  | 2092.84 |  | 2092.84 | 5 | 0.046543 | 19.48 | 2073.36 | 418.568 | Replaced new pump cable | 19091306 |  |  | 0 |  | 0 |  |  | 2092.84 | 15 |  |  |  |  | 78.48
4 | Treatment and Disposal Plant | 353.4 | Land and Land Rights | 21019, 20832, 20816 | 0113573, 0115991, 0105872 | 73 | EMCAD | 1998-12-31 | 1998 | 12 | 45000 |  |  | 45000 |  | 45000 | NA | 20.7474 | 0 | 45000 | 0 | Initial Inventory | Initital Inventory |  | 45000 | 0 | 45000 | 0 | 45000 | 45000 | 45000 | ND | 18.9974 | 19.7474 | 0 | 0 | 0
4 | Treatment and Disposal Plant | 353.4 | Land and Land Rights | 21019, 20832, 20816 | 0113573, 0115991, 0105872 | 73 | EMCAD | 2017-06-19 | 2017 | 6 | 50000 |  |  | 50000 |  | 50000 | NA | 2.2806 | 0 | 50000 | 0 | Land Purchase | Land Purchase |  | 50000 | 0 | 50000 | 0 | 50000 | 50000 | 50000 | ND | 0.53063 | 1.2806 | 0 | 0 | 0
4 | Treatment and Disposal Plant | 354.4 | Structures and Improvements | 21019, 20832, 20816 | 0113573, 0115991, 0105872 | 73 | EMCAD | 1998-07-18 | 1998 | 7 | 1125 |  |  | 1125 |  | 1125 | 30 | 21.2019 | 795.07 | 329.93 | 37.4625 | Initial Inventory | Initital Inventory |  | 1125 | 729.45 | 1125 | 757.57 | 1125 | 1125 | 1125 | 25 | 19.4519 | 20.2019 | 875.34 | 909.09 | 954.09
4 | Treatment and Disposal Plant | 354.4 | Structures and Improvements | 21019, 20832, 20816 | 0113573, 0115991, 0105872 | 73 | EMCAD | 1998-12-31 | 1998 | 12 | 28750 |  |  | 28750 |  | 28750 | 30 | 20.7474 | 19882.96 | 8867.04 | 957.375 | Initial Inventory | Initital Inventory |  | 28750 | 18205.87 | 28750 | 18924.62 | 28750 | 28750 | 28750 | 25 | 18.9974 | 19.7474 | 21847.05 | 22709.55 | 23859.55
4 | Treatment and Disposal Plant | 354.4 | Structures and Improvements | 21019, 20832, 20816 | 0113573, 0115991, 0105872 | 73 | EMCAD | 1998-12-31 | 1998 | 12 | 46000 |  |  | 46000 |  | 46000 | 30 | 20.7474 | 31812.73 | 14187.27 | 1531.8 | Initial Inventory | Initital Inventory |  | 46000 | 29129.4 | 46000 | 30279.4 | 46000 | 46000 | 46000 | 25 | 18.9974 | 19.7474 | 34955.28 | 36335.28 | 38175.28
4 | Treatment and Disposal Plant | 354.4 | Structures and Improvements | 21019, 20832, 20816 | 0113573, 0115991, 0105872 | 73 | EMCAD | 2017-09-18 | 2017 | 9 | 2224.96 |  |  | 2224.96 |  | 2224.96 | 30 | 2.0315 | 150.67 | 2074.29 | 74.0912 | DO Probe | 10636445 |  | 2224.96 | 20.88 | 2224.96 | 76.5 | 2224.96 | 2224.96 | 2224.96 | 25 | 0.28149 | 1.0315 | 25.05 | 91.8 | 180.8
4 | Treatment and Disposal Plant | 354.4 | Structures and Improvements |  |  |  | Mayfair | 2017-12-21 | 2017 | 12 | 16319.69 |  |  | 16319.69 |  | 16319.69 | 30 | 1.7741 | 965.11 | 15354.58 | 543.4457 | 40' Cargo Container and Conversion to Office Building - Mayfair | 111617-03 |  | 16319.69 | 13.13 | 16319.69 | 421.12 | 16319.69 | 16319.69 | 16319.69 | 25 | 0.024127 | 0.77413 | 15.75 | 505.34 | 1158.13
4 | Treatment and Disposal Plant | 354.4 | Structures and Improvements - Fencing | 21019, 20832, 20816 | 0113573, 0115991, 0105872 | 73 | EMCAD | 1998-02-12 | 1998 | 2 | 704 |  |  | 704 |  | 704 | 20 | 21.629 | 704 | 0 | 0 | Initial Inventory | Initital Inventory |  | 704 | 699.74 | 704 | 704 | 704 | 704 | 704 | 25 | 19.879 | 20.629 | 559.79 | 580.91 | 609.07
4 | Treatment and Disposal Plant | 354.4 | Structures and Improvements - Fencing | 21019, 20832, 20816 | 0113573, 0115991, 0105872 | 73 | EMCAD | 2004-03-23 | 2004 | 3 | 3575 |  |  | 3575 |  | 3575 | 20 | 15.5209 | 2774.36 | 800.64 | 178.75 | Initial Inventory | Initital Inventory |  | 3575 | 2461.54 | 3575 | 2595.61 | 3575 | 3575 | 3575 | 25 | 13.7709 | 14.5209 | 1969.24 | 2076.49 | 2219.49
4 | Treatment and Disposal Plant | 354.4 | Structures and Improvements - Fencing | 21019, 20832, 20816 | 0113573, 0115991, 0105872 | 73 | EMCAD | 2006-10-29 | 2006 | 10 | 1630 |  |  | 1630 |  | 1630 | 20 | 12.9199 | 1052.97 | 577.03 | 81.5 | Initial Inventory | Initital Inventory |  | 1630 | 910.35 | 1630 | 971.47 | 1630 | 1630 | 1630 | 25 | 11.1699 | 11.9199 | 728.28 | 777.18 | 842.38
4 | Treatment and Disposal Plant | 371.4 | Pumping Equipment | 21019 | 0113573 | 73 | COUNTRY VISTA | 2016-11-01 | 2016 | 11 | 969.05 |  |  | 969.05 |  | 969.05 | 10 | 2.9103 | 282.03 | 687.02 | 96.905 | CL2 Pump | 7803 |  | 969.05 | 112.44 | 969.05 | 185.12 | 969.05 | 969.05 | 969.05 | 15 | 1.1603 | 1.9103 | 140.51 | 202.65 | 279.33
4 | Treatment and Disposal Plant | 371.4 | Pumping Equipment | 20832 | 0115991 | 73 | GRAND RANCH | 2017-02-28 | 2017 | 2 | 2175.68 |  |  | 2175.68 |  | 2175.68 | 10 | 2.5845 | 562.31 | 1613.37 | 217.568 | Contract Operations for February 2017 - Grand Ranch | 8142 |  | 2175.68 | 181.57 | 2175.68 | 344.74 | 2175.68 | 2175.68 | 2175.68 | 15 | 0.83453 | 1.5845 | 108.78 | 263.8 | 454.99
4 | Treatment and Disposal Plant | 371.4 | Pumping Equipment | 21019 | 0113573 | 73 | COUNTRY VISTA | 2017-09-01 | 2017 | 9 | 5354.19 |  |  | 5354.19 |  | 5354.19 | 10 | 2.078 | 1112.62 | 4241.57 | 535.419 | Rebuilt Blower for Lift Station @ Country Vista | 8973 |  | 5354.19 | 175.63 | 5354.19 | 577.2 | 5354.19 | 5354.19 | 5354.19 | 15 | 0.32803 | 1.078 | 267.71 | 649.2 | 1119.69
4 | Treatment and Disposal Plant | 371.4 | Pumping Equipment | 20816 | 0105872 | 73 | MAYFAIR | 2018-12-20 | 2018 | 12 | 3900.49 | 241.95 |  | 4142.44 |  | 4142.44 | 10 | 0.77755 | 322.1 | 3820.34 | 414.244 | Handling Sewage pump - | 18122001 |  |  | 0 |  | 0 |  |  | 4142.44 | 15 |  |  |  |  | 155.34
4 | Treatment and Disposal Plant | 380.4 | Treatment and Disposal Equipment | 21019, 20832, 20816 | 0113573, 0115991, 0105872 | 73 | EMCAD | 1995-01-01 | 1995 | 1 | 15390 |  |  | 15390 |  | 15390 | 25 | 24.7447 | 15232.83 | 157.17 | 615.6 | Initial Inventory | Initital Inventory |  | 15390 | 14155.53 | 15390 | 14617.23 | 15390 | 15390 | 15390 | 15 | 22.9947 | 23.7447 | 15390 | 15390 | 15390
4 | Treatment and Disposal Plant | 380.4 | Treatment and Disposal Equipment | 21019, 20832, 20816 | 0113573, 0115991, 0105872 | 73 | EMCAD | 1997-03-26 | 1997 | 3 | 409804 |  |  | 409804 |  | 409804 | 25 | 22.5133 | 369042.39 | 40761.61 | 16392.16 | Initial Inventory | Initital Inventory |  | 409804 | 340356.11 | 409804 | 352650.23 | 409804 | 409804 | 409804 | 15 | 20.7633 | 21.5133 | 409804 | 409804 | 409804 | 1 | Each
4 | Treatment and Disposal Plant | 380.4 | Treatment and Disposal Equipment | 21019, 20832, 20816 | 0113573, 0115991, 0105872 | 73 | EMCAD | 1998-12-31 | 1998 | 12 | 8750 |  |  | 8750 |  | 8750 | 25 | 20.7474 | 7261.6 | 1488.4 | 350 | Initial Inventory | Initital Inventory |  | 8750 | 6649.1 | 8750 | 6911.6 | 8750 | 8750 | 8750 | 15 | 18.9974 | 19.7474 | 8750 | 8750 | 8750
4 | Treatment and Disposal Plant | 380.4 | Treatment and Disposal Equipment | 21019, 20832, 20816 | 0113573, 0115991, 0105872 | 73 | EMCAD | 1999-11-01 | 1999 | 11 | 4715 |  |  | 4715 |  | 4715 | 25 | 19.9124 | 3755.48 | 959.52 | 188.6 | Initial Inventory | Initital Inventory |  | 4715 | 3425.43 | 4715 | 3566.88 | 4715 | 4715 | 4715 | 15 | 18.1624 | 18.9124 | 4715 | 4715 | 4715
4 | Treatment and Disposal Plant | 380.4 | Treatment and Disposal Equipment | 21019, 20832, 20816 | 0113573, 0115991, 0105872 | 73 | EMCAD | 2004-01-01 | 2004 | 1 | 224341 |  |  | 224341 |  | 224341 | 25 | 15.7454 | 141293.37 | 83047.63 | 8973.64 | Initial Inventory | Initital Inventory |  | 224341 | 125589.5 | 224341 | 132319.73 | 224341 | 224341 | 224341 | 15 | 13.9954 | 14.7454 | 204464.39 | 214408.3 | 224341
4 | Treatment and Disposal Plant | 380.4 | Treatment and Disposal Equipment | 21019, 20832, 20816 | 0113573, 0115991, 0105872 | 73 | EMCAD | 2004-06-04 | 2004 | 6 | 2565 |  |  | 2565 |  | 2565 | 25 | 15.321 | 1571.94 | 993.06 | 102.6 | Initial Inventory | Initital Inventory |  | 2565 | 1392.39 | 2565 | 1469.34 | 2565 | 2565 | 2565 | 15 | 13.571 | 14.321 | 2337.74 | 2451.43 | 2565
4 | Treatment and Disposal Plant | 380.4 | Treatment and Disposal Equipment | 21019, 20832, 20816 | 0113573, 0115991, 0105872 | 73 | EMCAD | 2011-06-30 | 2011 | 6 | 6063 |  |  | 6063 |  | 6063 | 25 | 8.2519 | 2001.25 | 4061.75 | 242.52 | Initial Inventory | Initital Inventory |  | 6063 | 1576.84 | 6063 | 1758.73 | 6063 | 6063 | 6063 | 15 | 6.5019 | 7.2519 | 3019.98 | 3288.27 | 3646.44
4 | Treatment and Disposal Plant | 380.4 | Treatment and Disposal Equipment | 21019, 20832, 20816 | 0113573, 0115991, 0105872 | 73 | EMCAD | 2012-06-30 | 2012 | 6 | 16895 |  |  | 16895 |  | 16895 | 25 | 7.2498 | 4899.43 | 11995.57 | 675.8 | Initial Inventory | Initital Inventory |  | 16895 | 3716.78 | 16895 | 4223.63 | 16895 | 16895 | 16895 | 15 | 5.4998 | 6.2498 | 7418.59 | 8166.2 | 9163
4 | Treatment and Disposal Plant | 380.4 | Treatment and Disposal Equipment | 21019, 20832, 20816 | 0113573, 0115991, 0105872 | 73 | EMCAD | 2013-06-30 | 2013 | 6 | 21047 |  |  | 21047 |  | 21047 | 25 | 6.2505 | 5262.18 | 15784.82 | 841.88 | Initial Inventory | Initital Inventory |  | 21047 | 3788.89 | 21047 | 4420.3 | 21047 | 21047 | 21047 | 15 | 4.5005 | 5.2505 | 7930.51 | 8913.93 | 10173.07
4 | Treatment and Disposal Plant | 380.4 | Treatment and Disposal Equipment | 21019, 20832, 20816 | 0113573, 0115991, 0105872 | 73 | EMCAD | 2015-08-20 | 2015 | 8 | 348.34 |  |  | 348.34 |  | 348.34 | 25 | 4.1123 | 57.3 | 291.04 | 13.9336 | Initial Inventory | Initital Inventory |  | 348.34 | 32.91 | 348.34 | 43.36 | 348.34 | 348.34 | 348.34 | 15 | 2.3623 | 3.1123 | 80.29 | 100.41 | 125.22
4 | Treatment and Disposal Plant | 380.4 | Treatment and Disposal Equipment | 21019, 20832, 20816 | 0113573, 0115991, 0105872 | 73 | EMCAD | 2015-09-30 | 2015 | 9 | 3387.67 |  |  | 3387.67 |  | 3387.67 | 25 | 4 | 542.03 | 2845.64 | 135.5068 | Initial Inventory | Initital Inventory |  | 3387.67 | 304.89 | 3387.67 | 406.52 | 3387.67 | 3387.67 | 3387.67 | 15 | 2.25 | 3 | 780.86 | 976.5 | 1217.78
4 | Treatment and Disposal Plant | 380.4 | Treatment and Disposal Equipment | 21019, 20832, 20816 | 0113573, 0115991, 0105872 | 73 | EMCAD | 2015-12-01 | 2015 | 12 | 799.63 |  |  | 799.63 |  | 799.63 | 25 | 3.8303 | 122.51 | 677.12 | 31.9852 | Initial Inventory | Initital Inventory |  | 799.63 | 66.54 | 799.63 | 90.53 | 799.63 | 799.63 | 799.63 | 15 | 2.0803 | 2.8303 | 184.31 | 230.49 | 287.45
4 | Treatment and Disposal Plant | 380.4 | Treatment and Disposal Equipment | 21019, 20832, 20816 | 0113573, 0115991, 0105872 | 73 | EMCAD | 2016-02-29 | 2016 | 2 | 530.84 |  |  | 530.84 |  | 530.84 | 25 | 3.5838 | 76.1 | 454.74 | 21.2336 | Initial Inventory | Initital Inventory |  | 530.84 | 38.94 | 530.84 | 54.86 | 530.84 | 530.84 | 530.84 | 15 | 1.8338 | 2.5838 | 76.97 | 111.01 | 153.01
4 | Treatment and Disposal Plant | 380.4 | Treatment and Disposal Equipment | 21019, 20832, 20816 | 0113573, 0115991, 0105872 | 73 | EMCAD | 2016-03-31 | 2016 | 3 | 917.29 |  |  | 917.29 |  | 917.29 | 25 | 3.499 | 128.38 | 788.91 | 36.6916 | Initial Inventory | Initital Inventory |  | 917.29 | 64.17 | 917.29 | 91.69 | 917.29 | 917.29 | 917.29 | 15 | 1.749 | 2.499 | 133.01 | 191.83 | 264.41
4 | Treatment and Disposal Plant | 380.4 | Treatment and Disposal Equipment | 21019, 20832, 20816 | 0113573, 0115991, 0105872 | 73 | EMCAD | 2016-03-31 | 2016 | 3 | 1380.92 |  |  | 1380.92 |  | 1380.92 | 25 | 3.499 | 193.27 | 1187.65 | 55.2368 | Initial Inventory | Initital Inventory |  | 1380.92 | 96.61 | 1380.92 | 138.04 | 1380.92 | 1380.92 | 1380.92 | 15 | 1.749 | 2.499 | 200.23 | 288.78 | 398.05
4 | Treatment and Disposal Plant | 380.4 | Treatment and Disposal Equipment | 21019, 20832, 20816 | 0113573, 0115991, 0105872 | 73 | EMCAD | 2016-05-31 | 2016 | 5 | 3504.37 |  |  | 3504.37 |  | 3504.37 | 25 | 3.332 | 467.06 | 3037.31 | 140.1748 | Initial Inventory | Initital Inventory |  | 3504.37 | 221.75 | 3504.37 | 326.88 | 3504.37 | 3504.37 | 3504.37 | 15 | 1.582 | 2.332 | 508.13 | 732.85 | 1010.13
4 | Treatment and Disposal Plant | 380.4 | Treatment and Disposal Equipment | 21019, 20832, 20816 | 0113573, 0115991, 0105872 | 73 | EMCAD | 2016-05-31 | 2016 | 5 | 3275.14 |  |  | 3275.14 |  | 3275.14 | 25 | 3.332 | 436.51 | 2838.63 | 131.0056 | Initial Inventory | Initital Inventory |  | 3275.14 | 207.25 | 3275.14 | 305.5 | 3275.14 | 3275.14 | 3275.14 | 15 | 1.582 | 2.332 | 474.9 | 684.91 | 944.06
4 | Treatment and Disposal Plant | 380.4 | Treatment and Disposal Equipment | 21019, 20832, 20816 | 0113573, 0115991, 0105872 | 73 | EMCAD | 2016-05-31 | 2016 | 5 | 6159.1 |  |  | 6159.1 |  | 6159.1 | 25 | 3.332 | 820.88 | 5338.22 | 246.364 | Initial Inventory | Initital Inventory |  | 6159.1 | 389.74 | 6159.1 | 574.51 | 6159.1 | 6159.1 | 6159.1 | 15 | 1.582 | 2.332 | 893.07 | 1288.02 | 1775.36
4 | Treatment and Disposal Plant | 380.4 | Treatment and Disposal Equipment | 20816 | 0105872 | 73 | MAYFAIR | 2017-01-31 | 2017 | 1 | 6567.8 |  |  | 6567.8 |  | 6567.8 | 25 | 2.6612 | 699.13 | 5868.67 | 262.712 | Replace Gate Valve on Sludge Return @ Mayfair (D&K) WWTP | 7862 |  | 6567.8 | 239.38 | 6567.8 | 436.41 | 6567.8 | 6567.8 | 6567.8 | 15 | 0.91119 | 1.6612 | 328.39 | 796.35 | 1373.49
4 | Treatment and Disposal Plant | 380.4 | Treatment and Disposal Equipment | 20816 | 0105872 | 73 | MAYFAIR | 2017-08-31 | 2017 | 8 | 1357.46 |  |  | 1357.46 |  | 1357.46 | 25 | 2.0808 | 112.98 | 1244.48 | 54.2984 | DWA 300 Tank - Mayfair | 061295576978 |  | 1357.46 | 17.96 | 1357.46 | 58.68 | 1357.46 | 1357.46 | 1357.46 | 15 | 0.33077 | 1.0808 | 67.87 | 164.59 | 283.88
4 | Treatment and Disposal Plant | 380.4 | Treatment and Disposal Equipment | 21019 | 0113573 | 73 | COUNTRY VISTA | 2018-02-28 | 2018 | 2 | 6529.18 | 405.01 |  | 6934.19 |  | 6934.19 | 25 | 1.5852 | 439.69 | 6494.5 | 277.3676 | Replaced 3" and 2" Air Lines | 10371831 |  |  | 0 | 6934.19 | 162.32 |  | 6934.19 | 6934.19 | 15 |  | 0.58522 |  | 260.03 | 840.77
4 | Treatment and Disposal Plant | 380.4 | Treatment and Disposal Equipment | 20816 | 0105872 | 73 | MAYFAIR | 2018-03-31 | 2018 | 3 | 349321.32 | 21668.57 | 10589.67 | 381579.56 |  | 381579.56 | 25 | 1.5003 | 22900 | 358679.56 | 15263.1824 | Plant Expansion Project in Service | 314 |  |  | 0 | 381579.56 | 7636.81 |  | 370989.89 | 370989.89 | 15 |  | 0.50034 |  | 13912.12 | 44982.52
4 | Treatment and Disposal Plant | 380.4 | Treatment and Disposal Equipment | 20832 | 0115991 | 73 | GRAND RANCH | 2018-04-13 | 2018 | 4 | 3409 | 211.46 |  | 3620.46 |  | 3620.46 | 25 | 1.4648 | 212.12 | 3408.34 | 144.8184 | New Blower | 6176 |  |  | 0 | 3620.46 | 67.3 |  | 3620.46 | 3620.46 | 15 |  | 0.46475 |  | 135.77 | 438.98
4 | Treatment and Disposal Plant | 380.4 | Treatment and Disposal Equipment | 20816 | 0105872 | 73 | MAYFAIR | 2018-05-01 | 2018 | 5 | 21500 | 1333.66 |  | 22833.66 |  | 22833.66 | 25 | 1.4155 | 1292.81 | 21540.85 | 913.3464 | Mayfair Plant Upgrade Project | 217C |  |  | 0 | 22833.66 | 379.47 |  | 22833.66 | 22833.66 | 15 |  | 0.41547 |  | 856.26 | 2768.58
4 | Treatment and Disposal Plant | 380.4 | Treatment and Disposal Equipment | 20816 | 0105872 | 73 | MAYFAIR | 2018-08-01 | 2018 | 8 | 2365.46 | 146.73 |  | 2512.19 |  | 2512.19 | 25 | 1.1636 | 116.93 | 2395.26 | 100.4876 | Installed Air Line t0 L/S | 395 |  |  | 0 | 2512.19 | 16.44 |  | 2512.19 | 2512.19 | 15 |  | 0.16359 |  | 94.21 | 304.6
4 | Treatment and Disposal Plant | 380.4 | Treatment and Disposal Equipment | 21019 | 0113573 | 73 | COUNTRY VISTA | 2018-08-01 | 2018 | 8 | 708.78 | 43.97 |  | 752.75 |  | 752.75 | 25 | 1.1636 | 35.04 | 717.71 | 30.11 | Installed Silencers on Blowers | 393 |  |  | 0 | 752.75 | 4.93 |  | 752.75 | 752.75 | 15 |  | 0.16359 |  | 28.23 | 91.27
4 | Treatment and Disposal Plant | 380.4 | Treatment and Disposal Equipment | 21019 | 0113573 | 73 | COUNTRY VISTA | 2018-08-16 | 2018 | 8 | 966 | 59.92 |  | 1025.92 |  | 1025.92 | 25 | 1.1225 | 46.06 | 979.86 | 41.0368 | Filter Silencer for Roots Blowers | 6229 |  |  | 0 | 1025.92 | 5.03 |  | 1025.92 | 1025.92 | 15 |  | 0.12252 |  | 38.47 | 124.39
4 | Treatment and Disposal Plant | 380.4 | Treatment and Disposal Equipment | 20816 | 0105872 | 73 | MAYFAIR | 2019-07-31 | 2019 | 7 | 4500 |  |  | 4500 |  | 4500 | 25 | 0.16701 | 30.06 | 4469.94 | 180 | Bar Screen | 5 |  |  | 0 |  | 0 |  |  | 4500 | 15 |  |  |  |  | 168.75
4 | Treatment and Disposal Plant | 380.4 | Treatment and Disposal Equipment | 21019 | 0113573 | 73 | COUNTRY VISTA | 2019-08-14 | 2019 | 8 | 5783.74 |  |  | 5783.74 |  | 5783.74 | 25 | 0.12868 | 29.77 | 5753.97 | 231.3496 | fix AC and blower | 6052 |  |  | 0 |  | 0 |  |  | 5783.74 | 15 |  |  |  |  | 216.89
4 | Treatment and Disposal Plant | 381.4 | Plant Sewers | 20816 | 0105872 | 73 | MAYFAIR | 2006-12-20 | 2006 | 12 | 33900 |  |  | 33900 |  | 33900 | 50 | 12.7775 | 8663.18 | 25236.82 | 678 | Initial Inventory | Initital Inventory |  | 33900 | 7476.68 | 33900 | 8154.68 | 33900 | 33900 | 33900 | 15 | 11.0275 | 12.0275 | 26892.87 | 26392.85 | 28395.49
4 | Treatment and Disposal Plant | 382.4 | Outfall Sewer Lines | 20816 | 0105872 | 73 | MAYFAIR | 1998-12-31 | 1998 | 12 | 13800 |  |  | 13800 |  | 13800 | 50 | 20.7474 | 5726.29 | 8073.71 | 276 | Initial Inventory | Initital Inventory |  | 13800 | 5243.29 | 13800 | 5519.29 | 13800 | 13800 | 13800 | 15 | 18.9974 | 19.9974 | 13800 | 13800 | 13800 | 1 | Each
7 | General Plant | 390.71 | Office Furniture and Equipment - Furn. and Eq. | 21019, 20832, 20816 | 0113573, 0115991, 0105872 | 73 | EMCAD | 1997-05-15 | 1997 | 5 | 1840 |  |  | 1840 |  | 1840 | 10 | 22.3765 | 1840 | 0 | 0 | Initial Inventory | Initital Inventory |  | 1840 | 1840 | 1840 | 1840 | 1840 | 1840 | 1840 | 7 | 20.6265 | 21.6265 | 1840 | 1840 | 1840
7 | General Plant | 390.71 | Office Furniture and Equipment - Furn. and Eq. | 21019, 20832, 20816 | 0113573, 0115991, 0105872 | 73 | EMCAD | 2006-07-07 | 2006 | 7 | 4477 |  |  | 4477 |  | 4477 | 10 | 13.232 | 4477 | 0 | 0 | Initial Inventory | Initital Inventory |  | 4477 | 4477 | 4477 | 4477 | 4477 | 4477 | 4477 | 7 | 11.482 | 12.482 | 4477 | 4477 | 4477
7 | General Plant | 395.7 | Power Operated Equipmwent | 21019, 20832, 20816 | 0113573, 0115991, 0105872 | 73 | EMCAD | 2006-11-16 | 2006 | 11 | 22540 |  |  | 22540 |  | 22540 | 10 | 12.8706 | 22540 | 0 | 0 | Initial Inventory | Initital Inventory |  | 22540 | 22540 | 22540 | 22540 | 22540 | 22540 | 22540 | 7 | 11.1206 | 12.1206 | 22540 | 22540 | 22540
7 | General Plant | 395.7 | Power Operated Equipmwent | 21019, 20832, 20816 | 0113573, 0115991, 0105872 | 73 | EMCAD | 2018-02-05 | 2018 | 2 | 16881 |  |  | 16881 |  | 16881 | 10 | 1.6482 | 2782.3 | 14098.7 | 1688.1 | Vac Truck | 3402-59221 |  |  | 0 | 16881 | 0 |  | 16881 | 16881 | 7 |  |  |  |  | 2046.82
7 | General Plant | 396.7 | Communicaiton Equipmwent | 20816 | 0105872 | 73 | MAYFAIR | 2017-11-30 | 2017 | 11 | 5552.52 |  |  | 5552.52 |  | 5552.52 | 5 | 1.8316 | 2034.02 | 3518.5 | 1110.504 | Mission Units System - Mayfair | 2129610 |  | 5552.52 | 90.64 | 5552.52 | 1201.15 | 5552.52 | 5552.52 | 5552.52 | 7 | 0.081622 | 1.0816 | 277.63 | 673.24 | 1161.17
7 | General Plant | 396.7 | Communicaiton Equipmwent | 20832 | 0115991 | 73 | GRAND RANCH | 2017-11-30 | 2017 | 11 | 9280.64 |  |  | 9280.64 |  | 9280.64 | 5 | 1.8316 | 3399.73 | 5880.91 | 1856.128 | Mission Units System - Grand Ranch | 2129610 |  | 9280.64 | 151.5 | 9280.64 | 2007.63 | 9280.64 | 9280.64 | 9280.64 | 7 | 0.081622 | 1.0816 | 464.03 | 1125.28 | 1940.81
7 | General Plant | 396.7 | Communicaiton Equipmwent | 21019 | 0113573 | 73 | COUNTRY VISTA | 2017-11-30 | 2017 | 11 | 9102.02 |  |  | 9102.02 |  | 9102.02 | 5 | 1.8316 | 3334.29 | 5767.73 | 1820.404 | Mission Units System - Country Vista | 2129610 |  | 9102.02 | 148.59 | 9102.02 | 1968.99 | 9102.02 | 9102.02 | 9102.02 | 7 | 0.081622 | 1.0816 | 455.1 | 1103.62 | 1903.46
7 | General Plant | 396.7 | Communicaiton Equipmwent | 20816 | 0105872 | 73 | MAYFAIR | 2018-02-28 | 2018 | 2 | 7054.18 |  |  | 7054.18 |  | 7054.18 | 5 | 1.5852 | 2236.48 | 4817.7 | 1410.836 | Installed Mission Units | 10442220 |  |  | 0 | 7054.18 | 1178.35 |  | 7054.18 | 7054.18 | 7 |  | 0.83522 |  | 264.53 | 855.32
7 | General Plant | 396.7 | Communicaiton Equipmwent | 21019 | 0113573 | 73 | COUNTRY VISTA | 2018-03-31 | 2018 | 3 | 2002 |  |  | 2002 |  | 2002 | 5 | 1.5003 | 600.74 | 1401.26 | 400.4 | Installed Mission Units | 269 |  |  | 0 | 2002 | 300.44 |  | 2002 | 2002 | 7 |  | 0.75034 |  | 75.08 | 242.74
7 | General Plant | 396.7 | Communicaiton Equipmwent | 20832 | 0115991 | 73 | GRAND RANCH | 2018-03-31 | 2018 | 3 | 2002 |  |  | 2002 |  | 2002 | 5 | 1.5003 | 600.74 | 1401.26 | 400.4 | Installed Mission Units | 270 |  |  | 0 | 2002 | 300.44 |  | 2002 | 2002 | 7 |  | 0.75034 |  | 75.08 | 242.74
7 | General Plant | 396.7 | Communicaiton Equipmwent | 20832 | 0115991 | 73 | GRAND RANCH | 2018-03-31 | 2018 | 3 | 2002 |  |  | 2002 |  | 2002 | 5 | 1.5003 | 600.74 | 1401.26 | 400.4 | Installed Mission Units | 271 |  |  | 0 | 2002 | 300.44 |  | 2002 | 2002 | 7 |  | 0.75034 |  | 75.08 | 242.74
7 | General Plant | 396.7 | Communicaiton Equipmwent | 20832 | 0115991 | 73 | GRAND RANCH | 2018-03-31 | 2018 | 3 | 2002 |  |  | 2002 |  | 2002 | 5 | 1.5003 | 600.74 | 1401.26 | 400.4 | Installed Mission Units | 272 |  |  | 0 | 2002 | 300.44 |  | 2002 | 2002 | 7 |  | 0.75034 |  | 75.08 | 242.74
7 | General Plant | 396.7 | Communicaiton Equipmwent | 20816 | 0105872 | 73 | MAYFAIR | 2018-03-31 | 2018 | 3 | 2002 |  |  | 2002 |  | 2002 | 5 | 1.5003 | 600.74 | 1401.26 | 400.4 | Installed Mission Units | 273 |  |  | 0 | 2002 | 300.44 |  | 2002 | 2002 | 7 |  | 0.75034 |  | 75.08 | 242.74
[11 empty] | 1827825.15 | 37465.91 | 10589.67 | 1875880.73 | 0 | 1875880.73 |  |  | 824778.2 | 1051102.53 | 87254.2809 |  |  |  | 1346701.84 | 693107.85 | 1811143.5 | 745651.03 | 1346701.84 | 1800553.83 | 1865291.06 |  |  |  | 972990.58 | 1018904.52 | 1096956.26
[24 empty] | Reverse 2018 snd 2019 Retirements | 9950.21 | -9950.21 | 3856.21 | -3856.21 | 9950.21
[25 empty] | 1356652.05 | 683157.64 | 1814999.71 | 741794.82 | 1356652.05
1865291.06
0

## Sugartree
Sugartree
2019-09-30
Function |  | Account |  | CCN | PWSID | Route | Location | In-service Date | In-service Year | In-service Month | Inv. Value | Overhead | AFUDC | Original Coat | CIAC | Original Cost less CIAC | Life | Age at 9/30/19 (yrs.) | Accumulated Deprecaiton 9/30/19 | Net Planrt | Depreciaton Expense | Description |  |  | Orignal Cost at 12-31-17 | Accumulated Deprecaiton 12-31-17 | Orignal Cost at 9-30-18 | Accumulated Deprecaiton 9-30-18 | Tax Basis at 12-31-17 | Tax Basis at 9-30-18 | Tax Basis at 9-30-19 | Tax Life | Age at 12-31-17 | Age at 9-30-18 | Accumulated Tax Depreciation 12-31-17 | Accumulated Tax Depreciation 9 -30-18 | Accumulated Tax Depreciation 9-30-19
Sewer
2 | Collection Plant | 360.21 | Collection Sewers - Force - 4" to 30" PVC | 20816 | 0122271 | 72 | SUGARTREE | 2018-02-28 | 2018 | 2 | 4238.96 | 1157.52 |  | 5396.48 | 0 | 5396.48 | 50 | 1.5852 | 171.09 | 5225.39 | 107.9296 | Repaired Break/Leak |  | 210421833 |  | 0 | 5396.48 | 63.16 |  | 5396.48 | 5396.48 | 25 |  | 0.58522 |  | 126.32 | 342.18
2 | Collection Plant | 360.21 | Collection Sewers - Force - 4" to 30" PVC | 20816 | 0122271 | 72 | SUGARTREE | 2018-08-22 | 2018 | 8 | 8097.22 | 2211.08 |  | 10308.3 | 0 | 10308.3 | 50 | 1.1061 | 228.04 | 10080.26 | 206.166 | Sewer Leak |  | 18082208 |  | 0 | 10308.3 | 21.87 |  | 10308.3 | 10308.3 | 25 |  | 0.10609 |  | 43.75 | 456.08
2 | Collection Plant | 360.21 | Collection Sewers - Force - 4" to 30" PVC | 20816 | 0122271 | 72 | SUGARTREE | 2018-09-17 | 2018 | 9 | 2448.39 | 668.57 |  | 3116.96 | 0 | 3116.96 | 50 | 1.0349 | 64.52 | 3052.44 | 62.3392 | Leak Repair |  | 18091701 |  | 0 | 3116.96 | 2.18 |  | 3116.96 | 3116.96 | 25 |  | 0.034908 |  | 4.35 | 129.03
2 | Collection Plant | 360.21 | Collection Sewers - Force - 4" to 30" PVC | 20816 | 0122271 | 72 | SUGARTREE | 2018-09-17 | 2018 | 9 | 7873.85 | 2150.08 |  | 10023.93 | 0 | 10023.93 | 50 | 1.0349 | 207.48 | 9816.45 | 200.4786 | Leak Repair |  | 18091702 |  | 0 | 10023.93 | 7 |  | 10023.93 | 10023.93 | 25 |  | 0.034908 |  | 14 | 414.95
2 | Collection Plant | 360.21 | Collection Sewers - Force - 4" to 30" PVC | 20816 | 0122271 | 72 | SUGARTREE | 2018-10-01 | 2018 | 10 | 4873.82 | 1330.87 |  | 6204.69 | 0 | 6204.69 | 50 | 0.99658 | 123.67 | 6081.02 | 124.0938 | Sewer Leak |  | 18090502 |  | 0 | 6204.69 | 0 |  | 6204.69 | 6204.69 | 25 |  | 0 |  | 0 | 247.34
2 | Collection Plant | 360.21 | Collection Sewers - Force - 4" to 30" PVC | 20816 | 0122271 | 72 | SUGARTREE | 2019-01-01 | 2019 | 1 | 1601.78 | 5074.57 |  | 6676.35 | -7303.98 | -627.63 | 50 | 0.7447 | -9.35 | -618.28 | -12.5526 | Main Break |  | 18113006, 357002.002 |  | 0 |  |  |  |  | -627.63 | 25 |  |  |  |  | -18.7
2 | Collection Plant | 360.21 | Collection Sewers - Force - 4" to 30" PVC | 20816 | 0122271 | 72 | SUGARTREE | 2019-04-12 | 2019 | 4 | 487.21 | 1154.48 |  | 1641.69 | -1796.02 | -154.33 | 50 | 0.46817 | -1.45 | -152.88 | -3.0866 | Repair Sewer line Leak |  | 1945, 357002.002 |  | 0 |  |  |  |  | -154.33 | 25 |  |  |  |  | -2.89
2 | Collection Plant | 360.21 | Collection Sewers - Force - 4" to 30" PVC | 20816 | 0122271 | 72 | SUGARTREE | 2019-08-01 | 2019 | 8 | 1511.98 |  |  | 1511.98 | -173.09 | 1338.89 | 50 | 0.16427 | 4.4 | 1334.49 | 26.7778 | repair 3" sewer main |  | 2403 |  | 0 |  |  |  |  | 1338.89 | 25 |  |  |  |  | 8.8
2 | Collection Plant | 360.21 | Collection Sewers - Force - 4" to 30" PVC | 20816 | 0122271 | 72 | SUGARTREE | 2019-08-01 | 2019 | 8 | 745.65 |  |  | 745.65 | -85.36 | 660.29 | 50 | 0.16427 | 2.17 | 658.12 | 13.2058 | repair leak on 1 1/2 sewer main |  | 2393 |  | 0 |  |  |  |  | 660.29 | 25 |  |  |  |  | 4.34
2 | Collection Plant | 360.21 | Collection Sewers - Force - 4" to 30" PVC | 20816 | 0122271 | 72 | SUGARTREE | 2019-08-14 | 2019 | 8 | 920 |  |  | 920 | -105.32 | 814.68 | 50 | 0.12868 | 2.1 | 812.58 | 16.2936 | repair sewer main leak |  | 2485 |  | 0 |  |  |  |  | 814.68 | 25 |  |  |  |  | 4.19
2 | Collection Plant | 360.21 | Collection Sewers - Force - 4" to 30" PVC | 20816 | 0122271 | 72 | SUGARTREE | 2019-08-14 | 2019 | 8 | 829.03 |  |  | 829.03 | -94.9 | 734.13 | 50 | 0.12868 | 1.89 | 732.24 | 14.6826 | repair leak on 6" sewer main |  | 2445 |  | 0 |  |  |  |  | 734.13 | 25 |  |  |  |  | 3.78
2 | Collection Plant | 360.21 | Collection Sewers - Force - 4" to 30" PVC | 20816 | 0122271 | 72 | SUGARTREE | 2019-08-14 | 2019 | 8 | 828.97 |  |  | 828.97 | -94.9 | 734.07 | 50 | 0.12868 | 1.89 | 732.18 | 14.6814 | Repair sewer main 3" |  | 2446 |  | 0 |  |  |  |  | 734.07 | 25 |  |  |  |  | 3.78
2 | Collection Plant | 360.21 | Collection Sewers - Force - 4" to 30" PVC | 20816 | 0122271 | 72 | SUGARTREE | 2019-08-16 | 2019 | 8 | 2907.85 |  |  | 2907.85 | -332.88 | 2574.97 | 50 | 0.1232 | 6.34 | 2568.63 | 51.4994 | repair leak on 2" sewer main and service tap |  | 2497 |  | 0 |  |  |  |  | 2574.97 | 25 |  |  |  |  | 12.69
2 | Collection Plant | 360.21 | Collection Sewers - Force - 4" to 30" PVC | 20816 | 0122271 | 72 | SUGARTREE | 2019-08-20 | 2019 | 8 | 1000 |  |  | 1000 | -114.48 | 885.52 | 50 | 0.11225 | 1.99 | 883.53 | 17.7104 | clear blockage on 6" main |  | 2484 |  | 0 |  |  |  |  | 885.52 | 25 |  |  |  |  | 3.98
2 | Collection Plant | 360.21 | Collection Sewers - Force - 4" to 30" PVC | 20816 | 0122271 | 72 | SUGARTREE | 2019-08-20 | 2019 | 8 | 1159.65 |  |  | 1159.65 | -132.75 | 1026.9 | 50 | 0.11225 | 2.31 | 1024.59 | 20.538 | repair leak on 8" main |  | 2499 |  | 0 |  |  |  |  | 1026.9 | 25 |  |  |  |  | 4.61
2 | Collection Plant | 360.21 | Collection Sewers - Force - 4" to 30" PVC | 20816 | 0122271 | 72 | SUGARTREE | 2019-08-21 | 2019 | 8 | 965.69 |  |  | 965.69 | -110.55 | 855.14 | 50 | 0.10951 | 1.87 | 853.27 | 17.1028 | changed out 1/2" ball valve |  | 2501 |  | 0 |  |  |  |  | 855.14 | 25 |  |  |  |  | 3.75
2 | Collection Plant | 363.21 | Services to Customers - Services | 20816 | 0122271 | 72 | SUGARTREE | 2007-03-01 | 2007 | 3 | 13200 |  |  | 13200 | 0 | 13200 | 38 | 12.5832 | 4370.99 | 8829.01 | 347.16 | Sewer Connection - 66 Lots | 198 | Initial Purchase | 13200 | 3763.1 | 13200 | 4023.62 | 13200 | 13200 | 13200 | 25 | 10.8332 | 11.5832 | 5719.91 | 6115.91 | 6643.91
2 | Collection Plant | 363.21 | Services to Customers - Services | 20816 | 0122271 | 72 | SUGARTREE | 2013-01-01 | 2013 | 1 | 39600 |  |  | 39600 | 0 | 39600 | 38 | 6.7433 | 7027.26 | 32572.74 | 1041.48 | Sewer Connection - 198 Lots | 66 | Initial Purchase | 39600 | 5203.57 | 39600 | 5985.15 | 39600 | 39600 | 39600 | 25 | 4.9933 | 5.7433 | 7909.43 | 9097.43 | 10681.43
2 | Collection Plant | 363.21 | Services to Customers - Services | 20816 | 0122271 | 72 | SUGARTREE | 2019-08-19 | 2019 | 8 | 487.21 |  |  | 487.21 | -55.77 | 431.44 | 38 | 0.11499 | 1.31 | 430.13 | 11.3469 | Repair leak on sewer service line |  | 2451 |  | 0 |  |  |  |  | 431.44 | 25 |  |  |  |  | 1.98
2 | Collection Plant | 363.22 | Services to Customers - Elder Valves | 20816 | 0122271 | 72 | SUGARTREE | 2007-03-01 | 2007 | 3 | 13200 |  |  | 13200 | 0 | 13200 | 38 | 12.5832 | 4370.99 | 8829.01 | 347.16 | Sewer Connection - 66 Lots | 198 | Initial Purchase | 13200 | 3763.1 | 13200 | 4023.62 | 13200 | 13200 | 13200 | 25 | 10.8332 | 11.5832 | 5719.91 | 6115.91 | 6643.91
2 | Collection Plant | 363.22 | Services to Customers - Elder Valves | 20816 | 0122271 | 72 | SUGARTREE | 2013-01-01 | 2013 | 1 | 39600 |  |  | 39600 | 0 | 39600 | 38 | 6.7433 | 7027.26 | 32572.74 | 1041.48 | Sewer Connection - 198 Lots | 66 | Initial Purchase | 39600 | 5203.57 | 39600 | 5985.15 | 39600 | 39600 | 39600 | 25 | 4.9933 | 5.7433 | 7909.43 | 9097.43 | 10681.43
2 | Collection Plant | 363.22 | Services to Customers - Elder Valves | 20816 | 0122271 | 72 | SUGARTREE | 2019-09-01 | 2019 | 9 | 963.36 | 223.82 |  | 1187.18 | -669.79 | 517.39 | 38 | 0.079398 | 1.08 | 516.31 | 13.6074 | repair leak on service valve |  | 2449 |  | 0 |  |  |  |  | 517.39 | 25 |  |  |  |  | 1.64
2 | Collection Plant | 363.22 | Services to Customers - Elder Valves | 20816 | 0122271 | 72 | SUGARTREE | 2019-09-07 | 2019 | 9 | 1822.21 | 423.35 |  | 2245.56 | -1266.92 | 978.64 | 38 | 0.062971 | 1.62 | 977.02 | 25.7382 | repair sewer service valve |  | 2555 |  | 0 |  |  |  |  | 978.64 | 25 |  |  |  |  | 2.47
2 | Collection Plant | 363.22 | Services to Customers - Elder Valves | 20816 | 0122271 | 72 | SUGARTREE | 2019-09-07 | 2019 | 9 | 635.86 | 147.73 |  | 783.59 | -442.09 | 341.5 | 38 | 0.062971 | 0.57 | 340.93 | 8.9815 | repair sewer service valve |  | 2554 |  | 0 |  |  |  |  | 341.5 | 25 |  |  |  |  | 0.86
2 | Collection Plant | 363.22 | Services to Customers - Elder Valves | 20816 | 0122271 | 72 | SUGARTREE | 2019-09-08 | 2019 | 9 | 2187.93 | 508.32 |  | 2696.25 | -1521.2 | 1175.05 | 38 | 0.060233 | 1.86 | 1173.19 | 30.9038 | repair sewer service valve |  | 2556 |  | 0 |  |  |  |  | 1175.05 | 25 |  |  |  |  | 2.83
4 | Treatment and Disposal Plant | 371.4 | Pumping Equipment | 20816 | 0122271 | 72 | SUGARTREE | 2018-06-30 |  |  | 1681.03 | 459.03 |  | 2140.06 |  | 2140.06 | 10 | 1.2512 | 267.76 | 1872.3 | 214.006 | Installation and Setup of VFD 1.5 HP, Install 20 amp Breaker |  | 340 |  | 0 | 2140.06 | 53.76 |  | 2140.06 | 2140.06 | 15 |  | 0.2512 |  | 80.25 | 259.48
4 | Treatment and Disposal Plant | 371.4 | Pumping Equipment | 20816 | 0122271 | 72 | SUGARTREE | 2018-08-01 |  |  | 432.5 | 118.1 |  | 550.6 |  | 550.6 | 10 | 1.1636 | 64.07 | 486.53 | 55.06 | Aquasol Chemical Pump |  | 061295592208 |  | 0 | 550.6 | 9.01 |  | 550.6 | 550.6 | 15 |  | 0.16359 |  | 20.65 | 66.76
4 | Treatment and Disposal Plant | 380.4 | Treatment and Disposal Equipment | 20816 | 0122271 | 72 | SUGARTREE | 2007-03-20 | 2007 | 3 | 887 |  |  | 887 | 0 | 887 | 25 | 12.5311 | 444.6 | 442.4 | 35.48 | Gears for STP |  | Initial Purchase | 887 | 382.51 | 887 | 409.12 | 887 | 887 | 887 | 15 | 10.7811 | 11.5311 | 651.32 | 690.57 | 742.97
4 | Treatment and Disposal Plant | 380.4 | Treatment and Disposal Equipment | 20816 | 0122271 | 72 | SUGARTREE | 2007-03-20 | 2007 | 3 | 10266 |  |  | 10266 | 0 | 10266 | 25 | 12.5311 | 5145.79 | 5120.21 | 410.64 | Engineering |  | Initial Purchase | 10266 | 4427.17 | 10266 | 4735.15 | 10266 | 10266 | 10266 | 15 | 10.7811 | 11.5311 | 7538.32 | 62505.05 | 63203.91
4 | Treatment and Disposal Plant | 380.4 | Treatment and Disposal Equipment | 20816 | 0122271 | 72 | SUGARTREE | 2007-03-20 | 2007 | 3 | 8496 |  |  | 8496 | 0 | 8496 | 25 | 12.5311 | 4258.58 | 4237.42 | 339.84 | Electrical for STP |  | Initial Purchase | 8496 | 3663.86 | 8496 | 3918.74 | 8496 | 8496 | 8496 | 15 | 10.7811 | 11.5311 | 6238.61 | 6614.56 | 7116.46
4 | Treatment and Disposal Plant | 380.4 | Treatment and Disposal Equipment | 20816 | 0122271 | 72 | SUGARTREE | 2007-03-20 | 2007 | 3 | 84654 |  |  | 84654 | 0 | 84654 | 25 | 12.5311 | 42432.46 | 42221.54 | 3386.16 | Sewer Treatment Plant |  | Initial Purchase | 84654 | 36506.68 | 84654 | 39046.3 | 84654 | 84654 | 84654 | 15 | 10.7811 | 11.5311 | 62161.43 | 65907.37 | 70908.31
4 | Treatment and Disposal Plant | 380.4 | Treatment and Disposal Equipment | 20816 | 0122271 | 72 | SUGARTREE | 2007-03-20 | 2007 | 3 | 20911 |  |  | 20911 | 0 | 20911 | 25 | 12.5311 | 10481.55 | 10429.45 | 836.44 | Blowers |  | Initial Purchase | 20911 | 9017.78 | 20911 | 9645.11 | 20911 | 20911 | 20911 | 15 | 10.7811 | 11.5311 | 15354.95 | 16280.26 | 17515.58
4 | Treatment and Disposal Plant | 380.4 | Treatment and Disposal Equipment | 20816 | 0122271 | 72 | SUGARTREE | 2012-01-30 | 2012 | 1 | 4317 |  |  | 4317 | 0 | 4317 | 25 | 7.666 | 1323.76 | 2993.24 | 172.68 | Clarifier Gear Drive |  | Initial Purchase | 4317 | 1021.57 | 4317 | 1151.08 | 4317 | 4317 | 4317 | 15 | 5.916 | 6.666 | 1895.59 | 2086.62 | 2341.32
4 | Treatment and Disposal Plant | 380.4 | Treatment and Disposal Equipment | 20816 | 0122271 | 72 | SUGARTREE | 2017-10-25 | 2017 | 10 | 1361.96 |  |  | 1361.96 |  | 1361.96 | 25 | 1.9302 | 105.15 | 1256.81 | 54.4784 | 300 Gallon Bleach Tank |  | 061295579660 | 1361.96 | 9.82 | 1361.96 | 50.67 | 1361.96 | 1361.96 | 1361.96 | 15 | 0.18018 | 0.93018 | 68.1 | 165.14 | 284.82
4 | Treatment and Disposal Plant | 380.4 | Treatment and Disposal Equipment | 20816 | 0122271 | 72 | SUGARTREE | 2018-06-30 | 2018 | 6 | 3362.5 | 918.18 |  | 4280.68 |  | 4280.68 | 25 | 1.2512 | 214.24 | 4066.44 | 171.2272 | Replace Chemical Feed Pump, Adjust Weirs |  | 339 |  | 0 | 4280.68 | 43.01 |  | 4280.68 | 4280.68 | 15 |  | 0.2512 |  | 374.56 | 519.03
4 | Treatment and Disposal Plant | 380.4 | Treatment and Disposal Equipment | 20816 | 0122271 | 72 | SUGARTREE | 2018-07-11 | 2018 | 7 | 1200 | 327.68 |  | 1527.68 |  | 1527.68 | 25 | 1.2211 | 74.62 | 1453.06 | 61.1072 | Drop Lines with Diffusers for Aeration |  | 6212 |  | 0 | 1527.68 | 13.51 |  | 1527.68 | 1527.68 | 15 |  | 0.22108 |  | 133.67 | 185.23
4 | Treatment and Disposal Plant | 380.4 | Treatment and Disposal Equipment | 20816 | 0122271 | 72 | SUGARTREE | 2018-08-01 | 2018 | 8 | 2072.53 | 565.94 |  | 2638.47 |  | 2638.47 | 25 | 1.1636 | 122.8 | 2515.67 | 105.5388 | Installed Air Diffusers |  | 394 |  | 0 | 2638.47 | 17.26 |  | 2638.47 | 2638.47 | 15 |  | 0.16359 |  | 230.87 | 319.91
7 | General Plant | 396.7 | Communication Equiment | 20816 | 0122271 | 72 | SUGARTREE | 2017-11-30 | 2017 | 11 | 2141.54 |  |  | 2141.54 |  | 2141.54 | 10 | 1.8316 | 392.25 | 1749.29 | 214.154 | Mission Units System |  | 2129610 | 2141.54 | 17.48 | 2141.54 | 178.1 | 2141.54 | 2141.54 | 2141.54 | 7 | 0.081622 | 0.83162 | 428.31 | 699.37 | 1111.41
7 | General Plant | 396.7 | Communicaiton Equipment | 20816 | 0122271 | 72 | SUGARTREE | 2018-03-31 | 2018 | 3 | 2002 |  |  | 2002 |  | 2002 | 10 | 1.5003 | 300.37 | 1701.63 | 200.2 | Installation of Mission Units @ Sugar Tree |  | 274 |  | 0 | 2002 | 100.17 |  | 2002 | 2002 | 7 |  | 0.50034 |  | 214.56 | 653.8
7 | General Plant | 396.7 | Communication Equipment | 20816 | 0122271 | 72 | SUGARTREE | 2018-08-01 | 2018 | 8 | 698 |  |  | 698 |  | 698 | 10 | 1.1636 | 81.22 | 616.78 | 69.8 | Installed Antenna for Mission @ Sugar Tree |  | 401 |  | 0 | 698 | 11.42 |  | 698 | 698 | 7 |  | 0.16359 |  | 74.81 | 227.95
[14 empty] | 314109 | -14300 | 299809 |  |  | 89321.12 | 210487.88 | 10072.5291 |  |  |  | 238634.5 | 72980.21 | 287522.35 | 79494.16 | 238634.5 | 287522.35 | 299809 |  |  |  | 121595.31 | 186693.41 | 201735.31

## Bolivar
Bolivar
2019-09-30
Function |  | Account |  | CCN | PWSID | Route | Location | In-service Date | In-service Year | In-service Month | Inv. Value | Overhead | AFUDC | Original Coat | CIAC | Original Cost less CIAC | Life | Age at 9/30/19 (yrs.) | Accumulated Deprecaiton 9/30/19 | Net Planrt | Depreciaton Expense | Description |  |  | Orignal Cost at 12-31-17 | Accumulated Deprecaiton 12-31-17 | Orignal Cost at 9-30-18 | Accumulated Deprecaiton 9-30-18 | Tax Basis at 12-31-17 | Tax Basis at 9-30-18 | Tax Basis at 9-30-19 | Tax Life | Age at 12-31-17 | Age at 9-30-18 | Accumulated Tax Depreciation 12-31-17 | Accumulated Tax Depreciation 9 -30-18 | Accumulated Tax Depreciation 9-30-19
Sewer
2 | Collection System | 361.21 | Collection Sewers - Gravity - 4" to 30" PVC | 21026 | 0095293, 0125776 | - | Biscayne System | 2007-06-30 | 2007 | 6 | 184677.36 |  |  | 184677.36 | 0 | 184677.36 | 50 | 12.2519 | 45252.91 | 139424.45 | 3693.5472 | Field Lines |  | Initital Inventory | 184677.36 | 38789.2 | 184677.36 | 41559.36 | 184677.36 | 184677.36 | 184677.36 | 25 | 10.5019 | 11.2519 | 77578.4 | 83118.72 | 90505.81
2 | Collection System | 361.21 | Collection Sewers - Gravity - 4" to 30" PVC | 21026 | 0095293, 0125776 | - | Audubon Village System | 2007-06-30 | 2007 | 6 | 120503.07 |  |  | 120503.07 | 0 | 120503.07 | 50 | 12.2519 | 29527.79 | 90975.28 | 2410.0614 | Field Lines |  | Initital Inventory | 120503.07 | 25310.18 | 120503.07 | 27117.73 | 120503.07 | 120503.07 | 120503.07 | 25 | 10.5019 | 11.2519 | 50620.36 | 54235.45 | 59055.58
2 | Collection System | 361.21 | Collection Sewers - Gravity - 4" to 30" PVC | 21026 | 0095293, 0125776 | - | Avacet System | 2007-06-30 | 2007 | 6 | 302002.39 |  |  | 302002.39 | 0 | 302002.39 | 50 | 12.2519 | 74001.95 | 228000.44 | 6040.0478 | Field Lines |  | Initital Inventory | 302002.39 | 63431.87 | 302002.39 | 67961.91 | 302002.39 | 302002.39 | 302002.39 | 25 | 10.5019 | 11.2519 | 126863.74 | 135923.81 | 148003.91
2 | Collection System | 361.21 | Collection Sewers - Gravity - 4" to 30" PVC | 21026 | 0095293, 0125776 | - | Holiday Shores System | 2007-06-30 | 2007 | 6 | 40806.23 |  |  | 40806.23 | 0 | 40806.23 | 50 | 12.2519 | 9999.06 | 30807.17 | 816.1246 | Field Lines |  | Initital Inventory | 40806.23 | 8570.84 | 40806.23 | 9182.94 | 40806.23 | 40806.23 | 40806.23 | 25 | 10.5019 | 11.2519 | 17141.69 | 18365.88 | 19998.13
2 | Collection System | 361.21 | Collection Sewers - Gravity - 4" to 30" PVC | 21026 | 0095293, 0125776 | - | Laguna System | 2007-06-30 | 2007 | 6 | 192790.63 |  |  | 192790.63 | 0 | 192790.63 | 50 | 12.2519 | 47240.96 | 145549.67 | 3855.8126 | Field Lines |  | Initital Inventory | 192790.63 | 40493.29 | 192790.63 | 43385.15 | 192790.63 | 192790.63 | 192790.63 | 25 | 10.5019 | 11.2519 | 80986.58 | 86770.3 | 94481.92
2 | Collection System | 361.21 | Collection Sewers - Gravity - 4" to 30" PVC | 21026 | 0095293, 0125776 | - | Seagrass System | 2007-06-30 | 2007 | 6 | 88362.37 |  |  | 88362.37 | 0 | 88362.37 | 50 | 12.2519 | 21652.11 | 66710.26 | 1767.2474 | Field Lines |  | Initital Inventory | 88362.37 | 18559.42 | 88362.37 | 19884.86 | 88362.37 | 88362.37 | 88362.37 | 25 | 10.5019 | 11.2519 | 37118.85 | 39769.72 | 43304.21
2 | Collection System | 361.21 | Collection Sewers - Gravity - 4" to 30" PVC | 21026 | 0095293, 0125776 | - | Dunes of Bolivar System | 2007-06-30 | 2007 | 6 | 14727.06 |  |  | 14727.06 | 0 | 14727.06 | 50 | 12.2519 | 3608.68 | 11118.38 | 294.5412 | Field Lines |  | Initital Inventory | 14727.06 | 3093.24 | 14727.06 | 3314.14 | 14727.06 | 14727.06 | 14727.06 | 25 | 10.5019 | 11.2519 | 6186.47 | 6628.29 | 7217.37
2 | Collection System | 361.21 | Collection Sewers - Gravity - 4" to 30" PVC | 21026 | 0095293, 0125776 | - | Various | 2007-12-31 | 2007 | 12 | 2267877.48 |  |  | 2267877.48 | 0 | 2267877.48 | 50 | 11.7481 | 532865.83 | 1735011.65 | 45357.5496 | Arterial Lines |  | Initital Inventory | 2267877.48 | 453490.12 | 2267877.48 | 487508.28 | 2267877.48 | 2267877.48 | 2267877.48 | 25 | 9.9981 | 10.7481 | 906980.24 | 975016.57 | 1065731.67
2 | Collection System | 361.21 | Collection Sewers - Gravity - 4" to 30" PVC | 21026 | 0095293, 0125776 | - | Coconut Grove System | 2008-06-30 | 2008 | 6 | 16461.4 |  |  | 16461.4 | 0 | 16461.4 | 50 | 11.2498 | 3703.76 | 12757.64 | 329.228 | Field Lines |  | Initital Inventory | 16461.4 | 3127.61 | 16461.4 | 3374.53 | 16461.4 | 16461.4 | 16461.4 | 25 | 9.4998 | 10.2498 | 6255.22 | 6749.06 | 7407.52
2 | Collection System | 361.21 | Collection Sewers - Gravity - 4" to 30" PVC | 21026 | 0095293, 0125776 | - | Waterways System | 2008-06-30 | 2008 | 6 | 64799.07 |  |  | 64799.07 | 0 | 64799.07 | 50 | 11.2498 | 14579.57 | 50219.5 | 1295.9814 | Field Lines |  | Initital Inventory | 64799.07 | 12311.6 | 64799.07 | 13283.59 | 64799.07 | 64799.07 | 64799.07 | 25 | 9.4998 | 10.2498 | 24623.2 | 26567.18 | 29159.14
2 | Collection System | 361.21 | Collection Sewers - Gravity - 4" to 30" PVC | 21026 | 0095293, 0125776 | - | Various | 2009-04-01 | 2009 | 4 | 4074.25 |  |  | 4074.25 | 0 | 4074.25 | 50 | 10.4969 | 855.34 | 3218.91 | 81.485 | Arterial Lines |  | Initital Inventory | 4074.25 | 712.74 | 4074.25 | 773.86 | 4074.25 | 4074.25 | 4074.25 | 25 | 8.7469 | 9.4969 | 1425.49 | 1547.71 | 1710.68
2 | Collection System | 361.21 | Collection Sewers - Gravity - 4" to 30" PVC | 21026 | 0095293, 0125776 | - | Peninsula 19 System | 2009-06-30 | 2009 | 6 | 20323.35 |  |  | 20323.35 | 0 | 20323.35 | 50 | 10.2505 | 4166.5 | 16156.85 | 406.467 | Field Lines |  | Initital Inventory | 20323.35 | 3455.18 | 20323.35 | 3760.03 | 20323.35 | 20323.35 | 20323.35 | 25 | 8.5005 | 9.2505 | 6910.36 | 7520.06 | 8332.99
2 | Collection System | 361.21 | Collection Sewers - Gravity - 4" to 30" PVC | 21026 | 0095293, 0125776 | - | Various | 2010-01-01 | 2010 | 1 | 251029.47 |  |  | 251029.47 | 0 | 251029.47 | 50 | 9.744 | 48920.68 | 202108.79 | 5020.5894 | Sewer Lines |  | Initital Inventory | 251029.47 | 40134.65 | 251029.47 | 43900.09 | 251029.47 | 251029.47 | 251029.47 | 25 | 7.994 | 8.744 | 80269.29 | 87800.18 | 97841.36
2 | Collection System | 361.21 | Collection Sewers - Gravity - 4" to 30" PVC | 21026 | 0095293, 0125776 | - | Various | 2010-04-01 | 2010 | 4 | 21159.55 |  |  | 21159.55 | 0 | 21159.55 | 50 | 9.4976 | 4019.3 | 17140.25 | 423.191 | Surveying Costs |  | Initital Inventory | 21159.55 | 3278.72 | 21159.55 | 3596.11 | 21159.55 | 21159.55 | 21159.55 | 25 | 7.7476 | 8.4976 | 6557.43 | 7192.22 | 8038.6
2 | Collection System | 361.21 | Collection Sewers - Gravity - 4" to 30" PVC | 21026 | 0095293, 0125776 | - | Various | 2010-06-30 | 2010 | 6 | 234294.17 |  |  | 234294.17 | 0 | 234294.17 | 50 | 9.2512 | 43350.03 | 190944.14 | 4685.8834 | Sewer Lines |  | Initital Inventory | 234294.17 | 35149.74 | 234294.17 | 38664.15 | 234294.17 | 234294.17 | 234294.17 | 25 | 7.5012 | 8.2512 | 70299.48 | 77328.3 | 86700.07
2 | Collection System | 361.21 | Collection Sewers - Gravity - 4" to 30" PVC | 21026 | 0095293, 0125776 | - | Various | 2010-08-31 | 2010 | 8 | 72519.62 |  |  | 72519.62 | 0 | 72519.62 | 50 | 9.0815 | 13171.67 | 59347.95 | 1450.3924 | Sewer Lines |  | Initital Inventory | 72519.62 | 10633.48 | 72519.62 | 11721.28 | 72519.62 | 72519.62 | 72519.62 | 25 | 7.3315 | 8.0815 | 21266.96 | 23442.55 | 26343.34
2 | Collection System | 361.21 | Collection Sewers - Gravity - 4" to 30" PVC | 21026 | 0095293, 0125776 | - | Various | 2010-12-31 | 2010 | 12 | 45250.57 |  |  | 45250.57 | 0 | 45250.57 | 50 | 8.7474 | 7916.53 | 37334.04 | 905.0114 | Field Lines |  | Initital Inventory | 45250.57 | 6332.76 | 45250.57 | 7011.52 | 45250.57 | 45250.57 | 45250.57 | 25 | 6.9974 | 7.7474 | 12665.51 | 14023.03 | 15833.05
2 | Collection System | 361.21 | Collection Sewers - Gravity - 4" to 30" PVC | 21026 | 0095293, 0125776 | - | Various | 2011-09-30 | 2011 | 9 | 210204.73 |  |  | 210204.73 | 0 | 210204.73 | 50 | 8 | 33632.76 | 176571.97 | 4204.0946 | Field Lines |  | Initital Inventory | 210204.73 | 26275.59 | 210204.73 | 29428.66 | 210204.73 | 210204.73 | 210204.73 | 25 | 6.25 | 7 | 52551.18 | 58857.32 | 67265.51
2 | Collection System | 361.21 | Collection Sewers - Gravity - 4" to 30" PVC | 21026 | 0095293, 0125776 | - | Various | 2012-06-30 | 2012 | 6 | 217156.7 |  |  | 217156.7 | 0 | 217156.7 | 50 | 7.2498 | 31486.98 | 185669.72 | 4343.134 | Field Lines |  | Initital Inventory | 217156.7 | 23886.49 | 217156.7 | 27143.84 | 217156.7 | 217156.7 | 217156.7 | 25 | 5.4998 | 6.2498 | 47772.99 | 54287.69 | 62973.96
2 | Collection System | 361.21 | Collection Sewers - Gravity - 4" to 30" PVC | 21026 | 0095293, 0125776 | - | The Palms System | 2013-06-30 | 2013 | 6 | 6479.91 |  |  | 6479.91 | 0 | 6479.91 | 50 | 6.2505 | 810.06 | 5669.85 | 129.5982 | Field Lines |  | Initital Inventory | 6479.91 | 583.26 | 6479.91 | 680.46 | 6479.91 | 6479.91 | 6479.91 | 25 | 4.5005 | 5.2505 | 1166.52 | 1360.91 | 1620.11
2 | Collection System | 361.21 | Collection Sewers - Gravity - 4" to 30" PVC | 21026 | 0095293, 0125776 | - | Various | 2013-06-30 | 2013 | 6 | 282824.75 |  |  | 282824.75 | 0 | 282824.75 | 50 | 6.2505 | 35356 | 247468.75 | 5656.495 | Field Lines |  | Initital Inventory | 282824.75 | 25457.13 | 282824.75 | 29699.5 | 282824.75 | 282824.75 | 282824.75 | 25 | 4.5005 | 5.2505 | 50914.26 | 59399 | 70711.99
2 | Collection System | 361.21 | Collection Sewers - Gravity - 4" to 30" PVC | 21026 | 0095293, 0125776 | - | Various | 2013-06-30 | 2013 | 6 | 332116.61 |  |  | 332116.61 | 0 | 332116.61 | 50 | 6.2505 | 41517.99 | 290598.62 | 6642.3322 | Field Lines |  | Initital Inventory | 332116.61 | 29893.9 | 332116.61 | 34875.65 | 332116.61 | 332116.61 | 332116.61 | 25 | 4.5005 | 5.2505 | 59787.81 | 69751.31 | 83035.97
2 | Collection System | 361.21 | Collection Sewers - Gravity - 4" to 30" PVC | 21026 | 0095293, 0125776 | - | Church Street | 2014-02-06 | 2014 | 2 | 1469.92 |  |  | 1469.92 | 0 | 1469.92 | 50 | 5.6454 | 165.97 | 1303.95 | 29.3984 | Field Lines Church Street |  | Initital Inventory | 1469.92 | 114.52 | 1469.92 | 136.57 | 1469.92 | 1469.92 | 1469.92 | 25 | 3.8954 | 4.6454 | 229.04 | 273.14 | 331.93
2 | Collection System | 361.21 | Collection Sewers - Gravity - 4" to 30" PVC | 21026 | 0095293, 0125776 | - | Various | 2014-06-30 | 2014 | 6 | 349836.71 |  |  | 349836.71 | 0 | 349836.71 | 50 | 5.2512 | 36741.24 | 313095.47 | 6996.7342 | Field Lines |  | Initital Inventory | 349836.71 | 24496.95 | 349836.71 | 29744.5 | 349836.71 | 349836.71 | 349836.71 | 25 | 3.5012 | 4.2512 | 48993.9 | 59489 | 73482.47
2 | Collection System | 361.21 | Collection Sewers - Gravity - 4" to 30" PVC | 21026 | 0095293, 0125776 | - | Various | 2014-06-30 | 2014 | 6 | 47322.6 |  |  | 47322.6 | 0 | 47322.6 | 50 | 5.2512 | 4970.01 | 42352.59 | 946.452 | Field Lines |  | Initital Inventory | 47322.6 | 3313.72 | 47322.6 | 4023.55 | 47322.6 | 47322.6 | 47322.6 | 25 | 3.5012 | 4.2512 | 6627.43 | 8047.11 | 9940.01
2 | Collection System | 361.21 | Collection Sewers - Gravity - 4" to 30" PVC | 21026 | 0095293, 0125776 | - | James St | 2014-11-30 | 2014 | 11 | 3123.92 |  |  | 3123.92 | 0 | 3123.92 | 50 | 4.8323 | 301.91 | 2822.01 | 62.4784 | Field Lines James St |  | Initital Inventory | 3123.92 | 192.58 | 3123.92 | 239.44 | 3123.92 | 3123.92 | 3123.92 | 25 | 3.0823 | 3.8323 | 385.16 | 478.87 | 603.83
2 | Collection System | 361.21 | Collection Sewers - Gravity - 4" to 30" PVC | 21026 | 0095293, 0125776 | - | Seabreeze West System | 2015-06-30 | 2015 | 6 | 10161.67 |  |  | 10161.67 | 0 | 10161.67 | 50 | 4.2519 | 864.12 | 9297.55 | 203.2334 | Field Lines |  | Initital Inventory | 10161.67 | 508.47 | 10161.67 | 660.89 | 10161.67 | 10161.67 | 10161.67 | 25 | 2.5019 | 3.2519 | 1016.93 | 1321.78 | 1728.25
2 | Collection System | 361.21 | Collection Sewers - Gravity - 4" to 30" PVC | 21026 | 0095293, 0125776 | - | Faggard Slip Rd | 2015-06-30 | 2015 | 6 | 488.11 |  |  | 488.11 | 0 | 488.11 | 50 | 4.2519 | 41.51 | 446.6 | 9.7622 | Field lines Faggard Slip Rd |  | Initital Inventory | 488.11 | 24.42 | 488.11 | 31.75 | 488.11 | 488.11 | 488.11 | 25 | 2.5019 | 3.2519 | 48.85 | 63.49 | 83.02
2 | Collection System | 361.21 | Collection Sewers - Gravity - 4" to 30" PVC | 21026 | 0095293, 0125776 | - | Various | 2015-06-30 | 2015 | 6 | 29068.54 |  |  | 29068.54 | 0 | 29068.54 | 50 | 4.2519 | 2471.92 | 26596.62 | 581.3708 | Field Lines |  | Initital Inventory | 29068.54 | 1454.52 | 29068.54 | 1890.55 | 29068.54 | 29068.54 | 29068.54 | 25 | 2.5019 | 3.2519 | 2909.04 | 3781.1 | 4943.84
2 | Collection System | 361.21 | Collection Sewers - Gravity - 4" to 30" PVC | 21026 | 0095293, 0125776 | - | Various | 2015-06-30 | 2015 | 6 | 143862.87 |  |  | 143862.87 | 0 | 143862.87 | 50 | 4.2519 | 12233.76 | 131629.11 | 2877.2574 | Field Lines Q1 |  | Initital Inventory | 143862.87 | 7198.56 | 143862.87 | 9356.5 | 143862.87 | 143862.87 | 143862.87 | 25 | 2.5019 | 3.2519 | 14397.12 | 18713 | 24467.52
2 | Collection System | 361.21 | Collection Sewers - Gravity - 4" to 30" PVC | 21026 | 0095293, 0125776 | - | Various | 2015-06-30 | 2015 | 6 | 2287.16 |  |  | 2287.16 | 0 | 2287.16 | 50 | 4.2519 | 194.49 | 2092.67 | 45.7432 | Field lines Utility Spec |  | Initital Inventory | 2287.16 | 114.44 | 2287.16 | 148.75 | 2287.16 | 2287.16 | 2287.16 | 25 | 2.5019 | 3.2519 | 228.89 | 297.5 | 388.99
2 | Collection System | 361.21 | Collection Sewers - Gravity - 4" to 30" PVC | 21026 | 0095293, 0125776 | - | Various | 2015-06-30 | 2015 | 6 | 104876.21 |  |  | 104876.21 | 0 | 104876.21 | 50 | 4.2519 | 8918.43 | 95957.78 | 2097.5242 | Field Lines Q2 |  | Initital Inventory | 104876.21 | 5247.76 | 104876.21 | 6820.9 | 104876.21 | 104876.21 | 104876.21 | 25 | 2.5019 | 3.2519 | 10495.52 | 13641.8 | 17836.85
2 | Collection System | 361.21 | Collection Sewers - Gravity - 4" to 30" PVC | 21026 | 0095293, 0125776 | - | Various | 2015-06-30 | 2015 | 6 | 42556.88 |  |  | 42556.88 | 0 | 42556.88 | 50 | 4.2519 | 3618.94 | 38937.94 | 851.1376 | Field lines 23rd |  | Initital Inventory | 42556.88 | 2129.45 | 42556.88 | 2767.8 | 42556.88 | 42556.88 | 42556.88 | 25 | 2.5019 | 3.2519 | 4258.89 | 5535.6 | 7237.87
2 | Collection System | 361.21 | Collection Sewers - Gravity - 4" to 30" PVC | 21026 | 0095293, 0125776 | - | Seabreez & ElmGrove | 2015-06-30 | 2015 | 6 | 6192.06 |  |  | 6192.06 | 0 | 6192.06 | 50 | 4.2519 | 526.56 | 5665.5 | 123.8412 | Field lines Seabreez & ElmGrove |  | Initital Inventory | 6192.06 | 309.84 | 6192.06 | 402.72 | 6192.06 | 6192.06 | 6192.06 | 25 | 2.5019 | 3.2519 | 619.67 | 805.43 | 1053.12
2 | Collection System | 361.21 | Collection Sewers - Gravity - 4" to 30" PVC | 21026 | 0095293, 0125776 | - | Various | 2015-06-30 | 2015 | 6 | 1394.61 |  |  | 1394.61 | 0 | 1394.61 | 50 | 4.2519 | 118.59 | 1276.02 | 27.8922 | Coastal Surveying Taps |  | Initital Inventory | 1394.61 | 69.78 | 1394.61 | 90.7 | 1394.61 | 1394.61 | 1394.61 | 25 | 2.5019 | 3.2519 | 139.57 | 181.4 | 237.19
2 | Collection System | 361.21 | Collection Sewers - Gravity - 4" to 30" PVC | 21026 | 0095293, 0125776 | - | Various | 2015-06-30 | 2015 | 6 | 91017.57 |  |  | 91017.57 | 0 | 91017.57 | 50 | 4.2519 | 7739.92 | 83277.65 | 1820.3514 | Field Lines Q4 |  | Initital Inventory | 91017.57 | 4554.3 | 91017.57 | 5919.57 | 91017.57 | 91017.57 | 91017.57 | 25 | 2.5019 | 3.2519 | 9108.61 | 11839.14 | 15479.84
2 | Collection System | 361.21 | Collection Sewers - Gravity - 4" to 30" PVC | 21026 | 0095293, 0125776 | - | Lafitte's Landing System | 2016-06-30 | 2016 | 6 | 12240.2 |  |  | 12240.2 | 0 | 12240.2 | 50 | 3.2498 | 795.57 | 11444.63 | 244.804 | Field Lines |  | Initital Inventory | 12240.2 | 367.16 | 12240.2 | 550.77 | 12240.2 | 12240.2 | 12240.2 | 25 | 1.4998 | 2.2498 | 734.33 | 1101.53 | 1591.14
2 | Collection System | 361.21 | Collection Sewers - Gravity - 4" to 30" PVC | 21026 | 0095293, 0125776 | - | Sandpiper East System | 2016-06-30 | 2016 | 6 | 10662.06 |  |  | 10662.06 | 0 | 10662.06 | 50 | 3.2498 | 693 | 9969.06 | 213.2412 | Field Lines |  | Initital Inventory | 10662.06 | 319.83 | 10662.06 | 479.76 | 10662.06 | 10662.06 | 10662.06 | 25 | 1.4998 | 2.2498 | 639.65 | 959.51 | 1385.99
2 | Collection System | 361.21 | Collection Sewers - Gravity - 4" to 30" PVC | 21026 | 0095293, 0125776 | - | Various | 2016-06-30 | 2016 | 6 | 256194.4 |  |  | 256194.4 | 0 | 256194.4 | 50 | 3.2498 | 16651.76 | 239542.64 | 5123.888 | Field Lines Q1 |  | Initital Inventory | 256194.4 | 7684.96 | 256194.4 | 11527.87 | 256194.4 | 256194.4 | 256194.4 | 25 | 1.4998 | 2.2498 | 15369.91 | 23055.74 | 33303.52
2 | Collection System | 361.21 | Collection Sewers - Gravity - 4" to 30" PVC | 21026 | 0095293, 0125776 | - | Various | 2016-06-30 | 2016 | 6 | 9829.89 |  |  | 9829.89 | 0 | 9829.89 | 50 | 3.2498 | 638.91 | 9190.98 | 196.5978 | Field Lines |  | Initital Inventory | 9829.89 | 294.86 | 9829.89 | 442.31 | 9829.89 | 9829.89 | 9829.89 | 25 | 1.4998 | 2.2498 | 589.73 | 884.62 | 1277.82
2 | Collection System | 361.21 | Collection Sewers - Gravity - 4" to 30" PVC | 21026 | 0095293, 0125776 | - | Various | 2016-06-30 | 2016 | 6 | 2064.02 |  |  | 2064.02 | 0 | 2064.02 | 50 | 3.2498 | 134.15 | 1929.87 | 41.2804 | Coastal Surveying Taps |  | Initital Inventory | 2064.02 | 61.91 | 2064.02 | 92.87 | 2064.02 | 2064.02 | 2064.02 | 25 | 1.4998 | 2.2498 | 123.83 | 185.75 | 268.31
2 | Collection System | 361.21 | Collection Sewers - Gravity - 4" to 30" PVC | 21026 | 0095293, 0125776 | - | Various | 2016-06-30 | 2016 | 6 | 34517.11 |  |  | 34517.11 | 0 | 34517.11 | 50 | 3.2498 | 2243.49 | 32273.62 | 690.3422 | Field lines Q4 |  | Initital Inventory | 34517.11 | 1035.4 | 34517.11 | 1553.15 | 34517.11 | 34517.11 | 34517.11 | 25 | 1.4998 | 2.2498 | 2070.79 | 3106.3 | 4486.99
2 | Collection System | 361.21 | Collection Sewers - Gravity - 4" to 30" PVC | 21026 | 0095293, 0125776 | - | Various | 2017-06-30 | 2017 | 6 | 1032.01 |  |  | 1032.01 | 0 | 1032.01 | 50 | 2.2505 | 46.45 | 985.56 | 20.6402 | Coastal Surveying Taps |  | Initital Inventory | 1032.01 | 10.33 | 1032.01 | 25.81 | 1032.01 | 1032.01 | 1032.01 | 25 | 0.50051 | 1.2505 | 20.66 | 51.62 | 92.9
2 | Collection System | 361.21 | Collection Sewers - Gravity - 4" to 30" PVC | 21026 | 0095293, 0125776 | - | Various | 2017-06-30 | 2017 | 6 | 2789.22 |  |  | 2789.22 | 0 | 2789.22 | 50 | 2.2505 | 125.54 | 2663.68 | 55.7844 | Williams Easement |  | Initital Inventory | 2789.22 | 27.92 | 2789.22 | 69.76 | 2789.22 | 2789.22 | 2789.22 | 25 | 0.50051 | 1.2505 | 55.84 | 139.52 | 251.09
2 | Collection System | 361.21 | Collection Sewers - Gravity - 4" to 30" PVC | 21026 | 0095293, 0125776 | - | Various | 2017-06-30 | 2017 | 6 | 47416.68 |  |  | 47416.68 | 0 | 47416.68 | 50 | 2.2505 | 2134.24 | 45282.44 | 948.3336 | Field lines Q4 |  | Initital Inventory | 47416.68 | 474.65 | 47416.68 | 1185.9 | 47416.68 | 47416.68 | 47416.68 | 25 | 0.50051 | 1.2505 | 949.31 | 2371.81 | 4268.47
2 | Collection System | 361.21 | Collection Sewers - Gravity - 4" to 30" PVC | 21026 | 0095293, 0125776 | - | Various | 2018-06-30 | 2018 | 6 | 9873.54 |  |  | 9873.54 | 0 | 9873.54 | 50 | 1.2512 | 247.08 | 9626.46 | 197.4708 | Field lines Q1 |  | Initital Inventory |  |  | 9873.54 | 49.6 |  | 9873.54 | 9873.54 | 25 |  | 0.2512 | 0 | 99.21 | 494.15
2 | Collection System | 361.21 | Collection Sewers - Gravity - 4" to 30" PVC | 21026 | 0095293, 0125776 | - | Various | 2018-06-30 | 2018 | 6 | 949.73 |  |  | 949.73 | 0 | 949.73 | 50 | 1.2512 | 23.77 | 925.96 | 18.9946 | q1 surveying |  | Initital Inventory |  |  | 949.73 | 4.77 |  | 949.73 | 949.73 | 25 |  | 0.2512 | 0 | 9.54 | 47.53
2 | Collection System | 361.21 | Collection Sewers - Gravity - 4" to 30" PVC | 21026 | 0095293, 0125776 | - | Various | 2018-06-30 | 2018 | 6 | 16783.27 |  |  | 16783.27 | 0 | 16783.27 | 50 | 1.2512 | 419.98 | 16363.29 | 335.6654 | Field lines Q2 |  | Initital Inventory |  |  | 16783.27 | 84.32 |  | 16783.27 | 16783.27 | 25 |  | 0.2512 | 0 | 168.64 | 839.97
2 | Collection System | 361.21 | Collection Sewers - Gravity - 4" to 30" PVC | 21026 | 0095293, 0125776 | - | Various | 2018-06-30 | 2018 | 6 | 1255.15 |  |  | 1255.15 | 0 | 1255.15 | 50 | 1.2512 | 31.41 | 1223.74 | 25.103 | Field lines Q3 |  | Initital Inventory |  |  | 1255.15 | 6.31 |  | 1255.15 | 1255.15 | 25 |  | 0.2512 | 0 | 12.61 | 62.82
2 | Collection System | 361.21 | Collection Sewers - Gravity - 4" to 30" PVC | 21026 | 0095293, 0125776 | - | Various | 2018-06-30 | 2018 | 6 | 836.76 |  |  | 836.76 | 0 | 836.76 | 50 | 1.2512 | 20.94 | 815.82 | 16.7352 | q4 surveying |  | Initital Inventory |  |  | 836.76 | 4.2 |  | 836.76 | 836.76 | 25 |  | 0.2512 | 0 | 8.41 | 41.88
2 | Collection System | 361.21 | Collection Sewers - Gravity - 4" to 30" PVC | 21026 | 0095293, 0125776 | - | Various | 2018-06-30 | 2018 | 6 | 64151.97 |  |  | 64151.97 | 0 | 64151.97 | 50 | 1.2512 | 1605.34 | 62546.63 | 1283.0394 | Field lines Q4 |  | Initital Inventory |  |  | 64151.97 | 322.3 |  | 64151.97 | 64151.97 | 25 |  | 0.2512 | 0 | 644.59 | 3210.67
2 | Collection System | 361.21 | Collection Sewers - Gravity - 4" to 30" PVC | 21026 | 0095293, 0125776 | - | Various | 2019-06-30 | 2019 | 6 | 836.76 |  |  | 836.76 | 0 | 836.76 | 50 | 0.25188 | 4.22 | 832.54 | 16.7352 | Line install premium Travis Ware |  | Initital Inventory |  |  |  | 0 |  |  | 836.76 | 25 |  |  | 0 |  | 8.43
2 | Collection System | 361.21 | Collection Sewers - Gravity - 4" to 30" PVC | 21026 | 0095293, 0125776 | - | Various | 2019-06-30 | 2019 | 6 | 2566.08 |  |  | 2566.08 | 0 | 2566.08 | 50 | 0.25188 | 12.93 | 2553.15 | 51.3216 | Vandeventer easement for Pump |  | Initital Inventory |  |  |  | 0 |  |  | 2566.08 | 25 |  |  | 0 |  | 25.85
2 | Collection System | 361.21 | Collection Sewers - Gravity - 4" to 30" PVC | 21026 | 0095293, 0125776 | - | Various | 2019-06-30 | 2019 | 6 | 7408.16 |  |  | 7408.16 | 0 | 7408.16 | 50 | 0.25188 | 37.32 | 7370.84 | 148.1632 | Keel line installation 962 Bahama |  | Initital Inventory |  |  |  | 0 |  |  | 7408.16 | 25 |  |  | 0 |  | 74.64
3 | Pumping Plant | 354 | Structures and Improvements | 21026 | 0095293, 0125776 | - | Biscayne System | 2007-06-30 | 2007 | 6 | 20000 |  |  | 20000 | 0 | 20000 | 20 | 12.2519 | 12251.88 | 7748.12 | 1000 | Lift Station |  | Initital Inventory | 20000 | 10501.88 | 20000 | 11251.88 | 20000 | 20000 | 20000 | 25 | 10.5019 | 11.2519 | 8401.51 | 9001.51 | 9801.51
3 | Pumping Plant | 354 | Structures and Improvements | 21026 | 0095293, 0125776 | - | Audubon Village System | 2007-06-30 | 2007 | 6 | 21000 |  |  | 21000 | 0 | 21000 | 20 | 12.2519 | 12864.48 | 8135.52 | 1050 | Lift Station |  | Initital Inventory | 21000 | 11026.98 | 21000 | 11814.48 | 21000 | 21000 | 21000 | 25 | 10.5019 | 11.2519 | 8821.58 | 9451.58 | 10291.58
3 | Pumping Plant | 354 | Structures and Improvements | 21026 | 0095293, 0125776 | - | Avacet System | 2007-06-30 | 2007 | 6 | 32000 |  |  | 32000 | 0 | 32000 | 20 | 12.2519 | 19603.01 | 12396.99 | 1600 | Lift Station |  | Initital Inventory | 32000 | 16803.01 | 32000 | 18003.01 | 32000 | 32000 | 32000 | 25 | 10.5019 | 11.2519 | 13442.41 | 14402.41 | 15682.41
3 | Pumping Plant | 354 | Structures and Improvements | 21026 | 0095293, 0125776 | - | Holiday Shores System | 2007-06-30 | 2007 | 6 | 15000 |  |  | 15000 | 0 | 15000 | 20 | 12.2519 | 9188.91 | 5811.09 | 750 | Lift Station |  | Initital Inventory | 15000 | 7876.41 | 15000 | 8438.91 | 15000 | 15000 | 15000 | 25 | 10.5019 | 11.2519 | 6301.13 | 6751.13 | 7351.13
3 | Pumping Plant | 354 | Structures and Improvements | 21026 | 0095293, 0125776 | - | Laguna System | 2007-06-30 | 2007 | 6 | 37000 |  |  | 37000 | 0 | 37000 | 20 | 12.2519 | 22665.98 | 14334.02 | 1850 | Lift Station |  | Initital Inventory | 37000 | 19428.48 | 37000 | 20815.98 | 37000 | 37000 | 37000 | 25 | 10.5019 | 11.2519 | 15542.79 | 16652.79 | 18132.79
3 | Pumping Plant | 354 | Structures and Improvements | 21026 | 0095293, 0125776 | - | Seagrass System | 2007-06-30 | 2007 | 6 | 15000 |  |  | 15000 | 0 | 15000 | 20 | 12.2519 | 9188.91 | 5811.09 | 750 | Lift Station |  | Initital Inventory | 15000 | 7876.41 | 15000 | 8438.91 | 15000 | 15000 | 15000 | 25 | 10.5019 | 11.2519 | 6301.13 | 6751.13 | 7351.13
3 | Pumping Plant | 354 | Structures and Improvements | 21026 | 0095293, 0125776 | - | Dunes of Bolivar System | 2007-06-30 | 2007 | 6 | 9000 |  |  | 9000 | 0 | 9000 | 20 | 12.2519 | 5513.35 | 3486.65 | 450 | Lift Station |  | Initital Inventory | 9000 | 4725.85 | 9000 | 5063.35 | 9000 | 9000 | 9000 | 25 | 10.5019 | 11.2519 | 3780.68 | 4050.68 | 4410.68
3 | Pumping Plant | 354 | Structures and Improvements | 21026 | 0095293, 0125776 | - | Lift Station | 2012-05-18 | 2012 | 5 | 2997 |  |  | 2997 | 0 | 2997 | 20 | 7.3676 | 1104.03 | 1892.97 | 149.85 | Lift Station Fence | 1 | Initital Inventory | 2997 | 841.79 | 2997 | 954.18 | 2997 | 2997 | 2997 | 25 | 5.6176 | 6.3676 | 673.43 | 763.34 | 883.22
3 | Pumping Plant | 354 | Structures and Improvements | 21026 | 0095293, 0125776 | - | Lift Station | 2012-11-30 | 2012 | 11 | 4173.28 |  |  | 4173.28 | 0 | 4173.28 | 20 | 6.8309 | 1425.37 | 2747.91 | 208.664 | Lift Station |  | Initital Inventory | 4173.28 | 1060.21 | 4173.28 | 1216.71 | 4173.28 | 4173.28 | 4173.28 | 25 | 5.0809 | 5.8309 | 848.17 | 973.37 | 1140.3
3 | Pumping Plant | 354 | Structures and Improvements | 21026 | 0095293, 0125776 | - | Lift Station | 2014-05-15 | 2014 | 5 | 2381.48 |  |  | 2381.48 | 0 | 2381.48 | 20 | 5.3771 | 640.28 | 1741.2 | 119.074 | Temporary Holding Tanks |  | Initital Inventory | 2381.48 | 431.9 | 2381.48 | 521.2 | 2381.48 | 2381.48 | 2381.48 | 25 | 3.6271 | 4.3771 | 345.52 | 416.96 | 512.22
3 | Pumping Plant | 354 | Structures and Improvements | 21026 | 0095293, 0125776 | - | High Islands | 2014-07-25 | 2014 | 7 | 833.15 |  |  | 833.15 | 0 | 833.15 | 20 | 5.1828 | 215.9 | 617.25 | 41.6575 | High Island Culverts |  | Initital Inventory | 833.15 | 143 | 833.15 | 174.24 | 833.15 | 833.15 | 833.15 | 25 | 3.4328 | 4.1828 | 114.4 | 139.39 | 172.72
3 | Pumping Plant | 354 | Structures and Improvements | 21026 | 0095293, 0125776 | - | Big Store | 2017-06-30 | 2017 | 6 | 20852.75 |  |  | 20852.75 | 0 | 20852.75 | 20 | 2.2505 | 2346.47 | 18506.28 | 1042.6375 | Big store lift-station |  | Initital Inventory | 20852.75 | 521.85 | 20852.75 | 1303.83 | 20852.75 | 20852.75 | 20852.75 | 25 | 0.50051 | 1.2505 | 417.48 | 1043.07 | 1877.18
3 | Pumping Plant | 354 | Structures and Improvements | 21026 | 0095293, 0125776 | - | Ramada | 2017-06-30 | 2017 | 6 | 20912.29 |  |  | 20912.29 | 0 | 20912.29 | 20 | 2.2505 | 2353.17 | 18559.12 | 1045.6145 | Ramada Lift-station |  | Initital Inventory | 20912.29 | 523.34 | 20912.29 | 1307.55 | 20912.29 | 20912.29 | 20912.29 | 25 | 0.50051 | 1.2505 | 418.68 | 1046.04 | 1882.54
3 | Pumping Plant | 311 | Pumping Equipment | 21026 | 0095293, 0125776 | - | Biscayne System | 2007-06-30 | 2007 | 6 | 80000 |  |  | 80000 | 0 | 80000 | 10 | 12.2519 | 80000 | 0 | 8000 | Lift Station |  | Initital Inventory | 80000 | 80000 | 80000 | 80000 | 80000 | 80000 | 80000 | 15 | 10.5019 | 11.2519 | 58744 | 62284 | 67010
3 | Pumping Plant | 311 | Pumping Equipment | 21026 | 0095293, 0125776 | - | Audubon Village System | 2007-06-30 | 2007 | 6 | 84000 |  |  | 84000 | 0 | 84000 | 10 | 12.2519 | 84000 | 0 | 8400 | Lift Station |  | Initital Inventory | 84000 | 84000 | 84000 | 84000 | 84000 | 84000 | 84000 | 15 | 10.5019 | 11.2519 | 61681.2 | 65398.2 | 70360.5
3 | Pumping Plant | 311 | Pumping Equipment | 21026 | 0095293, 0125776 | - | Avacet System | 2007-06-30 | 2007 | 6 | 128000 |  |  | 128000 | 0 | 128000 | 10 | 12.2519 | 128000 | 0 | 12800 | Lift Station |  | Initital Inventory | 128000 | 128000 | 128000 | 128000 | 128000 | 128000 | 128000 | 15 | 10.5019 | 11.2519 | 93990.4 | 99654.4 | 107216
3 | Pumping Plant | 311 | Pumping Equipment | 21026 | 0095293, 0125776 | - | Holiday Shores System | 2007-06-30 | 2007 | 6 | 60000 |  |  | 60000 | 0 | 60000 | 10 | 12.2519 | 60000 | 0 | 6000 | Lift Station |  | Initital Inventory | 60000 | 60000 | 60000 | 60000 | 60000 | 60000 | 60000 | 15 | 10.5019 | 11.2519 | 44058 | 46713 | 50257.5
3 | Pumping Plant | 311 | Pumping Equipment | 21026 | 0095293, 0125776 | - | Laguna System | 2007-06-30 | 2007 | 6 | 148000 |  |  | 148000 | 0 | 148000 | 10 | 12.2519 | 148000 | 0 | 14800 | Lift Station |  | Initital Inventory | 148000 | 148000 | 148000 | 148000 | 148000 | 148000 | 148000 | 15 | 10.5019 | 11.2519 | 108676.4 | 115225.4 | 123968.5
3 | Pumping Plant | 311 | Pumping Equipment | 21026 | 0095293, 0125776 | - | Seagrass System | 2007-06-30 | 2007 | 6 | 60000 |  |  | 60000 | 0 | 60000 | 10 | 12.2519 | 60000 | 0 | 6000 | Lift Station |  | Initital Inventory | 60000 | 60000 | 60000 | 60000 | 60000 | 60000 | 60000 | 15 | 10.5019 | 11.2519 | 44058 | 46713 | 50257.5
3 | Pumping Plant | 311 | Pumping Equipment | 21026 | 0095293, 0125776 | - | Dunes of Bolivar System | 2007-06-30 | 2007 | 6 | 36000 |  |  | 36000 | 0 | 36000 | 10 | 12.2519 | 36000 | 0 | 3600 | Lift Station |  | Initital Inventory | 36000 | 36000 | 36000 | 36000 | 36000 | 36000 | 36000 | 15 | 10.5019 | 11.2519 | 26434.8 | 28027.8 | 30154.5
3 | Pumping Plant | 311 | Pumping Equipment | 21026 | 0095293, 0125776 | - | Lift Station | 2012-11-30 | 2012 | 11 | 16693.11 |  |  | 16693.11 | 0 | 16693.11 | 10 | 6.8309 | 11402.96 | 5290.15 | 1669.311 | Lift Station |  | Initital Inventory | 16693.11 | 8481.67 | 16693.11 | 9733.65 | 16693.11 | 16693.11 | 16693.11 | 15 | 5.0809 | 5.8309 | 7329.94 | 8068.61 | 9053.51
3 | Pumping Plant | 311 | Pumping Equipment | 21026 | 0095293, 0125776 | - | Haun | 2013-10-23 | 2013 | 10 | 6480.93 |  |  | 6480.93 | 0 | 6480.93 | 10 | 5.9357 | 3846.86 | 2634.07 | 648.093 | Haun Equipment |  | Initital Inventory | 6480.93 | 2712.7 | 6480.93 | 3198.77 | 6480.93 | 6480.93 | 6480.93 | 15 | 4.1857 | 4.9357 | 2442.01 | 1868.13 | 2329.73
3 | Pumping Plant | 311 | Pumping Equipment | 21026 | 0095293, 0125776 | - | Spare | 2014-11-11 | 2014 | 11 | 7104.45 |  |  | 7104.45 | 0 | 7104.45 | 10 | 4.8843 | 3470.04 | 3634.41 | 710.445 | Spare Pump For LS 3,4 |  | Initital Inventory | 7104.45 | 2226.77 | 7104.45 | 2759.6 | 7104.45 | 7104.45 | 7104.45 | 15 | 3.1343 | 3.8843 | 2184.62 | 2553.87 | 3008.91
3 | Pumping Plant | 311 | Pumping Equipment | 21026 | 0095293, 0125776 | - | Lift Station | 2016-06-30 | 2016 | 6 | 3532.72 |  |  | 3532.72 | 0 | 3532.72 | 10 | 3.2498 | 1148.07 | 2384.65 | 353.272 | Lift Station Blowers |  | Initital Inventory | 3532.72 | 529.85 | 3532.72 | 794.8 | 3532.72 | 3532.72 | 3532.72 | 15 | 1.4998 | 2.2498 | 512.24 | 738.78 | 1018.31
3 | Pumping Plant | 311 | Pumping Equipment | 21026 | 0095293, 0125776 | - | Spare | 2016-06-30 | 2016 | 6 | 7244.09 |  |  | 7244.09 | 0 | 7244.09 | 10 | 3.2498 | 2354.21 | 4889.88 | 724.409 | Spare Pump For LS |  | Initital Inventory | 7244.09 | 1086.49 | 7244.09 | 1629.8 | 7244.09 | 7244.09 | 7244.09 | 15 | 1.4998 | 2.2498 | 1050.39 | 1514.92 | 2088.11
3 | Pumping Plant | 311 | Pumping Equipment | 21026 | 0095293, 0125776 | - | Spare | 2016-06-30 | 2016 | 6 | 1569.63 |  |  | 1569.63 | 0 | 1569.63 | 10 | 3.2498 | 510.1 | 1059.53 | 156.963 | Spare Pump For LS |  | Initital Inventory | 1569.63 | 235.42 | 1569.63 | 353.14 | 1569.63 | 1569.63 | 1569.63 | 15 | 1.4998 | 2.2498 | 227.6 | 328.25 | 452.45
3 | Pumping Plant | 311 | Pumping Equipment | 21026 | 0095293, 0125776 | - | Spare | 2016-06-30 | 2016 | 6 | 7881.68 |  |  | 7881.68 | 0 | 7881.68 | 10 | 3.2498 | 2561.41 | 5320.27 | 788.168 | Spare Pump For LS |  | Initital Inventory | 7881.68 | 1182.12 | 7881.68 | 1773.24 | 7881.68 | 7881.68 | 7881.68 | 15 | 1.4998 | 2.2498 | 1142.84 | 1648.26 | 2271.89
3 | Pumping Plant | 311 | Pumping Equipment | 21026 | 0095293, 0125776 | - | Spare | 2016-06-30 | 2016 | 6 | 7193.21 |  |  | 7193.21 | 0 | 7193.21 | 10 | 3.2498 | 2337.67 | 4855.54 | 719.321 | Spare Pump For LS 3,4,5 |  | Initital Inventory | 7193.21 | 1078.86 | 7193.21 | 1618.35 | 7193.21 | 7193.21 | 7193.21 | 15 | 1.4998 | 2.2498 | 1043.02 | 1504.28 | 2073.44
3 | Pumping Plant | 311 | Pumping Equipment | 21026 | 0095293, 0125776 | - | Big Store | 2017-06-30 | 2017 | 6 | 83411 |  |  | 83411 | 0 | 83411 | 10 | 2.2505 | 18771.76 | 64639.24 | 8341.1 | Big store lift-station |  | Initital Inventory | 83411 | 4174.83 | 83411 | 10430.66 | 83411 | 83411 | 83411 | 15 | 0.50051 | 1.2505 | 4170.55 | 10113.58 | 17443.33
3 | Pumping Plant | 311 | Pumping Equipment | 21026 | 0095293, 0125776 | - | Ramada | 2017-06-30 | 2017 | 6 | 83649.15 |  |  | 83649.15 | 0 | 83649.15 | 10 | 2.2505 | 18825.35 | 64823.8 | 8364.915 | Ramada Lift-station |  | Initital Inventory | 83649.15 | 4186.75 | 83649.15 | 10460.44 | 83649.15 | 83649.15 | 83649.15 | 15 | 0.50051 | 1.2505 | 4182.46 | 10142.46 | 17493.13
3 | Pumping Plant | 311 | Pumping Equipment | 21026 | 0095293, 0125776 | - | Lift Station | 2017-06-30 | 2017 | 6 | 13350 |  |  | 13350 | 0 | 13350 | 10 | 2.2505 | 3004.44 | 10345.56 | 1335 | Lift-station electrical |  | Initital Inventory | 13350 | 668.19 | 13350 | 1669.44 | 13350 | 13350 | 13350 | 15 | 0.50051 | 1.2505 | 667.5 | 1618.69 | 2791.82
3 | Pumping Plant | 311 | Pumping Equipment | 21026 | 0095293, 0125776 | - | Spare | 2017-06-30 | 2017 | 6 | 4423.1 |  |  | 4423.1 | 0 | 4423.1 | 10 | 2.2505 | 995.42 | 3427.68 | 442.31 | Spare Pump |  | Initital Inventory | 4423.1 | 221.38 | 4423.1 | 553.11 | 4423.1 | 4423.1 | 4423.1 | 15 | 0.50051 | 1.2505 | 221.16 | 536.3 | 924.98
3 | Pumping Plant | 311 | Pumping Equipment | 21026 | 0095293, 0125776 | - | Lift Station | 2018-06-30 | 2018 | 6 | 8141.49 |  |  | 8141.49 | 0 | 8141.49 | 10 | 1.2512 | 1018.66 | 7122.83 | 814.149 | Lift-station Pumps |  | Initital Inventory |  | 0 | 8141.49 | 204.51 |  | 8141.49 | 8141.49 | 15 |  | 0.2512 |  | 305.31 | 987.16
3 | Pumping Plant | 311 | Pumping Equipment | 21026 | 0095293, 0125776 | - | Lift Station | 2018-06-30 | 2018 | 6 | 2922.75 |  |  | 2922.75 | 0 | 2922.75 | 10 | 1.2512 | 365.69 | 2557.06 | 292.275 | Lift-station Pumps |  | Initital Inventory |  | 0 | 2922.75 | 73.42 |  | 2922.75 | 2922.75 | 15 |  | 0.2512 |  | 109.6 | 354.38
3 | Pumping Plant | 311 | Pumping Equipment | 21026 | 0095293, 0125776 | - | Lift Station | 2018-06-30 | 2018 | 6 | 25920.46 |  |  | 25920.46 | 0 | 25920.46 | 10 | 1.2512 | 3243.16 | 22677.3 | 2592.046 | Lift-station Pumps |  | Initital Inventory |  | 0 | 25920.46 | 651.12 |  | 25920.46 | 25920.46 | 15 |  | 0.2512 |  | 972.02 | 3142.86
3 | Pumping Plant | 311 | Pumping Equipment | 21026 | 0095293, 0125776 | - | Lift Station | 2018-06-30 | 2018 | 6 | 15155 |  |  | 15155 | 0 | 15155 | 10 | 1.2512 | 1896.19 | 13258.81 | 1515.5 | Lift-station Surveys |  | Initital Inventory |  | 0 | 15155 | 380.69 |  | 15155 | 15155 | 15 |  | 0.2512 |  | 568.31 | 1837.54
3 | Pumping Plant | 311 | Pumping Equipment | 21026 | 0095293, 0125776 | - | Lift Station | 2018-06-30 | 2018 | 6 | 3247.5 |  |  | 3247.5 | 0 | 3247.5 | 10 | 1.2512 | 406.33 | 2841.17 | 324.75 | Lift-station Surveys |  | Initital Inventory |  | 0 | 3247.5 | 81.58 |  | 3247.5 | 3247.5 | 15 |  | 0.2512 |  | 121.78 | 393.76
1
4 | Treatment and Disposal Plant | 353 | Land and Land Rights | 21026 | 0095293, 0125776 | - | 1329 29th Port Bolivar | 2007-04-01 | 2007 | 4 | 50000 |  |  | 50000 | 0 | 50000 | ND | 12.4983 | 0 | 50000 | 0 | Land |  | Initital Inventory | 50000 | 0 | 50000 | 0 |  | 50000 | 50000 | ND | 10.7483 | 11.4983 | 0 | 0 | 0
4 | Treatment and Disposal Plant | 353 | Land and Land Rights | 21026 | 0095293, 0125776 | - | 1329 29th Port Bolivar | 2019-09-30 | 2019 | 9 | 6007.75 |  |  | 6007.75 | 0 | 6007.75 | ND | 0 | 0 | 6007.75 | 0 | Title work |  | Kevin Email |  | 0 |  | 0 |  |  | 6007.75 | ND |  |  | 0 | 0 | 0
4 | Treatment and Disposal Plant | 355 | Power Generating Equipment | 21026 | 0095293, 0125776 | - | 1329 29th Port Bolivar | 2017-06-30 | 2017 | 6 | 10500 |  |  | 10500 | 0 | 10500 | 25 | 2.2505 | 945.22 | 9554.78 | 420 | Generator |  | Initital Inventory | 10500 | 210.22 | 10500 | 525.22 | 10500 | 10500 | 10500 | 15 | 0.50051 | 1.2505 | 525 | 1273.13 | 2195.81
4 | Treatment and Disposal Plant | 380 | Treatment and Disposal Equipment | 21026 | 0095293, 0125776 | - | 1329 29th Port Bolivar | 2009-03-01 | 2009 | 3 | 310709.45 |  |  | 310709.45 | 0 | 310709.45 | 25 | 10.5818 | 131514.53 | 179194.92 | 12428.378 | Permits |  | Initital Inventory | 310709.45 | 109764.87 | 310709.45 | 119086.15 | 310709.45 | 310709.45 | 310709.45 | 15 | 8.8318 | 9.5818 | 191459.16 | 205208.06 | 223563.22
4 | Treatment and Disposal Plant | 380 | Treatment and Disposal Equipment | 21026 | 0095293 | - | Crystal Palace | 2009-04-01 | 2009 | 4 | 508997 |  |  | 508997 | 0 | 508997 | 25 | 10.4969 | 213716.03 | 295280.97 | 20359.88 | WWTP |  | Initital Inventory | 508997 | 178086.24 | 508997 | 193356.15 | 508997 | 508997 | 508997 | 15 | 8.7469 | 9.4969 | 313643.95 | 336167.07 | 366236.07
4 | Treatment and Disposal Plant | 380 | Treatment and Disposal Equipment | 21026 | 0095293, 0125776 | - | 1329 29th Port Bolivar | 2009-04-01 | 2009 | 4 | 25000 |  |  | 25000 | 0 | 25000 | 25 | 10.4969 | 10496.92 | 14503.08 | 1000 | WWTP |  | Initital Inventory | 25000 | 8746.92 | 25000 | 9496.92 | 25000 | 25000 | 25000 | 15 | 8.7469 | 9.4969 | 15405 | 16511.25 | 17988.13
4 | Treatment and Disposal Plant | 380 | Treatment and Disposal Equipment | 21026 | 0095293, 0125776 | - | 1329 29th Port Bolivar | 2015-06-30 | 2015 | 6 | 34713.18 |  |  | 34713.18 | 0 | 34713.18 | 25 | 4.2519 | 5903.85 | 28809.33 | 1388.5272 | Used Frac tank |  | Initital Inventory | 34713.18 | 3473.93 | 34713.18 | 4515.33 | 34713.18 | 34713.18 | 34713.18 | 15 | 2.5019 | 3.2519 | 8001.39 | 10006.07 | 12478.52
4 | Treatment and Disposal Plant | 380 | Treatment and Disposal Equipment | 21026 | 0095293, 0125776 | - | 1329 29th Port Bolivar | 2016-06-30 | 2016 | 6 | 377960.06 |  |  | 377960.06 | 0 | 377960.06 | 25 | 3.2498 | 49132.22 | 328827.84 | 15118.4024 | Used Frac tank |  | Initital Inventory | 377960.06 | 22675.02 | 377960.06 | 34013.82 | 377960.06 | 377960.06 | 377960.06 | 15 | 1.4998 | 2.2498 | 54804.21 | 79040.9 | 108946.99
4 | Treatment and Disposal Plant | 380 | Treatment and Disposal Equipment | 21026 | 0095293, 0125776 | - | 1329 29th Port Bolivar | 2017-06-30 | 2017 | 6 | 30000 |  |  | 30000 | 0 | 30000 | 25 | 2.2505 | 2700.62 | 27299.38 | 1200 | WWTP |  | Initital Inventory | 30000 | 600.62 | 30000 | 1500.62 | 30000 | 30000 | 30000 | 15 | 0.50051 | 1.2505 | 1500 | 3637.5 | 6273.75
4 | Treatment and Disposal Plant | 380 | Treatment and Disposal Equipment | 21026 | 0095293, 0125776 | - | 1329 29th Port Bolivar | 2018-03-31 | 2018 | 3 | 11959.45 |  |  | 11959.45 | 0 | 11959.45 | 25 | 1.5003 | 717.73 | 11241.72 | 478.378 | frac tank aeration system |  | Initital Inventory |  | 0 | 11959.45 | 239.35 |  | 11959.45 | 11959.45 | 15 |  | 0.50034 | 0 | 448.48 | 1450.08
7 | General Plant | 390.72 | Office Furniture and Equipment - Computers | 21026 | 0095293, 0125776 | - | VARIOUS | 41073 | 2012 | 6 | 1309.78 |  |  | 1309.78 | 0 | 1309.78 | 5 | 7.2964 | 1309.78 | 0 | 0 | Computer |  | Initital Inventory | 1309.78 | 1309.78 | 1309.78 | 1309.78 | 1309.78 | 1309.78 | 1309.78 | 5 | 5.5464 | 6.2964 | 1309.78 | 1309.78 | 1309.78
[14 empty] | 8767733.47 | 0 | 8767733.47 |  |  | 2340366.89 | 6427366.58 | 277953.2217 |  |  |  | 8589717.65 | 1962391.08 | 8750914.72 | 2122175.42 | 8539717.65 | 8750914.72 | 8767733.47 |  |  |  | 2980829.23 | 3284697.61 | 3691641.36

## MACRS
MACRS Tables
Year ------------------------------------------------------------------------------------------------->
|  | 1 | 2 | 3 | 4 | 5 | 6 | 7 | 8 | 9 | 10 | 11 | 12 | 13 | 14 | 15 | 16 | Total
Class | 5-Yr. | Year -------------------------------------------------------------------------------------------------> 1: 20%; Year -------------------------------------------------------------------------------------------------> 2: 32%; Year -------------------------------------------------------------------------------------------------> 3: 19.2%; Year -------------------------------------------------------------------------------------------------> 4: 11.52%; Year -------------------------------------------------------------------------------------------------> 5: 11.52%; Year -------------------------------------------------------------------------------------------------> 6: 5.76% | 100%
Class | 7-Yr. | Year -------------------------------------------------------------------------------------------------> 1: 14.29%; Year -------------------------------------------------------------------------------------------------> 2: 24.49%; Year -------------------------------------------------------------------------------------------------> 3: 17.49%; Year -------------------------------------------------------------------------------------------------> 4: 12.49%; Year -------------------------------------------------------------------------------------------------> 5: 8.93%; Year -------------------------------------------------------------------------------------------------> 6: 8.92%; Year -------------------------------------------------------------------------------------------------> 7: 8.93%; Year -------------------------------------------------------------------------------------------------> 8: 4.46% | 100%
Class | 15-Yr. | 5% | 9.5% | 8.55% | 7.7% | 6.93% | 6.23% | 5.9% | 5.9% | 5.91% | 5.9% | 5.91% | 5.9% | 5.91% | 5.9% | 5.91% | 2.95% | 100%

## Sheet1
Undine
Additions since acquisition by type
| Total | Orbit |  |  | Suburban |  | Gulf Coast | Community |  | Consumers |  | Chuck Bell | EMCAD |  |  |  |  | Sugartree |  |  | Bolivar
|  | 2017 | 2018 | 2019 | 2018 | 2019 | 2019 | 2018 | 2019 | 2018 | 2019 | 2019 | 2015 | 2016 | 2017 | 2018 | 2019 | 2017 | 2018 | 2019 | 2019
Water
Wells | 495478.7128 | 3341.33 | 40130.52 | 25468.31 | 32481.51 | 52548.53 | 0 | 1425 | 0 | 8315 | 307596.86 | 24171.6528 | 0 | 0 | 0 | 0 | 0 | 0 | 0 | 0 | 0
Pumping plant | 2527882.65 | 11876.7 | 162183.62 | 1626031.1 | 7340.3 | 519778.08 | 0 | 6900.98 | 26089 | 9590.21 | 150518.22 | 7574.44 | 0 | 0 | 0 | 0 | 0 | 0 | 0 | 0 | 0
Treatment plant | 100059.75 | 2252.53 | 11675.3 | 82873.83 |  | 2917.84 | 340.25 | 0 | 0 | 0 | 0 | 0 | 0 | 0 | 0 | 0 | 0 | 0 | 0 | 0 | 0
Reserviors and tanks | 705925.09 | 0 | 0 | 408374.48 |  | 278801.8 | 0 | 0 | 0 | 0 | 18748.81 | 0 | 0 | 0 | 0 | 0 | 0 | 0 | 0 | 0 | 0
Distribution system | 1320463.4972 | 77506.46 | 248166.93 | 243889.83 | 44272.74 | 299303.44 | 6817.27 | 2219.21 | 21720.5 | 111623.93 | 236064.08 | 28879.1072 | 0 | 0 | 0 | 0 | 0 | 0 | 0 | 0 | 0
Communication Equipment | 51193.58 | 2141.54 | 10854.64 | 38197.4 |  |  | 0 | 0 | 0 | 0 | 0 | 0 | 0 | 0 | 0 | 0 | 0 | 0 | 0 | 0 | 0
Other General plant | 59001.21 | 41486.01 | 15812.2 | 1703 |  |  | 0 | 0 | 0 | 0 | 0 | 0 | 0 | 0 | 0 | 0 | 0 | 0 | 0 | 0 | 0
Total Water | 5260004.49 | 138604.57 | 488823.21 | 2426537.95 | 84094.55 | 1153349.69 | 7157.52 | 10545.19 | 47809.5 | 129529.14 | 712927.97 | 60625.2 | 0 | 0 | 0 | 0 | 0 | 0 | 0 | 0 | 0
Sewer
Collection System | 115691.75 | 3850 | 0 | 0 | 0 | 0 | 0 | 0 | 0 | 0 | 0 | 0 | 2529.6 | 1728.12 | 42328.41 | 3618.61 | 0 | 0 | 35050.36 | 26586.65 | 0
Pumping plant | 101915.28 | 0 | 631.48 | 0 | 0 | 0 | 0 | 0 | 0 | 0 | 0 | 0 | 14724.05 | 18053.47 | 10576.09 | 7619.14 | 50311.05 | 0 | 0 | 0 | 0
Treatment plant | 623595.61 | 9018 | 19223.67 | 26812.59 | 0 | 0 | 11077.11 | 0 | 0 | 0 | 0 | 0 | 4535.64 | 16736.71 | 83999.78 | 423401.17 | 10283.74 | 1361.96 | 11137.49 | 0 | 6007.75
Communication Equipment | 45840.9 | 0 | 0 | 0 | 0 | 0 | 0 | 0 | 0 | 0 | 0 | 0 | 0 | 0 | 23935.18 | 17064.18 | 0 | 2141.54 | 2700 | 0 | 0
Other General plant | 16881 | 0 | 0 | 0 | 0 | 0 | 0 | 0 | 0 | 0 | 0 | 0 | 0 | 0 | 0 | 16881 | 0 | 0 | 0 | 0 | 0
Total Sewer | 903924.54 | 12868 | 19855.15 | 26812.59 | 0 | 0 | 11077.11 | 0 | 0 | 0 | 0 | 0 | 21789.29 | 36518.3 | 160839.46 | 468584.1 | 60594.79 | 3503.5 | 48887.85 | 26586.65 | 6007.75
Total | 6163929.03 | 151472.57 | 508678.36 | 2453350.54 | 84094.55 | 1153349.69 | 18234.63 | 10545.19 | 47809.5 | 129529.14 | 712927.97 | 60625.2 | 21789.29 | 36518.3 | 160839.46 | 468584.1 | 60594.79 | 3503.5 | 48887.85 | 26586.65 | 6007.75