## Proof of Revenue
FOR USE IN SCHEDULE Q-7
BASE RATE REVENUES UNDER PROPOSED RATES
|  |  | Billing | Base (Non-Fuel)
Line | Rate Class | Rate Component | Units | Unit Rate | Revenues
1 | Rate 1 - Residential Service Rate
2 |  | Customer Charge - Non LIR | 3664944 | 10.54 | 38628509.76
3 |  | Customer Charge - Low Income Rider | 122931.5455 | -10.54 | -1295698.4891
4 |  | Energy Charge ($/kWh) Summer, First 600 kWh | 594193276 | 0.11827 | 70275239
5 |  | Energy Charge ($/kWh) Summer, All Other kWh | 612549542.1603 | 0.12827 | 78571730
6 |  | Energy Charge ($/kWh) Non-Summer | 1272108507.421 | 0.09827 | 125010103
7 |  | Total kWh Sales and Base Rate Revenues | 2478851325.5812 |  | 311189883.2709
8 |  | DG Minimum Bill |  | 24.02 | 529168
9 |  | Community Solar Base Credit ($/kWh) | 13004217.2718 | -0.068124 | -885899
10 |  | Total Base Revenues |  |  | 310833152.2709 | TRUE
11 | Rate 2 - Small General Service Rate
12 |  | Customer Charge | 345180 | 12.23 | 4221551
13 |  | Energy Charge ($/kWh) Summer | 115181036.0451 | 0.11502 | 13248123
14 |  | Energy Charge ($/kWh) Non-Summer | 157128072.7849 | 0.09502 | 14930309
15 |  | Total kWh Sales and Base Rate Revenues | 272309108.83 |  | 32399983
16 |  | DG Minimum Bill |  | 25.19 | 763
17 |  | Community Solar Base Credit ($/kWh) | 425582.2062 | -0.064985 | -27656
18 |  | Total Base Revenues |  |  | 32373090 | TRUE
19 | Rate 7 - Outdoor Recreational Lighting Service
20 |  | Customer Charge | 2532 | 25.39 | 64287.48
21 |  | Energy Charge ($/kWh) - Secondary Voltage | 3639116 | 0.1535 | 558604
22 |  | Energy Charge ($/kWh) - Primary Voltage | 37410 | 0.13515 | 5056
23 |  | Total kWh Sales and Base Rate Revenues | 3676526 |  | 627947.48 | TRUE
24 | Rate 8 - Governmental Street Lighting Service
25 |  | MV-OH SYSTEM CO. OWNED - 35' WOOD POLE
26 |  | 175W MV 7,000L - 195W | 328 | 12.57 | 49475.52
27 |  | 250W MV 11,000L - 275W | 188 | 14.35 | 32373.6
28 |  | 400W MV 20,000L - 460W | 20 | 18.44 | 4425.6
29 |  | OH - HPSV - CO. OWNED - WOOD POLE
30 |  | 100W HPS 8,500 L - 35 Ft. 124 Watts | 1211 | 11.93 | 173366.76
31 |  | 150W HPS 14,400 L - 35 Ft. 193 Watts | 685 | 12.95 | 106449
32 |  | 250W HPS 23,200 L - 35 Ft. 313 Watts | 433 | 15.2 | 78979.2
33 |  | 450W HPS 50,000 L - 50 Ft. 485 Watts | 140 | 21.86 | 36724.8
34 |  | HPSV - DOWNTOWN E.P. AREA CO. OWNED - STEEL BASE STANDARD AND LUMINAIRE
35 |  | 450W HPS, 50,000L - OH 485 Watts | 84 | 37.7 | 38001.6
36 |  | 1000W MV 119,500L OH 1,102W | 2 | 43.18 | 1036.32
37 |  | 1000W MV 119,500L UG 1,102W | 7 | 70.49 | 5921.16
38 |  | MV- OH SYSTEM - CO-OWNED STEEL POLE
39 |  | 400W MV 20,000L - 460W | 71 | 26.37 | 22467.24
40 |  | (2) 400W MV 20,000L - 920W | 9 | 37.03 | 3999.24
41 |  | MV - NON CO OWNED SYSTEMS INTERSTATE OR FREEWAY LIGHTING
42 |  | 250W MV 11,000L Wall 292W | 22 | 8.96 | 2365.44
43 |  | 400W MV 20,000L - 460W | 14 | 10.88 | 1827.84
44 |  | MV - NON CO. OWNED - WOOD POLE 35'- UG OR OH RESIDENTIAL / -Replace Lamp Only
45 |  | 175W MV 7,000 L - 195 Watts | 5 | 5.85 | 351
46 |  | HPSV NON-CO. OWNED SYSTEMS INTERSTATE OR FREEWAY LIGHTING
47 |  | 150W HPS 16,000 L - Wall 193 Watts | 575 | 8.18 | 56442
48 |  | 250W HPS 23,200 L - Wall 313 Watts | 94 | 9.65 | 10885.2
49 |  | 400W HPS 50,000 L - 50 Ft. 485 Watts | 1950 | 19.1 | 446940
50 |  | 400W HPS 50,000 L - 150 Ft. Climbing | 102 | 11.99 | 14675.76
51 |  | Tower Structure - 485 Watts Per Lamp
52 |  | 400W HPS 50,000 L - 150 Ft. Lowering | 0 | 15.25 | 0
53 |  | Tower Structure - 485 Watts Per Lamp
54 |  | 40 Ft. Max. Mounting Height 116 Watts | 6 | 3.52 | 253.44
55 |  | 150 Ft. Tower 116 Watts | 3 | 4.21 | 151.56
56 |  | HPSV NON-CO. OWNED SYSTEMS LARGE ARTERIAL LIGHTING
57 |  | 250W HPS 23,200 L - 40 Ft. 313 Watts | 384 | 14.55 | 67046.4
58 |  | 400W HPS 50,000 L - 50 Ft. 485 Watts | 636 | 16.15 | 123256.8
59 |  | HPSV - NON-CO OWNED - WOOD/STEEL POLE UG OR OH STANDARD RESIDENTIAL SERVICE
60 |  | 100W HPS 8,500L - 124 Watts | 4844 | 4.34 | 252275.52
61 |  | 150W HPS 14,400 L - 193 Watts | 0 | 5.44 | 0
62 |  | 250W HPS 23,200 L - 313 Watts | 1897 | 8.34 | 189851.76
63 |  | HPSV - OH - NON-CO. OWNED FIXTURE - CO. OWNED EXISTING WOOD POLE (DISTRIBUTION OR STREET LIGHT) CF or D
64 |  | 100W HPS 8,500L - 124 Watts | 2668 | 5.86 | 187613.76
65 |  | 150W HPS 14,400 L - 193 Watts | 2499 | 7.08 | 212315.04
66 |  | 250W HPS 23,200 L - 313 Watts | 888 | 8.99 | 95797.44
67 |  | (2) 250W HPS 23,200 L - 626 Watts | 11 | 15.98 | 2109.36
68 |  | 450W HPS 50,000 L - 485 Watts | 52 | 12.34 | 7700.16
69 |  | ORNAMENTAL HPSV - NON-CO. OWNED, OPERATED & MAINTAINED (ENERGY ONLY)
70 |  | 70W HPS - 82 Watt |  |  | 0
71 |  | 150W HPS - 193 Watt |  |  | 0
72 |  | 175W MH - 210 Watt | 489 | 2.9 | 17017.2
73 |  | 250W MH - 295 Watt | 21 | 3.45 | 869.4
74 |  | HPS ROADWAY ILLUMINATION COMPANY OWNED (ENERGY ONLY)
75 |  | 100W HPS - 124 Watt | 246 | 1.79 | 5284.08
76 |  | 150W HPS - 193 Watt | 114 | 2.78 | 3803.04
77 |  | 250W HPS - 313 Watt | 1526 | 4.45 | 81488.4
78 |  | 400W HPS - 485 Watt | 2553 | 10.63 | 325660.68
79 |  | MV TO LED - OH SYSTEM CO. OWNED - 35' WOOD POLE
80 |  | 175W MV 7,000L - 65W | 1371 | 9.73 | 160077.96
81 |  | 250W MV 11,000L - 100W | 64 | 12.16 | 9338.88
82 |  | 400W MV 20,000L - 100W | 55 | 14.43 | 9523.8
83 |  | LED- OH - EXISTING WOOD/STEEL POLE STANDARD RESIDENTIAL COMPANY OWNED (ENERGY ONLY)
84 |  | 65W LED 8,500L OH Existing- 35 ft 65 Watt | 122 | 9.51 | 13922.64
85 |  | 95W LED 14,400L OH Existing- 35 ft 95 Watt | 0 | 10.85 | 0
86 |  | 125W LED 23,000L OH Existing- 35 ft 116 Watt | 34 | 12.98 | 5295.84
87 |  | 400W LED 50,000L OH Existing- 50 ft 159 Watt | 0 | 18.81 | 0
88 |  | LIGHT-EMITTING DIODE ("LED") - ENERGY ONLY
88 |  | 1W-20W LED | 0 | 0.12 | 0
88 |  | 21W-30W LED | 24 | 0.44 | 126.72
89 |  | 31W-40W LED | 7487 | 0.42 | 37734.48
90 |  | 41W-50W LED | 135 | 0.54 | 874.8
91 |  | 51W-60W LED | 10 | 0.66 | 79.2
92 |  | 61W-70W LED | 2400 | 0.78 | 22464
93 |  | 71W-80W LED | 73 | 0.9 | 788.4
94 |  | 81W-90W LED | 15 | 1.02 | 183.6
95 |  | 91W-100W LED | 1230 | 1.14 | 16826.4
96 |  | 101W-110W LED | 2489 | 1.26 | 37633.68
97 |  | 111W-130W LED | 2091 | 1.44 | 36132.48
98 |  | 131W-150W LED | 664 | 1.68 | 13386.24
99 |  | 151W-170W LED | 1146 | 1.92 | 26403.84
100 |  | 171W-190W LED | 138 | 2.16 | 3576.96
101 |  | 191W-210W LED | 0 | 2.4 | 0
102 |  | 211W-230W LED | 192 | 2.64 | 6082.56
103 |  | 231W-250W LED | 161 | 2.88 | 5564.16
104 |  | 251W-270W LED | 1332 | 3.12 | 49870.08
105 |  | 271W-300W LED | 0 | 3.42 | 0
106 |  | 301W-330W LED | 0 | 3.78 | 0
107 |  | 331W-360W LED | 0 | 4.14 | 0
108 |  | 361W-390W LED | 0 | 4.5 | 0
109 |  | 391W-420W LED | 0 | 4.86 | 0
110 |  | 421W-450W LED | 0 | 5.22 | 0
111 |  | 451W-480W LED | 0 | 5.58 | 0
112 |  | 481W-510W LED | 0 | 5.94 | 0
113 |  | 511W-540W LED | 0 | 6.3 | 0
114 |  | 541W-570W LED | 0 | 6.66 | 0
115 |  | NON CO OWNED LED ON CO OWNED POLES
116 |  | Energy | 237958 | 0.0337 | 8019.1846
117 |  | Pole Attachment Fees | 569 | 1.57 | 10719.96
118 |  | Total kWh Sales and Base Rate Revenues | 36054763 | =kwh | 3133827.1846 | TRUE
119 | Rate 9 - Traffic Signal Service
120 |  | INCANDESCENT TRAFFIC SIGNALS
121 |  | Flashing Lights
122 |  | 2 Unit School Flasher-790 Annl BH 133 Watts | 2 | 4.4 | 105.6
123 |  | 30 Watt Controller - 24 Hours - 30 Watts | 47 | 0.99 | 558.36
124 |  | 100 Watt Controller - 100 - 100 Watts | 659 | 3.31 | 26175.48
125 |  | LIGHT-EMITTING DIODE ("LED") TRAFFIC SIGNALS
126 |  | 5 Lamp Head - 24 Hours - 14 Watts | 777 | 0.75 | 6993
127 |  | 3 Lamp Head - 24 Hours - 14 Watts | 6169 | 0.46 | 34052.88
128 |  | 3 Lamp Head - 18 Norm 6 Flash - 14 Watts | 0 | 0.46 | 0
129 |  | 4 Lamp Head - 24 Hours - 14 Watts | 200 | 0.75 | 1800
130 |  | 4 Lamp Head - 18 Norm 6 Flash - 14 Watts | 0 | 0.75 | 0
131 |  | 2 Unit Walk Light - 24 Hours - 9 Watts | 4832 | 0.29 | 16815.36
132 |  | 2 Unit Walk Light - 18 Norm 6 Flash-9 Watt | 0 | 0.29 | 0
133 |  | 1 Unit Flashing - 24 Hours - 14 Watts | 263 | 0.43 | 1357.08
134 |  | 2 Unit Flashing - 24 Hours - 14 Watts | 8 | 0.46 | 44.16
135 |  | 2 Unit School Flasher-351 Annl BH 14 Watts | 0 | 0.46 | 0
136 |  | 2 Unit School Flasher-790 Annl BH 14 Watts | 1021 | 0.46 | 5635.92
137 |  | 4 Unit School Flasher-351 Annl BH 14 Watts | 0 | 0.75 | 0
138 |  | 4 Unit School Flasher-790 Annl BH 14 Watts | 0 | 0.75 | 0
139 |  | Bike Lane Signals | 0 | 0.33 | 0
140 |  | METERED SERVICE
|  | Customer Charge | 312 | 12.34 | 3850.08
141 |  | Energy Charge | 68022 | 0.03747 | 2548.7843
142 |  | Total kWh Sales and Base Rate Revenues | 2655162 | =kwh | 99936.7043 | TRUE
143 | Rate 11 - Municipal Pumping Service - T O D
144 |  | Customer Charge | 4824 | 97.87 | 472124.88
145 |  | On-Peak - ($ / kWh) Secondary | 5548838.0115 | 0.22914 | 1271460.74
146 |  | Shoulder-Peak - ($ / kWh) Secondary | 8306156.0208 | 0.09429 | 783187.45
147 |  | Off-Peak - ($ / kWh) Secondary | 123976228 | 0.0424 | 5256592.07
148 |  | On-Peak - ($ / kWh) Primary | 1926608 | 0.22622 | 435837.26
149 |  | Shoulder-Peak - ($ / kWh Primary | 2849090 | 0.09137 | 260321.35
150 |  | Off-Peak - ($ / kWh) Primary | 48374126 | 0.03948 | 1909810.49
151 |  | Total kWh Sales and Base Rate Revenues | 190981046.0322 |  | 10389334.24 | TRUE
152 | Rate 15 - Electrolytic Refining Service
153 |  | Customer Charge | 12 | 22.07 | 264.84
154 |  | On-Peak Energy Charge ($/kWh) | 2815765 | 0.14961 | 421266.6
155 |  | Off-Peak Energy Charge ($/kWh) | 39789009 | 0.0053 | 210881.75
156 |  | Demand Charge ($/kW) - Summer | 30000 | 21.34 | 640200
157 |  | Demand Charge ($/kW) - Non-Summer | 60000 | 16.72 | 1003200
158 |  | Interconnection Charge | 79134.1132 | 4.738% | 3749.71
159 |  | Total kWh Sales and Base Rate Revenues | 42604774 |  | 2279562.9 | TRUE
160 | Rider - Water Heating Rider (Rider to Rate Nos. 01 and 02)
161 |  | Customer Charge | 38004 | 4.84 | 183939
162 |  | Energy Charge - ($ / kWh) Summer | 1334123 | 0.08411 | 112213
163 |  | Energy Charge - ($ / kWh) Non-Summer | 3789517 | 0.06411 | 242946
164 |  | Total kWh Sales and Base Rate Revenues | 5123640 |  | 539098 | TRUE
165 | Rate 22 - Irrigation Service
166 |  | Customer Charge | 1728 | 22.99 | 39726.72
167 |  | Energy Charge - ($ / kWh) Summer | 1927916.8555 | 0.15284 | 294662.8122
168 |  | Energy Charge - ($ / kWh) Non-Summer | 1912112.4682 | 0.12284 | 234883.8956
169 |  | Total kWh Sales and Base Rate Revenues | 3840029.3236 |  | 569273.4278 | TRUE
170 | Rate 24 - General Service
171 |  | Secondary Voltage
172 |  | Customer Charge | 87780 | 62.6 | 5495028
173 |  | Summer Energy Charge (0 - 200 kW hours) ($/kWh) | 320367796.7564 | 0.10117 | 32411609.9978
174 |  | Summer Energy Charge (next 150 kW hours) ($/kWh) | 157116268.9879 | 0.08117 | 12753127.5538
175 |  | Summer Energy Charge (all addt'l kW hours) ($/kWh) | 95107736.1209 | 0.06117 | 5817740.2185
176 |  | Summer Demand Charge ($/kW) | 1686410 | 11.33 | 19107025.3
177 |  | Non-Summer Energy Charge (0 - 200 kW hours) ($/kWh) | 513673512.929 | 0.0503 | 25837777.7003
178 |  | Non-Summer Energy Charge (next 150 kW hours) ($/kWh) | 218727491.7023 | 0.0303 | 6627442.9986
179 |  | Non-Summer Energy Charge (all addt'l kW hours) ($/kWh) | 113476489.8678 | 0.0103 | 1168807.8456
180 |  | Non-Summer Demand Charge ($/kW) | 2826726 | 3.74 | 10571955.24
181 |  | Primary Voltage
182 |  | Customer Charge | 432 | 62.6 | 27043.2
183 |  | Summer Energy Charge (0 - 200 kW hours) ($/kWh) | 6162010 | 0.09877 | 608621.7277
184 |  | Summer Energy Charge (next 150 kW hours) ($/kWh) | 4246548 | 0.07877 | 334500.586
185 |  | Summer Energy Charge (all addt'l kW hours) ($/kWh) | 3343679 | 0.05877 | 196508.0148
186 |  | Summer Demand Charge ($/kW) | 32919 | 11.01 | 362438.19
187 |  | Non-Summer Energy Charge (0 - 200 kW hours) ($/kWh) | 9403250 | 0.04791 | 450509.7075
188 |  | Non-Summer Energy Charge (next 150 kW hours) ($/kWh) | 5774721 | 0.02791 | 161172.4631
189 |  | Non-Summer Energy Charge (all addt'l kW hours) ($/kWh) | 3402140 | 0.00791 | 26910.9274
190 |  | Non-Summer Demand Charge | 53002 | 3.42 | 181266.84
191 |  | Total kWh Sales and Base Rate Revenues | 1450801644.3643 |  | 122139486.5112
192 |  | Community Solar Base Credit ($/kWh) | 508962.2361 | -0.053025 | -26987.7226
193 |  | Total Base Revenues |  |  | 122112498.7886 | TRUE
194 | Rate 25 - Large Power Service
195 |  | Secondary Voltage
196 |  | Customer Charge | 1080 | 1089.05 | 1176174
197 |  | On-Peak Energy Charge ($/kWh) | 34190260.6353 | 0.11513 | 3936324.71
198 |  | Off-Peak Energy Charge ($/kWh) | 390861721.229 | 0.00119 | 465125.45
199 |  | Summer Demand Charge ($/kW) | 351587 | 25.05 | 8807254.35
200 |  | Non-Summer Demand Charge ($/kW) | 651279 | 20.43 | 13305629.97
201 |  | Primary Voltage
202 |  | Customer Charge | 228 | 1089.05 | 248303.4
203 |  | On-Peak Energy Charge ($/kWh) | 11935905 | 0.11809 | 1409567.04
204 |  | Off-Peak Energy Charge ($/kWh) | 166419868 | 0.0011947 | 198820.76
205 |  | Summer Demand Charge ($/kW) | 125190 | 23.65 | 2960743.5
206 |  | Summer Maximum Demand Charge ($/kW) | 11057 | 11.92 | 131799.44
207 |  | Non-Summer Demand Charge ($/kW) | 255274 | 19.03 | 4857864.22
208 |  | Transmission Voltage
209 |  | Customer Charge | 12 | 1089.05 | 13068.6
210 |  | On-Peak Energy Charge ($/kWh) | 516247 | 0.15771 | 81419.74
211 |  | Off-Peak Energy Charge ($/kWh) | 7183046 | 0.0011947 | 8581.54
212 |  | Summer Demand Charge ($/kW) | 6000 | 21.36 | 128160
213 |  | Non-Summer Demand Charge ($/kW) | 12000 | 16.74 | 200880
214 |  | Total kWh Sales and Base Rate Revenues | 611107047.8643 |  | 37929716.72
215 |  | Facilities Rental Charge | 29251.4825 | 1.24% | 4354.38
216 |  | Delivery Service Charge | 9600 | 4.36 | 41856
217 |  | Total Base Revenues |  |  | 37975927.1 | TRUE
218 | Rate 26 - Petroleum Refinery Service
219 |  | Customer Charge | 12 | 106.31 | 1275.72
220 |  | Energy Charge (kWh) | 314641719 | 0.00998 | 3140124.3556
221 |  | Summer Demand Charge ($/kW) | 161600 | 23.7 | 3829920
222 |  | Non-Summer Demand Charge ($/kW) | 323200 | 19.08 | 6166656
223 |  | Facilities Charge | 311072.2271 | 1.24% | 46306.2117
224 |  | Total kWh Sales and Base Rate Revenues | 314641719 |  | 13184282.2873 | TRUE
225 | Rate 28 - Area Lighting Service
226 |  | MV-OH SYSTEM CO. OWNED - WOOD POLE (WITH 35' POLE)
227 |  | 175W MV 7,000L 195 Watts | 67 | 12.74 | 10242.96
228 |  | 250W MV 11,000L 275 Watts | 70 | 14.42 | 12112.8
229 |  | 400 MV 20,000L 460 Watts | 20 | 18.26 | 4382.4
230 |  | HPSV OH SYSTEM CO. OWNED - 35' WOOD POLE
231 |  | 100W HPS 8,500L 124 Watts | 1452 | 11.33 | 197413.92
232 |  | 150W HPS 14,400L 193 Watts | 49 | 12.77 | 7508.76
233 |  | 250W HPS 23,200L 313 Watts | 2234 | 15.19 | 407213.52
234 |  | 400W HPS 50,000L 485 Watts | 68 | 18.78 | 15324.48
235 |  | HPSV FLOODLIGHT ON EXISTING WOOD POLE (DISTRIBUTION OR LIGHTING)
236 |  | 100W HPS 9,500L 137 Watts | 916 | 7.1 | 78043.2
237 |  | 250W HPS 27,500L 330 Watts | 855 | 10.95 | 112347
238 |  | 400W HPS 50,000L 490 Watts | 1930 | 14.26 | 330261.6
239 |  | 1000W HPS 119,500L 1103 Watts | 1097 | 27.88 | 367012.32
240 |  | METAL HALIDE FLOODLIGHT ON EXISTING WOOD POLE (DISTRIBUTION OR LIGHTING)
241 |  | 400W MH 38,000L 35' Pole 490 Watts | 189 | 15.54 | 35244.72
242 |  | 1000W MH 115,500L 35' Pole 1100 Watts | 375 | 27.93 | 125685
243 |  | HPSV FLOODLIGHT WITH NEW CO. SUPPLIED WOOD POLE
244 |  | 100W HPS 9,500L 35' Pole 137 Watts | 477 | 11.93 | 68287.32
245 |  | 250W HPS 27,500L 35' Pole 330 Watts | 272 | 15.86 | 51767.04
246 |  | 400W HPS 50,000L 35' Pole 490 Watts | 1042 | 19.1 | 238826.4
247 |  | 1000W HPS 119,500L 35' Pole 1103 Watts | 181 | 34.62 | 75194.64
248 |  | 1000W HPS 119,500L 45' Pole 1103 Watts | 885 | 35.74 | 379558.8
249 |  | METAL HALIDE FLOODLIGHT WITH NEW CO. WOOD POLE
250 |  | 400W MH 38,000L 35' Pole 490 Watts | 86 | 24.38 | 25160.16
251 |  | 1000W MH 115,500L 35' Pole 1100 Watts | 90 | 36.02 | 38901.6
252 |  | 1000W MH 115,500L 45' Pole 1100 Watts | 216 | 37.15 | 96292.8
253 |  | LED AREA LIGHT ON EXISTING WOOD POLE (DISTRIBUTION OR LIGHTING)
254 |  | 31W-100W LED light equivalent to 150W HPS | 7 | 7.97 | 669.48
255 |  | LED AREA LIGHT OH SYSTEM CO. OWNED - 35' WOOD POLE
256 |  | 31W-100W LED light equivalent to 150W HPS | 8 | 9.96 | 956.16
257 |  | LED FLOODLIGHT ON EXISTING WOOD POLE (DISTRIBUTION OR LIGHTING)
258 |  | 31W-100W LED light equivalent to 150W HPS | 4 | 8.03 | 385.44
259 |  | 101W-200W LED light equivalent to 400W HPS | 27 | 11.26 | 3648.24
260 |  | 250W-400W LED light equivalent to 1000W HPS | 8 | 16.38 | 1572.48
261 |  | 400W-500W LED | 0 | 17.12 | 0
262 |  | LED FLOODLIGHT WITH NEW CO. SUPPLIED 35FT WOOD POLE
263 |  | 31W-100W LED light equivalent to 150W HPS | 1 | 10.03 | 120.36
264 |  | 101W-200W LED light equivalent to 400W HPS | 20 | 13.26 | 3182.4
265 |  | 250W-400W LED light equivalent to 1000W HPS | 7 | 18.42 | 1547.28
266 |  | LED FLOODLIGHT WITH NEW CO. SUPPLIED 40FT WOOD POLE
267 |  | 250W-400W LED light equivalent to 1000W HPS | 0 | 18.82 | 0
268 |  | LED FLOODLIGHT WITH NEW CO. SUPPLIED 35FT DIRECT EMBEDDED POLE FOR UG ONLY (BORDER LIGHTING ONLY)
269 |  | 250W-400W LED light equivalent to 1000W HPS | 0 | 23.27 | 0
270 |  | LED FLOODLIGHT WITH NEW CO. SUPPLIED 35FT WOOD POLE FOR UG ONLY (BORDER LIGHTING ONLY)
271 |  | 250W-400W LED light equivalent 1000W HPS | 0 | 23.27 | 0
272 |  | LED FLOODLIGHT WITH NEW CO. SUPPLIED 35FT DIRECT EMBEDDED POLE FOR UG ONLY (BORDER LIGHTING ONLY)
273 |  | 2-250W-400W LED light equivalent 1000W HPS | 16 | 34.89 | 6698.88
274 |  | LED FLOODLIGHT WITH NEW CO. SUPPLIED 35FT WOOD POLE FOR UG ONLY (BORDER LIGHTING ONLY)
275 |  | 2-250W-400W LED light equivalent 1000W HPS | 2 | 33.18 | 796.32
276 |  | Total kWh Sales and Base Rate Revenues | 26829319 |  | 2696358.48 | TRUE
277 | Rate 30 - Electric Furnace Rate
278 |  | Customer Charge | 12 | 19.12 | 229.44
279 |  | On-Peak Rate Energy Charge ($/kWh) | 1636625.7874 | 0.1678 | 274625.81
280 |  | Off-Peak Energy Charge ($/kWh) | 19932006.2126 | 0.01205 | 240180.67
281 |  | Summer Demand Charge ($/kW) | 21509 | 19.24 | 413833.16
282 |  | Non-Summer Demand Charge ($/kW) | 41474 | 14.62 | 606349.88
283 |  | Total kWh Sales and Base Rate Revenues | 21568632 |  | 1535218.96 | TRUE
284 | Rate 31 - Military Reservation Service Rate
285 |  | Customer Charge | 12 | 133.48 | 1601.76
286 |  | On-Peak Rate Energy Charge ($/kWh) | 17859386.652 | 0.13575 | 2424411.74
287 |  | Off-Peak Energy Charge ($/kWh) | 260679710.428 | 0.00665 | 1733520.07
288 |  | Summer Demand Charge ($/kW) | 184000 | 22.82 | 4198880
289 |  | Non-Summer Demand Charge ($/kW) | 368000 | 18.2 | 6697600
290 |  | Total kWh Sales and Base Rate Revenues | 278539097.08 |  | 15056013.57 | TRUE
291 | Rate 34 - Cotton Gin Service
292 |  | Customer Charge | 6 | 1553.24 | 9319
293 |  | Customer Charge - Small Commercial | 9 | 12.23 | 110
294 |  | Customer Charge - General Service | 9 | 62.6 | 563
295 |  | Energy Charge ($/kWh) - Summer | 0 | 0.08717 | 0
296 |  | Energy Charge ($/kWh) - Non-Summer | 1534795 | 0.05717 | 87744
297 |  | Energy Charge ($/kWh) - Summer, Sm Comm | 240 | 0.11502 | 28
298 |  | Energy Charge ($/kWh) - Non-Summer, Sm Comm | 240 | 0.09502 | 23
299 |  | Energy Charge ($/kWh) - Summer, Gen Svc, Blk 1 | 24393 | 0.10117 | 2468
300 |  | Energy Charge ($/kWh) - Summer, Gen Svc, Blk 2 | 0 | 0.08117 | 0
301 |  | Energy Charge ($/kWh) - Non-Summer, Gen Svc, Blk 1 | 34571 | 0.0503 | 1739
302 |  | Energy Charge ($/kWh) - Non-Summer, Gen Svc, Blk 2 | 2141 | 0.0303 | 65
303 |  | Demand Charge ($/kW) - Non-Summer | 5505 | 14.14 | 77841
304 |  | Demand Charge ($/kW) - Summer, General Service | 150 | 11.33 | 1700
305 |  | Total kWh Sales and Base Rate Revenues | 1559668 |  | 181600 | TRUE
306
307 | Rate 41 - City & County Service
308 |  | Secondary Voltage
309 |  | Customer Charge | 9996 | 74.94 | 749100.24
310 |  | Summer Demand Charge | 215462 | 24.6962 | 5321096.003
311 |  | Energy Charge - ($ / kWh) Summer | 64673685.3929 | 0.045119 | 2918001.0959
312 |  | Non-Summer Demand Charge | 339892 | 13.1561 | 4471645.0691
313 |  | Energy Charge - ($ / kWh) Non-Summer | 101333251.9931 | 0.029434 | 2982617.5989
314 |  | Primary Voltage
315 |  | Customer Charge | 156 | 74.9396 | 11690.5722
316 |  | Summer Demand Charge | 23889 | 23.7926 | 568382.1949
317 |  | Energy Charge - ($ / kWh) Summer | 10476231 | 0.043823 | 459103.4156
318 |  | Non-Summer Demand Charge | 39337 | 12.2525 | 481976.3188
319 |  | Energy Charge - ($ / kWh) Non-Summer | 16757386 | 0.028138 | 471523.6346
320 |  | Total kWh Sales and Base Rate Revenues | 193240554.386 |  | 18435136.1429 | TRUE
321
322 | Total Firm Service kWh and Revenues |  | 5934384056.4616 |  | 572386658.879
323
324
325 | Non-Firm Service
326 | Rate 38 - Noticed Interruptible Power Service
327 |  | Secondary Voltage
328 |  | Demand Charge ($/kW) | 0 | 7.12 | 0
329 |  | Energy Charge ($/kWh) | 0 | 0.00119 | 0
330 |  | Primary Voltage |  |  | 0
331 |  | Demand Charge ($/kW) | 111014 | 6.34 | 703828.76
332 |  | Energy Charge ($/kWh) | 52975942 | 0.0011947 | 63290.0229
333 |  | Transmission Voltage |  |  | 0
334 |  | Demand Charge ($/kW) | 803639 | 4.14 | 3327065.46
335 |  | Energy Charge ($/kWh) | 340037058 | 0.0011947 | 406240.1227
336 |  | Total kWh Sales and Base Rate Revenues | 393013000 |  | 4500424.3656 | TRUE
337
338 | Total Non-Firm kWh Sales and Revenues |  | 393013000 |  | 4500424.3656
339
340
341 | Total Firm and Non Firm kWh Sales and Revenues |  | 6327397056.4616 |  | 576887083.2446

## Summary
Rate Design - SUMMARY
Current
|  | Non-Fuel | Target Non-Fuel Revenues |  | Rate Design Calculated Non-Fuel Revenues |  |  | Difference from
Rate Description | Rate | Revenues | Increase | Revenues | Revenues | Difference | % Increase | Revenue Target
Residential Service | 01 | 273638830 | 37184540.6584 | 310823370.6584 | 310833152.2709 | 37194322.2709 | 13.59% | 9781.6125 | 0.003147%
Small General Service | 02 | 33319685 | -947601.4864 | 32372083.5136 | 32373090.4 | -946594.6 | -2.841% | 1006.8864 | 0.00311%
Outdoor Recreational Lighting | 07 | 462980 | 164971.2031 | 627951.2031 | 627947.48 | 164967.48 | 35.63% | -3.7231 | -0.0005929%
Government Street Lighting | 08 | 4046620 | -913222.2314 | 3133397.7686 | 3133827.1846 | -912792.8154 | -22.56% | 429.416 | 0.0137%
Traffic Signals | 09 | 95204 | 5235.9824 | 100439.9824 | 99936.7043 | 4732.7043 | 4.971% | -503.278 | -0.5011%
Municipal Pumping TOU | 11-TOU | 10102350 | 286739.4335 | 10389089.4335 | 10389334.24 | 286984.24 | 2.841% | 244.8065 | 0.002356%
Electrolytic Refining Service | 15 | 1830063 | 449297.9911 | 2279360.9911 | 2279562.9048 | 449499.9048 | 24.56% | 201.9138 | 0.008858%
Irrigation Service | 22 | 423413 | 145858.5837 | 569271.5837 | 569273.4278 | 145860.4278 | 34.45% | 1.844 | 0.0003239%
General Service | 24 | 125005740 | -2893806.6958 | 122111933.3042 | 122112498.7886 | -2893241.2114 | -2.314% | 565.4844 | 0.0004631%
Large Power Service | 25 | 35955664.01 | 2022527.7053 | 37978191.7153 | 37975927.1 | 2020263.09 | 5.619% | -2264.6153 | -0.005963%
Petroleum Refinery Service | 26 | 10964770 | 2219820.9755 | 13184590.9755 | 13184282.2873 | 2219512.2873 | 20.24% | -308.6882 | -0.002341%
Area Lighting Service | 28 | 2932614 | -236252.1863 | 2696361.8137 | 2696358.48 | -236255.52 | -8.056% | -3.3337 | -0.0001236%
Electric Furnace Rate | 30 | 1191760 | 343235.7664 | 1534995.7664 | 1535218.97 | 343458.97 | 28.82% | 223.2036 | 0.01454%
Military Reservation Service | 31 | 13009892 | 2043486.6726 | 15053378.6726 | 15056013.58 | 2046121.58 | 15.73% | 2634.9074 | 0.0175%
Cotton Gin Service | 34 | 132972 | 48627.1433 | 181599.1433 | 181600 | 48628 | 36.57% | 0.85668 | 0.0004717%
City/County Service | 41 | 19126500 | -691368.2044 | 18435131.7956 | 18435136.1429 | -691363.8571 | -3.615% | 4.3473 | 2.358e-05%
Water Heating Service | WH | 474582 | 64490.5318 | 539072.5318 | 539098 | 64516 | 13.59% | 25.4682 | 0.004724%
#DIV/0!
Total Firm Sales Revenues |  | 532713639.01 | 39296581.843 | 572010220.853 | 572022257.9613 | 39308618.9513 | 7.379% | 12037.1084 | 0.002104%
Interruptible Service | 38 | 4174342.98 | 325136.2544 | 4499479.2344 | 4500424.3656 | 326081.3856 | 7.812% | 945.1312 | 0.02101%
Total Non-Firm Sales Revenues |  | 4174342.98 | 325136.2544 | 4499479.2344 | 4500424.3656 | 326081.3856 | 7.812% | 945.1312 | 0.02101%
Total Base Rate Revenues |  | 536887981.99 | 39621718.0973 | 576509700.0873 | 576522682.3269 | 39634700.3369 | 7.382% | 12982.2396 | 0.002252%

## Rate 1
Rate Design - Rate No. 1, Residential Service
|  |  | Non-Fuel | Calculated
|  | Billing | Unit | Base (Non-Fuel)
Rate Design |  | Units | Rate | Revenues
1 | Target Revenue |  |  | 310823370.6584
2 | Less: Customer Charge | 3664944 | 10.54 | 38628509.76 | 12.41%
3 | Customer Charge - Low Income Rider | 122931.5455 | -10.54 | -1295698.4891 | 87.59%
4 | Non-Customer Charge Revenue Target |  |  | 273490559.3875
5 | Energy Charge ($/kWh) Jun-Sep, First 600 kWh | 594193276 | 0.11827 | 70275239 | 49.24%
6 | Energy Charge ($/kWh) Oct-May, All Other kWh | 612549542.1603 | 0.12827 | 78571730
7 | Energy Charge ($/kWh) Non-Summer | 1272108507.421 | 0.09827 | 125010103
8 | kWh and Total Base Rate Revenues | 2478851325.5812 |  | 311189883.2709
8 | DG Minimum Bill | 39255.8022 | 13.48 | 529168
9 | Community Solar Base Credit | 13004217.2718 | -0.068124 | -885899
10 | kWh and Total Base Revenues |  |  | 310833152.2709
11 | Difference from Revenue Target |  |  | 9781.6125
12 | Summer Block Differential |  | 0.01
13 | Summer/Non-Summer Differential |  | 0.02
14 | Difference from Target Adjustment |  | 0
15 | DEC Customer Component Cost |  | 38632461.2021
16 | DEC Production Component Unit Cost |  | 0.057068
17 | DEC Energy Component Unit Cost |  | 0.011056
18 | Community Solar Base Credit |  | 0.068124
19 | DG Minimum Bill Charge |  | 24.02
20 | DG Minimum Bill | 50854.5825 | 17.4629 | 888068

## Rate 1 TOD
Rate Design - Rate No. 1, Residential Service - Time Of Use Option | [5 empty] | Rate Design - Rate No. 1, Residential - Load Study Data
|  |  | 6 Hour On Peak |  |  |  |  | June | July | August | September
Line | Item | Description | 12 - 6 pm MDT | Notes |  | Line |  | 2020 | 2020 | 2020 | 2020 | Total
[7 empty] | On-Peak Hours | 6 | 6 | 6 | 6 | 24
1 | A | Incremental Capacity Cost | 113.8122 |  |  | 1 | Total Hours | 132 | 138 | 126 | 132 | 528
2 | B | On-Peak Recovery % | 60% | 68.2873 |  | 2 | On-Peak Load Factor | 75.52% | 75.13% | 77.02% | 61.26% | 72.23%
3 | C | On-Peak Hours | 6 |  |  | 3 | Residential Load Study Data
4 | D | Expected On-Peak Load Factor | 72.23% |  |  | 4 | On-Peak Energy Used | 260.1084 | 311.3222 | 278.7219 | 200.5146 | 1050.6671
5 | E | Number of On-Peak Days for the Period | 88 | (Include holidays) |  | 5 | On-Peak Maximum Class Demand | 2.6093 | 3.0027 | 2.8721 | 2.4795 | 10.9636
6 | P | Price for On-Peak Usage after base charge($/kWh) | 0.17905 |  |  | 6 | [5 empty] | Annual
|  | Where: P = (A * B) / (C * D * E) |  |  |  | 7 | OnPeak kWh |  |  |  |  | 1050.6671
7 |  | Target Revenue | 310823370.6584 |  |  | 8 | Total kWh |  |  |  |  | 8116.2065
[5 empty] | Jun - Sep, M-F | 9 | Percent Total |  |  |  |  | 12.95%
12 - 6 pm MDT
Time of Use Rate Design |  |  | Units | Unit Rate | Revenues
8 |  | On-Peak Energy Adder (Charged for On-Peak kWh) | 320894686 | 0.17905 | 57456193.5283
9 |  | Off-Peak Energy Charge | 1206742818.1603 | 0.07573 | 91386633.6193
10 |  | Non-Summer Energy Charge | 1272108507.421 | 0.09827 | 125010103.0243
11 |  | Monthly Customer Charge | 3664944 | 10.54 | 38628509.76
12 |  | Less: Customer Charge - Low Income Rider | 122931.5455 | -10.54 | -1295698.4891
13 |  | DG Minimum Bill | 39255.8022 | 13.48 | 529168.2141
14 |  | Community Solar Base Credit | 13004217.2718 | -0.068124 | -885899.2974
15 |  | Time-of-Use Proof of Revenues |  |  | 310829010.3594
16 |  | Difference from Revenue Target |  |  | 5639.701
17 |  | Difference from Target Adjustment |  | 0
18 |  | TOU Meter Adjustment |  | 0
19 |  | Final Rates
20 |  | Customer Charge |  | 10.54
21 |  | Summer Energy Charge (On-Peak) |  | 0.25478
22 |  | Summer Energy Charge (Off-Peak) |  | 0.07573
23 |  | Non-Summer Energy Charge |  | 0.09827
24 |  | On-Peak to Off-Peak Price Ratio |  | 3.3643

## Rate 1 TOD (w Dmd Chg)
Rate Design - Rate No. 1, Residential Service - Time Of Use Option (with Demand Charge) | [6 empty] | Rate Design - Rate No. 1, Residential - Load Study Data
|  |  | 6 Hour On Peak | [5 empty] | June | July | August | September
Line | Item | Description | 12 - 6 pm MDT | Notes |  |  | Line |  | 2020 | 2020 | 2020 | 2020 | Total
[8 empty] | On-Peak Hours | 6 | 6 | 6 | 6 | 24
1 | A | Incremental Capacity Cost | 113.8122 |  |  |  | 1 | Total Hours | 132 | 138 | 126 | 132 | 528
2 | B | On-Peak Recovery % | 60% | 68.2873 |  |  | 2 | On-Peak Load Factor | 75.52% | 75.13% | 77.02% | 61.26% | 72.23%
3 | C | On-Peak Hours | 6 |  |  |  | 3 | On-Peak Energy Used | 260.1084 | 311.3222 | 278.7219 | 200.5146 | 1050.6671
4 | D | Expected On-Peak Load Factor | 72.23% |  |  |  | 4 | On-Peak Maximum Class Demand | 2.6093 | 3.0027 | 2.8721 | 2.4795 | 10.9636
5 | E | Number of On-Peak Days for the Period | 88 | (Include holidays) | [8 empty] | Annual
6 | P | Price for On-Peak Adder ($/kWh) | 0.17905 | 100% | = L |  | 5 | OnPeak kWh |  |  |  |  | 1050.6671
|  | Where: P = (A * B * L) / (C * D * E) |  |  |  |  | 6 | Total kWh |  |  |  |  | 8116.2065
7 |  | Price for On-Peak Adder ($/kW) | 0 | 0% |  |  | 7 | Percent Total |  |  |  |  | 12.95%
8 |  | Target Revenue | 310823370.6584
Jun - Sep, M-F
12 - 6 pm MDT
Time of Use Rate Design |  |  | Units | Unit Rate | Revenues
9 |  | On-Peak Energy Adder (Charged for On-Peak kWh) | 320894686 | 0.17905 | 57456193.5283
10 |  | Off-Peak Energy Charge | 1206742818.1603 | 0.05936 | 71632253.686
11 |  | Non-Summer Energy Charge | 1272108507.421 | 0.07544 | 95969363.9243
12 |  | Demand Charge ($/kW) Summer | 6016677 | 3.37 | 20276201.49
13 |  | Demand Charge ($/kW) Non-Summer | 8617430 | 3.37 | 29040739.1
14 |  | Monthly Customer Charge | 3664944 | 10.54 | 38628509.76
15 |  | Less: Customer Charge - Low Income Rider | 122931.5455 | -10.54 | -1295698.4891
16 |  | Community Solar Base Credit | 13004217.2718 | -0.068124 | -885899.2974
17 |  | Time-of-Use Proof of Revenues |  |  | 310821663.702
18 |  | Difference from Revenue Target |  |  | -1706.9564
19 |  | Difference from Target Adjustment |  | 0
20 |  | TOU Meter Adjustment |  | 0
21 |  | Final Rates
22 |  | Customer Charge |  | 10.54
23 |  | Demand Charge |  | 3.37
24 |  | Summer Energy Charge (On-Peak) |  | 0.23841
25 |  | Summer Energy Charge (Off-Peak) |  | 0.05936
26 |  | Non-Summer Energy Charge |  | 0.07544
27 |  | On-Peak to Off-Peak Price Ratio |  | 4.0163
28 |  |  | Non-Coincident Demand, per Customer | Total Customers - Annualized | Billing Demand | Summer = 1, Non-Summer = 0
29 |  | January | 3.0804 | 301303 | 928138 | 0
30 |  | February | 3.0403 | 301303 | 916063 | 0
31 |  | March | 3.0521 | 301303 | 919619 | 0
32 |  | April | 3.9145 | 301303 | 1179447 | 0
33 |  | May | 4.3999 | 301303 | 1325697 | 0
34 |  | June | 4.9719 | 301303 | 1498042 | 1
35 |  | July | 5.2384 | 301303 | 1578352 | 1
36 |  | August | 5.0718 | 301303 | 1528142 | 1
37 |  | September | 4.6868 | 301303 | 1412141 | 1
38 |  | October | 4.2898 | 301303 | 1292539 | 0
39 |  | November | 3.3319 | 301303 | 1003913 | 0
40 |  | December | 3.4915 | 301303 | 1052014 | 0
41 |  | Total | Avg.: 4.05 | 3615636 | 14634107
42
43 |  |  | COS Data | Billing Demand | $/KW-mo
44 |  | DEC DEMAND DISTRIBUTION, EXCEPT LOAD DISPATCH | 49366798.0366 | 14634107 | 3.3734

## Rate 2
Rate Design - Rate No. 2, Small General Service
|  |  | Non-Fuel | Calculated
|  | Billing | Unit | Base (Non-Fuel)
Rate Design |  | Units | Rate | Revenues
1 | Target Revenue |  |  | 32372083.5136
2 | Customer Charge | 345180 | 12.23 | 4221551.4 | 13.03%
3 | Non-Customer Charge Revenue Target |  |  | 28150532.1136
4 | Energy Charge ($/kWh) Summer (Jun-Sep) | 115181036.0451 | 0.11502 | 13248123
5 | Energy Charge ($/kWh) Non-Summer | 157128072.7849 | 0.09502 | 14930309
6 | kWh and Total Base Rate Revenues | 272309108.83 |  | 32399983.4
7 | DG Minimum Bill | 58.8461 | 12.96 | 763
8 | Community Solar Base Credit | 425582.2062 | -0.064985 | -27656
9 |  |  |  | 32373090.4
10 | Rate Design Revenue difference from Target Revenues |  |  | 1006.8864
11 | Summer/Non-Summer Differential |  | 0.02
12 | Difference from Target Adjustment |  | 0
13 | DEC Customer Component Cost |  | 4221247.5037
14 | DEC Production Component Unit Cost |  | 0.052598
15 | DEC Energy Component Unit Cost |  | 0.012387
16 | Community Solar Base Credit |  | 0.064985
17 | DG Minimum Bill Charge |  | 25.19
| DG Minimum Bill | 114 | 25.1068 | 2862.18

## Rate 2 TOD
Rate Design - Rate No. 2, Small General Service - Time Of Use Option | [5 empty] | Rate Design - Rate No. 2, Small General - Load Study Data
|  |  | 6 Hour On Peak |  |  |  |  | June | July | August | September
Line | Item | Description | 12 - 6 pm MDT | Notes |  | Line |  | 2020 | 2020 | 2020 | 2020 | Total
[7 empty] | On-Peak Hours | 6 | 6 | 6 | 6 | 24
1 | A | Incremental Capacity Cost | 113.8122 |  |  | 1 | Total Hours | 132 | 138 | 126 | 132 | 528
2 | B | On-Peak Recovery % | 60% | 68.2873 |  | 2 | On-Peak Load Factor | 81.01% | 85.18% | 86.76% | 70.47% | 80.85%
3 | C | On-Peak Hours | 6 |  |  | 3 | On-Peak Energy Used | 255.3153 | 294.143 | 264.9261 | 212.4777 | 1026.8622
4 | D | Expected On-Peak Load Factor | 80.85% |  |  | 4 | On-Peak Maximum Class Demand | 2.3876 | 2.5022 | 2.4236 | 2.2843 | 9.5976
5 | E | Number of On-Peak Days for the Period | 88 | (Include holidays) | [7 empty] | Annual
6 | P | Price for On-Peak Adder ($/kWh) | 0.15996 | 100% | = L | 5 | OnPeak kWh |  |  |  |  | 1026.8622
|  | Where: P = (A * B * L) / (C * D * E) |  |  |  | 6 | Total kWh |  |  |  |  | 9035.2506
7 |  | Price for On-Peak Adder ($/kW) | 0 | 0% |  | 7 | Percent Total |  |  |  |  | 11.37%
8 |  | Target Revenue | 32372083.5136
Jun - Sep, M-F
12 - 6 pm MDT
Time of Use Rate Design |  |  | Units | Unit Rate | Revenues
9 |  | On-Peak Energy Adder (Charged for On-Peak kWh) | 30948110 | 0.15996 | 4950459.6756
10 |  | Off-Peak Energy Charge | 115181036.0451 | 0.07203 | 8296490.0263
11 |  | Non-Summer Energy Charge | 157128072.7849 | 0.09502 | 14930309.476
12 |  | Monthly Customer Charge | 345180 | 12.23 | 4221551.4
13 |  | DG Minimum Bill | 58.8461 | 12.96 | 762.6456
14 |  | Community Solar Base Credit | 425582.2062 | -0.064985 | -27656.4597
15 |  | Time-of-Use Proof of Revenues |  |  | 32371916.7639
16 |  | Difference from Revenue Target |  |  | -166.7497
17 |  | Difference from Target Adjustment |  | 0
18 |  | TOU Meter Adjustment |  | 0
19 |  | Final Rates
20 |  | Customer Charge |  | 12.23
21 |  | Summer Energy Charge (On-Peak) |  | 0.23199
22 |  | Summer Energy Charge (Off-Peak) |  | 0.07203
23 |  | Non-Summer Energy Charge |  | 0.09502
24 |  | On-Peak to Off-Peak Price Ratio |  | 3.2207

## Rate 2 TOD (w Dmd Chg)
Rate Design - Rate No. 2, Small General Service - Time Of Use Option (with Demand Charge) | [6 empty] | Rate Design - Rate No. 2, Small General - Load Study Data
|  |  | 6 Hour On Peak | [5 empty] | June | July | August | September
Line | Item | Description | 12 - 6 pm MDT | Notes |  |  | Line |  | 2020 | 2020 | 2020 | 2020 | Total
[8 empty] | On-Peak Hours | 6 | 6 | 6 | 6 | 24
1 | A | Incremental Capacity Cost | 113.8122 |  |  |  | 1 | Total Hours | 132 | 138 | 126 | 132 | 528
2 | B | On-Peak Recovery % | 60% | 68.2873 |  |  | 2 | On-Peak Load Factor | 81.01% | 85.18% | 86.76% | 70.47% | 80.85%
3 | C | On-Peak Hours | 6 |  |  |  | 3 | On-Peak Energy Used | 255.3153 | 294.143 | 264.9261 | 212.4777 | 1026.8622
4 | D | Expected On-Peak Load Factor | 80.85% |  |  |  | 4 | On-Peak Maximum Class Demand | 2.3876 | 2.5022 | 2.4236 | 2.2843 | 9.5976
5 | E | Number of On-Peak Days for the Period | 88 | (Include holidays) | [8 empty] | Annual
6 | P | Price for On-Peak Adder ($/kWh) | 0.15996 | 100% | = L |  | 5 | OnPeak kWh |  |  |  |  | 1026.8622
|  | Where: P = (A * B * L) / (C * D * E) |  |  |  |  | 6 | Total kWh |  |  |  |  | 9035.2506
7 |  | Price for On-Peak Adder ($/kW) | 0 | 0% |  |  | 7 | Percent Total |  |  |  |  | 11.37%
8 |  | Target Revenue | 32372083.5136
Jun - Sep, M-F
12 - 6 pm MDT
Time of Use Rate Design |  |  | Units | Unit Rate | Revenues
9 |  | On-Peak Energy Adder (Charged for On-Peak kWh) | 30948110 | 0.15996 | 4950459.6756
10 |  | Off-Peak Energy Charge | 115181036.0451 | 0.05561 | 6405217.4145
11 |  | Non-Summer Energy Charge | 157128072.7849 | 0.07646 | 12013881.796
11 |  | Demand Charge ($/kW) Summer | 438136 | 4.32 | 1892747.52
12 |  | Demand Charge ($/kW) Non-Summer | 675099 | 4.32 | 2916427.68
13 |  | Monthly Customer Charge | 345180 | 12.23 | 4221551.4
14 |  | Community Solar Base Credit | 425582.2062 | -0.064985 | -27656.4597
15 |  | Time-of-Use Proof of Revenues |  |  | 32372629.0264
16 |  | Difference from Revenue Target |  |  | 545.5128
17 |  | Difference from Target Adjustment |  | 0
18 |  | TOU Meter Adjustment |  | 0
19 |  | Final Rates
20 |  | Customer Charge |  | 12.23
21 |  | Demand Charge |  | 4.32
22 |  | Summer Energy Charge (On-Peak) |  | 0.21557
23 |  | Summer Energy Charge (Off-Peak) |  | 0.05561
24 |  | Non-Summer Energy Charge |  | 0.07646
25 |  | On-Peak to Off-Peak Price Ratio |  | 3.8765
24 |  |  | Non-Coincident Demand, per Customer | Total Customers - Annualized | Billing Demand | Summer = 1, Non-Summer = 0
25 |  | January | 2.7776 | 28765 | 79898 | 0
26 |  | February | 2.8101 | 28765 | 80832 | 0
27 |  | March | 2.8521 | 28765 | 82039 | 0
28 |  | April | 2.758 | 28765 | 79335 | 0
29 |  | May | 3.4136 | 28765 | 98192 | 0
30 |  | June | 3.7907 | 28765 | 109039 | 1
31 |  | July | 3.9579 | 28765 | 113848 | 1
32 |  | August | 3.8361 | 28765 | 110346 | 1
33 |  | September | 3.6469 | 28765 | 104903 | 1
34 |  | October | 3.3457 | 28765 | 96239 | 0
35 |  | November | 2.726 | 28765 | 78415 | 0
36 |  | December | 2.7863 | 28765 | 80149 | 0
37 |  | Total | Avg.: 3.23 | 345180 | 1113235
38
39 |  |  | COS Data | Billing Demand | $/kW
40 |  | DEC DEMAND DISTRIBUTION, EXCEPT LOAD DISPATCH | 4808565.1492 | 1113235 | 4.3195

## Rate 7
Rate Design - Rate No. 7, Outdoor Recreational Service
|  |  | Non-Fuel | Current
|  | Billing | Unit | Base (Non-Fuel)
Line | Description | Units | Rate | Revenues
1 | Target Revenue |  |  | 627951.2031
2 | Less: Customer Charge | 2532 | 25.39 | 64287.48
3 | Non-Customer Charge Revenue Target |  |  | 563663.7231
4 | Energy Charge ($/kWh) - Secondary Voltage | 3639116 | 0.1535 | 558604
5 | Energy Charge ($/kWh) - Primary Voltage | 37410 | 0.13515 | 5056
6 | kWh and Total Revenues | 3676526 |  | 627947.48
7 | Difference from Revenue Target |  |  | -3.7231
8 | Primary/Secondary Differential |  | 0.01835
9 | DEC Customer Component Cost |  | 64297.814
10 |  | COS Data | $/kWh - Primary | $/kWh - Secondary
11 | DEC DEMAND DISTRIBUTION, EXCEPT LOAD DISPATCH | 0.076687 | 0.058341 | 0.076687
12 | DEMAND POLES, TOWER, FIXTURES PRIMARY | 0.011914 | 0.011914 | 0.011914
13 | DEMAND POLES, TOWER, FIXTURES SECONDARY | 0.0053709 |  | 0.0053709
14 | DEMAND DISTRIBUTION OVHD PRIMARY | 0.011355 | 0.011355 | 0.011355
15 | DEMAND DISTRIBUTION OVHD SECONDARY | 0.0011223 |  | 0.0011223
16 | DEMAND DISTRIBUTION UNGD PRIMARY | 0.02196 | 0.02196 | 0.02196
17 | DEMAND DISTRIBUTION UNGD SECONDARY | 0.0047899 |  | 0.0047899
18 | DEMAND DISTRIBUTION LINE TRNSFMR PRIMARY | 0.013112 | 0.013112 | 0.013112
19 | DEMAND DISTRIBUTION LINE TRNSFMR SECONDARY | 0.007063 |  | 0.007063

## Rate 8
Rate Design - Rate No. 8 Street Lighting Service
(NOTE: SEE LIGHTING RATE DESIGN WORKPAPERS (WP/Q-7(b) FOR DETAIL)
Estimated
Line |  | Active | Rate | Estimated
No. | Description | Lamps | w/o Fuel | Revenues
1 | MV-OH SYSTEM CO. OWNED - 35' WOOD POLE ( No longer install)
2 | 175W MV 7,000L - 195W | 328 | 12.57 | 49475.52
3 | 250W MV 11,000L - 275W | 188 | 14.35 | 32373.6
4 | 400W MV 20,000L - 460W | 20 | 18.44 | 4425.6
5 | OH - HPSV - CO. OWNED - WOOD POLE
6 | 100W HPS 8,500 L - 35 Ft. 124 Watts | 1211 | 11.93 | 173366.76
7 | 150W HPS 14,400 L - 35 Ft. 193 Watts | 685 | 12.95 | 106449
8 | 250W HPS 23,200 L - 35 Ft. 313 Watts | 433 | 15.2 | 78979.2
9 | 450W HPS 50,000 L - 50 Ft. 485 Watts | 140 | 21.86 | 36724.8
10 | HPSV - DOWNTOWN E.P. AREA CO. OWNED - STEEL BASE STANDARD AND LUMINAIRE
11 | 450W HPS, 50,000L - OH 485 Watts | 84 | 37.7 | 38001.6
12 | 1000W MV 119,500L OH 1,102W | 2 | 43.18 | 1036.32
13 | 1000W MV 119,500L UG 1,102W | 7 | 70.49 | 5921.16
14 | MV- OH SYSTEM - CO-OWNED STEEL POLE
15 | 400W MV 20,000L - 460W | 71 | 26.37 | 22467.24
16 | (2) 400W MV 20,000L - 920W | 9 | 37.03 | 3999.24
17 | MV - NON CO OWNED SYSTEMS INTERSTATE OR FREEWAY LIGHTING
18 | 250W MV 11,000L Wall 292W | 22 | 8.96 | 2365.44
19 | 400W MV 20,000L - 460W | 14 | 10.88 | 1827.84
20 | MV - NON CO. OWNED - WOOD POLE 35'- UG OR OH RESIDENTIAL / -Replace Lamp Only
21 | 175W MV 7,000 L - 195 Watts | 5 | 5.85 | 351
22 | HPSV NON-CO. OWNED SYSTEMS INTERSTATE OR FREEWAY LIGHTING
23 | 150W HPS 16,000 L - Wall 193 Watts | 575 | 8.18 | 56442
24 | 250W HPS 23,200 L - Wall 313 Watts | 94 | 9.65 | 10885.2
25 | 400W HPS 50,000 L - 50 Ft. 485 Watts | 1950 | 19.1 | 446940
26 | 400W HPS 50,000 L - 150 Ft. Climbing | 102 | 11.99 | 14675.76
27 | Tower Structure - 485 Watts Per Lamp
28 | 400W HPS 50,000 L - 150 Ft. Lowering | 0 | 15.25 | 0
29 | Tower Structure - 485 Watts Per Lamp
30 | 40 Ft. Max. Mounting Height 116 Watts | 6 | 3.52 | 253.44
31 | 150 Ft. Tower 116 Watts | 3 | 4.21 | 151.56
32 | HPSV NON-CO. OWNED SYSTEMS LARGE ARTERIAL LIGHTING
33 | 250W HPS 23,200 L - 40 Ft. 313 Watts | 384 | 14.55 | 67046.4
34 | 400W HPS 50,000 L - 50 Ft. 485 Watts | 636 | 16.15 | 123256.8
35 | HPSV - NON-CO OWNED - WOOD/STEEL POLE UG OR OH STANDARD RESIDENTIAL SERVICE
36 | 100W HPS 8,500L - 124 Watts | 4844 | 4.34 | 252275.52
37 | 150W HPS 14,400 L - 193 Watts | 0 | 5.44 | 0
38 | 250W HPS 23,200 L - 313 Watts | 1897 | 8.34 | 189851.76
39 | HPSV - OH - NON-CO. OWNED FIXTURE - CO. OWNED EXISTING WOOD POLE (DISTRIBUTION OR STREET LIGHT) CF or D
40 | 100W HPS 8,500L - 124 Watts | 2668 | 5.86 | 187613.76
41 | 150W HPS 14,400 L - 193 Watts | 2499 | 7.08 | 212315.04
42 | 250W HPS 23,200 L - 313 Watts | 888 | 8.99 | 95797.44
43 | (2) 250W HPS 23,200 L - 626 Watts | 11 | 15.98 | 2109.36
44 | 450W HPS 50,000 L - 485 Watts | 52 | 12.34 | 7700.16
45 | ORNAMENTAL HPSV - NON-CO. OWNED, OPERATED & MAINTAINED (ENERGY ONLY)
46 | 175W MH - 210 Watt | 489 | 2.9 | 17017.2
47 | 250W MH - 295 Watt | 21 | 3.45 | 869.4
48 | HPS ROADWAY ILLUMINATION COMPANY OWNED (ENERGY ONLY)
49 | 100W HPS - 124 Watt | 246 | 1.79 | 5284.08
50 | 150W HPS - 193 Watt | 114 | 2.78 | 3803.04
51 | 250W HPS - 313 Watt | 1526 | 4.45 | 81488.4
52 | 400W HPS - 485 Watt | 2553 | 10.63 | 325660.68
53 | MV TO LED - OH SYSTEM CO. OWNED - 35' WOOD POLE
54 | 175W MV 7,000L - 65W | 1371 | 9.73 | 160077.96
55 | 250W MV 11,000L - 100W | 64 | 12.16 | 9338.88
56 | 400W MV 20,000L - 100W | 55 | 14.43 | 9523.8
57 | LED- OH - EXISTING WOOD/STEEL POLE STANDARD RESIDENTIAL COMPANY OWNED (ENERGY ONLY)
58 | 65W LED 8,500L OH Existing- 35 ft 65 Watt | 122 | 9.51 | 13922.64
59 | 95W LED 14,400L OH Existing- 35 ft 95 Watt | 0 | 10.85 | 0
60 | 125W LED 23,000L OH Existing- 35 ft 116 Watt | 34 | 12.98 | 5295.84
61 | 400W LED 50,000L OH Existing- 50 ft 159 Watt | 0 | 18.81 | 0
62 | LIGHT-EMITTING DIODE ("LED") - ENERGY ONLY
63 | 1W-20W LED | 0 | 0.12 | 0
64 | 21W-30W LED | 24 | 0.44 | 126.72
65 | 31W-40W LED | 7487 | 0.42 | 37734.48
66 | 41W-50W LED | 135 | 0.54 | 874.8
67 | 51W-60W LED | 10 | 0.66 | 79.2
68 | 61W-70W LED | 2400 | 0.78 | 22464
69 | 71W-80W LED | 73 | 0.9 | 788.4
70 | 81W-90W LED | 15 | 1.02 | 183.6
71 | 91W-100W LED | 1230 | 1.14 | 16826.4
72 | 101W-110W LED | 2489 | 1.26 | 37633.68
73 | 111W-130W LED | 2091 | 1.44 | 36132.48
74 | 131W-150W LED | 664 | 1.68 | 13386.24
75 | 151W-170W LED | 1146 | 1.92 | 26403.84
76 | 171W-190W LED | 138 | 2.16 | 3576.96
77 | 191W-210W LED | 0 | 2.4 | 0
78 | 211W-230W LED | 192 | 2.64 | 6082.56
79 | 231W-250W LED | 161 | 2.88 | 5564.16
80 | 251W-270W LED | 1332 | 3.12 | 49870.08
81 | 271W-300W LED | 0 | 3.42 | 0
82 | 301W-330W LED | 0 | 3.78 | 0
83 | 331W-360W LED | 0 | 4.14 | 0
84 | 361W-390W LED | 0 | 4.5 | 0
85 | 391W-420W LED | 0 | 4.86 | 0
86 | 421W-450W LED | 0 | 5.22 | 0
87 | 451W-480W LED | 0 | 5.58 | 0
88 | 481W-510W LED | 0 | 5.94 | 0
89 | 511W-540W LED | 0 | 6.3 | 0
90 | 541W-570W LED | 0 | 6.66 | 0
91 | NON CO OWNED LED ON CO OWNED POLES
92 | Energy | 237958 | 0.0337 | 8019.1846
93 | Pole Attachments | 569 | 1.57 | 10719.96
94 | Total (excludes pole attachment count) | 46010 |  | 3133827.1846
95 | Target Base Revenue |  |  | 3133397.7686
96 | Difference from Target Base Revenue |  |  | 429.416
97 | kWh | 36054763
98 | Metered Service:
99 | Customer Charge |  | 9.7122
100 | Energy Charge |  | 0.0337

## Rate 9
Rate Design - Rate No. 9 Traffic Signals Service
(NOTE: SEE LIGHTING RATE DESIGN WORKPAPERS (WP/Q-7(b) FOR DETAIL)
Estimated
Line |  | Active | Rate | Estimated
No. | Description | Lamps | w/o Fuel | Revenues
INCANDESCENT TRAFFIC SIGNALS (MONTHLY RATE PER UNIT)
Flashing Lights
1 | 2 Unit School Flasher-790 Annl BH 133 Watts | 2 | 4.4 | 105.6
2 | 30 Watt Controller - 24 Hours - 30 Watts | 47 | 0.99 | 558.36
3 | 100 Watt Controller - 100 - 100 Watts | 659 | 3.31 | 26175.48
4
5 | LIGHT-EMITTING DIODE ("LED") TRAFFIC SIGNALS
6 | TYPE OF UNIT
7 | 5 Lamp Head - 24 Hours - 14 Watts | 777 | 0.75 | 6993
8 | 3 Lamp Head - 24 Hours - 14 Watts | 6169 | 0.46 | 34052.88
9 | 3 Lamp Head - 18 Norm 6 Flash - 14 Watts | 0 | 0.46 | 0
10 | 4 Lamp Head - 24 Hours - 14 Watts | 200 | 0.75 | 1800
11 | 4 Lamp Head - 18 Norm 6 Flash - 14 Watts | 0 | 0.75 | 0
12 | 2 Unit Walk Light - 24 Hours - 9 Watts | 4832 | 0.29 | 16815.36
13 | 2 Unit Walk Light - 18 Norm 6 Flash-9 Watt | 0 | 0.29 | 0
14 | 1 Unit Flashing - 24 Hours - 14 Watts | 263 | 0.43 | 1357.08
15 | 2 Unit Flashing - 24 Hours - 14 Watts | 8 | 0.46 | 44.16
16 | 2 Unit School Flasher-351 Annl BH 14 Watts | 0 | 0.46 | 0
17 | 2 Unit School Flasher-790 Annl BH 14 Watts | 1021 | 0.46 | 5635.92
18 | 4 Unit School Flasher-351 Annl BH 14 Watts | 0 | 0.75 | 0
19 | 4 Unit School Flasher-790 Annl BH 14 Watts | 0 | 0.75 | 0
20 | Bike Lane Signals | 0 | 0.33 | 0
20 | Metered Service: |  |  | 0
21 | Customer Charge | 312 | 12.34 | 3850.08
22 | Energy Charge | 68022 | 0.03747 | 2548.7843
23
24 | Total | 13978 |  | 99936.7043
25 | Target Base Revenue |  |  | 100439.9824
26 | Difference from Target Base Revenue |  |  | -503.278
27 | kWh | 2655162

## Rate 11 TOU
Rate Design - Rate No. 11-TOU, Water Pumping Service - Time of Use | [5 empty] | Rate Design - Rate No. 11, Water Pumping - Load Study Data
|  |  | 4 Hour On Peak | 10 Hour Shoulder Peak |  |  |  | June | July | August | September
Line | Item | Description | 1 - 5 pm MDT | 10 am - 8 pm MDT |  | Line |  | 2020 | 2020 | 2020 | 2020 | Total
[7 empty] | On-Peak Hours | 4 | 4 | 4 | 4 | 16
1 | A | Incremental Capacity Cost | 113.8122 | 113.8122 |  | 1 | Total Hours | 88 | 92 | 84 | 88 | 352
2 | B | On-Peak Recovery % | 60% | 60% |  | 2 | On-Peak Load Factor | 80.2% | 85.01% | 89.26% | 84.19% | 84.66%
3 | C | On-Peak Hours | 4 | 10 |  | 3 | On-Peak Energy Used | 330930.7288 | 368079.8229 | 324730.2533 | 321104.8211 | 1344845.6261
4 | D | Expected On-Peak Load Factor | 84.66% | 82.3% |  | 4 | On-Peak Maximum Class Demand | 4689.1387 | 4706.3353 | 4331.2251 | 4334.0316 | 18060.7308
5 | E | Number of Peak Days for the Period | 88 | 88 | [7 empty] | Annual
6 | P | Price for On-Peak Adder ($/kWh) | 0.22914 | 0.09429 |  | 5 | On-Peak kWh |  |  |  |  | 1344845.6261
|  | Where: P = (A * B) / (C * D * E) |  |  |  | 6 | Total kWh |  |  |  |  | 31587654.3605
7 |  | Price for On-Peak Adder ($/kW) | 0 |  |  | 7 | Percent Total |  |  |  |  | 4.258%
8 |  | Target Revenue
|  |  |  | Non-Fuel | Current
|  |  | Billing | Unit | Base (Non-Fuel) |  | Shoulder-Peak Hours | 10 | 10 | 10 | 10 | 40
Line |  | Description | Units | Rate | Revenues | 1 | Total Hours | 220 | 230 | 210 | 220 | 880
1 |  | Target Revenue |  |  | 10389089.4335 | 2 | Shoulder-Peak Load Factor | 74.88% | 83.83% | 87.78% | 82.7% | 82.3%
2 |  | Customer Charge | 4824 | 97.87 | 472124.88 | 3 | Shoulder-Peak Energy Used | 821976.269 | 907543.6335 | 802853.0203 | 788746.2958 | 3321119.2185
3 |  | Non-Customer Charge Revenue Target |  |  | 9916964.5535 | 4 | Shoulder-Peak Maximum Class Demand | 4989.5181 | 4706.9938 | 4355.4584 | 4335.2687 | 18387.239
4 |  | On-Peak Energy Adder - Secondary | 5548838.0115 | 0.22914 | 1271460.74 | [6 empty] | Annual
5 |  | Shoulder-Peak Adder - Secondary | 8306156.0208 | 0.09429 | 783187.45 | 5 | Shoulder Peak kWh |  |  |  |  | 3321119.2185
6 |  | Off-Peak Energy Secondary | 123976228 | 0.0424 | 5256592.07 | 6 | Total kWh |  |  |  |  | 31587654.3605
7 |  | On-Peak Energy Adder - Primary | 1926608 | 0.22622 | 435837.26 | 7 | Percent Total |  |  |  |  | 10.51%
8 |  | Shoulder-Peak Adder - Primary | 2849090 | 0.09137 | 260321.35
9 |  | Off-Peak Energy Primary | 48374126 | 0.03948 | 1909810.49
10 |  | kWh and Total Revenues | 172350354 |  | 10389334.24
11 |  | Difference from Revenue Target |  |  | 244.8065
12 |  | Primary/Secondary Differential |  | 0.00292
13 |  | DEC Customer Component Cost |  | 472148.3014
14 |  | Final Rates | Secondary | Primary
15 |  | Customer Charge | 97.87 | 97.87
16 |  | Summer Energy Charge (On-Peak) | 0.27154 | 0.2657
17 |  | Summer Energy Charge (Shoulder-Peak) | 0.13669 | 0.13085
18 |  | Summer Energy Charge (Off-Peak) | 0.0424 | 0.03948
19 |  | Non-Summer Energy Charge
20 |  |  | COS Data | $/kWh - Primary | $/kWh - Secondary
21 |  | DEMAND DISTRIBUTION | 0.010677 | 0.0077575 | 0.010677
22 |  | DEMAND POLES, TOWER, FIXTURES PRIMARY | 0.0016352 | 0.0016352 | 0.0016352
23 |  | DEMAND POLES, TOWER, FIXTURES SECONDARY | 0.00086277 |  | 0.00086277
24 |  | DEMAND DISTRIBUTION OVHD PRIMARY | 0.0015644 | 0.0015644 | 0.0015644
25 |  | DEMAND DISTRIBUTION OVHD SECONDARY | 0.00018043 |  | 0.00018043
26 |  | DEMAND DISTRIBUTION UNGD PRIMARY | 0.0028947 | 0.0028947 | 0.0028947
27 |  | DEMAND DISTRIBUTION UNGD SECONDARY | 0.00076266 |  | 0.00076266
28 |  | DEMAND DISTRIBUTION LINE TRNSFMR PRIMARY | 0.0016632 | 0.0016632 | 0.0016632
29 |  | DEMAND DISTRIBUTION LINE TRNSFMR SECONDARY | 0.0011133 |  | 0.0011133
30

## Rate 15
Rate Design - Rate No. 15, Electrolytic Refining Service
Rate Design - Rate No. 15, Electrolytic Refining Service - Load Study Data
|  |  | 6 Hour On Peak | [5 empty] | June | July | August | September
Line | Item | Description | 12 - 6 pm MDT | Notes |  |  | Line |  | 2020 | 2020 | 2020 | 2020 | Total
[8 empty] | On-Peak Hours | 6 | 6 | 6 | 6 | 24
1 | A | Incremental Capacity Cost | 113.8122 |  |  |  | 1 | Total Hours | 132 | 138 | 126 | 132 | 528
2 | B | On-Peak Recovery % | 65% | 73.9779 |  |  | 2 | On-Peak Load Factor | 69.12% | 72.92% | 75.04% | 74.2% | 72.82%
3 | C | On-Peak Hours | 6 |  |  |  | 3 | On-Peak Energy Used | 1302194.8672 | 1539692.27 | 1196498.5133 | 1379488.2988 | 5417873.9493
4 | D | Expected On-Peak Load Factor | 72.82% |  |  |  | 4 | On-Peak Maximum Class Demand | 14273.2798 | 15301.4399 | 12655.4399 | 14085.1196 | 56315.2793
5 | E | On-Peak Days | 88 | (Include holidays)
6 | P | Price for On-Peak Adder ($/kWh) | 0.14431 | 75% | = L
Where: P = (A * B * L) / (C * D * E)
7 |  | Price for On-Peak Adder ($/kW) | 4.62 | 25%
8 |  | Non-Fuel Revenue Target | 2279360.9911
On-Peak Months of June through September - 4 Months
|  |  |  | 6 - Hour | 12 - 6 pm MDT
Time of Dat Rate Design |  |  | Units | Unit Rate | Revenues
9 |  | On-Peak Energy Adder | 2815765 | 0.14431 | 406343.0471
10 |  | Off-Peak Base Rate | 42604774 | 0.00101 | 43030.8217
11 |  | Total Annual kW | 90000
12 |  | Billed kW - Firm - Summer | 30000 | 23.37 | 701100
13 |  | Billed kW - Firm - Non-Summer | 60000 | 18.75 | 1125000
14 |  | Customer Charge | 12 | 22.07 | 264.84
15 |  | Interconnection Charge | 79134.1132 | 4.738% | 3749.7148
16 |  | Total Proof of Revenues |  |  | 2279488.4237
|  |  | 10% | Adjusted | Final
|  |  | Demand $ to | Target | Adj Unit
Time of Day Rate Design for On-Peak Set at 12 - 6 pm MDT |  |  | Energy $ | Revenues | Rates | Revenues
17 |  | On-Peak Energy Adder | 0 | 406343.0471 | 0.14431 | 406343.05
18 |  | Off-Peak Base Rate | 182610 | 225640.8217 | 0.0053 | 225805.3
19 |  | Billed kW - Firm - Summer |  |  | 21.34 | 640200
20 |  | Billed kW - Firm - Non-Summer |  |  | 16.72 | 1003200
21 |  | Customer Charge |  |  | 22.07 | 264.84
22 |  | Interconnection Charge |  |  | 4.738% | 3749.7148
23 |  | Total Proof of Revenues |  |  |  | 2279562.9048
24 |  | Difference from Target Revenue |  |  |  | 74.4811
25 |  | Demand to Move | 182610
26 |  | Difference from Target Adjustment |  |  | 0
27 |  | CUSTOMER COMPONENTS ($/ANNUAL CUSTOMERS) |  |  | 22.0724
28 |  | DEMAND COMPONENTS UNIT COST ($/kW) |  |  | 20.2877
|  | Adjusted for Price for On-Peak Adder ($/kW) |  |  | 18.7477
29 |  | Final Rates | Rate
30 |  | On-Peak Energy Rate ($/kWh) (6 Hour On-Peak Rate) | 0.14961
31 |  | Base Energy Rate ($/kWh) | 0.0053
32 |  | Demand Rate ($/kW) - Summer | 21.34
33 |  | Demand Rate ($/kW) - Non-Summer | 16.72
34 |  | Monthly Customer Charge | 22.07

## Water Heating
Rate Design - Rate No. WH, Water Heating Service
|  |  | Non-Fuel | Current
|  | Billing | Unit | Base (Non-Fuel)
Line | Description | Units | Rate | Revenues
1 | Target Revenue |  |  | 539072.5318
2 | Less: Customer Charge | 38004 | 4.84 | 183939
3 | Non-Customer Charge Revenue Target |  |  | 355133.5318
4 | Energy Charge ($/kWh) Jun-Sep | 1334123 | 0.08411 | 112213
5 | Energy Charge ($/kWh) Oct-May | 3789517 | 0.06411 | 242946
6 | kWh and Total Base Revenues | 5123640 |  | 539098
7 | Difference from Target Revenue |  |  | 25.4682
8 | Summer/Non-Summer Differential |  | 0.02
9 | Difference from Target Adjustment |  | 2e-05
10 | DEC Customer Component Cost |  | 183825.8471

## Rate 22
Rate Design - Rate No. 22, Irrigation Service
|  |  | Non-Fuel | Current
|  | Billing | Unit | Base (Non-Fuel)
Line | Description | Units | Rate | Revenues
1 | Target Revenue |  |  | 569271.5837
2 | Less: Customer Charge | 1728 | 22.99 | 39726.72
3 | Non-Customer Charge Revenue Target |  |  | 529544.8637
4 | Energy Charge ($/kWh) Summer (Jun-Sep) | 1927916.8555 | 0.15284 | 294662.8122
5 | Energy Charge ($/kWh) Non-Summer | 1912112.4682 | 0.12284 | 234883.8956
6 | kWh and Total Revenues | 3840029.3236 |  | 569273.4278
7 | Difference from Target Revenue |  |  | 1.844
8 | Summer/Non-summer Differential |  | 0.03
9 | Difference from Target Adjustment |  | 0
10 | DEC Customer Component Unit Cost |  | 22.9944

## Rate 22 TOU
Rate Design - Rate No. 22, Irrigation Service - Time Of Use Option | [5 empty] | Rate Design - Rate No. 22, Irrigation Service - Load Study Data
|  |  | 4 Hour On Peak |  |  |  |  | June | July | August | September
Line | Item | Description | 1 - 5 pm MDT | Notes |  | Line |  | 2020 | 2020 | 2020 | 2020 | Total
1 | A | Incremental Capacity Cost | 113.8122 |  |  | 1 | On-Peak Hours | 4 | 4 | 4 | 4 | 16
2 | B | On-Peak Recovery % | 65% | 73.9779 |  | 2 | Total Hours | 88 | 92 | 84 | 88 | 352
3 | C | On-Peak Hours | 4 |  |  | 3 | On-Peak Load Factor | 45.18% | 47.96% | 49.08% | 63.51% | 51.43%
4 | D | Expected On-Peak Load Factor | 51.43% |  |  | 4 | On-Peak Energy Used | 546.132 | 685.4484 | 590.5959 | 651.2015 | 2473.3777
5 | E | Number of On-Peak Days for the Period | 88 | (Include holidays) |  | 5 | On-Peak Maximum Class Demand | 13.735 | 15.5361 | 14.3241 | 11.651 | 55.2462
6 | P | Price for On-Peak Usage after base charge($/kWh) | 0.40861 |  |  | 6 | [5 empty] | Annual
Where: |  | P = (A * B) / (C * D * E) |  |  |  | 7 | OnPeak kWh |  |  |  |  | 2473.3777
7 |  | Target Revenue | 569271.5837 |  |  | 8 | Total kWh |  |  |  |  | 41973.5569
[6 empty] | 9 | Percent Total |  |  |  |  | 5.893%
1 - 5 pm MDT
Time of Use Rate Design |  |  | Units | Unit Rate | Revenues
8 |  | On-Peak Energy Adder (Charged for On-Peak kWh) | 226282 | 0.40861 | 92461.088
9 |  | Off-Peak Energy Charge | 1927916.8555 | 0.10488 | 202199.9198
10 |  | Non-Summer Energy Charge | 1912112.4682 | 0.12284 | 234883.8956
11 |  | Monthly Customer Charge | 1728 | 22.99 | 39726.72
12 |  | Time-of-Use Proof of Revenues |  |  | 569271.6234
13 |  | Difference from Revenue Target |  |  | 0.039679
14 |  | Final Energy Rates |  | Base Rate
15 |  | On-Peak Rate |  | 0.51349
|  | Off-Peak Energy Charge |  | 0.10488
16 |  | Non-Summer Energy Charge |  | 0.12284
17 |  | Difference from Target Adjustment |  | 0
18 |  | TOU Meter Adjustment |  | 0

## Rate 24
Rate Design - Rate No. 24, General Service
|  |  | Non-Fuel | Current
|  | Billing | Unit | Base (Non-Fuel)
Line | Description | Units | Rate | Revenues
1 | Target Revenue |  |  | 122111933.3042
2 | Secondary Voltage
3 | Customer Charge | 87780 | 62.6 | 5495028
4 | Demand Charge (Jun - Sep) | 1686410 | 11.33 | 19107025.3
5 | Energy Charge (Jun - Sep) - First 200 kWh/kW | 320367796.7564 | 0.10117 | 32411609.9978
6 | Energy Charge (Jun - Sep) - Next 150 kWh/kW | 157116268.9879 | 0.08117 | 12753127.5538
7 | Energy Charge (Jun - Sep) - All Other kWh | 95107736.1209 | 0.06117 | 5817740.2185
8 | Demand Charge (Oct - May) | 2826726 | 3.74 | 10571955.24
9 | Energy Charge (Oct - May) - First 200 kWh/kW | 513673512.929 | 0.0503 | 25837777.7003
10 | Energy Charge (Oct - May) - Next 150 kWh/kW | 218727491.7023 | 0.0303 | 6627442.9986
11 | Energy Charge (Oct - May) - All Other kWh | 113476489.8678 | 0.0103 | 1168807.8456
12 | Total Secondary kWh Sales and Revenues | 1418469296.3643 |  | 119790514.8547
13 | Primary Voltage
14 | Customer Charge | 432 | 62.6 | 27043.2
15 | Demand Charge (Jun - Sep) | 32919 | 11.01 | 362438.19
16 | Energy Charge (Jun - Sep) - First 200 kWh/kW | 6162010 | 0.09877 | 608621.7277
17 | Energy Charge (Jun - Sep) - Next 150 kWh/kW | 4246548 | 0.07877 | 334500.586
18 | Energy Charge (Jun - Sep) - All Other kWh | 3343679 | 0.05877 | 196508.0148
19 | Demand Charge (Oct - May) | 53002 | 3.42 | 181266.84
20 | Energy Charge (Oct - May) - First 200 kWh/kW | 9403250 | 0.04791 | 450509.7075
21 | Energy Charge (Oct - May) - Next 150 kWh/kW | 5774721 | 0.02791 | 161172.4631
22 | Energy Charge (Oct - May) - All Other kWh | 3402140 | 0.00791 | 26910.9274
23 | Total Primary kWh Sales and Revenues | 32332348 |  | 2348971.6565
24 | Transmission Voltage
25 | Customer Charge | 0 | 62.6 | 0
26 | Demand Charge (Jun - Sep) | 0 | 10.13 | 0
27 | Energy Charge (Jun - Sep) - First 200 kWh/kW | 0 | 0.0923 | 0
28 | Energy Charge (Jun - Sep) - Next 150 kWh/kW | 0 | 0.0723 | 0
29 | Energy Charge (Jun - Sep) - All Other kWh | 0 | 0.0523 | 0
30 | Demand Charge (Oct - May) | 0 | 2.54 | 0
31 | Energy Charge (Oct - May) - First 200 kWh/kW | 0 | 0.04144 | 0
32 | Energy Charge (Oct - May) - Next 150 kWh/kW | 0 | 0.02144 | 0
33 | Energy Charge (Oct - May) - All Other kWh | 0 | 0.00144 | 0
34 | Total Primary kWh Sales and Revenues | 0 |  | 0
24 | kWh and Total Revenues | 1450801644.3643 |  | 122139486.5112
25 | Community Solar Base Credit | 508962.2361 | -0.053025 | -26987.7226
26 |  |  |  | 122112498.7886
27 | Difference from Target Revenue |  |  | 565.4844
28
29 | Difference from Target Adjustment - kW |  | 0
30 | Difference from Target Adjustment - kWh |  | -0.00873 | Below energy cost!
30 | Summer to Non-Summer Price Differential |  | 0
31 | Block to Block Price Differential |  | 0.02
32 | Rate Tilt (Demand $ to Energy $) |  | 70%
33 | Production Demand $ Recovered in Summer Months |  | 82%
34 | DEC Production Component Unit Cost |  | 0.04208
35 | DEC Energy Component Unit Cost |  | 0.010945
36 | Community Solar Base Credit |  | 0.053025
37 | DEC Customer Component Cost |  | 5522311.1129
38 | DEMAND COMPONENTS ($/kW) for Summer Months | COS Data | $/kW - Transmission | $/kW - Primary | $/kW - Secondary
39 | DEMAND PRODUCTION | 50060721.3695 | 8.7349 | 8.7349 | 8.7349
40 | DEMAND TRANSMISSION | 12990060.932 | 0.84735 | 0.84735 | 0.84735
41 | DEMAND DISTRIBUTION | 26670681.2573
42 | DEMAND DISTRIBUTION LOAD DISPATCHING | 8408506.4673 | 0.54849 | 0.54849 | 0.54849
43 | DEMAND DISTRIBUTION POLES, TOWERS, FIXTURES | 4318343.0262
44 | DEMAND POLES, TOWER, FIXTURES PRIMARY | 2851195.948 |  | 0.18599 | 0.18599
45 | DEMAND POLES, TOWER, FIXTURES SECONDARY | 1467147.0781 |  |  | 0.097525
46 | DEMAND DISTRIBUTION OVERHEAD LINES | 3037621.2695
47 | DEMAND DISTRIBUTION OVHD PRIMARY | 2730342.7376 |  | 0.1781 | 0.1781
48 | DEMAND DISTRIBUTION OVHD SECONDARY | 307278.5319 |  |  | 0.020426
49 | DEMAND DISTRIBUTION UNDERGROUND LINES | 6269445.3394
50 | DEMAND DISTRIBUTION UNGD PRIMARY | 4996256.9572 |  | 0.32591 | 0.32591
51 | DEMAND DISTRIBUTION UNGD SECONDARY | 1273188.3822 |  |  | 0.084632
52 | DEMAND DISTRIBUTION LINE TRANSFORMER | 4636765.1549
53 | DEMAND DISTRIBUTION LINE TRNSFMR PRIMARY | 2829162.3919 |  | 0.18455 | 0.18455
54 | DEMAND DISTRIBUTION LINE TRNSFMR SECONDARY | 1807602.763 |  |  | 0.12016
55 | Total Demand Transmission and Distribution |  | 10.1308 | 11.0053 | 11.3281
56 | DEC Customer Component Unit Cost for Non-Summer Months
57 | DEMAND COMPONENTS ($/kW)
58 | DEMAND PRODUCTION | 10988938.8372 | 1.1448 | 1.1448 | 1.1448
59 | DEMAND TRANSMISSION | 12990060.932 | 0.84735 | 0.84735 | 0.84735
60 | DEMAND DISTRIBUTION | 26670681.2573
61 | DEMAND DISTRIBUTION LOAD DISPATCHING | 8408506.4673 | 0.54849 | 0.54849 | 0.54849
62 | DEMAND DISTRIBUTION POLES, TOWERS, FIXTURES | 4318343.0262
63 | DEMAND POLES, TOWER, FIXTURES PRIMARY | 2851195.948 |  | 0.18599 | 0.18599
64 | DEMAND POLES, TOWER, FIXTURES SECONDARY | 1467147.0781 |  |  | 0.097525
65 | DEMAND DISTRIBUTION OVERHEAD LINES | 3037621.2695
66 | DEMAND DISTRIBUTION OVHD PRIMARY | 2730342.7376 |  | 0.1781 | 0.1781
67 | DEMAND DISTRIBUTION OVHD SECONDARY | 307278.5319 |  |  | 0.020426
68 | DEMAND DISTRIBUTION UNDERGROUND LINES | 6269445.3394
69 | DEMAND DISTRIBUTION UNGD PRIMARY | 4996256.9572 |  | 0.32591 | 0.32591
70 | DEMAND DISTRIBUTION UNGD SECONDARY | 1273188.3822 |  |  | 0.084632
71 | DEMAND DISTRIBUTION LINE TRANSFORMER | 4636765.1549
72 | DEMAND DISTRIBUTION LINE TRNSFMR PRIMARY | 2829162.3919 |  | 0.18455 | 0.18455
73 | DEMAND DISTRIBUTION LINE TRNSFMR SECONDARY | 1807602.763 |  |  | 0.12016
74 | Total Demand Transmission and Distribution |  | 2.5406 | 3.4152 | 3.7379
57 | DEMAND COMPONENTS ($/kWh) for Summer Months | COS Data | $/kWh - Transmission | $/kWh - Primary | $/kWh - Secondary
58 | DEMAND PRODUCTION | 50060721.3695 | 0.059764 | 0.059764 | 0.059764
59 | DEMAND TRANSMISSION | 12990060.932 | 0.0062676 | 0.0062676 | 0.0062676
60 | DEMAND DISTRIBUTION | 26670681.2573
61 | DEMAND DISTRIBUTION LOAD DISPATCHING | 8408506.4673 | 0.004057 | 0.004057 | 0.004057
62 | DEMAND DISTRIBUTION POLES, TOWERS, FIXTURES | 4318343.0262
63 | DEMAND POLES, TOWER, FIXTURES PRIMARY | 2851195.948 |  | 0.0013757 | 0.0013757
64 | DEMAND POLES, TOWER, FIXTURES SECONDARY | 1467147.0781 |  |  | 0.00072402
65 | DEMAND DISTRIBUTION OVERHEAD LINES | 3037621.2695
66 | DEMAND DISTRIBUTION OVHD PRIMARY | 2730342.7376 |  | 0.0013174 | 0.0013174
67 | DEMAND DISTRIBUTION OVHD SECONDARY | 307278.5319 |  |  | 0.00015164
68 | DEMAND DISTRIBUTION UNDERGROUND LINES | 6269445.3394
69 | DEMAND DISTRIBUTION UNGD PRIMARY | 4996256.9572 |  | 0.0024107 | 0.0024107
70 | DEMAND DISTRIBUTION UNGD SECONDARY | 1273188.3822 |  |  | 0.00062831
71 | DEMAND DISTRIBUTION LINE TRANSFORMER | 4636765.1549
72 | DEMAND DISTRIBUTION LINE TRNSFMR PRIMARY | 2829162.3919 |  | 0.001365 | 0.001365
73 | DEMAND DISTRIBUTION LINE TRNSFMR SECONDARY | 1807602.763 |  |  | 0.00089203
74 | Total Demand Transmission and Distribution |  | 0.070089 | 0.076558 | 0.078954
75 | ENERGY COMPONENTS UNIT COST ($/kWh) | 15879219.8274 | 0.010945 | 0.010945 | 0.010945
76 | Total Demand and Energy Unit Cost ($/kWh) |  | 0.081034 | 0.087503 | 0.089899
59 | DEMAND COMPONENTS ($/kWh) for Non-Summer Months | COS Data | $/kWh - Transmission | $/kWh - Primary | $/kWh - Secondary
60 | DEMAND PRODUCTION | 10988938.8372 | 0.0088984 | 0.0088984 | 0.0088984
61 | DEMAND TRANSMISSION | 12990060.932 | 0.0062676 | 0.0062676 | 0.0062676
62 | DEMAND DISTRIBUTION | 26670681.2573
63 | DEMAND DISTRIBUTION LOAD DISPATCHING | 8408506.4673 | 0.004057 | 0.004057 | 0.004057
64 | DEMAND DISTRIBUTION POLES, TOWERS, FIXTURES | 4318343.0262
65 | DEMAND POLES, TOWER, FIXTURES PRIMARY | 2851195.948 |  | 0.0013757 | 0.0013757
66 | DEMAND POLES, TOWER, FIXTURES SECONDARY | 1467147.0781 |  |  | 0.00072402
67 | DEMAND DISTRIBUTION OVERHEAD LINES | 3037621.2695
68 | DEMAND DISTRIBUTION OVHD PRIMARY | 2730342.7376 |  | 0.0013174 | 0.0013174
69 | DEMAND DISTRIBUTION OVHD SECONDARY | 307278.5319 |  |  | 0.00015164
70 | DEMAND DISTRIBUTION UNDERGROUND LINES | 6269445.3394
71 | DEMAND DISTRIBUTION UNGD PRIMARY | 4996256.9572 |  | 0.0024107 | 0.0024107
72 | DEMAND DISTRIBUTION UNGD SECONDARY | 1273188.3822 |  |  | 0.00062831
73 | DEMAND DISTRIBUTION LINE TRANSFORMER | 4636765.1549
74 | DEMAND DISTRIBUTION LINE TRNSFMR PRIMARY | 2829162.3919 |  | 0.001365 | 0.001365
75 | DEMAND DISTRIBUTION LINE TRNSFMR SECONDARY | 1807602.763 |  |  | 0.00089203
76 | Total Demand Transmission and Distribution |  | 0.019223 | 0.025692 | 0.028088
77 | ENERGY COMPONENTS UNIT COST ($/kWh) | 15879219.8274 | 0.010945 | 0.010945 | 0.010945
78 | Total Demand and Energy Unit Cost ($/kWh) |  | 0.030168 | 0.036637 | 0.039033

## Rate 24 TOU
Rate Design - Rate No. 24, General Service - Time of Use Option | [5 empty] | Rate Design - Rate No. 24, General Service - Load Study Data
|  |  | Adder for |  |  |  |  | June | July | August | September
Line | Item | Description | 12 - 6 pm MDT | Notes |  | Line |  | 2020 | 2020 | 2020 | 2020 | Total
[7 empty] | On-Peak Hours | 6 | 6 | 6 | 6 | 24
1 | A | Incremental Capacity Cost | 113.8122 |  |  | 1 | Total Hours | 132 | 138 | 126 | 132 | 528
2 | B | On-Peak Recovery % | 80% | 91.0498 |  | 2 | On-Peak Load Factor | 88.97% | 87.9% | 89.99% | 79.61% | 86.62%
3 | C | On-Peak Hours | 6 |  |  | 3 | On-Peak Energy Used | 4751.9131 | 5396.5896 | 4947.4952 | 4268.1374 | 19364.1353
4 | D | Expected On-Peak Load Factor | 86.62% |  |  | 4 | On-Peak Maximum Class Demand | 40.4639 | 44.4914 | 43.6332 | 40.6146 | 169.2032
5 | E | On-Peak Days | 88 | (Include holidays) |  | 5 | [5 empty] | Annual
6 | P | Price for On-Peak Adder ($/kWh) Before Losses | 0.14932 | 75% |  | 6 | OnPeak kWh |  |  |  |  | 19364.1353
|  | Where: P = (A * B) / (C * D * E) * L |  |  |  |  | Total kWh |  |  |  |  | 191448.6108
7 |  | Price for On-Peak Adder ($/kW) | 5.69 | 25% |  | 7 | Percent Total |  |  |  |  | 10.11%
8 |  | Non-Fuel Revenue Target | 122111933.3042
On-Peak Months of June through September - 4 Months
|  |  |  | 6 - Hour | 12 - 6 pm MDT
Time of Use Rate Design |  |  | Units | Unit Rate | Revenues
9 |  | Secondary Voltage
10 |  | On-Peak Energy Adder | 143471562.6681 | 0.14932 | 21423174
11 |  | Off-Peak Base Rate | 572591801.8652 | 0.051624 | 29559304.3101
12 |  | Non-Summer Energy Charge | 845877494.4991 | 0.039762 | 33634028.5445
13 |  | Total Annual kW - Firm | 4513136
14 |  | Demand Charge ($/kW) Summer | 1686410 | 11.33 | 19107025
15 |  | Demand Charge ($/kW) Non-Summer | 2826726 | 3.74 | 10571955
16 |  | Customer Charge | 87780 | 62.6 | 5495028
17 |  | Secondary Voltage Total kWh and Revenue | 1418469296.3643 |  | 119790514.8547
18 |  | Primary Voltage
19 |  | On-Peak Energy Adder | 3270266.4091 | 0.14932 | 488316
20 |  | Off-Peak Base Rate | 13752237 | 0.047361 | 651314.5585
21 |  | Non-Summer Energy Charge | 18580111 | 0.03437 | 638593.098
22 |  | Total Annual kW - Firm | 85921
23 |  | Demand Charge ($/kW) Summer | 32919 | 11.01 | 362438
24 |  | Demand Charge ($/kW) Non-Summer | 53002 | 3.42 | 181267
25 |  | Customer Charge | 432 | 62.6 | 27043
26 |  | Primary Voltage Total kWh and Revenue | 32332348 |  | 2348971.6565
27 |  | Transmission Voltage
28 |  | On-Peak Energy Adder | 0 | 0.14932 | 0
29 |  | Off-Peak Base Rate | 0 | 0.040891 | 0
30 |  | Non-Summer Energy Charge | 0 | 0.0279 | 0
31 |  | Total Annual kW - Firm | 0
32 |  | Demand Charge ($/kW) Summer | 0 | 10.13 | 0
33 |  | Demand Charge ($/kW) Non-Summer | 0 | 2.54 | 0
34 |  | Customer Charge | 0 | 62.6 | 0
35 |  | Transmission Voltage Total kWh and Revenue | 0 |  | 0
36 |  | Total kWh and Revenues | 1450801644.3643 |  | 122139486.5112
37 |  | Community Solar Base Credit | 508962.2361 | -0.053025 | -26987.7226
122112498.7886
38 |  | Difference from Target Revenue |  |  | 565.4844
39 |  | TOU Meter Adjustment |  | 0

## Rate 24 TOU-A
Rate Design - Rate No. 24A, General Service - Off-Peak Demand Time of Day Option | [5 empty] | Rate Design - Rate No. 24, General Service - Load Study Data
|  |  | Adder for |  |  |  |  | June | July | August | September
Line | Item | Description | 12 - 6 pm MDT | Notes |  | Line |  | 2020 | 2020 | 2020 | 2020 | Total
[7 empty] | On-Peak Hours | 6 | 6 | 6 | 6 | 24
1 | A | Incremental Capacity Cost | 113.8122 |  |  | 1 | Total Hours | 132 | 138 | 126 | 132 | 528
2 | B | On-Peak Recovery % | 100% | 28.4531 |  | 2 | On-Peak Load Factor | 88.97% | 87.9% | 89.99% | 79.61% | 86.62%
3 | C | On-Peak Hours | 6 |  |  | 3 | On-Peak Energy Used | 4751.9131 | 5396.5896 | 4947.4952 | 4268.1374 | 19364.1353
4 | D | Expected On-Peak Load Factor | 86.62% |  |  | 4 | On-Peak Maximum Class Demand | 40.4639 | 44.4914 | 43.6332 | 40.6146 | 169.2032
5 | E | On-Peak Days | 88 | (Include holidays) |  | 5 | [5 empty] | Annual
6 | P | Price for On-Peak Adder ($/kWh) Before Losses | 0.16176 | 65% |  | 6 | OnPeak kWh |  |  |  |  | 19364.1353
|  | Where: P = (A * B) / (C * D * E) * L |  |  |  |  | Total kWh |  |  |  |  | 191448.6108
7 |  | Price for On-Peak Adder ($/kW) | 9.96 | 35% |  | 7 | Percent Total |  |  |  |  | 10.11%
8 |  | Non-Fuel Revenue Target | 122111933.3042
On-Peak Months of June through September - 4 Months
|  |  |  | 6 - Hour | 12 - 6 pm MDT
Time of Use Rate Design |  |  | Units | Unit Rate | Revenues
9 |  | Secondary Voltage
10 |  | On-Peak Energy Adder | 0 | 0.16176 | 0
11 |  | Off-Peak Base Rate | 572591801.8652 | 0.051624 | 29559304
12 |  | Non-Summer Energy Charge | 845877494.4991 | 0.039762 | 33634028.5445
13 |  | Total Annual kW - Firm | 4513136
14 |  | Demand Charge ($/kW) Summer On-Peak |  | 13.7
15 |  | Demand Charge ($/kW) Summer Maximum | 1686410 | 3.74 | 6307173
16 |  | Demand Charge ($/kW) Non-Summer | 2826726 | 3.74 | 10571955
17 |  | Customer Charge | 87780 | 62.6 | 5495028
18 |  | Secondary Voltage Total kWh and Revenue | 1418469296.3643 |  | 85567488.5445
19 |  | Primary Voltage
20 |  | On-Peak Energy Adder | 0 | 0.16176 | 0
21 |  | Off-Peak Base Rate | 13752237 | 0.047361 | 792949.0106
22 |  | Non-Summer Energy Charge | 18580111 | 0.03437 | 638593.098
23 |  | Total Annual kW - Firm | 85921
24 |  | Demand Charge ($/kW) Summer On-Peak |  | 13.38
24 |  | Demand Charge ($/kW) Summer Maximum | 32919 | 3.42 | 112583
25 |  | Demand Charge ($/kW) Non-Summer | 53002 | 3.42 | 181267
26 |  | Customer Charge | 432 | 62.6 | 27043
27 |  | Primary Voltage Total kWh and Revenue | 32332348 |  | 1752435.1086
28 |  | Transmission Voltage
29 |  | On-Peak Energy Adder | 0 | 0.16176 | 0
30 |  | Off-Peak Base Rate | 0 | 0.040891 | 0
31 |  | Non-Summer Energy Charge | 0 | 0.0279 | 0
32 |  | Total Annual kW - Firm | 0
33 |  | Demand Charge ($/kW) Summer On-Peak |  | 12.5
33 |  | Demand Charge ($/kW) Summer Maximum | 0 | 2.54 | 0
34 |  | Demand Charge ($/kW) Non-Summer | 0 | 2.54 | 0
35 |  | Customer Charge | 0 | 62.6 | 0
36 |  | Transmission Voltage Total kWh and Revenue | 0 |  | 0
37 |  | Total kWh and Revenues | 1450801644.3643 |  | 87319923.6532
38 |  | Community Solar Base Credit | 508962.2361 | -0.053025 | -26987.7226
87292935.9306
39 |  | Difference from Target Revenue |  |  | -34818997.3736
40 |  | TOU Meter Adjustment |  | 0

## Rate 25
Rate Design - Rate No. 25, Large Power Service | [6 empty] | Rate Design - Rate No. 25, Large Power Service - Load Study Data
|  |  | Adder for | [5 empty] | June | July | August | September
Line | Item | Description | 12 - 6 pm MDT | Notes |  | Notes | Line |  | 2020 | 2020 | 2020 | 2020 | Total
|  |  | Secondary | Primary | Transmission |  |  | On-Peak Hours | 6 | 6 | 6 | 6 | 24
1 | A | Incremental Capacity Cost | 113.8122 | 113.8122 | 113.8122 |  | 1 | Total Hours | 132 | 138 | 126 | 132 | 528
2 | B | On-Peak Recovery % | 65% | 65% | 65% | 73.9779 | 2 | Secondary Voltage On-Peak Load Factor | 94.27% | 92.47% | 94.57% | 87.6% | 92.23%
3 | C | On-Peak Hours | 6 | 6 | 6 |  | 3 | Secondary Voltage On-Peak Energy Used | 8434724.518 | 9364614.9345 | 8731439.9012 | 8371379.2582 | 34902158.6118
4 | D | Expected On-Peak Load Factor | 92.23% | 89.89% | 67.14% |  | 4 | Secondary Voltage On-Peak Max. Class Demand | 67783.9184 | 73387.2246 | 73277.7421 | 72400.4484 | 286849.3334
5 | E | On-Peak Days | 88 | 88 | 88 | (Include holidays) | 5 | Primary Voltage On-Peak Load Factor | 91.72% | 91.83% | 90.57% | 85.45% | 89.89%
6 | P | Price for On-Peak Adder ($/kWh) Before Losses | 0.11394 | 0.1169 | 0.15652 | 75% | 6 | Primary Voltage On-Peak Energy Used | 4028415.8071 | 4321485.0416 | 4064371.9425 | 3978144.4782 | 16392417.2693
|  | Where: P = (A * B) / (C * D * E) * L |  |  |  |  | 7 | Primary Voltage On-Peak Max. Class Demand | 33273.2611 | 34099.7092 | 35614.1015 | 35269.0283 | 138256.1002
7 |  | Price for On-Peak Adder ($/kW) | 4.62 | 4.62 | 4.62 | 25% | 8 | Transmission Voltage On-Peak Load Factor | 66.22% | 65.04% | 67.87% | 69.42% | 67.14%
8 |  | Non-Fuel Revenue Target | 37978191.7153 |  |  |  |  | Transmission Voltage On-Peak Energy Used | 406202.797 | 402473.4281 | 413375.5266 | 438003.0207 | 1660054.7723
| On-Peak Months of June through September - 4 Months | [6 empty] | Transmission Voltage On-Peak Max. Class Demand | 4647.2812 | 4484.2183 | 4833.5476 | 4779.6177 | 18744.6648
|  |  |  | 6 - Hour | 12 - 6 pm MDT
Time of Use Rate Design |  |  | Units | Unit Rate | Revenues
9 |  | Secondary Voltage
10 |  | On-Peak Energy Adder | 34190260.6353 | 0.11394 | 3895638.3
11 |  | Off-Peak Base Rate | 425051981.8643 | 0.00119 | 505811.86
12 |  | Total Annual kW - Firm | 1002866
13 |  | Billed kW - Summer | 351587 | 25.05 | 8807254.35
14 |  | Billed kW - Non-Summer | 651279 | 20.43 | 13305629.97
15 |  | Customer Charge | 1080 | 1089.05 | 1176174
16 |  | Secondary Voltage Total kWh and Revenue | 459242242.4995 |  | 27690508.48
17 |  | Primary Voltage
18 |  | On-Peak Energy Adder | 11935905 | 0.1169 | 1395307.29
19 |  | Off-Peak Base Rate | 178355773 | 0.0011947 | 213080.51
20 |  | Total Annual kW - Firm | 380464
21 |  | Billed kW - Summer | 125190 | 23.65 | 2960743.5
22 |  | Maximum Demand - Summer | 11057 | 11.92 | 131799.44
23 |  | Billed kW - Non-Summer * | 255274 | 19.03 | 4857864.22
24 |  | Customer Charge | 228 | 1089.05 | 248303.4
25 |  | Primary Voltage Total kWh and Revenue | 190291678 |  | 9807098.36
26 |  | Transmission Voltage
27 |  | On-Peak Energy Adder | 516247 | 0.15652 | 80802.98
28 |  | Off-Peak Base Rate | 7699293 | 0.0011947 | 9198.3
29 |  | Total Annual kW - Firm | 18000
30 |  | Billed kW - Summer | 6000 | 21.36 | 128160
31 |  | Billed kW - Non-Summer | 12000 | 16.74 | 200880
32 |  | Customer Charge | 12 | 1089.05 | 13068.6
33 |  | Transmission Voltage Total kWh and Revenue | 8215540 |  | 432109.88
34 |  | Total kWh and Revenues, excludes On-Peak Adder | 657749460.4995 |  | 37929716.72
35 |  | Delivery Service Charge | 9600 | 4.36 | 41856
36 |  | Facilities Rental Charge | 29251.4825 | 1.24% | 4354.38
37 |  |  |  |  | 37975927.1
38 |  | Difference Between Proposed Revenue and Revenue Objective |  |  | -2264.6153
39 |  | Energy Loss Adjustment Factor |  | 1.0267
40 |  | * Adjustment for Delivery Service Charge and Maximum Demand |  | -0.46
41 |  | DEC Customer Unit Component Cost |  | 1089.0463
42 |  | DEMAND COMPONENTS ($/kW) | COS Data | $/kW - Trans | $/kW - Primary | $/kW - Secondary
43 |  | DEMAND PRODUCTION | 19176535.3435 | 13.6845 | 13.6845 | 13.6845
44 |  | DEMAND TRANSMISSION | 4050202.7389 | 2.8903 | 2.8903 | 2.8903
45 |  | DEMAND DISTRIBUTION | 7212078.2875
46 |  | DEMAND DISTRIBUTION LOAD DISPATCHING | 2386511.2844 | 1.703 | 1.703 | 1.703
47 |  | DEMAND DISTRIBUTION POLES, TOWERS, FIXTURES | 1138992.5445
48 |  | DEMAND POLES, TOWER, FIXTURES PRIMARY | 800453.8301 |  | 0.57864 | 0.57864
49 |  | DEMAND POLES, TOWER, FIXTURES SECONDARY | 338538.7144 |  |  | 0.33757
50 |  | DEMAND DISTRIBUTION OVERHEAD LINES | 839476.8552
51 |  | DEMAND DISTRIBUTION OVHD PRIMARY | 768146.6781 |  | 0.55529 | 0.55529
52 |  | DEMAND DISTRIBUTION OVHD SECONDARY | 71330.1771 |  |  | 0.071126
53 |  | DEMAND DISTRIBUTION UNDERGROUND LINES | 1685389.3698
54 |  | DEMAND DISTRIBUTION UNGD PRIMARY | 1407546.7324 |  | 1.0175 | 1.0175
55 |  | DEMAND DISTRIBUTION UNGD SECONDARY | 277842.6374 |  |  | 0.27705
56 |  | DEMAND DISTRIBUTION LINE TRANSFORMER | 1161708.2336
57 |  | DEMAND DISTRIBUTION LINE TRNSFMR PRIMARY | 799760.6965 |  | 0.57814 | 0.57814
58 |  | DEMAND DISTRIBUTION LINE TRNSFMR SECONDARY | 361947.5371 |  |  | 0.36091
59 |  | Total Demand Transmission and Distribution |  | 18.2778 | 21.0074 | 22.0541
60 |  | Adjusted for Price for On-Peak Adder ($/kW) |  | 16.7378 | 19.4872 | 20.4344
61 |  | ENERGY COMPONENTS UNIT COST ($/kWh) | 6101834.2953 | 0.0099849 | 0.0099849 | 0.0099849
62 |  | Adjusted for Price for On-Peak Adder ($/kWh) | 730085.7253 | 0.0011947 | 0.0011947 | 0.0011947

## Rate 25A
Rate Design - Rate No. 25A, Off-Peak Demand Large Power Service | [6 empty] | Rate Design - Rate No. 25, Large Power Service - Load Study Data
|  |  | Adder for | [5 empty] | June | July | August | September
Line | Item | Description | 12 - 6 pm MDT | Notes |  | Notes | Line |  | 2020 | 2020 | 2020 | 2020 | Total
|  |  | Secondary | Primary | Transmission |  |  | On-Peak Hours | 6 | 6 | 6 | 6 | 24
1 | A | Incremental Capacity Cost | 113.8122 | 113.8122 | 113.8122 |  | 1 | Total Hours | 132 | 138 | 126 | 132 | 528
2 | B | On-Peak Recovery % | 100% | 100% | 100% | 113.8122 | 2 | Secondary Voltage On-Peak Load Factor | 94.27% | 92.47% | 94.57% | 87.6% | 92.23%
3 | C | On-Peak Hours | 6 | 6 | 6 |  | 3 | Secondary Voltage On-Peak Energy Used | 8434724.518 | 9364614.9345 | 8731439.9012 | 8371379.2582 | 34902158.6118
4 | D | Expected On-Peak Load Factor | 92.23% | 89.89% | 67.14% |  | 4 | Secondary Voltage On-Peak Max. Class Demand | 67783.9184 | 73387.2246 | 73277.7421 | 72400.4484 | 286849.3334
5 | E | On-Peak Days | 88 | 88 | 88 | (Include holidays) | 5 | Primary Voltage On-Peak Load Factor | 91.72% | 91.83% | 90.57% | 85.45% | 89.89%
6 | P | Price for On-Peak Adder ($/kWh) Before Losses | 0.17529 | 0.17984 | 0.24079 | 75% | 6 | Primary Voltage On-Peak Energy Used | 4028415.8071 | 4321485.0416 | 4064371.9425 | 3978144.4782 | 16392417.2693
|  | Where: P = (A * B) / (C * D * E) * L |  |  |  |  | 7 | Primary Voltage On-Peak Max. Class Demand | 33273.2611 | 34099.7092 | 35614.1015 | 35269.0283 | 138256.1002
7 |  | Price for On-Peak Adder ($/kW) | 7.11 | 7.11 | 7.11 | 25% | 8 | Transmission Voltage On-Peak Load Factor | 66.22% | 65.04% | 67.87% | 69.42% | 67.14%
8 |  | Non-Fuel Revenue Target | 37978191.7153 |  |  |  |  | Transmission Voltage On-Peak Energy Used | 406202.797 | 402473.4281 | 413375.5266 | 438003.0207 | 1660054.7723
| On-Peak Months of June through September - 4 Months | [6 empty] | Transmission Voltage On-Peak Max. Class Demand | 4647.2812 | 4484.2183 | 4833.5476 | 4779.6177 | 18744.6648
|  |  |  | 6 - Hour | 12 - 6 pm MDT
Time of Use Rate Design |  |  | Units | Unit Rate | Revenues
9 |  | Secondary Voltage
10 |  | On-Peak Energy Adder | 0 | 0.17529 | 0
11 |  | Off-Peak Base Rate | 429692198 | 0.00119 | 511334
12 |  | Total Annual kW - Firm | 1002866
13 |  | Billed kW - Summer On-Peak | 0 | 27.54 | 0
14 |  | Billed kW - Summer Maximum | 351587 | 13.32 | 4683139
15 |  | Billed kW - Non-Summer | 651279 | 20.43 | 13305630
16 |  | Customer Charge | 1080 | 1089.05 | 1176174
17 |  | Secondary Voltage Total kWh and Revenue | 429692198 |  | 19676277
18 |  | Primary Voltage
19 |  | On-Peak Energy Adder | 0 | 0.17984 | 0
20 |  | Off-Peak Base Rate * | 178355773 | 0.0011947 | 213081
21 |  | Total Annual kW - Firm | 391521
22 |  | Billed kW - Summer On-Peak |  | 26.14
23 |  | Billed kW - Summer Maximum | 136247 | 11.92 | 1624064
24 |  | Billed kW - Non-Summer | 255274 | 19.03 | 4857864
25 |  | Customer Charge | 228 | 1089.05 | 248303
26 |  | Primary Voltage Total kWh and Revenue | 178355773 |  | 6943312
27 |  | Transmission Voltage
28 |  | On-Peak Energy Adder | 0 | 0.24079 | 0
29 |  | Off-Peak Base Rate | 7699293 | 0.0011947 | 9198
30 |  | Total Annual kW - Firm | 18000
31 |  | Billed kW - Summer On-Peak |  | 23.85
32 |  | Billed kW - Summer Maximum | 6000 | 9.63 | 57780
33 |  | Billed kW - Non-Summer | 12000 | 16.74 | 200880
34 |  | Customer Charge | 12 | 1089.05 | 13069
35 |  | Transmission Voltage Total kWh and Revenue | 7699293 |  | 280927
36 |  | Total kWh and Revenues, excludes On-Peak Adder | 615747264 |  | 26900516
37 |  | Facilities Rental Charge | 29251.4825 | 1.24% | 4354.3757
26904870.3757
38 |  | Difference Between Proposed Revenue and Revenue Objective |  |  | -11073321.3397
39 |  | Energy Loss Adjustment Factor |  | 1.0267
40 |  | Difference from Target Adjustment - kWh |  | -1e-05
41 |  | DEC Customer Unit Component Cost |  | 1089.0463
42 |  | DEMAND COMPONENTS ($/kW) | COS Data | $/kW - Trans | $/kW - Primary | $/kW - Secondary
43 |  | DEMAND PRODUCTION | 19176535.3435 | 13.5774 | 13.5774 | 13.5774
44 |  | DEMAND TRANSMISSION | 4050202.7389 | 2.8676 | 2.8676 | 2.8676
45 |  | DEMAND DISTRIBUTION | 7212078.2875
46 |  | DEMAND DISTRIBUTION LOAD DISPATCHING | 2386511.2844 | 1.6897 | 1.6897 | 1.6897
47 |  | DEMAND DISTRIBUTION POLES, TOWERS, FIXTURES | 1138992.5445
48 |  | DEMAND POLES, TOWER, FIXTURES PRIMARY | 800453.8301 |  | 0.57405 | 0.57405
49 |  | DEMAND POLES, TOWER, FIXTURES SECONDARY | 338538.7144 |  |  | 0.33757
50 |  | DEMAND DISTRIBUTION OVERHEAD LINES | 839476.8552
51 |  | DEMAND DISTRIBUTION OVHD PRIMARY | 768146.6781 |  | 0.55088 | 0.55088
52 |  | DEMAND DISTRIBUTION OVHD SECONDARY | 71330.1771 |  |  | 0.071126
53 |  | DEMAND DISTRIBUTION UNDERGROUND LINES | 1685389.3698
54 |  | DEMAND DISTRIBUTION UNGD PRIMARY | 1407546.7324 |  | 1.0094 | 1.0094
55 |  | DEMAND DISTRIBUTION UNGD SECONDARY | 277842.6374 |  |  | 0.27705
56 |  | DEMAND DISTRIBUTION LINE TRANSFORMER | 1161708.2336
57 |  | DEMAND DISTRIBUTION LINE TRNSFMR PRIMARY | 799760.6965 |  | 0.57356 | 0.57356
58 |  | DEMAND DISTRIBUTION LINE TRNSFMR SECONDARY | 361947.5371 |  |  | 0.36091
59 |  | Total Demand Transmission and Distribution |  | 18.1347 | 20.8427 | 21.8893
60 |  | Adjusted for Price for On-Peak Adder ($/kW) |  | 15.7647 | 18.3684 | 19.3967
61 |  | ENERGY COMPONENTS UNIT COST ($/kWh) | 6101834.2953 | 0.0099096 | 0.0099096 | 0.0099096
62 |  | Adjusted for Price for On-Peak Adder ($/kWh) | 6101834.2953 | 0.0099096 | 0.0099096 | 0.0099096

## Rate 26
Rate Design - Rate No. 26, Petroleum Refinery Service
|  |  | Non-Fuel | Calculated
|  | Billing | Unit | Base (Non-Fuel)
Rate Design |  | Units | Rate | Revenues
1 | Target Revenue |  |  | 13184590.9755
2 | Customer Charge | 12 | 106.31 | 1275.72
3 | Non-Customer Charge Revenue Target |  |  | 13183315.2555
4 | Energy Charge (kWh) | 314641719 | 0.00998 | 3140124.3556
5 | Demand Charge (kW) - Summer (Jun - Sep) | 161600 | 23.7 | 3829920
6 | Demand Charge (kW) - Non-Summer (Oct - May) | 323200 | 19.08 | 6166656
7 | Facilities Charge | 311072.2271 | 1.24% | 46306.2117
8 | kWh and Total Revenues | 314641719 |  | 13184282.2873
9 | Difference from Target Revenue |  |  | -308.6882
10 | DEC Customer Unit Component Cost |  | 106.3051
11 | A Incremental Capacity Cost |  | 113.8122
12 | B On-Peak Recovery % |  | 16.25%
13 | Price for On-Peak Adder ($/kW) | = (A * B)/4 | 4.62
14 | Difference from Target Adjustment - kW |  | 0
15 | DEMAND COMPONENTS UNIT COST ($/kW) |  | 20.623
16 | Adjusted for Price for On-Peak Adder ($/kW) |  | 19.083

## Rate 28
Rate Design - Rate No. 28 Area Lighting Service
(NOTE: SEE LIGHTING RATE DESIGN WORKPAPERS (WP/Q-7(b) FOR DETAIL)
Estimated
Line |  | Active | Rate | Estimated
No. | Description | Lamps | w/o Fuel | Revenues
MV-OH SYSTEM CO. OWNED - WOOD POLE (WITH 35' POLE)/ No longer Install
1 | 175W MV 7,000L 195 Watts | 67 | 12.74 | 10242.96
2 | 250W MV 11,000L 275 Watts | 70 | 14.42 | 12112.8
3 | 400 MV 20,000L 460 Watts | 20 | 18.26 | 4382.4
4 | HPSV OH SYSTEM CO. OWNED - 35' WOOD POLE
5 | 100W HPS 8,500L 124 Watts | 1452 | 11.33 | 197413.92
6 | 150W HPS 14,400L 193 Watts | 49 | 12.77 | 7508.76
7 | 250W HPS 23,200L 313 Watts | 2234 | 15.19 | 407213.52
8 | 400W HPS 50,000L 485 Watts | 68 | 18.78 | 15324.48
9 | HPSV FLOODLIGHT ON EXISTING WOOD POLE (DISTRIBUTION OR LIGHTING)
10 | 100W HPS 9,500L 137 Watts | 916 | 7.1 | 78043.2
11 | 250W HPS 27,500L 330 Watts | 855 | 10.95 | 112347
12 | 400W HPS 50,000L 490 Watts | 1930 | 14.26 | 330261.6
13 | 1000W HPS 119,500L 1103 Watts | 1097 | 27.88 | 367012.32
14 | METAL HALIDE FLOODLIGHT ON EXISTING WOOD POLE (DISTRIBUTION OR LIGHTING)
15 | 400W MH 38,000L 35' Pole 490 Watts | 189 | 15.54 | 35244.72
16 | 1000W MH 115,500L 35' Pole 1100 Watts | 375 | 27.93 | 125685
17 | HPSV FLOODLIGHT WITH NEW CO. SUPPLIED WOOD POLE
18 | 100W HPS 9,500L 35' Pole 137 Watts | 477 | 11.93 | 68287.32
19 | 250W HPS 27,500L 35' Pole 330 Watts | 272 | 15.86 | 51767.04
20 | 400W HPS 50,000L 35' Pole 490 Watts | 1042 | 19.1 | 238826.4
21 | 1000W HPS 119,500L 35' Pole 1103 Watts | 181 | 34.62 | 75194.64
22 | 1000W HPS 119,500L 45' Pole 1103 Watts | 885 | 35.74 | 379558.8
23 | METAL HALIDE FLOODLIGHT WITH NEW CO. WOOD POLE
24 | 400W MH 38,000L 35' Pole 490 Watts | 86 | 24.38 | 25160.16
25 | 1000W MH 115,500L 35' Pole 1100 Watts | 90 | 36.02 | 38901.6
26 | 1000W MH 115,500L 45' Pole 1100 Watts | 216 | 37.15 | 96292.8
27 | LED AREA LIGHT ON EXISTING WOOD POLE (DISTRIBUTION OR LIGHTING)
28 | 31W-100W LED light equivalent to 150W HPS | 7 | 7.97 | 669.48
29 | LED AREA LIGHT OH SYSTEM CO. OWNED - 35' WOOD POLE
30 | 31W-100W LED light equivalent to 150W HPS | 8 | 9.96 | 956.16
31 | LED FLOODLIGHT ON EXISTING WOOD POLE (DISTRIBUTION OR LIGHTING)
32 | 31W-100W LED light equivalent to 150W HPS | 4 | 8.03 | 385.44
33 | 101W-200W LED light equivalent to 400W HPS | 27 | 11.26 | 3648.24
34 | 250W-400W LED light equivalent to 1000W HPS | 8 | 16.38 | 1572.48
35 | 400W-500W LED | 0 | 17.12 | 0
35 | LED FLOODLIGHT WITH NEW CO. SUPPLIED 35FT WOOD POLE
36 | 31W-100W LED light equivalent to 150W HPS | 1 | 10.03 | 120.36
37 | 101W-200W LED light equivalent to 400W HPS | 20 | 13.26 | 3182.4
38 | 250W-400W LED light equivalent to 1000W HPS | 7 | 18.42 | 1547.28
39 | LED FLOODLIGHT WITH NEW CO. SUPPLIED 40FT WOOD POLE
40 | 250W-400W LED light equivalent to 1000W HPS | 0 | 18.82 | 0
41 | LED FLOODLIGHT WITH NEW CO. SUPPLIED 35FT DIRECT EMBEDDED POLE FOR UG ONLY (BORDER LIGHTING ONLY)
42 | 250W-400W LED light equivalent to 1000W HPS | 0 | 23.27 | 0
43 | LED FLOODLIGHT WITH NEW CO. SUPPLIED 35FT WOOD POLE FOR UG ONLY (BORDER LIGHTING ONLY)
44 | 250W-400W LED light equivalent 1000W HPS | 0 | 23.27 | 0
45 | LED FLOODLIGHT WITH NEW CO. SUPPLIED 35FT DIRECT EMBEDDED POLE FOR UG ONLY (BORDER LIGHTING ONLY)
46 | 2-250W-400W LED light equivalent 1000W HPS | 16 | 34.89 | 6698.88
47 | LED FLOODLIGHT WITH NEW CO. SUPPLIED 35FT WOOD POLE FOR UG ONLY (BORDER LIGHTING ONLY)
48 | 2-250W-400W LED light equivalent 1000W HPS | 2 | 33.18 | 796.32
49
50 | Total | 12571 |  | 2696358.48
51
52 | Target Base Revenue |  |  | 2696361.8137
53
54 | Difference from Target Base Revenue |  |  | -3.3337
55
56 | kWh | 26829319

## Rate 30
Rate Design - Rate No. 30, Electric Furnace Service | [6 empty] | Rate Design - Rate No. 30, Electric Furnace Service - Load Study Data
|  |  | Adder for | [5 empty] | June | July | August | September
Line | Item | Description | 12 - 6 pm MDT | Notes |  |  | Line |  | 2020 | 2020 | 2020 | 2020 | Total
[7 empty] | 1 | On-Peak Hours | 6 | 6 | 6 | 6 | 24
1 | A | Incremental Capacity Cost | 113.8122 |  |  |  | 2 | Total Hours | 132 | 138 | 126 | 132 | 528
2 | B | On-Peak Recovery % | 65% | 73.9779 |  |  | 3 | On-Peak Load Factor | 73.06% | 59.97% | 71.57% | 65.28% | 67.47%
3 | C | On-Peak Hours | 6 |  |  |  | 4 | On-Peak Energy Used | 3373128.9316 | 3111590.7323 | 3080078.675 | 3207865.754 | 12772664.093
4 | D | Expected On-Peak Load Factor | 67.47% |  |  |  | 5 | On-Peak Maximum Class Demand | 34978.5005 | 37598.4004 | 34153.7998 | 37227.5991 | 143958.2998
5 | E | On-Peak Days | 88 | (Include holidays)
7 | P | Price for On-Peak Adder ($/kWh) | 0.15575 | 75% | = L
Where: P = (A * B * L) / (C * D * E)
|  | Price for On-Peak Adder ($/kW) | 4.62 | 25%
8 |  | Non-Fuel Revenue Target | 1534995.7664
On-Peak Months of June through September - 4 Months
|  |  |  | 6 - Hour | 12 - 6 pm MDT
Time of Use Rate Design for On-Peak Set at 12 - 6 pm MDT |  |  | Units | Unit Rate | Revenues
9 |  | On-Peak Energy Adder | 1636625.7874 | 0.15575 | 254904.4664
10 |  | Off-Peak Base Rate | 21568632 | -0.00052 | -11215.6886
11 |  | Total Annual Firm kW | 62983
12 |  | Billed kW - Firm - Summer | 21509 | 23.54 | 506321.86
13 |  | Billed kW - Firm - Non-Summer | 41474 | 18.92 | 784688.08
14 |  | Customer Charge | 12 | 19.12 | 229.44
15 |  | Total Proof of Revenues |  |  | 1534928.1577
|  |  | 21% | Adjusted | Final
|  |  | Demand $ to | Target | Adj Unit
Time of Use Rate Design for On-Peak Set at 12 - 6 pm MDT |  |  | Energy $ | Revenues | Rates | Revenues
16 |  | On-Peak Energy Adder | 0 | 254904.4664 | 0.15575 | 254904.47
17 |  | Off-Peak Base Rate | 271112.0874 | 259896.3988 | 0.01205 | 259902.02
18 |  | Billed kW - Firm - Summer |  |  | 19.24 | 413833.16
19 |  | Billed kW - Firm - Non-Summer |  |  | 14.62 | 606349.88
20 |  | Customer Charge |  |  | 19.12 | 229.44
21 |  | Total Proof of Revenues |  |  |  | 1535218.97
22 |  | Difference from Target Revenues |  |  |  | 223.2036
23 |  | Demand to Move | 271112.0874
24 |  | Difference from Target Adjustment |  |  | 0
25 |  | CUSTOMER COMPONENTS ($/ANNUAL CUSTOMERS) |  |  | 19.1157
26 |  | DEMAND COMPONENTS UNIT COST ($/kW) |  |  | 20.4994
27 |  | Adjusted for Price for On-Peak Adder ($/kW) |  |  | 18.9217
28
29 |  | Final Rates | Rate
30 |  | On-Peak Energy Rate ($/kWh) (6 Hour On-Peak Rate) | 0.1678
31 |  | Base Energy Rate ($/kWh) | 0.01205
32 |  | Demand Rate ($/kW) - Summer | 19.24
33 |  | Demand Rate ($/kW) - Non-Summer | 14.62
34 |  | Customer Charge | 19.12

## Rate 31
Rate Design - Rate No. 31, Military Reservation Service | [6 empty] | Rate Design - Rate No. 31, Military Reservation Service
|  |  | Adder for | [5 empty] | June | July | August | September
Line | Item | Description | 12 - 6 pm MDT | Notes |  |  | Line |  | 2020 | 2020 | 2020 | 2020 | Total
[7 empty] | 1 | On-Peak Hours | 6 | 6 | 6 | 6 | 24
1 | A | Incremental Capacity Cost | 113.8122 |  |  |  | 2 | Total Hours | 132 | 138 | 126 | 132 | 528
2 | B | On-Peak Recovery % | 65% | 73.9779 |  |  | 3 | On-Peak Load Factor | 81.45% | 84.13% | 85.76% | 74.25% | 81.4%
3 | C | On-Peak Hours | 6 |  |  |  | 4 | On-Peak Energy Used | 6288458.6252 | 7326478.7847 | 6716204.8852 | 5524046.1232 | 25855188.4183
4 | D | Expected On-Peak Load Factor | 81.4% |  |  |  | 5 | On-Peak Maximum Class Demand | 58492.2996 | 63108.1745 | 62152.211 | 56360.1449 | 240112.8299
5 | E | On-Peak Days | 88 | (Include holidays)
7 | P | Price for On-Peak Adder ($/kWh) | 0.1291 | 75% | = L
Where: P = (A * B * L) / (C * D * E)
|  | Price for On-Peak Adder ($/kW) | 4.62 | 25%
8 |  | Non-Fuel Revenue Target | 15053378.6726
On-Peak Months of June through September - 4 Months
|  |  |  | 6 - Hour | 12 - 6 pm MDT
Time of Use Rate Design for On-Peak Set at 12 - 6 pm MDT |  |  | Units | Unit Rate | Revenues
9 |  | On-Peak Energy Adder | 17859386.652 | 0.1291 | 2305646.8168
10 |  | Off-Peak Base Rate | 278539097.08 | 0.0023 | 640639.9233
11 |  | Total Annual Firm kW | 552000
12 |  | Billed kW - Firm - Summer | 184000 | 25.01 | 4601840
13 |  | Billed kW - Firm - Non-Summer | 368000 | 20.39 | 7503520
14 |  | Customer Charge | 12 | 133.48 | 1601.76
15 |  | Total Proof of Revenues |  |  | 15053248.5001
|  |  | 10% | Adjusted | Final
|  |  | Demand $ to | Target | Adj Unit
Time of Use Rate Design for On-Peak Set at 12 - 6 pm MDT |  |  | Energy $ | Revenues | Rates | Revenues
16 |  | On-Peak Energy Adder | 0 | 2305646.8168 | 0.1291 | 2305646.82
17 |  | Off-Peak Base Rate | 1210536 | 1851175.9233 | 0.00665 | 1852285
18 |  | Billed kW - Firm - Summer |  |  | 22.82 | 4198880
19 |  | Billed kW - Firm - Non-Summer |  |  | 18.2 | 6697600
20 |  | Customer Charge |  |  | 133.48 | 1601.76
21 |  | Total Proof of Revenues |  |  |  | 15056013.58
22 |  | Difference from Target Revenues |  |  |  | 2634.9074
23 |  | Demand to Move | 1210536
24 |  | Difference from Target Adjustment |  |  | 0
25 |  | CUSTOMER COMPONENTS ($/ANNUAL CUSTOMERS) |  |  | 133.4771
26 |  | DEMAND COMPONENTS UNIT COST ($/kW) |  |  | 21.9317
27 |  | Adjusted for Price for On-Peak Adder ($/kW) |  |  | 20.3917
28
29 |  | Final Rates | Rate
30 |  | On-Peak Energy Rate ($/kWh) (6 Hour On-Peak Rate) | 0.13575
31 |  | Base Energy Rate ($/kWh) | 0.00665
32 |  | Demand Rate ($/kW) - Summer | 22.82
33 |  | Demand Rate ($/kW) - Non-Summer | 18.2
34 |  | Customer Charge | 133.48

## Rate 34
Rate Design - Rate No. 34, Cotton Gin Service
|  |  | Non-Fuel | Calculated
|  | Billing | Unit | Base (Non-Fuel)
Rate Design |  | Units | Rate | Revenues
1 | Target Revenue |  |  | 181599.1433
2 | Less: Customer Charge | 6 | 1553.24 | 9319
| Customer Charge - Small Commercial | 9 | 12.23 | 110
| Customer Charge - General Service | 9 | 62.6 | 563
3 | Non-Customer Charge Revenue Target |  |  | 171607.1433
4 | Energy Charge ($/kWh) - Summer | 0 | 0.08717 | 0
5 | Energy Charge ($/kWh) - Non-Summer | 1534795 | 0.05717 | 87744
6 | Energy Charge ($/kWh) - Summer, Sm Comm | 240 | 0.11502 | 28
7 | Energy Charge ($/kWh) - Non-Summer, Sm Comm | 240 | 0.09502 | 23
8 | Energy Charge ($/kWh) - Summer, Gen Svc, Blk 1 | 24393 | 0.10117 | 2468
9 | Energy Charge ($/kWh) - Summer, Gen Svc, Blk 2 | 0 | 0.08117 | 0
10 | Energy Charge ($/kWh) - Non-Summer, Gen Svc, Blk 1 | 34571 | 0.0503 | 1739
11 | Energy Charge ($/kWh) - Non-Summer, Gen Svc, Blk 2 | 2141 | 0.0303 | 65
12 | Demand Charge ($/kW) - Summer | 0 | 14.14 | 0
13 | Demand Charge ($/kW) - Non-Summer | 5505 | 14.14 | 77841
14 | Demand Charge ($/kW) - Summer, General Service | 150 | 11.33 | 1700
15 | Demand Charge ($/kW) - Non-Summer General Service | 249 | 3.74 | 931
16 | kWh and Total Revenues | 1596380 |  | 181600
17 | Difference between Proposed Revenue and Revenue Target |  |  | 0.85668
18 | Summer/Non-Summer Differential |  | 0.03
19 | Difference from Target Adjustment |  | 0
20 | CUSTOMER COMPONENTS COST |  | 9992.4467
21 | DEMAND COMPONENTS COST |  | 154225.0871
22 | Less:
23 | Dem Production |  | 31854.2225
24 | Dem Transmission |  | 5888.0579
25 | Dem Dist LD |  | 36024.9727
26 | NET DEMAND COMPONENTS COST |  | 80457.8339

## Rate 38
Rate Design - Rate No. 38, Interruptible Service
|  |  | Non-Fuel | Calculated
|  | Billing | Unit | Base (Non-Fuel)
Rate Design |  | Units | Rate | Revenues
1 | Target Revenue |  |  | 4499479.2344
2 | Secondary Voltage
3 | Demand Charge (kW) | 0 | 7.12 | 0
4 | Energy Charge (kWh) | 0 | 0.00119 | 0
5 | Total Secondary Voltage kWh and Revenues | 0 |  | 0
6 | Primary Voltage
7 | Demand Charge (kW) | 111014 | 6.34 | 703828.76
8 | Energy Charge (kWh) | 52975942 | 0.0011947 | 63290.0229
9 | Total Primary Voltage kWh and Revenues | 52975942 |  | 767118.7829
10 | Transmission Voltage
11 | Demand Charge (kW) | 803639 | 4.14 | 3327065.46
12 | Energy Charge (kWh) | 340037058 | 0.0011947 | 406240.1227
13 | Total Transmission Voltage kWh and Revenues | 340037058 |  | 3733305.5827
14 | kWh and Total Revenues | 393013000 |  | 4500424.3656
15 | Difference from Target Revenue |  |  | 945.1312
16 | Difference from Target Adjustment - Tra $/kW |  | 0
17 | Difference from Target Adjustment - Tra $/kWh |  | 0

## Rate 41
Rate Design - Rate No. 41, City & County Service
|  |  | Non-Fuel | Calculated
|  | Billing | Unit | Base (Non-Fuel)
Rate Design |  | Units | Rate | Revenues
1 | Target Revenue |  |  | 18435131.7956
2 | Secondary Voltage
3 | Customer Charge | 9996 | 74.94 | 749100.24
4 | Demand Charge (Jun - Sep) | 215462 | 24.6962 | 5321096.003
5 | Energy Charge (Jun - Sep) | 64673685.3929 | 0.045119 | 2918001.0959
6 | Demand Charge (Oct - May) | 339892 | 13.1561 | 4471645.0691
7 | Energy Charge (Oct - May) | 101333251.9931 | 0.029434 | 2982617.5989
8 | Total Secondary kWh Sales and Revenues | 166006937.386 |  | 16442460.0069
9 | Primary Voltage
10 | Customer Charge | 156 | 74.9396 | 11690.5722
11 | Demand Charge (Jun - Sep) | 23889 | 23.7926 | 568382.1949
12 | Energy Charge (Jun - Sep) | 10476231 | 0.043823 | 459103.4156
13 | Demand Charge (Oct - May) | 39337 | 12.2525 | 481976.3188
14 | Energy Charge (Oct - May) | 16757386 | 0.028138 | 471523.6346
15 | Total Primary kWh Sales and Revenues | 27233617 |  | 1992676.1361
16 | kWh and Total Revenues | 193240554.386 |  | 18435136.1429
17 | Difference from Target Revenue |  |  | 4.3473
18 | DEC Customer Unit Component Cost |  | 74.9396
19 | Difference from Target Adjustment - kW |  | 0
20 | Difference from Target Adjustment - kWh |  | 0
21 | Summer/Non-Summer Differential - $/kWh |  | 0
22 | Rate Tilt (Demand $ to Energy $) |  | 30%
23 | Production Demand $ Recovered in Summer Months |  | 65%
24 | DEC Customer Component Cost |  | 760786.4693
25 | DEMAND COMPONENTS ($/kW) for Summer Months | COS Data | $/kW - Transmission | $/kW - Primary | $/kW - Secondary
26 | DEMAND PRODUCTION | 5977315.8783 | 17.4811 | 17.4811 | 17.4811
27 | DEMAND TRANSMISSION | 1942695.1893 | 2.1984 | 2.1984 | 2.1984
28 | DEMAND DISTRIBUTION | 4351576.494
29 | DEMAND DISTRIBUTION LOAD DISPATCHING | 1387137.387 | 1.5697 | 1.5697 | 1.5697
30 | DEMAND DISTRIBUTION POLES, TOWERS, FIXTURES | 691238.0838
31 | DEMAND POLES, TOWER, FIXTURES PRIMARY | 472121.2177 |  | 0.53426 | 0.53426
32 | DEMAND POLES, TOWER, FIXTURES SECONDARY | 219116.8661 |  |  | 0.27619
33 | DEMAND DISTRIBUTION OVERHEAD LINES | 497816.9889
34 | DEMAND DISTRIBUTION OVHD PRIMARY | 451860.2959 |  | 0.51134 | 0.51134
35 | DEMAND DISTRIBUTION OVHD SECONDARY | 45956.6929 |  |  | 0.057926
36 | DEMAND DISTRIBUTION UNDERGROUND LINES | 1026521.203
37 | DEMAND DISTRIBUTION UNGD PRIMARY | 838775.593 |  | 0.94918 | 0.94918
38 | DEMAND DISTRIBUTION UNGD SECONDARY | 187745.6101 |  |  | 0.23665
39 | DEMAND DISTRIBUTION LINE TRANSFORMER | 748862.8314
40 | DEMAND DISTRIBUTION LINE TRNSFMR PRIMARY | 484812.6435 |  | 0.54863 | 0.54863
41 | DEMAND DISTRIBUTION LINE TRNSFMR SECONDARY | 264050.1878 |  |  | 0.33282
42 | Total Demand Transmission and Distribution |  | 21.2492 | 23.7926 | 24.6962
43 | DEC Customer Component Unit Cost for Non-Summer Months
44 | DEMAND COMPONENTS ($/kW)
45 | DEMAND PRODUCTION | 3218554.7037 | 5.941 | 5.941 | 5.941
46 | DEMAND TRANSMISSION | 1942695.1893 | 2.1984 | 2.1984 | 2.1984
47 | DEMAND DISTRIBUTION | 4351576.494
48 | DEMAND DISTRIBUTION LOAD DISPATCHING | 1387137.387 | 1.5697 | 1.5697 | 1.5697
49 | DEMAND DISTRIBUTION POLES, TOWERS, FIXTURES | 691238.0838
50 | DEMAND POLES, TOWER, FIXTURES PRIMARY | 472121.2177 |  | 0.53426 | 0.53426
51 | DEMAND POLES, TOWER, FIXTURES SECONDARY | 219116.8661 |  |  | 0.27619
52 | DEMAND DISTRIBUTION OVERHEAD LINES | 497816.9889
53 | DEMAND DISTRIBUTION OVHD PRIMARY | 451860.2959 |  | 0.51134 | 0.51134
54 | DEMAND DISTRIBUTION OVHD SECONDARY | 45956.6929 |  |  | 0.057926
55 | DEMAND DISTRIBUTION UNDERGROUND LINES | 1026521.203
56 | DEMAND DISTRIBUTION UNGD PRIMARY | 838775.593 |  | 0.94918 | 0.94918
57 | DEMAND DISTRIBUTION UNGD SECONDARY | 187745.6101 |  |  | 0.23665
58 | DEMAND DISTRIBUTION LINE TRANSFORMER | 748862.8314
59 | DEMAND DISTRIBUTION LINE TRNSFMR PRIMARY | 484812.6435 |  | 0.54863 | 0.54863
60 | DEMAND DISTRIBUTION LINE TRNSFMR SECONDARY | 264050.1878 |  |  | 0.33282
61 | Total Demand Transmission and Distribution |  | 9.7091 | 12.2525 | 13.1561
62 | DEMAND COMPONENTS ($/kWh) for Summer Months | COS Data | $/kWh - Transmission | $/kWh - Primary | $/kWh - Secondary
63 | DEMAND PRODUCTION | 5977315.8783 | 0.023862 | 0.023862 | 0.023862
64 | DEMAND TRANSMISSION | 1942695.1893 | 0.003016 | 0.003016 | 0.003016
65 | DEMAND DISTRIBUTION | 4351576.494
66 | DEMAND DISTRIBUTION LOAD DISPATCHING | 1387137.387 | 0.0021535 | 0.0021535 | 0.0021535
67 | DEMAND DISTRIBUTION POLES, TOWERS, FIXTURES | 691238.0838
68 | DEMAND POLES, TOWER, FIXTURES PRIMARY | 472121.2177 |  | 0.00073295 | 0.00073295
69 | DEMAND POLES, TOWER, FIXTURES SECONDARY | 219116.8661 |  |  | 0.00039598
70 | DEMAND DISTRIBUTION OVERHEAD LINES | 497816.9889
71 | DEMAND DISTRIBUTION OVHD PRIMARY | 451860.2959 |  | 0.0007015 | 0.0007015
72 | DEMAND DISTRIBUTION OVHD SECONDARY | 45956.6929 |  |  | 8.3051e-05
73 | DEMAND DISTRIBUTION UNDERGROUND LINES | 1026521.203
74 | DEMAND DISTRIBUTION UNGD PRIMARY | 838775.593 |  | 0.0013022 | 0.0013022
75 | DEMAND DISTRIBUTION UNGD SECONDARY | 187745.6101 |  |  | 0.00033929
76 | DEMAND DISTRIBUTION LINE TRANSFORMER | 748862.8314
77 | DEMAND DISTRIBUTION LINE TRNSFMR PRIMARY | 484812.6435 |  | 0.00075266 | 0.00075266
78 | DEMAND DISTRIBUTION LINE TRNSFMR SECONDARY | 264050.1878 |  |  | 0.00047718
79 | Total Demand Transmission and Distribution |  | 0.029031 | 0.03252 | 0.033816
80 | ENERGY COMPONENTS UNIT COST ($/kWh) | 2184203.061 | 0.011303 | 0.011303 | 0.011303
81 | Total Demand and Energy Unit Cost ($/kWh) |  | 0.040334 | 0.043823 | 0.045119
82 | DEMAND COMPONENTS ($/kWh) for Non-Summer Months | COS Data | $/kWh - Transmission | $/kWh - Primary | $/kWh - Secondary
83 | DEMAND PRODUCTION | 3218554.7037 | 0.0081765 | 0.0081765 | 0.0081765
84 | DEMAND TRANSMISSION | 1942695.1893 | 0.003016 | 0.003016 | 0.003016
85 | DEMAND DISTRIBUTION | 4351576.494
86 | DEMAND DISTRIBUTION LOAD DISPATCHING | 1387137.387 | 0.0021535 | 0.0021535 | 0.0021535
87 | DEMAND DISTRIBUTION POLES, TOWERS, FIXTURES | 691238.0838
88 | DEMAND POLES, TOWER, FIXTURES PRIMARY | 472121.2177 |  | 0.00073295 | 0.00073295
89 | DEMAND POLES, TOWER, FIXTURES SECONDARY | 219116.8661 |  |  | 0.00039598
90 | DEMAND DISTRIBUTION OVERHEAD LINES | 497816.9889
91 | DEMAND DISTRIBUTION OVHD PRIMARY | 451860.2959 |  | 0.0007015 | 0.0007015
92 | DEMAND DISTRIBUTION OVHD SECONDARY | 45956.6929 |  |  | 8.3051e-05
93 | DEMAND DISTRIBUTION UNDERGROUND LINES | 1026521.203
94 | DEMAND DISTRIBUTION UNGD PRIMARY | 838775.593 |  | 0.0013022 | 0.0013022
95 | DEMAND DISTRIBUTION UNGD SECONDARY | 187745.6101 |  |  | 0.00033929
96 | DEMAND DISTRIBUTION LINE TRANSFORMER | 748862.8314
97 | DEMAND DISTRIBUTION LINE TRNSFMR PRIMARY | 484812.6435 |  | 0.00075266 | 0.00075266
98 | DEMAND DISTRIBUTION LINE TRNSFMR SECONDARY | 264050.1878 |  |  | 0.00047718
99 | Total Demand Transmission and Distribution |  | 0.013346 | 0.016835 | 0.018131
100 | ENERGY COMPONENTS UNIT COST ($/kWh) | 2184203.061 | 0.011303 | 0.011303 | 0.011303
101 | Total Demand and Energy Unit Cost ($/kWh) |  | 0.024649 | 0.028138 | 0.029434

## Rate 41 TOU
Rate Design - Rate No. 41, City & County Service - Time of Use Option | [5 empty] | Rate Design - Rate No. 41, City & County Service - Load Study Data
|  |  | Adder for |  |  |  |  | June | July | August | September
Line | Item | Description | 12 - 6 pm MDT | Notes |  | Line |  | 2020 | 2020 | 2020 | 2020 | Total
|  |  | Secondary | Primary |  |  | On-Peak Hours | 6 | 6 | 6 | 6 | 24
1 | A | Incremental Capacity Cost | 113.8122 | 113.8122 |  | 1 | Total Hours | 132 | 138 | 126 | 132 | 528
2 | B | On-Peak Recovery % | 65% | 65% | 73.9779 | 2 | Secondary Voltage On-Peak Load Factor | 77.28% | 67.07% | 75.8% | 66.93% | 71.77%
3 | C | On-Peak Hours | 6 | 6 |  | 3 | Secondary Voltage On-Peak Energy Used | 5358.1305 | 6100.502 | 6810.9625 | 5923.436 | 24193.0311
4 | D | Expected On-Peak Load Factor | 71.77% | 77.06% |  | 4 | Secondary Voltage On-Peak Max. Class Demand | 52.5256 | 65.9106 | 71.3169 | 67.0432 | 256.7963
5 | E | On-Peak Days | 88 | 88 | (Include holidays) | 5 | [5 empty] | Annual
6 | P | Price for On-Peak Adder ($/kWh) Before Losses | 0.14642 | 0.13636 | 75% | 6 | Secondary Voltage On-Peak kWh |  |  |  |  | 24193.0311
|  | Where: P = (A * B) / (C * D * E) * L |  |  |  |  | Secondary Voltage Total kWh |  |  |  |  | 224767.1421
7 |  | Price for On-Peak Adder ($/kW) | 4.62 | 4.62 | 25% | 7 | Secondary Percent Total |  |  |  |  | 10.76%
8 |  | Non-Fuel Revenue Target | 18435131.7956
| On-Peak Months of June through September - 4 Months | [5 empty] | Primary Voltage On-Peak Load Factor | 85.12% | 73.03% | 71.9% | 78.21% | 77.06%
|  |  |  | 6 - Hour | 12 - 6 pm MDT |  | Primary Voltage On-Peak Energy Used | 495237.2891 | 544177.8783 | 563228.0588 | 469280.0006 | 2071923.2268
Time of Use Rate Design for On-Peak Set at 12 - 6 pm MDT |  |  | Units | Unit Rate | Revenues |  | Primary Voltage On-Peak Max. Class Demand | 4407.6899 | 5399.4099 | 6217.3399 | 4545.8099 | 20570.2496
9 |  | Secondary Voltage | [9 empty] | Annual
10 |  | On-Peak Energy Adder | 17868318.9801 | 0.14642 | 2616279 |  | Primary Voltage On-Peak kWh |  |  |  |  | 2071923.2268
11 |  | Off-Peak Base Rate | 64673685.3929 | 0.0046653 | 301722.408 |  | Primary Voltage Total kWh |  |  |  |  | 26894450.0681
12 |  | Non-Summer Energy Charge | 101333251.9931 | 0.029434 | 2982617.5989 |  | Primary Percent Total |  |  |  |  | 7.704%
13 |  | Total Annual kW - Firm | 555354
14 |  | Demand Charge ($/kW) Summer | 215462 | 24.6962 | 5321096
15 |  | Demand Charge ($/kW) Non-Summer | 339892 | 13.1561 | 4471645
16 |  | Customer Charge | 9996 | 74.94 | 749100
17 |  | Secondary Voltage Total kWh and Revenue | 166006937.386 |  | 16442460.0069
18 |  | Primary Voltage
19 |  | On-Peak Energy Adder | 2098052.3293 | 0.13636 | 286090
20 |  | Off-Peak Base Rate | 10476231 | 0.016515 | 173013.5015
21 |  | Non-Summer Energy Charge | 16757386 | 0.028138 | 471523.6346
22 |  | Total Annual kW - Firm | 63226
23 |  | Demand Charge ($/kW) Summer | 23889 | 23.7926 | 568382
24 |  | Demand Charge ($/kW) Non-Summer | 39337 | 12.2525 | 481976
25 |  | Customer Charge | 156 | 74.94 | 11691
26 |  | Primary Voltage Total kWh and Revenue | 27233617 |  | 1992676.1361
27 |  | Total kWh and Revenues | 193240554.386 |  | 18435136.1429
28 |  | Difference from Target Revenue |  |  | 4.3473
29 |  | TOU Meter Adjustment |  | 0

## Rates 46 47 and 51 Del Charge
Rate Design - Delivery Charges for Rates Nos. 46, 47, and 51
Line | Description | Amount | Reference
Small Systems (Less than 600 kW Total Connected Load)
1 | Distribution Demand Component Cost per kW | 5.7992 | R24 Gen Serv Demand Unit Component Costs
2 | Distribution Primary/Secondary Cost Differential | 1.0557 | R24 Gen Serv Demand Unit Component Costs - Secondary
3 | Secondary Delivery Service Charge per kW | 5.8 | Ln 1
4 | Primary Delivery Service Charge per kW | 4.74 | Ln 1 - ln 2
Large Systems (Greater than 600 kW Total Connected Load)
5 | Distribution Demand Component Cost per kW | 5.1063 | R25 Lg Power Demand Unit Component Costs
6 | Distribution Demand Secondary Component Cost per kW | 0.74318 | R25 Lg Power Demand Unit Component Costs - Secondary
7 | Secondary Delivery Service Charge per kW | 5.11 | Ln 5
8 | Primary Delivery Service Charge per kW | 4.36 | Ln 5 - ln 6
| R24 Gen Serv Demand Component Unit Costs |  | $/kW - Primary | $/kW - Secondary
| DEMAND DISTRIBUTION | 5.7992 | 4.7435 | 5.7992
| DEMAND DISTRIBUTION LOAD DISPATCHING | 1.8283 | 1.8283 | 1.8283
| DEMAND DISTRIBUTION POLES, TOWERS, FIXTURES | 0.93896
| DEMAND POLES, TOWER, FIXTURES PRIMARY | 0.61995 | 0.61995 | 0.61995
| DEMAND POLES, TOWER, FIXTURES SECONDARY | 0.31901 |  | 0.31901
| DEMAND DISTRIBUTION OVERHEAD LINES | 0.66049
| DEMAND DISTRIBUTION OVHD PRIMARY | 0.59367 | 0.59367 | 0.59367
| DEMAND DISTRIBUTION OVHD SECONDARY | 0.066813 |  | 0.066813
| DEMAND DISTRIBUTION UNDERGROUND LINES | 1.3632
| DEMAND DISTRIBUTION UNGD PRIMARY | 1.0864 | 1.0864 | 1.0864
| DEMAND DISTRIBUTION UNGD SECONDARY | 0.27684 |  | 0.27684
| DEMAND DISTRIBUTION LINE TRANSFORMER | 1.0082
| DEMAND DISTRIBUTION LINE TRNSFMR PRIMARY | 0.61516 | 0.61516 | 0.61516
| DEMAND DISTRIBUTION LINE TRNSFMR SECONDARY | 0.39304 |  | 0.39304
R25 Lg Power Demand Component Unit Costs
| DEMAND DISTRIBUTION | 5.1063 | 4.3631 | 5.1063
| DEMAND DISTRIBUTION LOAD DISPATCHING | 1.6897 | 1.6897 | 1.6897
| DEMAND DISTRIBUTION POLES, TOWERS, FIXTURES | 0.80643
| DEMAND POLES, TOWER, FIXTURES PRIMARY | 0.56674 | 0.56674 | 0.56674
| DEMAND POLES, TOWER, FIXTURES SECONDARY | 0.23969 |  | 0.23969
| DEMAND DISTRIBUTION OVERHEAD LINES | 0.59437
| DEMAND DISTRIBUTION OVHD PRIMARY | 0.54386 | 0.54386 | 0.54386
| DEMAND DISTRIBUTION OVHD SECONDARY | 0.050503 |  | 0.050503
| DEMAND DISTRIBUTION UNDERGROUND LINES | 1.1933
| DEMAND DISTRIBUTION UNGD PRIMARY | 0.99657 | 0.99657 | 0.99657
| DEMAND DISTRIBUTION UNGD SECONDARY | 0.19672 |  | 0.19672
| DEMAND DISTRIBUTION LINE TRANSFORMER | 0.82251
| DEMAND DISTRIBUTION LINE TRNSFMR PRIMARY | 0.56625 | 0.56625 | 0.56625
| DEMAND DISTRIBUTION LINE TRNSFMR SECONDARY | 0.25627 |  | 0.25627

## Rate CS
Rate Design - Delivery Charges for Rates Nos. 46, 47, and 51
Line | Retail Service Schedule | DEC Production Component Unit Cost | DEC Energy Component Unit Cost | Community Solar Base Credit | Qualifies (Y/N) | Community Solar Base Credit
1 | R01-Residential | 0.057068 | 0.011056 | 0.068124 | Y | -0.068124
2 | R02-Small Gen Serv | 0.052598 | 0.012387 | 0.064985 | Y | -0.064985
3 | R07-Rec Light | 0.022079 | 0.012435 | 0.034513 | N
4 | R08-Street Light | 0.018802 | 0.010929 | 0.029731 | N
5 | R09-Traffic Signs | 0.017848 | 0.0077559 | 0.025604 | N
6 | R11TOU-Muni Pump | 0.026331 | 0.009967 | 0.036298 | N
7 | R15-Elec Ref | 0.034926 | 0.010637 | 0.045563 | N
8 | R22-Irrig Serv | 0.06799 | 0.011818 | 0.079808 | N
9 | R24-Gen Serv | 0.04208 | 0.010945 | 0.053025 | Y | -0.053025
10 | R25-Large Power | 0.03138 | 0.0099849 | 0.041365 | Y | -0.041365
11 | R26-Petroleum Ref | 0.025846 | 0.010124 | 0.03597 | N
12 | R28-P Area Light | 0.018851 | 0.011021 | 0.029872 | N
13 | R30-Elec Furnace | 0.048833 | 0.011297 | 0.06013 | N
14 | R31-Mili Reserv | 0.035481 | 0.010575 | 0.046056 | N
15 | R34-Cotton Gin | 0.019954 | 0.010888 | 0.030842 | N
16 | R41-Cty/Cnty | 0.047588 | 0.011303 | 0.058891 | Y | -0.058891
17 | RWH-Water Heating | 0.016124 | 0.0077849 | 0.023909 | N

## Rate EV
Rate Design - Rate No. EV, Electric Vehicle Charging
Time of Use Rate Design |  | Rate 01 | Rate 02 | Rate 24 | Rate 25 | Rate 41
1 | Summer On-Peak Energy Adder | 0.29816 | 0.2666 | 0.24848 | 0.23328 | 0.29953
2 | Summer Off-Peak kWh | 0.07573 | 0.07203 | 0.051624 | 0.00119 | 0.0046653
3 | Non-Summer Energy Charge | 0.09827 | 0.09502 | 0.039762 | 0.00119 | 0.029434
4 | Annual Super Off-Peak kWh | 0.01106 | 0.01239 | 0.01095 | 0.00998 | 0.0113
5 | Final Energy Rates
6 | On-Peak Rate | 0.37389 | 0.33863 | 0.3001 | 0.23447 | 0.3042
7 | Off-Peak Rate | 0.07573 | 0.07203 | 0.051624 | 0.00119 | 0.0046653
8 | Non-Summer Rate | 0.09827 | 0.09502 | 0.039762 | 0.00119 | 0.029434
9 | Super Off-Peak Rate | 0.01106 | 0.01239 | 0.01095 | 0.00998 | 0.0113
10 | Final Demand Charges
11 | Demand Charge ($/kW) Summer | n/a | n/a | 11.33 | 25.05 | 24.6962
12 | Demand Charge ($/kW) Non-Summer | n/a | n/a | 3.74 | 20.43 | 13.1561
13 | Demand Charge ($/kW) Super Off-Peak, for 480V Chargers | n/a | n/a | 3.74 | 3.42 | 4.79
14 | Monthly Customer Charge | 4.29 | 4.79 | 4.79 | 4.79 | 4.79
15 | DEMAND COMPONENTS ($/kW)
16 | DEMAND DISTRIBUTION, EXLUDING LOAD DISPATCHING |  |  | 3.9709 | 3.4166 | 4.7923
17 | DEMAND DISTRIBUTION POLES, TOWERS, FIXTURES |  |  | 0.93896 | 0.80643 | 1.1175
18 | DEMAND POLES, TOWER, FIXTURES PRIMARY |  |  | 0.61995 | 0.56674 | 0.76323
19 | DEMAND POLES, TOWER, FIXTURES SECONDARY |  |  | 0.31901 | 0.23969 | 0.35423
20 | DEMAND DISTRIBUTION OVERHEAD LINES |  |  | 0.66049 | 0.59437 | 0.80477
21 | DEMAND DISTRIBUTION OVHD PRIMARY |  |  | 0.59367 | 0.54386 | 0.73048
22 | DEMAND DISTRIBUTION OVHD SECONDARY |  |  | 0.066813 | 0.050503 | 0.074294
23 | DEMAND DISTRIBUTION UNDERGROUND LINES |  |  | 1.3632 | 1.1933 | 1.6595
24 | DEMAND DISTRIBUTION UNGD PRIMARY |  |  | 1.0864 | 0.99657 | 1.356
25 | DEMAND DISTRIBUTION UNGD SECONDARY |  |  | 0.27684 | 0.19672 | 0.30351
26 | DEMAND DISTRIBUTION LINE TRANSFORMER |  |  | 1.0082 | 0.82251 | 1.2106
27 | DEMAND DISTRIBUTION LINE TRNSFMR PRIMARY |  |  | 0.61516 | 0.56625 | 0.78375
28 | DEMAND DISTRIBUTION LINE TRNSFMR SECONDARY |  |  | 0.39304 | 0.25627 | 0.42687
29 | ENERGY COMPONENTS ($/kWh) | 0.011056 | 0.012387 | 0.010945 | 0.0099849 | 0.011303
30 | CUSTOMER COMPONENTS ($/ANNUAL CUSTOMERS)
31 | Cust 369-Servs | 0.77249 | 0.79051 | << Use also for Rates 24, 25, and 41
32 | Cust 370-Ms | 2.593 | 2.8776 | << Use also for Rates 24, 25, and 41
33 | Cust 902-M Read | 0.9262 | 1.1247 | << Use also for Rates 24, 25, and 41

## Rate EV On-Peak Adder
Rate Design - Rate No. EV, Electric Vehicle Charging
ON-PEAK ADDER CALCULATION |  |  | Rate 01 | Rate 02 | Rate 24 | Rate 25 | Rate 41
|  | Time Of Day Option (Jun - Sep, 12 -6 pm, and 1-5 for Irrigation only) | Residential TOD | Small Gen. Service TOD | Gen. Service TOD | Large Power Service | City and County Service TOD
|  |  | 6 Hour On Peak | 6 Hour On Peak | 6 Hour On Peak | 6 Hour On Peak | 6 Hour On Peak
Line | Item | Description | 12 - 6 pm MDT | 12 - 6 pm MDT | 12 - 6 pm MDT | 12 - 6 pm MDT | 12 - 6 pm MDT
1 | A | Avoided Capacity Cost | 113.8122 | 113.8122 | 113.8122 | 113.8122 | 113.8122
2 | B | On-Peak Recovery % | 100% | 100% | 100% | 100% | 100%
3 | C | On-Peak Hours | 6 | 6 | 6 | 6 | 6
4 | D | Expected On-Peak Load Factor | 73.98% | 82.73% | 88.77% | 94.55% | 73.64%
5 | E | Number of On-Peak Days for the Period | 86 | 86 | 86 | 86 | 86
6 | P | Price for On-Peak Usage after base charge($/kWh) | 0.29816 | 0.2666 | 0.24848 | 0.23328 | 0.29953
7 | Where: | P = (A * B) / (C * D * E)
8
9 | # of Days | On-Peak Hours | Total Hours | Total Hours | Total Hours | Total Hours | Total Hours
10 | 20 | 6 | 120 | 120 | 120 | 120 | 120
11 | 23 | 6 | 138 | 138 | 138 | 138 | 138
12 | 22 | 6 | 132 | 132 | 132 | 132 | 132
13 | 21 | 6 | 126 | 126 | 126 | 126 | 126
14 | 86 |  | 516 | 516 | 516 | 516 | 516
15
16 |  |  | On-Peak Energy Used (kWh) | On-Peak Energy Used (kWh) | On-Peak Energy Used (kWh) | On-Peak Energy Used (kWh) | On-Peak Energy Used (kWh)
17 |  | Jun | 260.1084 | 255.3153 | 4751.9131 | 8434724.518 | 5358.1305
18 |  | Jul | 311.3222 | 294.143 | 5396.5896 | 9364614.9345 | 6100.502
19 |  | Aug | 278.7219 | 264.9261 | 4947.4952 | 8731439.9012 | 6810.9625
20 |  | Sep | 200.5146 | 212.4777 | 4268.1374 | 8371379.2582 | 5923.436
21
22 |  |  | On-Peak Maximum Class Demand (kW) | On-Peak Maximum Class Demand (kW) | On-Peak Maximum Class Demand (kW) | On-Peak Maximum Class Demand (kW) | On-Peak Maximum Class Demand (kW)
23 |  | Jun | 2.6093 | 2.3876 | 40.4639 | 67783.9184 | 52.5256
24 |  | Jul | 3.0027 | 2.5022 | 44.4914 | 73387.2246 | 65.9106
25 |  | Aug | 2.8721 | 2.4236 | 43.6332 | 73277.7421 | 71.3169
26 |  | Sep | 2.4795 | 2.2843 | 40.6146 | 72400.4484 | 67.0432
27
28 |  |  | On-Peak Load Factor | On-Peak Load Factor | On-Peak Load Factor | On-Peak Load Factor | On-Peak Load Factor
29 |  | Jun | 83.07% | 89.11% | 97.86% | 103.7% | 85.01%
30 |  | Jul | 75.13% | 85.18% | 87.9% | 92.47% | 67.07%
31 |  | Aug | 73.52% | 82.81% | 85.9% | 90.27% | 72.35%
32 |  | Sep | 64.18% | 73.82% | 83.4% | 91.77% | 70.12%
33 |  | Ave. On-Peak Load Factor | 73.98% | 82.73% | 88.77% | 94.55% | 73.64%

## Rate 38 Demand Rate
Rate Design (Detail) - Rate No. 38, Interruptible Power Service
Demand Charge Calculation
Voltage Level Service | Rate 25 Demand Component Cost | Interruptible Credit | Interruptible Demand Charge
Secondary | 22.0541 | 14.934 | 7.12
Primary | 21.0074 | 14.6653 | 6.34
Transmission | 18.2778 | 14.1336 | 4.14

## Rate 38 Int Credit
Rate Design (Detail) - Rate No. 38, Interruptible Power Service
Interruptible Credit
Line | Description |  | Incremental Cost
1 | Incremental Production Cost per kW/Yr |  | 113.8122
2 | Rate Moderation Adjustment |  | 45.51%
3 | Interruptible Credit per kW-Year |  | 165.6082
4 | Incremental Production Cost per kW/Mo |  | 13.8007
5 | Difference from Target Revenue in Rate 38 |  | 945.1312
6 | Voltage | Demand Loss Factor | Interruptible Credit, Per kW, Per Month
7 | Transmission | 1.0241 | 14.1336
9 | Primary | 1.0627 | 14.6653
10 | Secondary | 1.0821 | 14.934

## RG9 Avoided Cost Calc
Rate Design (Detail) - Incremental Cost Calculation
Incremental Cost
Line | Description | Amount
1 | Capital Costs
2 | Rio Grande Unit 9 Capital Cost | 94357930
3 | Levelized Fixed Charge Rate | 7.39%
4 | Levelized Capital Cost | 6973472.359
5 | Net Capacity | 88200
6 | Levelized Cost per kW | 79.0643
7 | O&M Expense
8 | Levelized Cash Flow per Year | 1755430
9 | Net Capacity | 88200
10 | Levelized O&M per kW | 19.9028
11 | Reserve Requirements
12 | Levelized Cost per kW | 79.0643
13 | Levelized O&M per kW | 19.9028
14 | Incremental Production Costs before Reserves | 98.9671
15 | Planning Reserves at 15% | 14.8451
16 | Total Incremental Cost
17 | Levelized Cost per kW | 79.0643
18 | Levelized O&M per kW | 19.9028
19 | Planning Reserves at 15% | 14.8451
20 | Total Incremental Production Costs per kW | 113.8122

## RG9 Fixed Charge
Rate Design (Detail) - Incremental Cost Calculation
Fixed Charge Rate
|  | Constant | Percent of
|  | Levelized | Capital
Line | Item | Dollars | Investment
| (a) | (b) | (c)
1 | Interest on Debt | 13.3261 | 1.333%
2 | Return on Preferred | 0 | 0%
3 | Return on Common | 27.2189 | 2.722%
4
5 | Total Return | 40.5449 | 4.054%
6
7 | Depreciation | 16.4562 | 1.646%
8
9 | Income Taxes | 4.872 | 0.4872%
10 | Deferred Taxes | 2.74 | 0.274%
11
12 | Income Taxes | 7.612 | 0.7612%
13
14 | Revenue Tax | 4.5136 | 0.4514%
15 | Property Tax | 4.0499 | 0.405%
16 | Property Insurance | 0.72781 | 0.07278%
17
18 | Other | 9.2913 | 0.9291%
19
20 | Total Revenue Requirement | 73.9045 | 7.39%

## RG9 Rev Req Stream
Rate Design (Detail) - Incremental Cost Calculation
Development of Revenue Requirements Stream
[13 empty] | Annual | % of | Present
Year | Rate | Interest | Return on | Return on | Tax | Book | Deferred | Taxable | Inc Tax | Revenue | Property | Property | Revenue | Original | Worth of
No. | Base | on Debt | Preferred | Common | Depr. | Depr. | Tax | Income | Payable | Tax | Tax | Insurance | Req. | Investment | Rev Req. | O&M
(a) | (b) | (c) | (d) | (e) | (f) | (g) | (h) | (i) | (j) | (k) | (l) | (m) | (n) | (o) | (p) | (q)
1000
1 | 976.25 | 25.8511 | 0 | 52.8016 | 72.1875 | 23.75 | 10.1719 | 18.7237 | 4.1877 | 8.0853 | 6.3914 | 1.1486 | 132.3876 | 13.24% | 123.1921 | 1755430
2 | 952.5 | 25.2222 | 0 | 51.5171 | 66.7734 | 23.75 | 9.0349 | 22.5784 | 5.0499 | 7.943 | 6.3918 | 1.1487 | 130.0575 | 13.01% | 112.6177
3 | 928.75 | 24.5933 | 0 | 50.2325 | 61.7654 | 23.75 | 7.9832 | 26.0199 | 5.8196 | 7.7999 | 6.3883 | 1.148 | 127.7149 | 12.77% | 102.9077
4 | 905 | 23.9644 | 0 | 48.948 | 57.133 | 23.75 | 7.0104 | 29.0792 | 6.5038 | 7.6561 | 6.3805 | 1.1466 | 125.3599 | 12.54% | 93.9941
5 | 881.25 | 23.3355 | 0 | 47.6634 | 52.848 | 23.75 | 6.1106 | 31.785 | 7.109 | 7.5115 | 6.3684 | 1.1445 | 122.9929 | 12.3% | 85.8139
6 | 857.5 | 22.7066 | 0 | 46.3789 | 48.8844 | 23.75 | 5.2782 | 34.1637 | 7.641 | 7.3663 | 6.3517 | 1.1415 | 120.6142 | 12.06% | 78.309
7 | 833.75 | 22.0777 | 0 | 45.0943 | 45.2181 | 23.75 | 4.5083 | 36.2399 | 8.1054 | 7.2203 | 6.3302 | 1.1376 | 118.2238 | 11.82% | 71.4255
8 | 810 | 21.4488 | 0 | 43.8098 | 44.6152 | 23.75 | 4.3817 | 35.1988 | 7.8726 | 7.0704 | 6.3036 | 1.1328 | 115.7696 | 11.58% | 65.0847
9 | 786.25 | 20.8199 | 0 | 42.5252 | 44.6152 | 23.75 | 4.3817 | 33.5442 | 7.5025 | 6.9194 | 6.2718 | 1.1271 | 113.2975 | 11.33% | 59.2707
10 | 762.5 | 20.191 | 0 | 41.2407 | 44.6152 | 23.75 | 4.3817 | 31.8896 | 7.1324 | 6.768 | 6.2344 | 1.1204 | 110.8185 | 11.08% | 53.947
11 | 738.75 | 19.5621 | 0 | 39.9561 | 44.6152 | 23.75 | 4.3817 | 30.235 | 6.7623 | 6.6162 | 6.1912 | 1.1126 | 108.3322 | 10.83% | 49.0737
12 | 715 | 18.9332 | 0 | 38.6716 | 44.6152 | 23.75 | 4.3817 | 28.5804 | 6.3923 | 6.4639 | 6.1419 | 1.1038 | 105.8383 | 10.58% | 44.6138
13 | 691.25 | 18.3043 | 0 | 37.3871 | 44.6152 | 23.75 | 4.3817 | 26.9257 | 6.0222 | 6.3111 | 6.0864 | 1.0938 | 103.3364 | 10.33% | 40.5336
14 | 667.5 | 17.6754 | 0 | 36.1025 | 44.6152 | 23.75 | 4.3817 | 25.2711 | 5.6521 | 6.1578 | 6.0242 | 1.0826 | 100.8263 | 10.08% | 36.802
15 | 643.75 | 17.0465 | 0 | 34.818 | 44.6152 | 23.75 | 4.3817 | 23.6165 | 5.2821 | 6.0039 | 5.9551 | 1.0702 | 98.3074 | 9.831% | 33.3902
16 | 620 | 16.4176 | 0 | 33.5334 | 44.6152 | 23.75 | 4.3817 | 21.9619 | 4.912 | 5.8495 | 5.8788 | 1.0565 | 95.7795 | 9.578% | 30.272
17 | 596.25 | 15.7887 | 0 | 32.2489 | 44.6152 | 23.75 | 4.3817 | 20.3073 | 4.5419 | 5.6946 | 5.7949 | 1.0414 | 93.242 | 9.324% | 27.4231
18 | 572.5 | 15.1598 | 0 | 30.9643 | 44.6152 | 23.75 | 4.3817 | 18.6527 | 4.1718 | 5.539 | 5.7032 | 1.0249 | 90.6948 | 9.069% | 24.8211
19 | 548.75 | 14.5309 | 0 | 29.6798 | 44.6152 | 23.75 | 4.3817 | 16.998 | 3.8018 | 5.3828 | 5.6033 | 1.007 | 88.1371 | 8.814% | 22.4458
20 | 525 | 13.902 | 0 | 28.3952 | 9.8076 | 23.75 | -2.9279 | 50.7635 | 11.3537 | 5.2658 | 5.4948 | 0.98747 | 86.2211 | 8.622% | 20.4326
21 | 501.25 | 13.2731 | 0 | 27.1107 | 0 | 23.75 | -4.9875 | 59.089 | 13.2158 | 5.1195 | 5.3774 | 0.96636 | 83.8253 | 8.383% | 18.4851
22 | 477.5 | 12.6442 | 0 | 25.8261 | 0 | 23.75 | -4.9875 | 57.4344 | 12.8457 | 4.9612 | 5.2506 | 0.94359 | 81.234 | 8.123% | 16.6694
23 | 453.75 | 12.0153 | 0 | 24.5416 | 0 | 23.75 | -4.9875 | 55.7798 | 12.4757 | 4.8022 | 5.1142 | 0.91907 | 78.6305 | 7.863% | 15.0144
24 | 430 | 11.3864 | 0 | 23.257 | 0 | 23.75 | -4.9875 | 54.1252 | 12.1056 | 4.6424 | 4.9677 | 0.89274 | 76.0144 | 7.601% | 13.5067
25 | 406.25 | 10.7575 | 0 | 21.9725 | 0 | 23.75 | -4.9875 | 52.4705 | 11.7355 | 4.4818 | 4.8106 | 0.86452 | 73.385 | 7.339% | 12.1338
26 | 382.5 | 10.1286 | 0 | 20.688 | 0 | 23.75 | -4.9875 | 50.8159 | 11.3655 | 4.3204 | 4.6426 | 0.83433 | 70.7419 | 7.074% | 10.8843
27 | 358.75 | 9.4997 | 0 | 19.4034 | 0 | 23.75 | -4.9875 | 49.1613 | 10.9954 | 4.1581 | 4.4632 | 0.80209 | 68.0844 | 6.808% | 9.7478
28 | 335 | 8.8708 | 0 | 18.1189 | 0 | 23.75 | -4.9875 | 47.5067 | 10.6253 | 3.9949 | 4.272 | 0.76771 | 65.412 | 6.541% | 8.7147
29 | 311.25 | 8.2419 | 0 | 16.8343 | 0 | 23.75 | -4.9875 | 45.8521 | 10.2553 | 3.8307 | 4.0683 | 0.73112 | 62.7241 | 6.272% | 7.7762
30 | 287.5 | 7.613 | 0 | 15.5498 | 0 | 23.75 | -4.9875 | 44.1974 | 9.8852 | 3.6656 | 3.8518 | 0.69221 | 60.0201 | 6.002% | 6.9241
31 | 263.75 | 6.9841 | 0 | 14.2652 | 0 | 23.75 | -4.9875 | 42.5428 | 9.5151 | 3.4994 | 3.622 | 0.6509 | 57.2992 | 5.73% | 6.1511
32 | 240 | 6.3552 | 0 | 12.9807 | 0 | 23.75 | -4.9875 | 40.8882 | 9.145 | 3.3322 | 3.3782 | 0.6071 | 54.5609 | 5.456% | 5.4503
33 | 216.25 | 5.7263 | 0 | 11.6961 | 0 | 23.75 | -4.9875 | 39.2336 | 8.775 | 3.1639 | 3.12 | 0.5607 | 51.8045 | 5.18% | 4.8155
34 | 192.5 | 5.0974 | 0 | 10.4116 | 0 | 23.75 | -4.9875 | 37.579 | 8.4049 | 2.9944 | 2.8468 | 0.5116 | 49.0291 | 4.903% | 4.2409
35 | 168.75 | 4.4685 | 0 | 9.127 | 0 | 23.75 | -4.9875 | 35.9244 | 8.0348 | 2.8237 | 2.558 | 0.45969 | 46.2342 | 4.623% | 3.7214
36 | 145 | 3.8396 | 0 | 7.8425 | 0 | 23.75 | -4.9875 | 34.2697 | 7.6648 | 2.6517 | 2.2529 | 0.40487 | 43.4188 | 4.342% | 3.2521
37 | 121.25 | 3.2107 | 0 | 6.5579 | 0 | 23.75 | -4.9875 | 32.6151 | 7.2947 | 2.4785 | 1.931 | 0.34702 | 40.5823 | 4.058% | 2.8285
38 | 97.5 | 2.5818 | 0 | 5.2734 | 0 | 23.75 | -4.9875 | 30.9605 | 6.9246 | 2.3039 | 1.5916 | 0.28602 | 37.7238 | 3.772% | 2.4466
39 | 73.75 | 1.9529 | 0 | 3.9889 | 0 | 23.75 | -4.9875 | 29.3059 | 6.5545 | 2.1279 | 1.234 | 0.22176 | 34.8425 | 3.484% | 2.1028
40 | 50 | 1.324 | 0 | 2.7043 | 0 | 23.75 | -4.9875 | 27.6513 | 6.1845 | 1.9505 | 0.85751 | 0.1541 | 31.9374 | 3.194% | 1.7936
41 | 0 | 0 | 0 | 0 | 0 | 0 | 0 | 0 | 0 | 0 | 0 | 0 | 0 | 0% | 0
42 | 0 | 0 | 0 | 0 | 0 | 0 | 0 | 0 | 0 | 0 | 0 | 0 | 0 | 0% | 0
43 | 0 | 0 | 0 | 0 | 0 | 0 | 0 | 0 | 0 | 0 | 0 | 0 | 0 | 0% | 0
44 | 0 | 0 | 0 | 0 | 0 | 0 | 0 | 0 | 0 | 0 | 0 | 0 | 0 | 0% | 0
45 | 0 | 0 | 0 | 0 | 0 | 0 | 0 | 0 | 0 | 0 | 0 | 0 | 0 | 0% | 0
46 | 0 | 0 | 0 | 0 | 0 | 0 | 0 | 0 | 0 | 0 | 0 | 0 | 0 | 0% | 0
47 | 0 | 0 | 0 | 0 | 0 | 0 | 0 | 0 | 0 | 0 | 0 | 0 | 0 | 0% | 0
48 | 0 | 0 | 0 | 0 | 0 | 0 | 0 | 0 | 0 | 0 | 0 | 0 | 0 | 0% | 0
49 | 0 | 0 | 0 | 0 | 0 | 0 | 0 | 0 | 0 | 0 | 0 | 0 | 0 | 0% | 0
50 | 0 | 0 | 0 | 0 | 0 | 0 | 0 | 0 | 0 | 0 | 0 | 0 | 0 | 0% | 0
51 | 0 | 0 | 0 | 0 | 0 | 0 | 0 | 0 | 0 | 0 | 0 | 0 | 0 | 0% | 0
52 | 0 | 0 | 0 | 0 | 0 | 0 | 0 | 0 | 0 | 0 | 0 | 0 | 0 | 0% | 0
53 | 0 | 0 | 0 | 0 | 0 | 0 | 0 | 0 | 0 | 0 | 0 | 0 | 0 | 0% | 0
54 | 0 | 0 | 0 | 0 | 0 | 0 | 0 | 0 | 0 | 0 | 0 | 0 | 0 | 0% | 0
55 | 0 | 0 | 0 | 0 | 0 | 0 | 0 | 0 | 0 | 0 | 0 | 0 | 0 | 0% | 0
56 | 0 | 0 | 0 | 0 | 0 | 0 | 0 | 0 | 0 | 0 | 0 | 0 | 0 | 0% | 0
57 | 0 | 0 | 0 | 0 | 0 | 0 | 0 | 0 | 0 | 0 | 0 | 0 | 0 | 0% | 0
58 | 0 | 0 | 0 | 0 | 0 | 0 | 0 | 0 | 0 | 0 | 0 | 0 | 0 | 0% | 0
59 | 0 | 0 | 0 | 0 | 0 | 0 | 0 | 0 | 0 | 0 | 0 | 0 | 0 | 0% | 0
60 | 0 | 0 | 0 | 0 | 0 | 0 | 0 | 0 | 0 | 0 | 0 | 0 | 0 | 0% | 0
61 | 0 | 0 | 0 | 0 | 0 | 0 | 0 | 0 | 0 | 0 | 0 | 0 | 0 | 0% | 0
62 | 0 | 0 | 0 | 0 | 0 | 0 | 0 | 0 | 0 | 0 | 0 | 0 | 0 | 0% | 0
63 | 0 | 0 | 0 | 0 | 0 | 0 | 0 | 0 | 0 | 0 | 0 | 0 | 0 | 0% | 0
64 | 0 | 0 | 0 | 0 | 0 | 0 | 0 | 0 | 0 | 0 | 0 | 0 | 0 | 0% | 0
65 | 0 | 0 | 0 | 0 | 0 | 0 | 0 | 0 | 0 | 0 | 0 | 0 | 0 | 0% | 0
66 | 0 | 0 | 0 | 0 | 0 | 0 | 0 | 0 | 0 | 0 | 0 | 0 | 0 | 0 | 0
67 | [10 empty] | 0
68
69 | Total | 543.5013 | 0 | 1110.1182 | 950 | 950 | -6.5725e-14 | 1429.9374 | 319.8191 | 204.9275 | 192.4963 | 34.5935 | 3355.456 |  | 1333.0296
70
71
72 | Present Worth | 227.9568 | 0 | 465.6089 | 504.6987 | 281.501 | 46.8715 | 372.6236 | 83.3408 | 77.2095 | 69.2787 | 12.4501 | 1264.2173 | 1.2642
73
74
75 | Levelized Pmt | 19.2325 | 0 | 39.283 | 42.581 | 23.75 | 3.9545 | 31.4379 | 7.0314 | 6.5141 | 5.845 | 1.0504 | 106.6609 | 0.10666
FERC Form 1, 2015/Q4 Data:
| 4761518 | Total Production Expenses, Page 402, Col (c), Line No. 34
| 3006088 | Less: Fuel, Page 402, Col (c), Line No. 20
1755430
1755430
NORTHWESTERN ENERGY - ELECTRIC UTILITY MARGINAL COST ANALYSIS

## RG9 Input
Summary of Levelized Fixed Charge Rates
[5 empty] | Fixed Charge |  |  | Description |  | Rio Grande
Line | Description |  |  |  | Rate |  |  |  |  | Unit 9
|  | (a) |  |  | (b) | (c) |  | (a) |  | (b)
1 | Rio Grande Unit 9 Fixed Charge Rate |  |  |  | 7.39% |  |  | Plant Data
2 | [7 empty] | Capitalized Cost |  | 1000
3 |  |  |  | Historical | Requested |  |  | Book Life |  | 40
4 | Cost of Capital (Schedule K-1) |  | Balance | Cap % | Cap % | Cost/Rate |  | Salvage Value |  | 5%
5 | Debt |  | 1263573544 | 47.49% | 49% | 5.576% |  | MACRS Life |  | 20
6 | Preferred |  | 0 | 0% | 0% | 0%
7 | Common |  | 1397187639 | 52.51% | 51% | 10.3% |  | Capital Structure
8 | Other |  | 0 | 0% | 0% | 0% |  | Debt Ratio |  | 47.49%
9 | Weighted Cost of Incremental Capital |  |  |  |  | 7.985% |  | Preferred Ratio |  | 0%
10 | [7 empty] | Common Ratio |  | 52.51%
11 | Other Factors | [6 empty] | Other |  | 0%
12 | After Tax Cost of New Capital |  |  |  |  | 7.393%
13 | Incremental Tax Rate |  |  |  |  | 22.37% |  | Cost of Capital
14 | Tax Effected Cost of Capital |  |  |  |  | 10.07% |  | Debt Cost |  | 5.576%
15 | Property Tax Rate |  |  |  |  | 0.6387% |  | Preferred Cost |  | 0%
16 | TX Revenue Related Tax and Uncollectible Rate |  |  |  |  | 6.107% |  | Common Cost |  | 10.3%
17 | Inflation Rate |  |  |  |  | 2.5% |  | Other |  | 0%
18 | Property Tax Escalation Rate |  |  |  |  | 2.5% |  | Wtd Cost of Capital |  | 8.057%
19 | Production Plant Property Insurance Rate |  |  |  |  | 0.1148% |  | After Tax Cost of Capital |  | 7.464%
20 | Investment Tax Credit Rate |  |  |  |  | 0%
21 | Deferred Tax Rate |  |  |  |  | 21% |  | Tax Data
22 | [7 empty] | Tax Rate |  | 22.37%
23 | [7 empty] | ITC Rate |  | 0%
24 | [7 empty] | Revenue Tax Rate |  | 6.107%
25 | [7 empty] | Property Tax Rate |  | 0.6387%
26 | [7 empty] | Property Insurance |  | 0.1148%
27 | [7 empty] | Deferred Tax Rate |  | 21%
28
29 | [7 empty] | Misc. Data
30 | [7 empty] | Inflation Rate |  | 2.5%
31 | [7 empty] | Property Tax Esc. Rate |  | 2.5%
Tax Depreciation Worksheet
| 200% | 200% | 200% | 150% | 150%
| Declining Bal | Declining Bal | Declining Bal | Declining Bal | Declining Bal
| Tax Depr. | Tax Depr. | Tax Depr. | Tax Depr. | Tax Depr. | Workpapers for Declining Balance Depreciation
YEAR | Rate | Rate | Rate | Rate | Rate
0 | 3 | 5 | 10 | 15 | 20 | 3 | 5 | 10 | 15 | 20
| Year | Year | Year | Year | Year | Year | Year | Year | Year | Year
1 | 33.33% | 20% | 10% | 5% | 3.75% | 33.33% | 20% | 10% | 5% | 3.75%
2 | 44.44% | 32% | 18% | 9.5% | 7.219% | 44.44% | 32% | 18% | 9.5% | 7.219%
3 | 14.81% | 19.2% | 14.4% | 8.55% | 6.677% | 14.81% | 19.2% | 14.4% | 8.55% | 6.677%
4 | 7.407% | 11.52% | 11.52% | 7.695% | 6.177% | 4.938% | 11.52% | 11.52% | 7.695% | 6.177%
5 | 0% | 11.52% | 9.216% | 6.925% | 5.713% | 1.646% | 6.912% | 9.216% | 6.925% | 5.713%
6 | 0% | 5.76% | 7.373% | 6.233% | 5.285% | 0.5487% | 4.147% | 7.373% | 6.233% | 5.285%
7 | 0% | 0% | 6.554% | 5.905% | 4.888% | 0.1829% | 2.488% | 5.898% | 5.61% | 4.888%
8 | 0% | 0% | 6.554% | 5.905% | 4.522% | 0.06097% | 1.493% | 4.719% | 5.049% | 4.522%
9 | 0% | 0% | 6.554% | 5.905% | 4.462% | 0.02032% | 0.8958% | 3.775% | 4.544% | 4.183%
10 | 0% | 0% | 6.554% | 5.905% | 4.462% | 0.006774% | 0.5375% | 3.02% | 4.089% | 3.869%
11 | 0% | 0% | 3.277% | 5.905% | 4.462% | 0.002258% | 0.3225% | 2.416% | 3.68% | 3.579%
12 | 0% | 0% | 0% | 5.905% | 4.462% | 0.0007527% | 0.1935% | 1.933% | 3.312% | 3.31%
13 | 0% | 0% | 0% | 5.905% | 4.462% | 0.0002509% | 0.1161% | 1.546% | 2.981% | 3.062%
14 | 0% | 0% | 0% | 5.905% | 4.462% | 8.363e-05% | 0.06966% | 1.237% | 2.683% | 2.832%
15 | 0% | 0% | 0% | 5.905% | 4.462% | 2.788e-05% | 0.04179% | 0.9896% | 2.415% | 2.62%
16 | 0% | 0% | 0% | 2.952% | 4.462% | 9.292e-06% | 0.02508% | 0.7916% | 2.173% | 2.424%
17 | 0% | 0% | 0% | 0% | 4.462% | 3.097e-06% | 0.01505% | 0.6333% | 1.956% | 2.242%
18 | 0% | 0% | 0% | 0% | 4.462% | 1.032e-06% | 0.009028% | 0.5067% | 1.76% | 2.074%
19 | 0% | 0% | 0% | 0% | 4.462% | 3.442e-07% | 0.005417% | 0.4053% | 1.584% | 1.918%
20 | 0% | 0% | 0% | 0% | 4.462% | 1.147e-07% | 0.00325% | 0.3243% | 1.426% | 1.774%
21 | 0% | 0% | 0% | 0% | 2.231% | 3.824e-08% | 0.00195% | 0.2594% | 1.283% | 1.641%
22 | 0% | 0% | 0% | 0% | 0% | 1.275e-08% | 0.00117% | 0.2075% | 1.155% | 1.518%
23 | 0% | 0% | 0% | 0% | 0% | 4.249e-09% | 0.000702% | 0.166% | 1.039% | 1.404%
24 | 0% | 0% | 0% | 0% | 0% | 1.416e-09% | 0.0004212% | 0.1328% | 0.9355% | 1.299%
25 | 0% | 0% | 0% | 0% | 0% | 4.721e-10% | 0.0002527% | 0.1063% | 0.842% | 1.201%
26 | 0% | 0% | 0% | 0% | 0% | 1.574e-10% | 0.0001516% | 0.085% | 0.7578% | 1.111%
27 | 0% | 0% | 0% | 0% | 0% | 5.245e-11% | 9.098e-05% | 0.068% | 0.682% | 1.028%
28 | 0% | 0% | 0% | 0% | 0% | 1.748e-11% | 5.459e-05% | 0.0544% | 0.6138% | 0.9509%
29 | 0% | 0% | 0% | 0% | 0% | 5.825e-12% | 3.275e-05% | 0.04352% | 0.5524% | 0.8796%
30 | 0% | 0% | 0% | 0% | 0% | 1.939e-12% | 1.965e-05% | 0.03482% | 0.4972% | 0.8136%
31 | 0% | 0% | 0% | 0% | 0% | 6.439e-13% | 1.179e-05% | 0.02785% | 0.4475% | 0.7526%
32 | 0% | 0% | 0% | 0% | 0% | 2.146e-13% | 7.074e-06% | 0.02228% | 0.4027% | 0.6962%
33 | 0% | 0% | 0% | 0% | 0% | 7.401e-14% | 4.245e-06% | 0.01783% | 0.3624% | 0.644%
34 | 0% | 0% | 0% | 0% | 0% | 2.22e-14% | 2.547e-06% | 0.01426% | 0.3262% | 0.5957%
35 | 0% | 0% | 0% | 0% | 0% | 7.401e-15% | 1.528e-06% | 0.01141% | 0.2936% | 0.551%
36 | 0% | 0% | 0% | 0% | 0% | 0% | 9.168e-07% | 0.009127% | 0.2642% | 0.5097%
37 | 0% | 0% | 0% | 0% | 0% | 0% | 5.501e-07% | 0.007302% | 0.2378% | 0.4714%
38 | 0% | 0% | 0% | 0% | 0% | 0% | 3.301e-07% | 0.005841% | 0.214% | 0.4361%
39 | 0% | 0% | 0% | 0% | 0% | 0% | 1.98e-07% | 0.004673% | 0.1926% | 0.4034%
40 | 0% | 0% | 0% | 0% | 0% | 0% | 1.188e-07% | 0.003738% | 0.1734% | 0.3731%
41 | 0% | 0% | 0% | 0% | 0% | 0% | 7.129e-08% | 0.002991% | 0.156% | 0.3451%
42 | 0% | 0% | 0% | 0% | 0% | 0% | 4.278e-08% | 0.002393% | 0.1404% | 0.3193%
43 | 0% | 0% | 0% | 0% | 0% | 0% | 2.567e-08% | 0.001914% | 0.1264% | 0.2953%
44 | 0% | 0% | 0% | 0% | 0% | 0% | 1.54e-08% | 0.001531% | 0.1137% | 0.2732%
45 | 0% | 0% | 0% | 0% | 0% | 0% | 9.24e-09% | 0.001225% | 0.1024% | 0.2527%
46 | 0% | 0% | 0% | 0% | 0% | 0% | 5.544e-09% | 0.00098% | 0.09213% | 0.2337%
47 | 0% | 0% | 0% | 0% | 0% | 0% | 3.326e-09% | 0.000784% | 0.08292% | 0.2162%
48 | 0% | 0% | 0% | 0% | 0% | 0% | 1.996e-09% | 0.0006272% | 0.07462% | 0.2%
49 | 0% | 0% | 0% | 0% | 0% | 0% | 1.197e-09% | 0.0005018% | 0.06716% | 0.185%
50 | 0% | 0% | 0% | 0% | 0% | 0% | 7.185e-10% | 0.0004014% | 0.06045% | 0.1711%
51 | 0% | 0% | 0% | 0% | 0% | 0% | 4.311e-10% | 0.0003211% | 0.0544% | 0.1583%
52 | 0% | 0% | 0% | 0% | 0% | 0% | 2.587e-10% | 0.0002569% | 0.04896% | 0.1464%
53 | 0% | 0% | 0% | 0% | 0% | 0% | 1.552e-10% | 0.0002055% | 0.04406% | 0.1354%
54 | 0% | 0% | 0% | 0% | 0% | 0% | 9.312e-11% | 0.0001644% | 0.03966% | 0.1253%
55 | 0% | 0% | 0% | 0% | 0% | 0% | 5.587e-11% | 0.0001315% | 0.03569% | 0.1159%
56 | 0% | 0% | 0% | 0% | 0% | 0% | 3.352e-11% | 0.0001052% | 0.03212% | 0.1072%
57 | 0% | 0% | 0% | 0% | 0% | 0% | 2.011e-11% | 8.418e-05% | 0.02891% | 0.09914%
58 | 0% | 0% | 0% | 0% | 0% | 0% | 1.207e-11% | 6.735e-05% | 0.02602% | 0.09171%
59 | 0% | 0% | 0% | 0% | 0% | 0% | 7.239e-12% | 5.388e-05% | 0.02342% | 0.08483%
60 | 0% | 0% | 0% | 0% | 0% | 0% | 4.343e-12% | 4.31e-05% | 0.02108% | 0.07847%
61 | 0% | 0% | 0% | 0% | 0% | 0% | 2.607e-12% | 3.448e-05% | 0.01897% | 0.07258%
62 | 0% | 0% | 0% | 0% | 0% | 0% | 1.563e-12% | 2.758e-05% | 0.01707% | 0.06714%
63 | 0% | 0% | 0% | 0% | 0% | 0% | 9.37e-13% | 2.207e-05% | 0.01536% | 0.0621%
64 | 0% | 0% | 0% | 0% | 0% | 0% | 5.64e-13% | 1.765e-05% | 0.01383% | 0.05744%
65 | 0% | 0% | 0% | 0% | 0% | 0% | 3.375e-13% | 1.412e-05% | 0.01245% | 0.05314%
66
67 | 1 | 1 | 1 | 1 | 1 | 1 | 1 | 1 | 0.99888 | 0.99345
68
69 | 200% | 200% | 200% | 200% | 200%

## Fixed Charges
Calculation Of Fixed Charge Factors
Line | Description | Amount | Reference
1 | Given:
2 | Requested Cost of Captial | 7.985%
3 | Weighted Cost of Long Term Debt | 2.648%
4 | Federal Income Tax Rate | 21% | Schedule G-7.6
5 | Texas Effective State Income Tax Rate | 0.75% | Schedule G-7.6
6 | TX Public Utility Commission Fee | 0.1667% | PURA Sec. 16.001
7 | Uncollectible Rate | 0.2629%
8 | TX Gross Distribution Plant ($1,000's) | 1050173.4782
9 | TX Distribution Property Tax Rate | 0.6387%
10 | TX Distribution O&M Expense ($1,000's) | 19733.4582
11 | TX Distribution Plant Accumulated Depreciation ($1,000's) | 287838.1128
12 | TX Distribution Depreciation Expense ($1,000's) | 23106.7812
13 | TX Distribution Depreciation Rate | 2.2%
14 | Calculation:
15 | Requested Cost of Captial | 7.985% | Ln 15 = ln 2
16 | Less: Weighted Cost of Long Term Debt | -2.648% | Ln 16 = - ln 3
17 | Weighted Cost of Common Equity | 5.337% | Ln 17 = ln 14 + ln 15
18 | Combined Effect of TX SIT and FIT Rates | 21.16% | Ln 18 = ln 4 / (1 - ln 5)
19 | Income Tax Escalation Factor | 1.2684 | Ln 19 = 1 / (1 - ln 18)
20 | Pre-Tax Weighted Cost of Equity | 6.769% | Ln 20 = ln 17 X ln 19
21 | Pre-Tax Cost of Capital | 9.417% | Ln 21 = ln 3 + ln 20
22 | Revenue Related Costs | 0.4296% | Ln 22 = ln 6 + ln 7
23 | Revenue Related Cost Escalator | 1.0043 | Ln 24 = 1 / (1 - ln 22)
24 | Fixed Charge Factor excluding Property Tax and O&M Expense | 9.458% | Ln 24 = ln 21 X ln 23 | <== For use in Lighting Rates
25 | Fixed Charge Rate including Property Tax and excluding O&M Expense | 10.1% | Ln 25 = ln 9 + ln 24
26 | Distribution O&M Expense as Percent of Net Distribution Plant | 2.589% | Ln 26 = ln 10 / (ln 8 - ln 11) | <== For use in Maintenance of Customer Owned Facility
27 | Fixed Charge Rate including Property Tax and O&M Expense | 12.69% | Ln 27 = ln 25 + ln 26
28 | Fixed Charge Rate including Property Tax and O&M Expense and Depreciation Expense | 14.89% | Ln 28 = ln 27 + ln 12 / ln 8
29 | Monthly Fixed Charge to use in Facilities Charge | 1.24% | Ln 29 = ln 28 / 12 | <== For use in Rental Charge
30 | Annual Fixed Charge to use in Interconnection Charge | 4.738% | Ln 30 = (ln 9 + ln 10 / ln 8 + ln 12 / ln 8) X ln 23 | <== For use in Cogen Interconnection Charge
31 | Monthly Fixed Charge to use in Interconnection Charge | 0.3949% | Ln 31 = ln 30 / 12
32
33 | NOTE: Use line 24 for Lighting since 'Demand Revenue Requirement' already includes a property tax component. Use
line 29 for Rental Charge and use line 30 for Interconnection Charge.

## Loss Factors
Loss Factors:
Source: Exhibit JS-03, as filed in EPE's 2019 Texas Fuel Reconciliation, Docket No. 50058. The loss factors were approved by the PUCT (see items 73-76 of the Final Order).
| Secondary | Primary | Transmission
Demand Loss Factors | 1.0821 | 1.0627 | 1.0241
Energy Loss Factors | 1.0785 | 1.0512 | 1.0267
Incremental Energy Transformation Loss Adjustment |  | 1.0218 | See LINE TRANSF in second to last column of the second printscreen below.

## TOU Data
Time-Of-Use Data
Incremental Cost per kW at Generation | 113.8122
Jun through September On-Peak Period
Start Month | 2020-06-01 | 2020-07-01 | 2020-08-01 | 2020-09-01
End Month | 2020-07-01 | 2020-08-01 | 2020-09-01 | 2020-10-01 | Total
On-Peak Days in Test Year months. | 22 | 23 | 21 | 22 | 88
Days in Month | 30 | 31 | 31 | 30 | 122
Hours in Month | 720 | 744 | 744 | 720 | 2928