## Exhibit JP-2
EL PASO ELECTRIC COMPANY
Derivation of Revised AED-4CP Demand Allocation Using the Actual 1CP Annual System Load Factor
For The Test Year Ended December 31, 2020
D1PROD
[7 empty] | Avg. 4CP | Average | Excess | 4-CP | D2PROD
|  |  | Coincident Demand at Supply (kW) |  |  |  | Demand | Demand | Demand | Average | 4-CP
Line | Rate | Description | June | July | August | September | (kW) | (kW) | (kW) | and Excess* | Average*
|  |  | -1 | -2 | -3 | -4 | -5 | -6 | -7 | -8 | -9
1 | TXRT01 | Residential Service | 769202.8125 | 919158.0069 | 857186.9284 | 754267.3918 | 824953.7849 | 305256.866 | 519696.9189 | 55.55% | 55.23%
2 | TXRT02 | Small General Service | 70761.5094 | 76678.6598 | 72638.009 | 63800.1033 | 70969.5704 | 33433.4468 | 37536.1236 | 4.729% | 4.751%
3 | TXRT07 | Outdoor Recreational Lighting Service | 0 | 0 | 0 | 0 | 0 | 451.2879 | 0 | 0.02838% | 0%
4 | TXRT08 - S | Street Lighting | 0 | 0 | 0 | 0 | 0 | 4426.8058 | 0 | 0.2784% | 0%
5 | TXRT09 - S | Traffic Signals | 195.1891 | 194.0655 | 194.0641 | 193.9551 | 194.3184 | 254.8641 | 0 | 0.01603% | 0.01301%
6 | TXRT11TOU | Municipal Pumping Service - TOU | 21154.5049 | 31935.2258 | 22772.0797 | 19377.1632 | 23809.7434 | 21011.008 | 2798.7354 | 1.517% | 1.594%
7 | TXRT15 | Electrolytic Refining Service | 7736.85 | 7736.85 | 7736.85 | 7736.85 | 7736.85 | 5018.4291 | 2718.4209 | 0.5058% | 0.518%
8 | TXRTWH | Off Peak Water Heating Service | 423.7581 | 390.5445 | 337.6417 | 373.22 | 381.2911 | 629.0808 | 0 | 0.03957% | 0.02553%
9 | TXRT22 | Irrigation Service | 1384.2338 | 1880.9082 | 1246.8363 | 1281.6753 | 1448.4134 | 471.479 | 976.9344 | 0.098% | 0.09697%
10 | TXRT24 | General Service | 318545.4412 | 328430.563 | 308671.5167 | 306945.0338 | 315648.1387 | 178033.1804 | 137614.9583 | 20.82% | 21.13%
11 | TXRT25 | Large Power Service | 97488.7885 | 103585.3367 | 104810.0892 | 104703.7366 | 102646.9877 | 74432.6376 | 28214.3501 | 6.655% | 6.872%
12 | TXRT26 | Petroleum Refining Service | 41374.448 | 41374.448 | 41374.448 | 41374.448 | 41374.448 | 36775.9001 | 4598.5479 | 2.635% | 2.77%
13 | TXRT28 | Private Area Lighting Service | 0 | 0 | 0 | 0 | 0 | 3294.1053 | 0 | 0.2072% | 0%
14 | TXRT30 | Electric Furnace Rate | 5127.5892 | 5127.2415 | 5128.8744 | 5125.2759 | 5127.2452 | 2523.1267 | 2604.1186 | 0.3409% | 0.3432%
15 | TXRT31 | Military Reservation Service | 52230.12 | 52230.12 | 52230.12 | 52230.12 | 52230.12 | 32556.1596 | 19673.9604 | 3.424% | 3.497%
16 | TXRT34 | Cotton Gin Service | 20.0257 | 10.9078 | 14.4138 | 22.032 | 16.8448 | 196.0036 | 0 | 0.01233% | 0.001128%
17 | TXRT41 | City and County Service | 43948.811 | 49879.9196 | 47326.1994 | 47640.0473 | 47198.7443 | 23763.1796 | 23435.5647 | 3.134% | 3.16%
18 |  | Total Texas Firm Load | 1429594.0814 | 1618612.7974 | 1521668.0706 | 1405071.0523 | 1493736.5004 | 722527.5604 | 779868.6332 | 100% | 100%
19 |  | Total Texas Interruptible Load | 41055.9844 | 60224.4922 | 42972.5895 | 49166.9438 |  | Load Factor = | 0.45444 | 1CP Sys LF
[8 empty] | 1 Minus Load Factor = | 0.54556 | O-01.06
20 |  | Total Texas Load | -1: 1470650.0658; -2: 1678837.2896; -3: 1564640.6601; -4: 1454237.9961; -5: 1542091.5029
Note on N12: Author: What does the * indicate?

## Exhibit JP-3
EL PASO ELECTRIC COMPANY
Derivation of Revised Energy Allocation Factors
For The Test Year Ended December 31, 2020
|  |  | Texas |  | Texas | E1ENERGY | Texas | Texas | E2ENERGY
|  |  | kWh at | Loss | kWh at | Allocator | kWh at | kWh at | Allocator
Line | Rate | Rate Class | Meter | Factor | Source | at Source | Meter | Source | at Source
|  |  | -1 | -2 | -3 | -4
1 | TXRT01 | Residential Service | 2486208911.5812 | 1.0785 | 2681376311.1404 | 42.27% | 2486208911.5812 | 2681376311.1404 | 42.74%
2 | TXRT02 | Small General Service | 272303566.83 | 1.0785 | 293679396.8262 | 4.63% | 272303566.83 | 293679396.8262 | 4.681%
3 | TXRT07 | Outdoor Rec. Lighting: Secondary | 3639116 | 1.0785 | 3924786.606 | 0.06187% | 3639116 | 3924786.606 | 0.06256%
4 |  | Outdoor Rec. Lighting Primary | 37410 | 1.0512 | 39326.5143 | 0.00062%
5 | TXRT08 - S | Street Lighting | 36054763 | 1.0785 | 38885061.8955 | 0.613% | 36054763 | 38885061.8955 | 0.6198%
6 | TXRT09 - S | Traffic Signals | 2075778 | 1.0785 | 2238726.573 | 0.03529% | 2075778 | 2238726.573 | 0.03568%
7 | TXRT11TOU | Municipal Pumping: Secondary | 123976228 | 1.0785 | 133708361.898 | 2.108% | 123976228 | 133708361.898 | 2.131%
8 |  | Municipal Pumping: Primary | 48374126 | 1.0512 | 50852332.475 | 0.8017% |  |  |  | 0
9 | TXRT15 | Electrolytic Refining Service | 42604774 | 1.0284 | 43815686.8866 | 0.6907% | 78703026 | 81165465.2835 | 1.294%
10 | TXRTWH | Off Peak Water Heating Service | 5123640 | 1.0785 | 5525845.74 | 0.08711% | 5123640 | 5525845.74 | 0.08808%
11 | TXRT22 | Irrigation Service | 3840029.3236 | 1.0785 | 4141471.6255 | 0.06529% | 3840029.3236 | 4141471.6255 | 0.06601%
12 | TXRT24 | General Service: Secondary | 1418502292.3643 | 1.0785 | 1529854722.3149 | 24.12% | 1418502292.3643 | 1529854722.3149 | 24.38%
13 |  | General Service: Primary | 32332348 | 1.0512 | 33988734.188 | 0.5358%
14 | TXRT25 | Large Power Service: Secondary | 425051981.8643 | 1.0785 | 458418562.4406 | 7.227% | 494891990.8643 | 531422630.8975 | 8.47%
15 |  | Large Power Service: Primary | 178355773 | 1.0512 | 187492939.2508 | 2.956%
16 |  | Large Power Service: Transmission | 7699293 | 1.0217 | 7866429.2524 | 0.124%
17 | TXRT26 | Petroleum Refining Service | 314641719 | 1.0217 | 321471961.4361 | 5.068% | 383763582 | 392438686.9595 | 6.255%
18 | TXRT28 | Private Area Lighting Service | 26829319 | 1.0785 | 28935420.5415 | 0.4562% | 26829319 | 28935420.5415 | 0.4612%
19 | TXRT30 | Electric Furnace Rate: 69 kV | 7629849.6916 | 1.0251 | 7821435.2173 | 0.1233% | 169270399.6916 | 173776171.4968 | 2.77%
20 |  | Electric Furnace Rate: Transmission | 13938782.3084 | 1.0217 | 14241365.3948 | 0.2245%
21 | TXRT31 | Military Reservation Service | 278539097.08 | 1.0217 | 284585623.7994 | 4.486% | 334851423.08 | 342400925.7804 | 5.458%
22 | TXRT34 | Cotton Gin Service | 1596380 | 1.0785 | 1721695.83 | 0.02714% | 1596380 | 1721695.83 | 0.02744%
23 |  | City and County Service: Secondary | 166997658.386 | 1.0785 | 180106974.5693 | 2.839%
24 | TXRT41 | City and County Service: Primary | 27233617 | 1.0512 | 28628795.1989 | 0.4513% | 27233617 | 28628795.1989 | 0.4563%
25 |  | Total Texas Firm Energy | 5923586453.4294 |  | 6343321967.6145 | 100% |  |  | 100%
26 |  | Total Texas Interruptible Energy | 393013000 |  | 403350845.6277
27 |  | Total Texas Energy | 6316599453.4294 |  | 6746672813.2421 |  | 5868864062.7349 | 6273824476.6075
26 |  | Outdoor Rec. Lighting Service |  |  | 3964113.1203 | 0.06249%
27 |  | Municipal Pumping |  |  | 184560694.373 | 2.91%
28 |  | General Service |  |  | 1563843456.5029 | 24.65%
29 |  | Large Power Service |  |  | 653777930.9438 | 10.31%
30 |  | Electric Furnace Rate |  |  | 22062800.6121 | 0.3478%
31 |  | City and County Service |  |  | 208735769.7682 | 3.291%

## Exhibit JP-4
EL PASO ELECTRIC COMPANY
Derivation of Revised AED-4CP Demand Allocation Using The Revised Energy Loss Factors and the Actual 1CP Annual System Load Factor
For The Test Year Ended December 31, 2020
D1PROD
[8 empty] | Annual |  | 4-CP | D2PROD
|  |  | Coincident kW at Supply |  |  |  | 4-CP | Average | Excess | Average | 4-CP
Line | Rate | Description | June | July | August | September | Average | kW | kW | and Excess* | Average*
|  |  | -1 | -2 | -3 | -4 | -5 | -6 | -7 | -8 | -9
1 | TXRT01 | Residential Service | 769202.8125 | 919158.0069 | 857186.9284 | 754267.3918 | 824953.7849 | 305256.866 | 519696.9189 | 54.75% | 55.23%
2 | TXRT02 | Small General Service | 70761.5094 | 76678.6598 | 72638.009 | 63800.1033 | 70969.5704 | 33433.4468 | 37536.1236 | 4.729% | 4.751%
3 | TXRT07 | Outdoor Recreational Lighting Service | 0 | 0 | 0 | 0 | 0 | 446.8109 | 0 | 0.03039% | 0%
4 | TXRT08 - S | Street Lighting | 0 | 0 | 0 | 0 | 0 | 4426.8058 | 0 | 0.3011% | 0%
5 | TXRT09 - S | Traffic Signals | 195.1891 | 194.0655 | 194.0641 | 193.9551 | 194.3184 | 254.8641 | 0 | 0.01734% | 0.01301%
6 | TXRT11TOU | Municipal Pumping Service - TOU | 21154.5049 | 31935.2258 | 22772.0797 | 19377.1632 | 23809.7434 | 15221.808 | 8587.9353 | 1.597% | 1.594%
7 | TXRT15 | Electrolytic Refining Service | 7736.85 | 7736.85 | 7736.85 | 7736.85 | 7736.85 | 4988.1246 | 2748.7254 | 0.519% | 0.518%
8 | TXRTWH | Off Peak Water Heating Service | 423.7581 | 390.5445 | 337.6417 | 373.22 | 381.2911 | 629.0808 | 0 | 0.04279% | 0.02553%
9 | TXRT22 | Irrigation Service | 1384.2338 | 1880.9082 | 1246.8363 | 1281.6753 | 1448.4134 | 471.479 | 976.9344 | 0.09595% | 0.09697%
10 | TXRT24 | General Service | 318545.4412 | 328430.563 | 308671.5167 | 306945.0338 | 315648.1387 | 174163.789 | 141484.3497 | 21.1% | 21.13%
11 | TXRT25 | Large Power Service | 97488.7885 | 103585.3367 | 104810.0892 | 104703.7366 | 102646.9877 | 52187.9056 | 50459.0822 | 6.849% | 6.872%
12 | TXRT26 | Petroleum Refining Service | 41374.448 | 41374.448 | 41374.448 | 41374.448 | 41374.448 | 36597.4455 | 4777.0025 | 2.802% | 2.77%
13 | TXRT28 | Private Area Lighting Service | 0 | 0 | 0 | 0 | 0 | 3294.1053 | 0 | 0.2241% | 0%
14 | TXRT30 | Electric Furnace Rate | 5127.5892 | 5127.2415 | 5128.8744 | 5125.2759 | 5127.2452 | 890.4184 | 4236.8268 | 0.3376% | 0.3432%
15 | TXRT31 | Military Reservation Service | 52230.12 | 52230.12 | 52230.12 | 52230.12 | 52230.12 | 32398.1812 | 19831.9388 | 3.501% | 3.497%
16 | TXRT34 | Cotton Gin Service | 20.0257 | 10.9078 | 14.4138 | 22.032 | 16.8448 | 196.0036 | 0 | 0.01333% | 0.001128%
17 | TXRT41 | City and County Service | 43948.811 | 49879.9196 | 47326.1994 | 47640.0473 | 47198.7443 | 3259.198 | 43939.5463 | 3.095% | 3.16%
18 |  | Total Texas Firm Load | 1429594.0814 | 1618612.7974 | 1521668.0706 | 1405071.0523 | 1493736.5004 | 668116.3326 | 834275.3839 | 100% | 100%
19 |  | Total Texas Interruptible Load | 41055.9844 | 60224.4922 | 42972.5895 | 49166.9438 |  | Load Factor = | 0.45444 | 1CP Sys LF
[8 empty] | 1 Minus Load Factor = | 0.54556 | O-01.06
20 |  | Total Texas Load | -1: 1470650.0658; -2: 1678837.2896; -3: 1564640.6601; -4: 1454237.9961; -5: 1542091.5029
Note on N12: Author: What does the * indicate?

## Unadjusted Energy Revised Loss
EL PASO ELECTRIC COMPANY | [9 empty] | SOAH Docket No. 473-21-2606 | [5 empty] | SOAH Docket No. 473-21-2606
UNADJUSTED ENERGY | [9 empty] | PUC Docket No. 52195 | [5 empty] | PUC Docket No. 52195
FOR THE PERIOD ENDED DECEMBER 31, 2020 | [9 empty] | STAFF's 4th, Q. No. STAFF 4-4 | [5 empty] | STAFF's 4th, Q. No. STAFF 4-4
[10 empty] | Attachment 1 | [5 empty] | Attachment 1
[10 empty] | PAGE 8 OF 78 | [5 empty] | PAGE 9 OF 78
|  |  |  | 2019-01-01 | 2019-02-01 | 2019-03-01 | 2019-04-01 | 2019-05-01 | 2019-06-01 | 2019-07-01 | 2019-08-01 | 2019-09-01 | 2019-10-01 | 2019-11-01 | 2019-12-01 | Total
No | Rate & Voltage | Texas Energy at Meter |  | 2020-01-01 | 2020-02-01 | 2020-03-01 | 2020-04-01 | 2020-05-01 | 2020-06-01 | 2020-07-01 | 2020-08-01 | 2020-09-01 | 2020-10-01 | 2020-11-01 | 2020-12-01 | Energy
1 | TXRT01 - S | Residential Service - S |  | 177155814 | 148276082 | 128844748 | 130464539 | 191689624 | 267620093 | 349272675 | 345064447 | 316922233 | 203927429 | 153258138 | 154738988 | 2567234810
2 | TXRT02 - S | Small Commercial Service - S |  | 21489577 | 19985463 | 18439925 | 16498453 | 19354371 | 26048173 | 32074373 | 30453255 | 30067449 | 22820031 | 19447982 | 19141008 | 275820060
3 | TXRT07 - S | Outdoor Recreational Lighting Service - S |  | 391574 | 472933 | 512010 | 185144 | 170225 | 178533 | 231580 | 236810 | 313357 | 401827 | 266944 | 260928 | 3621865
4 | TXRT07 - P | Outdoor Recreational Lighting Service - P |  | 4620 | 8780 | 7710 | 840 | 210 | 0 | 210 | 0 | 3030 | 4140 | 2620 | 5250 | 37410
5 | TXRT08 - S | Street Lighting |  | 3456965 | 3013959 | 3049397 | 2711190 | 2577889 | 2379873 | 2532039 | 2719591 | 2870211 | 3216338 | 3384940 | 3625950 | 35538342
6 | TXRT09 - S | Traffic Signals |  | 219545 | 220983 | 220762 | 220906 | 220794 | 220878 | 221318 | 220958 | 221499 | 221203 | 221179 | 221340 | 2651365
7 | TXRT11 - S TOU | Municipal Pumping Service TOU - S |  | 8925434 | 8319089 | 8368648 | 7457677 | 8911307 | 10553943 | 13675918 | 12018908 | 12136098 | 12765669 | 11040288 | 10029246 | 124202225
8 | TXRT11 - P TOU | Municipal Pumping Service TOU - P |  | 4686144 | 4710568 | 4107350 | 3577948 | 3613794 | 3697145 | 4571784 | 3623899 | 3757654 | 4317366 | 3759383 | 3951091 | 48374126
9 | TXRT15 - Sta | Electrolytic Refining Service - Sta |  | 3614651 | 3946125 | 3671588 | 2547359 | 3316122 | 3744890 | 3698169 | 3770357 | 3587400 | 3360767 | 3823551 | 3523795 | 42604774
10 | TXRT15/A-Sta | Curtailable Electrolytic Refining Service - Sta |  | 2171198 | 2704415 | 2309181 | 2999095 | 3128657 | 3110254 | 3928934 | 3428003 | 3131081 | 2983918 | 3298963 | 2904553 | 36098252
11 | TXRTWH | Water Heating Service |  | 660758 | 596867 | 538484 | 521063 | 437834 | 387162 | 355056 | 304103 | 334796 | 343543 | 388402 | 480307 | 5348375
12 | TXRT22 - S | Irrigation Service - S |  | 123355 | 123984 | 126111 | 345553 | 454547 | 563351 | 573306 | 457964 | 434578 | 379767 | 293375 | 182657 | 4058548
13 | TXRT24 - S | General Service - S |  | 112449386 | 109578761 | 104169885 | 97266030 | 106881207 | 132401102 | 156202699 | 155439059 | 156137750 | 124194359 | 106884428 | 101132812 | 1462737478
14 | TXRT24 - P | General Service - P |  | 2673631 | 2445408 | 2366311 | 1968158 | 2375236 | 3011308 | 3580243 | 3706702 | 3492204 | 2740363 | 2270838 | 2103956 | 32734358
15 | TXRT25 - S | Large Power Service - S |  | 33196331 | 34877993 | 35763296 | 33097656 | 29546314 | 35771074 | 39298137 | 40092923 | 42306910 | 37650982 | 37327630 | 32718577 | 431647823
16 | TXRT25 - P | Large Power Service - P |  | 14364784 | 14590046 | 14262044 | 14136168 | 13462876 | 15545737 | 16134710 | 16064655 | 17107422 | 14543813 | 14558778 | 13584740 | 178355773
17 | TXRT25 - T/115 | Large Power Service - T |  | 622783 | 487242 | 626180 | 580162 | 433300 | 661789 | 664381 | 673196 | 781673 | 719889 | 769950 | 678748 | 7699293
18 | TXRT26 - T/115 | Petroleum Refining Service - T |  | 24034719 | 13557945 | 27966732 | 29139642 | 25572459 | 28569538 | 28447442 | 26436437 | 28661653 | 27874329 | 26844396 | 27536427 | 314641719
19 | TXRT28 - S | Private Area Lighting Service - S |  | 2516607 | 2196995 | 2265743 | 1920455 | 1871723 | 1721462 | 1829687 | 2068267 | 2163569 | 2417796 | 2510959 | 2694342 | 26177605
20 | TXRT30 - T/69 | Electric Furnace Rate - T/69 |  | 691908 | 731985 | 687961 | 560942 | 451111 | 694431 | 705135 | 637367 | 655782 | 355845 | 1242311 | 514858 | 7929636
21 | TXRT30 - T/115 | Electric Furnace Rate - T/115 |  | 1469710 | 1400778 | 1329065 | 985437 | 791745 | 1140698 | 1135137 | 1161951 | 1251313 | 357451 | 0 | 935302 | 11958587
22 | TXRT31 - T/115 | Military Reservation Service - T |  | 26143505 | 24885838 | 21449603 | 20947662 | 21724279 | 25416125 | 24378414 | 25451643 | 22431633 | 21496801 | 20775347 | 25263103 | 280363953
23 | TXRT34 - S | Cotton Gin Service - S |  | 266375 | 11336 | 11068 | 8297 | 5502 | 6047 | 5683 | 6109 | 6794 | 7469 | 487287 | 774413 | 1596380
24 | TXRT38 - P | Interruptible Service Rate - Large Power - P |  | 3096940 | 3062583 | 2942111 | 4831877 | 5310730 | 6395597 | 5842509 | 6054976 | 5849003 | 3617323 | 2934824 | 3037469 | 52975942
25 | TXRT38 - 25/115 | Interruptible Power Rate - Transmission Service |  | 1337326 | 854298 | 1345452 | 1360289 | 759719 | 1405198 | 1479358 | 1457245 | 1754597 | 1616873 | 1714939 | 1778773 | 16864067
26 | TXRT38 - 26/115 | Interruptible Power Rate - Petroleum Refining |  | 5212675 | 2186383 | 6483584 | 4387534 | 4123870 | 6440177 | 6778098 | 6524688 | 7319367 | 7058272 | 6223390 | 6383825 | 69121863
27 | TXRT38 - 30/115 | Interruptible Power Service - Electric Furnace |  | 16183610 | 15603313 | 15372179 | 11317603 | 9769123 | 13865433 | 13414476 | 13985004 | 14343691 | 5209764 | 193551 | 11325796 | 140583543
28 | TXRT38 - 31/115 | Interruptible Power Service - Military Service |  | 0 | 701660 | 1534117 | 604739 | 4896002 | 9377987 | 11824588 | 12023702 | 9687523 | 5027461 | 634546 | 0 | 56312325
29 | TXRT41 - 24 S | City and County Service - S |  | 14918188 | 16386967 | 15092245 | 10062089 | 10392439 | 13903896 | 17014799 | 18473994 | 19671244 | 14636109 | 11832957 | 11418209 | 173803136
30 | TXRT41 - 24 P | City and County Service - P |  | 2198913 | 2236868 | 2465872 | 2026472 | 1991035 | 2383077 | 2585093 | 2642123 | 2897438 | 2138281 | 1976829 | 1835676 | 27377677
31 | TXEVC - S | Electric Vehicle Charging - S |  | 5238 | 4134 | 4472 | 3679 | 3500 | 4834 | 5580 | 6202 | 5271 | 2976 | 3638 | 2757 | 52281
|  | Total Texas |  | 484282264 | 438179781 | 426333834 | 402734658 | 474237544 | 617219805 | 742461531 | 735204538 | 710304223 | 526408154 | 438372363 | 442784896 | 6438523591
|  | Texas Non-Firm |  | 28001749 | 25112652 | 29986624 | 25501137 | 27988101 | 40594646 | 43267963 | 43473618 | 42085262 | 25513611 | 15000213 | 25430416 | 371955992
|  | Texas Firm |  | 456280515 | 413067129 | 396347210 | 377233521 | 446249443 | 576625159 | 699193568 | 691730920 | 668218961 | 500894543 | 423372150 | 417354480 | 6066567599
EL PASO ELECTRIC COMPANY |  |  |  | 2020-07-01: SOAH Docket No. 473-21-2606 | SOAH Docket No. 473-21-2606
UNADJUSTED ENERGY |  |  |  | 2020-07-01: PUC Docket No. 52195 | PUC Docket No. 52195
FOR THE PERIOD ENDED DECEMBER 31, 2020 |  |  |  | 2020-07-01: STAFF's 4th, Q. No. STAFF 4-4 | STAFF's 4th, Q. No. STAFF 4-4
|  |  |  | 2020-07-01: Attachment 1 | Attachment 1
|  |  |  | 2020-07-01: PAGE 10 OF 78 | PAGE 11 OF 78
|  |  |  | 2019-01-01 | 2019-02-01 | 2019-03-01 | 2019-04-01 | 2019-05-01 | 2019-06-01 | 2019-07-01 | 2019-08-01 | 2019-09-01 | 2019-10-01 | 2019-11-01 | 2019-12-01 | Total
No | Rate | New Mexico Energy at Meter |  | 2020-01-01 | 2020-02-01 | 2020-03-01 | 2020-04-01 | 2020-05-01 | 2020-06-01 | 2020-07-01 | 2020-08-01 | 2020-09-01 | 2020-10-01 | 2020-11-01 | 2020-12-01 | Energy
1 | NMRT01 - S | Residential Service - S |  | 68095317 | 57059244 | 48191620 | 44290456 | 56393635 | 76965434 | 100085987 | 98152622 | 90837744 | 58770265 | 48990162 | 57820004 | 805652490
2 | NMRT03 - S | Small Commercial Service - S |  | 12718372 | 12248104 | 11125377 | 10342297 | 11376617 | 14302151 | 17726122 | 17248360 | 17360331 | 13110566 | 11303609 | 10814177 | 159676083
3 | NMRT04 - S | General Service - S |  | 21314246 | 21050253 | 19856422 | 19278602 | 20130543 | 23662723 | 28797435 | 28092009 | 28820979 | 23483362 | 20899947 | 19071994 | 274458515
4 | NMRT04 - P | General Service - P |  | 1731725 | 1886285 | 1778016 | 1531618 | 1446675 | 1564306 | 1574022 | 1694278 | 1770885 | 1508319 | 1538317 | 1558783 | 19583229
5 | NMRT05 - S | Irrigation Service - S |  | 492254 | 737191 | 1112407 | 3625352 | 5973957 | 5037671 | 5038869 | 4485334 | 7044573 | 5077459 | 3019574 | 1310507 | 42955148
6 | NMRT07 - S | City and County Service - S |  | 4502402 | 4719455 | 4136414 | 3353858 | 3560821 | 4206608 | 5093364 | 5914214 | 5734190 | 4173163 | 3592191 | 3337811 | 52324491
7 | NMRT08 - S | Municipal Pumping Service - S |  | 2282388 | 2295528 | 2103665 | 2432549 | 2997442 | 3518205 | 4056223 | 3502438 | 3683361 | 3086622 | 2505751 | 2375652 | 34839824
8 | NMRT08 - P | Municipal Pumping Service - P |  | 463200 | 520800 | 455400 | 448800 | 444000 | 335400 | 536400 | 507600 | 494400 | 286200 | 163800 | 234600 | 4890600
9 | NMRT09 - S | Large Power Service - S |  | 6525358 | 6382302 | 6283285 | 5602580 | 5048978 | 5807482 | 6200478 | 6507410 | 6966680 | 6235249 | 6119135 | 5585212 | 73264149
10 | NMRT09 - P | Large Power Service - P |  | 8241956 | 7535167 | 7013423 | 6148063 | 6079142 | 7449029 | 7434871 | 7265037 | 7813497 | 6464559 | 6692410 | 7477335 | 85614489
11 | NMRT10 - T | Military Research & Development - T |  | 4748802 | 4270055 | 3941915 | 3022560 | 3391066 | 4710865 | 5091499 | 4803469 | 5004743 | 4321915 | 3414516 | 4039249 | 50760654
12 | NMRT10 - T/ALA | Military Research & Development |  | 908736 | 888708 | 824544 | 729840 | 747156 | 883716 | 913344 | 881604 | 921252 | 696180 | 726420 | 910056 | 10031556
13 | NMRT10 - T/115 | Military Research & Development - T/115 |  | 5022148 | 4902757 | 4957694 | 4401940 | 4939996 | 6524945 | 6673243 | 6370905 | 6446081 | 4931197 | 4313170 | 4724580 | 64208656
14 | NMRT11 - S | Street Lighting Service - S |  | 151101 | 151015 | 150613 | 150496 | 150408 | 150110 | 150513 | 150571 | 150837 | 151175 | 151115 | 151385 | 1809339
15 | NMRT12 - S | Private Area Lighting Service - S |  | 428781 | 429743 | 443987 | 429775 | 430803 | 430980 | 431955 | 430383 | 433392 | 428422 | 428462 | 428265 | 5174948
16 | NMRT19 - S | Seasonal-Agricultural Processing Service - S |  | 1286301 | 438434 | 114563 | 98653 | 172859 | 497421 | 920497 | 1163803 | 493051 | 425972 | 1167079 | 1521409 | 8300042
17 | NMRT25 - S | Outdoor Recreational Lighting Service - S |  | 63467 | 70824 | 75251 | 21045 | 7178 | 9537 | 25167 | 25493 | 26957 | 26613 | 24198 | 12250 | 387980
18 | NMRT26 - P | State University Service - P |  | 1501563 | 1954267 | 2229000 | 2223005 | 1627046 | 2688532 | 3110740 | 3056719 | 2929658 | 2520114 | 1836570 | 1804130 | 27481344
19 | NMRT29 - S | Large Power Interruptible Service - S |  | 585255 | 576847 | 559329 | 557551 | 462037 | 596262 | 669743 | 702168 | 717908 | 765390 | 850947 | 721488 | 7764925
|  | Total New Mexico |  | 141063372 | 128116979 | 115352925 | 108689040 | 125380359 | 159341377 | 194530472 | 190954417 | 187650519 | 136462742 | 117737373 | 123898887 | 1729178462
|  | New Mexico Non-Firm |  | 585255 | 576847 | 559329 | 557551 | 462037 | 596262 | 669743 | 702168 | 717908 | 765390 | 850947 | 721488 | 7764925
|  | New Mexico Firm |  | 140478117 | 127540132 | 114793596 | 108131489 | 124918322 | 158745115 | 193860729 | 190252249 | 186932611 | 135697352 | 116886426 | 123177399 | 1721413537
|  |  |  | 2019-01-01 | 2019-02-01 | 2019-03-01 | 2019-04-01 | 2019-05-01 | 2019-06-01 | 2019-07-01 | 2019-08-01 | 2019-09-01 | 2019-10-01 | 2019-11-01 | 2019-12-01 | Total
No | Rate | FERC Energy at Meter |  | 2020-01-01 | 2020-02-01 | 2020-03-01 | 2020-04-01 | 2020-05-01 | 2020-06-01 | 2020-07-01 | 2020-08-01 | 2020-09-01 | 2020-10-01 | 2020-11-01 | 2020-12-01 | Energy
1 | TXRT94 - T/69 | Rio Grande Co-Op - Van Horn |  | 1034899.2 | 1446616.8 | 1424422.8 | 1925553.6 | 2739106.8 | 2818335.6 | 2886818.5 | 3079846.9 | 1731596.4 | 1030957.2 | 714236.4 | 1188583.2 | 22020973.4
2 | TXRT95 - T/115 | Rio Grande Co-Op - Dell City |  | 2330064 | 2419560 | 2624892 | 3097416 | 3710388 | 4632564 | 5171664 | 5297136 | 3669300 | 2771760 | 2614176 | 2858076 | 41196996
|  | Total FERC |  | 3364963.2 | 3866176.8 | 4049314.8 | 5022969.6 | 6449494.8 | 7450899.6 | 8058482.5 | 8376982.9 | 5400896.4 | 3802717.2 | 3328412.4 | 4046659.2 | 63217969.4
Total Company at Meter
|  | Total Company |  | 628710599.2 | 570162936.8 | 545736073.8 | 516446667.6 | 606067397.8 | 784012081.6 | 945050485.5 | 934535937.9 | 903355638.4 | 666673613.2 | 559438148.4 | 570730442.2 | 8230920022.4
|  | Total Non-Firm Energy |  | 28587004 | 25689499 | 30545953 | 26058688 | 28450138 | 41190908 | 43937706 | 44175786 | 42803170 | 26279001 | 15851160 | 26151904 | 379720917
|  | Total Firm Energy |  | 600123595.2 | 544473437.8 | 515190120.8 | 490387979.6 | 577617259.8 | 742821173.6 | 901112779.5 | 890360151.9 | 860552468.4 | 640394612.2 | 543586988.4 | 544578538.2 | 7851199105.4
EL PASO ELECTRIC COMPANY |  |  |  | 2020-07-01: SOAH Docket No. 473-21-2606 | SOAH Docket No. 473-21-2606
UNADJUSTED ENERGY |  |  |  | 2020-07-01: PUC Docket No. 52195 | PUC Docket No. 52195
FOR THE PERIOD ENDED DECEMBER 31, 2020 |  |  |  | 2020-07-01: STAFF's 4th, Q. No. STAFF 4-4 | STAFF's 4th, Q. No. STAFF 4-4
|  |  |  | 2020-07-01: Attachment 1 | Attachment 1
|  |  |  | 2020-07-01: PAGE 12 OF 78 | PAGE 13 OF 78
|  |  |  | 2019-01-01 | 2019-02-01 | 2019-03-01 | 2019-04-01 | 2019-05-01 | 2019-06-01 | 2019-07-01 | 2019-08-01 | 2019-09-01 | 2019-10-01 | 2019-11-01 | 2019-12-01 | Total
No | Rate & Voltage | Texas Energy at Source |  | 2020-01-01 | 2020-02-01 | 2020-03-01 | 2020-04-01 | 2020-05-01 | 2020-06-01 | 2020-07-01 | 2020-08-01 | 2020-09-01 | 2020-10-01 | 2020-11-01 | 2020-12-01 | Energy
1 | TXRT01 - S | Residential Service - S | 1.0785 | 191062545.399 | 159915754.437 | 138959060.718 | 140706005.3115 | 206737259.484 | 288628270.3005 | 376690579.9875 | 372152006.0895 | 341800628.2905 | 219935732.1765 | 165288901.833 | 166885998.558 | 2768762742.585
2 | TXRT02 - S | Small Commercial Service - S | 1.0785 | 23176508.7945 | 21554321.8455 | 19887459.1125 | 17793581.5605 | 20873689.1235 | 28092954.5805 | 34592211.2805 | 32843835.5175 | 32427743.7465 | 24611403.4335 | 20974648.587 | 20643577.128 | 297471934.71
3 | TXRT07 - S | Outdoor Recreational Lighting Service - S | 1.0785 | 422312.559 | 510058.2405 | 552202.785 | 199677.804 | 183587.6625 | 192547.8405 | 249759.03 | 255399.585 | 337955.5245 | 433370.4195 | 287899.104 | 281410.848 | 3906181.4025
4 | TXRT07 - P | Outdoor Recreational Lighting Service - P | 1.0512 | 4856.6826 | 9229.7994 | 8104.9833 | 883.0332 | 220.7583 | 0 | 220.7583 | 0 | 3185.2269 | 4352.0922 | 2754.2226 | 5518.9575 | 39326.5143
5 | TXRT08 - S | Street Lighting | 1.0785 | 3728336.7525 | 3250554.7815 | 3288774.6645 | 2924018.415 | 2780253.2865 | 2566693.0305 | 2730804.0615 | 2933078.8935 | 3095522.5635 | 3468820.533 | 3650657.79 | 3910587.075 | 38328101.847
6 | TXRT09 - S | Traffic Signals | 1.0785 | 236779.2825 | 238330.1655 | 238091.817 | 238247.121 | 238126.329 | 238216.923 | 238691.463 | 238303.203 | 238886.6715 | 238567.4355 | 238541.5515 | 238715.19 | 2859497.1525
7 | TXRT11 - S TOU | Municipal Pumping Service TOU - S | 1.0785 | 9626080.569 | 8972137.4865 | 9025586.868 | 8043104.6445 | 9610844.5995 | 11382427.5255 | 14749477.563 | 12962392.278 | 13088781.693 | 13767774.0165 | 11906950.608 | 10816541.811 | 133952099.6625
8 | TXRT11 - P TOU | Municipal Pumping Service TOU - P | 1.0512 | 4926215.1571 | 4951890.3986 | 4317769.5405 | 3761246.276 | 3798928.6666 | 3886549.7384 | 4805996.4943 | 3809551.3458 | 3950158.6144 | 4538544.6602 | 3951976.1911 | 4153505.3919 | 50852332.475
9 | TXRT15 - Sta | Electrolytic Refining Service - Sta | 1.0284 | 3717386.6107 | 4058281.7647 | 3775941.8741 | 2619760.0375 | 3410372.8195 | 3851327.2636 | 3803278.3593 | 3877518.0867 | 3689361.0828 | 3456286.7197 | 3932223.9665 | 3623948.3015 | 43815686.8866
10 | TXRT15/A-Sta | Curtailable Electrolytic Refining Service - Sta | 1.0284 | 2232907.7896 | 2781279.8831 | 2374812.5424 | 3084335.2781 | 3217579.6893 | 3198653.6392 | 4040602.1621 | 3525433.7013 | 3220072.5842 | 3068726.9174 | 3392726.1264 | 2987106.2054 | 37124236.5183
11 | TXRTWH | Water Heating Service | 1.0785 | 712627.503 | 643721.0595 | 580754.994 | 561966.4455 | 472203.969 | 417554.217 | 382927.896 | 327975.0855 | 361077.486 | 370511.1255 | 418891.557 | 518011.0995 | 5768222.4375
12 | TXRT22 - S | Irrigation Service - S | 1.0785 | 133038.3675 | 133716.744 | 136010.7135 | 372678.9105 | 490228.9395 | 607574.0535 | 618310.521 | 493914.174 | 468692.373 | 409578.7095 | 316404.9375 | 196995.5745 | 4377144.018
13 | TXRT24 - S | General Service - S | 1.0785 | 121276662.801 | 118180693.7385 | 112347220.9725 | 104901413.355 | 115271381.7495 | 142794588.507 | 168464610.8715 | 167641025.1315 | 168394563.375 | 133943616.1815 | 115274855.598 | 109071737.742 | 1577562370.023
14 | TXRT24 - P | General Service - P | 1.0512 | 2810601.1161 | 2570686.2518 | 2487537.1125 | 2068986.7343 | 2496919.3403 | 3165577.3088 | 3763658.8489 | 3896596.3435 | 3671109.6109 | 2880751.7965 | 2387173.0307 | 2211741.6659 | 34411339.1603
15 | TXRT25 - S | Large Power Service - S | 1.0785 | 35802242.9835 | 37615915.4505 | 38570714.736 | 35695821.996 | 31865699.649 | 38579103.309 | 42383040.7545 | 43240217.4555 | 45628002.435 | 40606584.087 | 40257848.955 | 35286985.2945 | 465532177.1055
16 | TXRT25 - P | Large Power Service - P | 1.0512 | 15100691.8843 | 15337494.0566 | 14992688.5141 | 14860363.8866 | 14152579.1375 | 16342145.1065 | 16961291.1933 | 16887647.2757 | 17983835.2291 | 15288892.54 | 15304624.1969 | 14280686.2302 | 187492939.2508
17 | TXRT25 - T/115 | Large Power Service - T | 1.0217 | 636302.3734 | 497819.0493 | 639773.1154 | 592756.1567 | 442706.0764 | 676155.1156 | 678803.3827 | 687809.7388 | 798641.5575 | 735516.3504 | 786664.0746 | 693482.2616 | 7866429.2524
18 | TXRT26 - T/115 | Petroleum Refining Service - T | 1.0217 | 24556464.6801 | 13852260.8701 | 28573833.8183 | 29772205.3485 | 26127585.94 | 29189725.5309 | 29064979.0709 | 27010319.1744 | 29283840.1633 | 28479424.9339 | 27427134.1484 | 28134187.7573 | 321471961.4361
19 | TXRT28 - S | Private Area Lighting Service - S | 1.0785 | 2714160.6495 | 2369459.1075 | 2443603.8255 | 2071210.7175 | 2018653.2555 | 1856596.767 | 1973317.4295 | 2230625.9595 | 2333409.1665 | 2607592.986 | 2708069.2815 | 2905847.847 | 28232546.9925
20 | TXRT30 - T/69 | Electric Furnace Rate - T/69 | 1.0251 | 709281.8099 | 750365.1434 | 705235.7007 | 575027.2536 | 462438.3972 | 711868.1624 | 722840.9398 | 653371.2854 | 672248.686 | 364780.268 | 1273505.4292 | 527786.0844 | 8128749.16
21 | TXRT30 - T/115 | Electric Furnace Rate - T/115 | 1.0217 | 1501614.4647 | 1431186.0888 | 1357916.343 | 1006828.8664 | 808932.2005 | 1165460.2722 | 1159778.554 | 1187174.6323 | 1278476.5026 | 365210.5463 | 0 | 955605.5358 | 12218184.0066
22 | TXRT31 - T/115 | Military Reservation Service - T | 1.0217 | 26711028.2065 | 25426059.7713 | 21915230.9819 | 21402393.8467 | 22195869.6485 | 25967858.2415 | 24907620.6111 | 26004147.2662 | 22918578.8892 | 21963453.5561 | 21226338.2327 | 25811514.4399 | 286450093.6917
23 | TXRT34 - S | Cotton Gin Service - S | 1.0785 | 287285.4375 | 12225.876 | 11936.838 | 8948.3145 | 5933.907 | 6521.6895 | 6129.1155 | 6588.5565 | 7327.329 | 8055.3165 | 525539.0295 | 835204.4205 | 1721695.83
24 | TXRT38 - P | Interruptible Service Rate - Large Power - P | 1.0512 | 3255596.2362 | 3219479.1271 | 3092835.3465 | 5079414.0587 | 5582798.6979 | 6723243.4343 | 6141820.7361 | 6365172.4205 | 6148647.4237 | 3802638.4573 | 3085175.0335 | 3193078.5369 | 55689899.5087
25 | TXRT38 - 25/115 | Interruptible Power Rate - Transmission Service | 1.0217 | 1366356.6728 | 872843.101 | 1374659.072 | 1389818.1536 | 776210.9801 | 1435702.0382 | 1511471.9035 | 1488878.8745 | 1792685.7917 | 1651972.0791 | 1752166.8958 | 1817386.6043 | 17230152.1664
26 | TXRT38 - 26/115 | Interruptible Power Rate - Petroleum Refining | 1.0217 | 5325831.7489 | 2233845.0022 | 6624329.6415 | 4482778.5881 | 4213390.97 | 6579980.3623 | 6925236.9514 | 6666325.9271 | 7478255.8188 | 7211492.9686 | 6358487.3501 | 6522405.0731 | 70622360.402
27 | TXRT38 - 30/115 | Interruptible Power Service - Electric Furnace | 1.0217 | 16534923.8059 | 15942029.7186 | 15705878.2617 | 11563285.5259 | 9981191.1221 | 14166423.8196 | 13705677.445 | 14288590.4668 | 14655063.8442 | 5322857.5569 | 197752.6051 | 11571656.3796 | 143635330.5514
28 | TXRT38 - 31/115 | Interruptible Power Service - Military Service | 1.0217 | 0 | 716891.6353 | 1567419.6118 | 617866.6742 | 5002284.4114 | 9581564.3418 | 12081276.1563 | 12284712.523 | 9897819.7493 | 5136597.1234 | 648320.7246 | 0 | 57534752.9511
29 | TXRT41 - 24 S | City and County Service - S | 1.0785 | 16089265.758 | 17673343.9095 | 16276986.2325 | 10851962.9865 | 11208245.4615 | 14995351.836 | 18350460.7215 | 19924202.529 | 21215436.654 | 15785043.5565 | 12761844.1245 | 12314538.4065 | 187446682.176
30 | TXRT41 - 24 P | City and County Service - P | 1.0512 | 2311563.313 | 2351462.7476 | 2592198.6226 | 2130288.1606 | 2093035.7231 | 2505162.0347 | 2717527.3144 | 2777478.9613 | 3045873.7487 | 2247825.1356 | 2078101.9497 | 1929717.6815 | 28780235.3927
31 | TXEVC - S | Electric Vehicle Charging - S | 1.0785 | 5649.183 | 4458.519 | 4823.052 | 3967.8015 | 3774.75 | 5213.469 | 6018.03 | 6688.857 | 5684.7735 | 3209.616 | 3923.583 | 2973.4245 | 56385.0585
|  | Total Texas |  | 516975118.5912 | 468077795.77 | 454429392.4115 | 429380843.2623 | 506522926.7445 | 659511010.4585 | 794428419.6065 | 786666981.3381 | 759891566.6048 | 562709183.2945 | 468420100.7174 | 472328451.5257 | 6879341790.325
|  | Texas Non-Firm |  | 28715616.2533 | 25766368.4673 | 30739934.476 | 26217498.2786 | 28773455.8707 | 41685567.6354 | 44406085.3544 | 44619113.9132 | 43192545.2119 | 26194285.1026 | 15434628.7355 | 26091632.7992 | 381836732.098
|  | Texas Firm |  | 488259502.3379 | 442311427.3027 | 423689457.9355 | 403163344.9837 | 477749470.8738 | 617825442.8231 | 750022334.2522 | 742047867.4249 | 716699021.3929 | 536514898.1919 | 452985471.9819 | 446236818.7265 | 6497505058.227
EL PASO ELECTRIC COMPANY |  |  |  | 2020-07-01: SOAH Docket No. 473-21-2606 | SOAH Docket No. 473-21-2606
UNADJUSTED ENERGY |  |  |  | 2020-07-01: PUC Docket No. 52195 | PUC Docket No. 52195
FOR THE PERIOD ENDED DECEMBER 31, 2020 |  |  |  | 2020-07-01: STAFF's 4th, Q. No. STAFF 4-4 | STAFF's 4th, Q. No. STAFF 4-4
|  |  |  | 2020-07-01: Attachment 1 | Attachment 1
|  |  |  | 2020-07-01: PAGE 14 OF 78 | PAGE 15 OF 78
|  |  |  | 2019-01-01 | 2019-02-01 | 2019-03-01 | 2019-04-01 | 2019-05-01 | 2019-06-01 | 2019-07-01 | 2019-08-01 | 2019-09-01 | 2019-10-01 | 2019-11-01 | 2019-12-01 | Total
No | Rate | New Mexico Energy at Source |  | 2020-01-01 | 2020-02-01 | 2020-03-01 | 2020-04-01 | 2020-05-01 | 2020-06-01 | 2020-07-01 | 2020-08-01 | 2020-09-01 | 2020-10-01 | 2020-11-01 | 2020-12-01 | Energy
1 | NMRT01 - S | Residential Service - S | 1.0785 | 73440799.3845 | 61538394.654 | 51974662.17 | 47767256.796 | 60820535.3475 | 83007220.569 | 107942736.9795 | 105857602.827 | 97968506.904 | 63383730.8025 | 52835889.717 | 62358874.314 | 868896210.465
2 | NMRT03 - S | Small Commercial Service - S | 1.0785 | 13716764.202 | 13209580.164 | 11998719.0945 | 11154167.3145 | 12269681.4345 | 15424869.8535 | 19117622.577 | 18602356.26 | 18723116.9835 | 14139745.431 | 12190942.3065 | 11663089.8945 | 172210655.5155
3 | NMRT04 - S | General Service - S | 1.0785 | 22987414.311 | 22702697.8605 | 21415151.127 | 20791972.257 | 21710790.6255 | 25520246.7555 | 31058033.6475 | 30297231.7065 | 31083425.8515 | 25326805.917 | 22540592.8395 | 20569145.529 | 296003508.4275
4 | NMRT04 - P | General Service - P | 1.0512 | 1820441.2718 | 1982919.3806 | 1869103.7597 | 1610082.7901 | 1520788.1603 | 1644445.3964 | 1654659.1471 | 1781075.8619 | 1861607.4386 | 1585590.1824 | 1617124.9799 | 1638639.4531 | 20586477.8217
5 | NMRT05 - S | Irrigation Service - S | 1.0785 | 530895.939 | 795060.4935 | 1199730.9495 | 3909942.132 | 6442912.6245 | 5433128.1735 | 5434420.2165 | 4837432.719 | 7597571.9805 | 5476039.5315 | 3256610.559 | 1413381.7995 | 46327127.118
6 | NMRT07 - S | City and County Service - S | 1.0785 | 4855840.557 | 5089932.2175 | 4461122.499 | 3617135.853 | 3840345.4485 | 4536826.728 | 5493193.074 | 6378479.799 | 6184323.915 | 4500756.2955 | 3874177.9935 | 3599829.1635 | 56431963.5435
7 | NMRT08 - S | Municipal Pumping Service - S | 1.0785 | 2461555.458 | 2475726.948 | 2268802.7025 | 2623504.0965 | 3232741.197 | 3794384.0925 | 4374636.5055 | 3777379.383 | 3972504.8385 | 3328921.827 | 2702452.4535 | 2562140.682 | 37574750.184
8 | NMRT08 - P | Municipal Pumping Service - P | 1.0512 | 486929.736 | 547480.584 | 478730.142 | 471792.024 | 466746.12 | 352582.542 | 563879.772 | 533604.348 | 519728.112 | 300862.026 | 172191.474 | 246618.558 | 5141145.438
9 | NMRT09 - S | Large Power Service - S | 1.0785 | 7037598.603 | 6883312.707 | 6776522.8725 | 6042382.53 | 5445322.773 | 6263369.337 | 6687215.523 | 7018241.685 | 7513564.38 | 6724716.0465 | 6599487.0975 | 6023651.142 | 79015384.6965
10 | NMRT09 - P | Large Power Service - P | 1.0512 | 8664191.4059 | 7921193.6054 | 7372720.6603 | 6463028.2675 | 6390576.4447 | 7830642.7557 | 7815759.4413 | 7637224.8455 | 8213782.4513 | 6795738.3576 | 7035262.1643 | 7860398.8721 | 90000519.2715
11 | NMRT10 - T | Military Research & Development - T | 1.0347 | 4913442.9653 | 4418097.8069 | 4078581.193 | 3127352.1552 | 3508634.2582 | 4874190.6896 | 5268021.2703 | 4970005.2702 | 5178257.4398 | 4471755.793 | 3532897.2697 | 4179289.7628 | 52520525.8742
12 | NMRT10 - T/ALA | Military Research & Development | 1.0267 | 932990.1638 | 912427.6165 | 846551.0794 | 749319.4296 | 767097.5936 | 907302.38 | 937721.1514 | 905134.0108 | 945840.2159 | 714761.0442 | 745808.1498 | 934345.3946 | 10299298.2296
13 | NMRT10 - T/115 | Military Research & Development - T/115 | 1.0267 | 5156189.1301 | 5033611.5843 | 5090014.8529 | 4519427.7786 | 5071844.4932 | 6699095.7821 | 6851351.8557 | 6540944.4545 | 6618126.9019 | 5062810.6479 | 4428288.5073 | 4850679.0402 | 65922385.0286
14 | NMRT11 - S | Street Lighting Service - S | 1.0785 | 162962.4285 | 162869.6775 | 162436.1205 | 162309.936 | 162215.028 | 161893.635 | 162328.2705 | 162390.8235 | 162677.7045 | 163042.2375 | 162977.5275 | 163268.7225 | 1951372.1115
15 | NMRT12 - S | Private Area Lighting Service - S | 1.0785 | 462440.3085 | 463477.8255 | 478839.9795 | 463512.3375 | 464621.0355 | 464811.93 | 465863.4675 | 464168.0655 | 467413.272 | 462053.127 | 462096.267 | 461883.8025 | 5581181.418
16 | NMRT19 - S | Seasonal-Agricultural Processing Service - S | 1.0785 | 1387275.6285 | 472851.069 | 123556.1955 | 106397.2605 | 186428.4315 | 536468.5485 | 992756.0145 | 1255161.5355 | 531755.5035 | 459410.802 | 1258694.7015 | 1640839.6065 | 8951595.297
17 | NMRT25 - S | Outdoor Recreational Lighting Service - S | 1.0785 | 68449.1595 | 76383.684 | 81158.2035 | 22697.0325 | 7741.473 | 10285.6545 | 27142.6095 | 27494.2005 | 29073.1245 | 28702.1205 | 26097.543 | 13211.625 | 418436.43
18 | NMRT26 - P | State University Service - P | 1.0512 | 1578488.0725 | 2054384.0984 | 2343191.67 | 2336889.5462 | 1710399.5666 | 2826265.4944 | 3270103.2102 | 3213314.7144 | 3079744.3793 | 2649219.4402 | 1930657.4811 | 1896555.5799 | 28889213.2531
19 | NMRT29 - S | Large Power Interruptible Service - S | 1.0785 | 631197.5175 | 622129.4895 | 603236.3265 | 601318.7535 | 498306.9045 | 643068.567 | 722317.8255 | 757288.188 | 774263.778 | 825473.115 | 917746.3395 | 778124.808 | 8374471.6125
|  | Total New Mexico |  | 151295866.2424 | 137362531.4661 | 123622831.5977 | 116540488.2902 | 134517728.9596 | 170931098.8841 | 208839762.5585 | 205016530.6978 | 201425285.1743 | 146400134.7443 | 126289995.3711 | 132853967.7497 | 1855096221.7357
|  | New Mexico Non-Firm |  | 631197.5175 | 622129.4895 | 603236.3265 | 601318.7535 | 498306.9045 | 643068.567 | 722317.8255 | 757288.188 | 774263.778 | 825473.115 | 917746.3395 | 778124.808 | 8374471.6125
|  | New Mexico Firm |  | 150664668.7249 | 136740401.9766 | 123019595.2712 | 115939169.5367 | 134019422.0551 | 170288030.3171 | 208117444.733 | 204259242.5098 | 200651021.3963 | 145574661.6293 | 125372249.0316 | 132075842.9417 | 1846721750.1232
|  |  |  | 2019-01-01 | 2019-02-01 | 2019-03-01 | 2019-04-01 | 2019-05-01 | 2019-06-01 | 2019-07-01 | 2019-08-01 | 2019-09-01 | 2019-10-01 | 2019-11-01 | 2019-12-01 | Total
No | Rate | FERC Energy at Source |  | 2020-01-01 | 2020-02-01 | 2020-03-01 | 2020-04-01 | 2020-05-01 | 2020-06-01 | 2020-07-01 | 2020-08-01 | 2020-09-01 | 2020-10-01 | 2020-11-01 | 2020-12-01 | Energy
1 | TXRT94 - T/69 | Rio Grande Co-Op - Van Horn | 1.0292 | 1065076.8607 | 1488800.1459 | 1465958.9688 | 1981702.743 | 2818979.1543 | 2900518.2661 | 2970998.1275 | 3169655.2356 | 1782089.751 | 1061019.912 | 735063.5334 | 1223242.2861 | 22663104.9843
2 | TXRT95 - T/115 | Rio Grande Co-Op - Dell City | 1.0267 | 2392253.4082 | 2484138.0564 | 2694950.3675 | 3180086.033 | 3809418.2557 | 4756207.1332 | 5309695.7122 | 5438516.5598 | 3767233.617 | 2845738.2744 | 2683948.3574 | 2934358.0484 | 42296543.8232
|  | Total FERC |  | 3457330.2688 | 3972938.2023 | 4160909.3363 | 5161788.776 | 6628397.41 | 7656725.3993 | 8280693.8396 | 8608171.7954 | 5549323.368 | 3906758.1864 | 3419011.8909 | 4157600.3346 | 64959648.8076
Total Company at Source
|  | Total Company |  | 671728315.1025 | 609413265.4383 | 582213133.3455 | 551083120.3285 | 647669053.1141 | 838098834.7418 | 1011548876.0046 | 1000291683.8313 | 966866175.1471 | 713016076.2252 | 598129107.9794 | 609340019.6099 | 8799397660.8683
|  | Total Non-Firm Energy |  | 29346813.7708 | 26388497.9568 | 31343170.8025 | 26818817.0321 | 29271762.7752 | 42328636.2024 | 45128403.1799 | 45376402.1012 | 43966808.9899 | 27019758.2176 | 16352375.075 | 26869757.6072 | 390211203.7105
|  | Total Firm Energy |  | 642381501.3317 | 583024767.4816 | 550869962.5431 | 524264303.2964 | 618397290.3389 | 795770198.5394 | 966420472.8247 | 954915281.7301 | 922899366.1572 | 685996318.0076 | 581776732.9044 | 582470262.0028 | 8409186457.1578

## Adjusted Energy Revised Loss
EL PASO ELECTRIC COMPANY | [9 empty] | SOAH Docket No. 473-21-2606 | [5 empty] | SOAH Docket No. 473-21-2606
ADJUSTED ENERGY | [9 empty] | PUC Docket No. 52195 | [5 empty] | PUC Docket No. 52195
FOR THE PERIOD ENDED DECEMBER 31, 2020 | [9 empty] | STAFF's 4th, Q. No. STAFF 4-4 | [5 empty] | STAFF's 4th, Q. No. STAFF 4-4
[10 empty] | Attachment 1 | [5 empty] | Attachment 1
[10 empty] | PAGE 47 OF 78 | [5 empty] | PAGE 48 OF 78
|  |  |  | 2019-01-01 | 2019-02-01 | 2019-03-01 | 2019-04-01 | 2019-05-01 | 2019-06-01 | 2019-07-01 | 2019-08-01 | 2019-09-01 | 2019-10-01 | 2019-11-01 | 2019-12-01 | Total
No | Rate & Voltage | Texas Energy at Meter |  | 2020-01-01 | 2020-02-01 | 2020-03-01 | 2020-04-01 | 2020-05-01 | 2020-06-01 | 2020-07-01 | 2020-08-01 | 2020-09-01 | 2020-10-01 | 2020-11-01 | 2020-12-01 | Energy
1 | TXRT01 - S | Residential Service - S |  | 184866918.4928 | 149915766.3771 | 127499772.8581 | 132153605.7729 | 179017565.3946 | 253963015.9038 | 336279364.252 | 314835526.4742 | 303758359.5302 | 198978024.9879 | 152614685.7468 | 152326305.7909 | 2486208911.5812
2 | TXRT02 - S | Small Commercial Service - S |  | 21654353.6069 | 20160548.6069 | 18481708.6069 | 16502276.6069 | 18924301.3182 | 25286640.7774 | 31486828.4154 | 28871877.3497 | 29530927.5026 | 22880514.6988 | 19397264.2193 | 19126325.1209 | 272303566.83
3 | TXRT07 - S | Outdoor Recreational Lighting Service - S |  | 397169 | 479689 | 516910 | 185144 | 170225 | 178533 | 231580 | 236810 | 313357 | 401827 | 266944 | 260928 | 3639116
4 | TXRT07 - P | Outdoor Recreational Lighting Service - P |  | 4620 | 8780 | 7710 | 840 | 210 | 0 | 210 | 0 | 3030 | 4140 | 2620 | 5250 | 37410
5 | TXRT08 - S | Street Lighting |  | 3539372 | 3079915 | 3112989 | 2766590 | 2630564 | 2428605 | 2583881 | 2768885 | 2898996 | 3243774 | 3375039 | 3626153 | 36054763
6 | TXRT09 - S | Traffic Signals |  | 172037 | 173303 | 173042 | 173214 | 173082 | 173182 | 172934 | 172891 | 173217 | 172921 | 172897 | 173058 | 2075778
7 | TXRT11 - S TOU | Municipal Pumping Service TOU - S |  | 8940588 | 8337213 | 8368068 | 7407731 | 8846587 | 10537084 | 13646827 | 12025440 | 12040845 | 12756711 | 11039888 | 10029246 | 123976228
8 | TXRT11 - P TOU | Municipal Pumping Service TOU - P |  | 4686144 | 4710568 | 4107350 | 3577948 | 3613794 | 3697145 | 4571784 | 3623899 | 3757654 | 4317366 | 3759383 | 3951091 | 48374126
9 | TXRT15 - Sta | Electrolytic Refining Service - Sta |  | 3614651 | 3946125 | 3671588 | 2547359 | 3316122 | 3744890 | 3698169 | 3770357 | 3587400 | 3360767 | 3823551 | 3523795 | 42604774
10 | TXRT15/A-Sta | Curtailable Electrolytic Refining Service - Sta |  | 2171198 | 2704415 | 2309181 | 2999095 | 3128657 | 3110254 | 3928934 | 3428003 | 3131081 | 2983918 | 3298963 | 2904553 | 36098252
11 | TXRTWH | Water Heating Service |  | 611157 | 558147 | 507124 | 494387 | 416088 | 370899 | 341772 | 294896 | 326556 | 337077 | 385230 | 480307 | 5123640
12 | TXRT22 - S | Irrigation Service - S |  | 103953.1474 | 106615.8786 | 109214.6991 | 338721.9453 | 424234.4948 | 536495.4279 | 556926.6772 | 419362.5084 | 415132.2419 | 360399.1284 | 286316.158 | 182657.0166 | 3840029.3236
13 | TXRT24 - S | General Service - S |  | 110478262.8109 | 106856133.49 | 101704496.0217 | 95512684.0242 | 101757461.0807 | 126714240.2849 | 151567201.2847 | 144212456.6205 | 150103360.6752 | 122263643.4225 | 106221119.5179 | 101111233.1311 | 1418502292.3643
14 | TXRT24 - P | General Service - P |  | 2486801 | 2310238 | 2351611 | 1956608 | 2359696 | 2994088 | 3569743 | 3696202 | 3492204 | 2740363 | 2270838 | 2103956 | 32332348
15 | TXRT25 - S | Large Power Service - S |  | 32260596.2311 | 34045397.1813 | 35001181.311 | 32541778.9482 | 28998452.5753 | 35153670.7815 | 38898692.2816 | 39634698.7438 | 41949033.3093 | 36931679.9835 | 36918223.5176 | 32718577 | 425051981.8643
16 | TXRT25 - P | Large Power Service - P |  | 14364784 | 14590046 | 14262044 | 14136168 | 13462876 | 15545737 | 16134710 | 16064655 | 17107422 | 14543813 | 14558778 | 13584740 | 178355773
17 | TXRT25 - T/115 | Large Power Service - T |  | 622783 | 487242 | 626180 | 580162 | 433300 | 661789 | 664381 | 673196 | 781673 | 719889 | 769950 | 678748 | 7699293
18 | TXRT26 - T/115 | Petroleum Refining Service - T |  | 24034719 | 13557945 | 27966732 | 29139642 | 25572459 | 28569538 | 28447442 | 26436437 | 28661653 | 27874329 | 26844396 | 27536427 | 314641719
19 | TXRT28 - S | Private Area Lighting Service - S |  | 2633741 | 2291843 | 2316458 | 2058697 | 1957474 | 1807191 | 1922735 | 2060404 | 2157218 | 2413778 | 2511459 | 2698321 | 26829319
20 | TXRT30 - T/69 | Electric Furnace Rate - T/69 |  | 691908 | 731985 | 687961 | 560942 | 451111 | 694431 | 705135 | 637367 | 655782 | 637413.6916 | 660956 | 514858 | 7629849.6916
21 | TXRT30 - T/115 | Electric Furnace Rate - T/115 |  | 1469710 | 1400778 | 1329065 | 985437 | 791745 | 1140698 | 1135137 | 1161951 | 1251313 | 1070091.3084 | 1267555 | 935302 | 13938782.3084
22 | TXRT31 - T/115 | Military Reservation Service - T |  | 26143505 | 24885838 | 21449603 | 20947662 | 21724279 | 24872312.06 | 24054857.965 | 24696371.865 | 22229418.19 | 21496800 | 20775347 | 25263103 | 278539097.08
23 | TXRT34 - S | Cotton Gin Service - S |  | 266375 | 11336 | 11068 | 8297 | 5502 | 6047 | 5683 | 6109 | 6794 | 7469 | 487287 | 774413 | 1596380
24 | TXRT38 - P | Interruptible Service Rate - Large Power - P |  | 3096940 | 3062583 | 2942111 | 4831877 | 5310730 | 6395597 | 5842509 | 6054976 | 5849003 | 3617323 | 2934824 | 3037469 | 52975942
25 | TXRT38 - 25/115 | Interruptible Power Rate - Transmission Service |  | 1337326 | 854298 | 1345452 | 1360289 | 759719 | 1405198 | 1479358 | 1457245 | 1754597 | 1616873 | 1714939 | 1778773 | 16864067
26 | TXRT38 - 26/115 | Interruptible Power Rate - Petroleum Refining |  | 5212675 | 2186383 | 6483584 | 4387534 | 4123870 | 6440177 | 6778098 | 6524688 | 7319367 | 7058272 | 6223390 | 6383825 | 69121863
27 | TXRT38 - 30/115 | Interruptible Power Service - Electric Furnace |  | 16183610 | 15603313 | 15372179 | 11317603 | 9769123 | 13865433 | 13414476 | 13985004 | 14343691 | 12471251 | 13989071 | 11325796 | 161640550
28 | TXRT38 - 31/115 | Interruptible Power Service - Military Service |  | 0 | 701660 | 1534117 | 604739 | 4896002 | 9377987 | 11824588 | 12023702 | 9687523 | 5027462 | 634546 | 0 | 56312326
29 | TXRT41 - 24 S | City and County Service - S |  | 14512553.0514 | 15995139.0514 | 14956338.0514 | 9644277.0514 | 8745852.6017 | 13276839.7312 | 16827985.9571 | 17097052.9199 | 19183885.7847 | 14260881.8178 | 11441879.7651 | 11054972.6029 | 166997658.386
30 | TXRT41 - 24 P | City and County Service - P |  | 2161463 | 2211038 | 2444172 | 2011492 | 1979135 | 2368377 | 2573193 | 2640023 | 2894638 | 2138281 | 1976129 | 1835676 | 27233617
|  | Total Texas |  | 488719913.3405 | 435964281.5854 | 421649010.5482 | 401732801.3489 | 453760217.4653 | 595316094.9667 | 723345135.833 | 689510486.4816 | 689365131.2339 | 526687053.0388 | 450623468.9247 | 439925858.6624 | 6316599453.4294
|  | Texas Non-Firm |  | 28001749 | 25112652 | 29986624 | 25501137 | 27988101 | 40594646 | 43267963 | 43473618 | 42085262 | 32775099 | 28795733 | 25430416 | 393013000
|  | Texas Firm |  | 460718164.3405 | 410851629.5854 | 391662386.5482 | 376231664.3489 | 425772116.4653 | 554721448.9667 | 680077172.833 | 646036868.4816 | 647279869.2339 | 493911954.0388 | 421827735.9247 | 414495442.6624 | 5923586453.4294
EL PASO ELECTRIC COMPANY |  |  |  | 2020-07-01: SOAH Docket No. 473-21-2606 | SOAH Docket No. 473-21-2606
ADJUSTED ENERGY |  |  |  | 2020-07-01: PUC Docket No. 52195 | PUC Docket No. 52195
FOR THE PERIOD ENDED DECEMBER 31, 2020 |  |  |  | 2020-07-01: STAFF's 4th, Q. No. STAFF 4-4 | STAFF's 4th, Q. No. STAFF 4-4
|  |  |  | 2020-07-01: Attachment 1 | Attachment 1
|  |  |  | 2020-07-01: PAGE 49 OF 78 | PAGE 50 OF 78
|  |  |  | 2019-01-01 | 2019-02-01 | 2019-03-01 | 2019-04-01 | 2019-05-01 | 2019-06-01 | 2019-07-01 | 2019-08-01 | 2019-09-01 | 2019-10-01 | 2019-11-01 | 2019-12-01 | Total
No | Rate | New Mexico Energy at Meter |  | 2020-01-01 | 2020-02-01 | 2020-03-01 | 2020-04-01 | 2020-05-01 | 2020-06-01 | 2020-07-01 | 2020-08-01 | 2020-09-01 | 2020-10-01 | 2020-11-01 | 2020-12-01 | Energy
1 | NMRT01 - S | Residential Service - S |  | 69007974 | 56194488 | 46452519 | 43020390 | 51244961 | 71854762 | 95405392 | 88086901 | 84565402 | 56624660 | 47928006 | 57374373 | 767759828
2 | NMRT03 - S | Small Commercial Service - S |  | 13255619 | 12757326 | 11565617 | 10709807 | 11420444 | 14300617 | 17683105 | 16249710 | 16635178 | 12872818 | 11143648 | 10745659 | 159339548
3 | NMRT04 - S | General Service - S |  | 21108417 | 20677378 | 19450954 | 18868528 | 19108860 | 22488789 | 27425905 | 25933594 | 27533892 | 22961856 | 20691075 | 19087065 | 265336313
4 | NMRT04 - P | General Service - P |  | 1731725 | 1886285 | 1778016 | 1531618 | 1446675 | 1564306 | 1574022 | 1694278 | 1770885 | 1493145 | 1488672 | 1514771 | 19474398
5 | NMRT05 - S | Irrigation Service - S |  | 496130.253 | 746337.1715 | 1129730.9927 | 3616461.1364 | 5128352.8865 | 4587820.9953 | 4797439.5873 | 3920928.1344 | 6636348.8214 | 4972814.1322 | 2997552.8052 | 1307966 | 40337882.9159
6 | NMRT07 - S | City and County Service - S |  | 4423515 | 4637729 | 4069468.378 | 3294785.4842 | 3293281.3536 | 4036392.7717 | 4944700.3246 | 5458367.654 | 5286521.6868 | 4069825.0642 | 3544051.8526 | 3317020 | 50375658.5696
7 | NMRT08 - S | Municipal Pumping Service - S |  | 2281819.9946 | 2312195.9459 | 2108363.6774 | 2432595.7634 | 2809918.3387 | 3382000.1809 | 3966093 | 3312408 | 3585724.4225 | 3084606.5936 | 2486971 | 2350552 | 34113248.917
8 | NMRT08 - P | Municipal Pumping Service - P |  | 463200 | 520800 | 455400 | 448800 | 444000 | 335400 | 536400 | 507600 | 494400 | 286200 | 163800 | 234600 | 4890600
9 | NMRT09 - S | Large Power Service - S |  | 6426672 | 6283616 | 6184617 | 5504192 | 4950730 | 5710733 | 6105442 | 6412828 | 6876387 | 6146939 | 6060305 | 5585212 | 72247673
10 | NMRT09 - P | Large Power Service - P |  | 8241956 | 7535167 | 7013423 | 6148063 | 6079142 | 7449029 | 7434871 | 7265037 | 7813497 | 6464559 | 6692410 | 7477335 | 85614489
11 | NMRT10 - T | Military Research & Development - T |  | 4748802 | 4270055 | 3941915 | 3022560 | 3391066 | 4533583.2433 | 4917851.8458 | 4360088.612 | 4837406.5168 | 4321915 | 3414516 | 4039249 | 49799008.2179
12 | NMRT10 - T/ALA | Military Research & Development - T/115 ALA |  | 908736 | 888708 | 824544 | 729840 | 747156 | 883716 | 913344 | 881604 | 921252 | 696180 | 726420 | 910056 | 10031556
13 | NMRT10 - T/115 | Military Research & Development - T/115 |  | 5022148 | 4902757 | 4957694 | 4401940 | 4939996 | 6318181.7567 | 6480267.1542 | 5874036.388 | 6264058.4832 | 4931197 | 4313170 | 4724580 | 63130025.7821
14 | NMRT11 - S | Street Lighting Service - S |  | 148869 | 148869 | 148869 | 148869 | 148869 | 148869 | 148869 | 148869 | 148869 | 148869 | 148869 | 148869 | 1786428
15 | NMRT12 - S | Private Area Lighting Service - S |  | 428466 | 428466 | 428466 | 428466 | 428466 | 428466 | 428466 | 428466 | 428466 | 428466 | 428466 | 428466 | 5141592
16 | NMRT19 - S | Seasonal-Agricultural Processing Service - S |  | 1286301 | 438434 | 114563 | 98653 | 172859 | 497421 | 920497 | 1163803 | 493051 | 425972 | 1167079 | 1521409 | 8300042
17 | NMRT25 - S | Outdoor Recreational Lighting Service - S |  | 65733.6786 | 73353.4286 | 77938.5357 | 21796.6071 | 7434.3571 | 9877.6071 | 26065.8214 | 26403.4643 | 26957 | 26613 | 25062.2143 | 12250 | 399485.7143
18 | NMRT26 - P | State University Service - P |  | 1501563 | 1954267 | 2229000 | 2223005 | 1627046 | 2688532 | 3110740 | 3056719 | 2929658 | 2520114 | 1836570 | 1804130 | 27481344
19 | NMRT29 - S | Large Power Interruptible Service - S |  | 585255 | 576847 | 559329 | 557551 | 462037 | 596262 | 669743 | 702168 | 717908 | 765390 | 850947 | 721488 | 7764925
|  | Total New Mexico |  | 142132901.9262 | 127233078.546 | 113490427.5838 | 107207920.9912 | 117851293.9359 | 151814758.5549 | 187489213.7333 | 175483809.2527 | 177965861.9306 | 133242138.79 | 116107590.8721 | 123305050 | 1673324046.1168
|  | New Mexico Non-Firm |  | 585255 | 576847 | 559329 | 557551 | 462037 | 596262 | 669743 | 702168 | 717908 | 765390 | 850947 | 721488 | 7764925
|  | New Mexico Firm |  | 141547646.9262 | 126656231.546 | 112931098.5838 | 106650369.9912 | 117389256.9359 | 151218496.5549 | 186819470.7333 | 174781641.2527 | 177247953.9306 | 132476748.79 | 115256643.8721 | 122583562 | 1665559121.1168
|  |  |  | 2019-01-01 | 2019-02-01 | 2019-03-01 | 2019-04-01 | 2019-05-01 | 2019-06-01 | 2019-07-01 | 2019-08-01 | 2019-09-01 | 2019-10-01 | 2019-11-01 | 2019-12-01 | Total
No | Rate | FERC Energy at Meter |  | 2020-01-01 | 2020-02-01 | 2020-03-01 | 2020-04-01 | 2020-05-01 | 2020-06-01 | 2020-07-01 | 2020-08-01 | 2020-09-01 | 2020-10-01 | 2020-11-01 | 2020-12-01 | Energy
1 | TXRT94 - T/69 | Rio Grande Co-Op - Van Horn |  | 1034899.2 | 1446616.8 | 1424422.8 | 1925553.6 | 2739106.8 | 2818335.6 | 2886818.5 | 3079846.9 | 1731596.4 | 1030957.2 | 714236.4 | 1188583.2 | 22020973.4
2 | TXRT95 - T/115 | Rio Grande Co-Op - Dell City |  | 2330064 | 2419560 | 2624892 | 3097416 | 3710388 | 4632564 | 5171664 | 5297136 | 3669300 | 2771760 | 2614176 | 2858076 | 41196996
|  | Total FERC |  | 3364963.2 | 3866176.8 | 4049314.8 | 5022969.6 | 6449494.8 | 7450899.6 | 8058482.5 | 8376982.9 | 5400896.4 | 3802717.2 | 3328412.4 | 4046659.2 | 63217969.4
Total Company at Meter
|  | Total Company |  | 634217778.4667 | 567063536.9314 | 539188752.932 | 513963691.9401 | 578061006.2012 | 754581753.1217 | 918892832.0662 | 873371278.6343 | 872731889.5645 | 663731909.0288 | 570059472.1968 | 567277567.8624 | 8053141468.9462
|  | Total Non-Firm Energy |  | 28587004 | 25689499 | 30545953 | 26058688 | 28450138 | 41190908 | 43937706 | 44175786 | 42803170 | 33540489 | 29646680 | 26151904 | 400777925
|  | Total Firm Energy |  | 605630774.4667 | 541374037.9314 | 508642799.932 | 487905003.9401 | 549610868.2012 | 713390845.1217 | 874955126.0662 | 829195492.6343 | 829928719.5645 | 630191420.0288 | 540412792.1968 | 541125663.8624 | 7652363543.9462
EL PASO ELECTRIC COMPANY |  |  |  | 2020-07-01: SOAH Docket No. 473-21-2606 | SOAH Docket No. 473-21-2606
ADJUSTED ENERGY |  |  |  | 2020-07-01: PUC Docket No. 52195 | PUC Docket No. 52195
FOR THE PERIOD ENDED DECEMBER 31, 2020 |  |  |  | 2020-07-01: STAFF's 4th, Q. No. STAFF 4-4 | STAFF's 4th, Q. No. STAFF 4-4
|  |  |  | 2020-07-01: Attachment 1 | Attachment 1
|  |  |  | 2020-07-01: PAGE 51 OF 78 | PAGE 52 OF 78
|  |  |  | 2019-01-01 | 2019-02-01 | 2019-03-01 | 2019-04-01 | 2019-05-01 | 2019-06-01 | 2019-07-01 | 2019-08-01 | 2019-09-01 | 2019-10-01 | 2019-11-01 | 2019-12-01 | Total
No | Rate & Voltage | Texas Energy at Source |  | 2020-01-01 | 2020-02-01 | 2020-03-01 | 2020-04-01 | 2020-05-01 | 2020-06-01 | 2020-07-01 | 2020-08-01 | 2020-09-01 | 2020-10-01 | 2020-11-01 | 2020-12-01 | Energy
1 | TXRT01 - S | Residential Service - S | 1.0785 | 199378971.5945 | 161684154.0377 | 137508505.0275 | 142527663.826 | 193070444.278 | 273899112.6523 | 362677294.3458 | 339550115.3024 | 327603390.7533 | 214597799.9495 | 164594938.5779 | 164283920.7954 | 2681376311.1404
2 | TXRT02 - S | Small Commercial Service - S | 1.0785 | 23354220.3651 | 21743151.6726 | 19932522.7326 | 17797705.3206 | 20409858.9717 | 27271642.0785 | 33958544.446 | 31138319.7216 | 31849105.3116 | 24676635.1026 | 20919949.4605 | 20627741.6429 | 293679396.8262
3 | TXRT07 - S | Outdoor Recreational Lighting Service - S | 1.0785 | 428346.7665 | 517344.5865 | 557487.435 | 199677.804 | 183587.6625 | 192547.8405 | 249759.03 | 255399.585 | 337955.5245 | 433370.4195 | 287899.104 | 281410.848 | 3924786.606
4 | TXRT07 - P | Outdoor Recreational Lighting Service - P | 1.0512 | 4856.6826 | 9229.7994 | 8104.9833 | 883.0332 | 220.7583 | 0 | 220.7583 | 0 | 3185.2269 | 4352.0922 | 2754.2226 | 5518.9575 | 39326.5143
5 | TXRT08 - S | Street Lighting | 1.0785 | 3817212.702 | 3321688.3275 | 3357358.6365 | 2983767.315 | 2837063.274 | 2619250.4925 | 2786715.6585 | 2986242.4725 | 3126567.186 | 3498410.259 | 3639979.5615 | 3910806.0105 | 38885061.8955
6 | TXRT09 - S | Traffic Signals | 1.0785 | 185541.9045 | 186907.2855 | 186625.797 | 186811.299 | 186668.937 | 186776.787 | 186509.319 | 186462.9435 | 186814.5345 | 186495.2985 | 186469.4145 | 186643.053 | 2238726.573
7 | TXRT11 - S TOU | Municipal Pumping Service TOU - S | 1.0785 | 9642424.158 | 8991684.2205 | 9024961.338 | 7989237.8835 | 9541044.0795 | 11364245.094 | 14718102.9195 | 12969437.04 | 12986051.3325 | 13758112.8135 | 11906519.208 | 10816541.811 | 133708361.898
8 | TXRT11 - P TOU | Municipal Pumping Service TOU - P | 1.0512 | 4926215.1571 | 4951890.3986 | 4317769.5405 | 3761246.276 | 3798928.6666 | 3886549.7384 | 4805996.4943 | 3809551.3458 | 3950158.6144 | 4538544.6602 | 3951976.1911 | 4153505.3919 | 50852332.475
9 | TXRT15 - Sta | Electrolytic Refining Service - Sta | 1.0284 | 3717386.6107 | 4058281.7647 | 3775941.8741 | 2619760.0375 | 3410372.8195 | 3851327.2636 | 3803278.3593 | 3877518.0867 | 3689361.0828 | 3456286.7197 | 3932223.9665 | 3623948.3015 | 43815686.8866
10 | TXRT15/A-Sta | Curtailable Electrolytic Refining Service - Sta | 1.0284 | 2232907.7896 | 2781279.8831 | 2374812.5424 | 3084335.2781 | 3217579.6893 | 3198653.6392 | 4040602.1621 | 3525433.7013 | 3220072.5842 | 3068726.9174 | 3392726.1264 | 2987106.2054 | 37124236.5183
11 | TXRTWH | Water Heating Service | 1.0785 | 659132.8245 | 601961.5395 | 546933.234 | 533196.3795 | 448750.908 | 400014.5715 | 368601.102 | 318045.336 | 352190.646 | 363537.5445 | 415470.555 | 518011.0995 | 5525845.74
12 | TXRT22 - S | Irrigation Service - S | 1.0785 | 112113.4695 | 114985.2251 | 117788.0529 | 365311.618 | 457536.9026 | 578610.319 | 600645.4214 | 452282.4653 | 447720.1229 | 388690.4599 | 308791.9764 | 196995.5924 | 4141471.6255
13 | TXRT24 - S | General Service - S | 1.0785 | 119150806.4415 | 115244339.969 | 109688298.9594 | 103010429.7201 | 109745421.7755 | 136661308.1472 | 163465226.5855 | 155533134.4652 | 161886474.4882 | 131861339.4312 | 114559477.4001 | 109048464.9319 | 1529854722.3149
14 | TXRT24 - P | General Service - P | 1.0512 | 2614199.8152 | 2428591.4927 | 2472084.0315 | 2056845.0278 | 2480583.2261 | 3147475.1282 | 3752620.9339 | 3885558.4285 | 3671109.6109 | 2880751.7965 | 2387173.0307 | 2211741.6659 | 33988734.188
15 | TXRT25 - S | Large Power Service - S | 1.0785 | 34793053.0353 | 36717960.8601 | 37748774.0439 | 35096308.5956 | 31274831.1025 | 37913233.9378 | 41952239.6257 | 42746022.5952 | 45242032.424 | 39830816.8622 | 39816304.0637 | 35286985.2945 | 458418562.4406
16 | TXRT25 - P | Large Power Service - P | 1.0512 | 15100691.8843 | 15337494.0566 | 14992688.5141 | 14860363.8866 | 14152579.1375 | 16342145.1065 | 16961291.1933 | 16887647.2757 | 17983835.2291 | 15288892.54 | 15304624.1969 | 14280686.2302 | 187492939.2508
17 | TXRT25 - T/115 | Large Power Service - T | 1.0217 | 636302.3734 | 497819.0493 | 639773.1154 | 592756.1567 | 442706.0764 | 676155.1156 | 678803.3827 | 687809.7388 | 798641.5575 | 735516.3504 | 786664.0746 | 693482.2616 | 7866429.2524
18 | TXRT26 - T/115 | Petroleum Refining Service - T | 1.0217 | 24556464.6801 | 13852260.8701 | 28573833.8183 | 29772205.3485 | 26127585.94 | 29189725.5309 | 29064979.0709 | 27010319.1744 | 29283840.1633 | 28479424.9339 | 27427134.1484 | 28134187.7573 | 321471961.4361
19 | TXRT28 - S | Private Area Lighting Service - S | 1.0785 | 2840489.6685 | 2471752.6755 | 2498299.953 | 2220304.7145 | 2111135.709 | 1949055.4935 | 2073669.6975 | 2222145.714 | 2326559.613 | 2603259.573 | 2708608.5315 | 2910139.1985 | 28935420.5415
20 | TXRT30 - T/69 | Electric Furnace Rate - T/69 | 1.0251 | 709281.8099 | 750365.1434 | 705235.7007 | 575027.2536 | 462438.3972 | 711868.1624 | 722840.9398 | 653371.2854 | 672248.686 | 653419.1494 | 677552.6052 | 527786.0844 | 7821435.2173
21 | TXRT30 - T/115 | Electric Furnace Rate - T/115 | 1.0217 | 1501614.4647 | 1431186.0888 | 1357916.343 | 1006828.8664 | 808932.2005 | 1165460.2722 | 1159778.554 | 1187174.6323 | 1278476.5026 | 1093320.8506 | 1295071.0839 | 955605.5358 | 14241365.3948
22 | TXRT31 - T/115 | Military Reservation Service - T | 1.0217 | 26711028.2065 | 25426059.7713 | 21915230.9819 | 21402393.8467 | 22195869.6485 | 25412240.2102 | 24577040.8217 | 25232480.7054 | 22711974.4001 | 21963452.5344 | 21226338.2327 | 25811514.4399 | 284585623.7994
23 | TXRT34 - S | Cotton Gin Service - S | 1.0785 | 287285.4375 | 12225.876 | 11936.838 | 8948.3145 | 5933.907 | 6521.6895 | 6129.1155 | 6588.5565 | 7327.329 | 8055.3165 | 525539.0295 | 835204.4205 | 1721695.83
24 | TXRT38 - P | Interruptible Service Rate - Large Power - P | 1.0512 | 3255596.2362 | 3219479.1271 | 3092835.3465 | 5079414.0587 | 5582798.6979 | 6723243.4343 | 6141820.7361 | 6365172.4205 | 6148647.4237 | 3802638.4573 | 3085175.0335 | 3193078.5369 | 55689899.5087
25 | TXRT38 - 25/115 | Interruptible Power Rate - Transmission Service | 1.0217 | 1366356.6728 | 872843.101 | 1374659.072 | 1389818.1536 | 776210.9801 | 1435702.0382 | 1511471.9035 | 1488878.8745 | 1792685.7917 | 1651972.0791 | 1752166.8958 | 1817386.6043 | 17230152.1664
26 | TXRT38 - 26/115 | Interruptible Power Rate - Petroleum Refining | 1.0217 | 5325831.7489 | 2233845.0022 | 6624329.6415 | 4482778.5881 | 4213390.97 | 6579980.3623 | 6925236.9514 | 6666325.9271 | 7478255.8188 | 7211492.9686 | 6358487.3501 | 6522405.0731 | 70622360.402
27 | TXRT38 - 30/115 | Interruptible Power Service - Electric Furnace | 1.0217 | 16534923.8059 | 15942029.7186 | 15705878.2617 | 11563285.5259 | 9981191.1221 | 14166423.8196 | 13705677.445 | 14288590.4668 | 14655063.8442 | 12741976.9167 | 14292745.7533 | 11571656.3796 | 165149443.0594
28 | TXRT38 - 31/115 | Interruptible Power Service - Military Service | 1.0217 | 0 | 716891.6353 | 1567419.6118 | 617866.6742 | 5002284.4114 | 9581564.3418 | 12081276.1563 | 12284712.523 | 9897819.7493 | 5136598.1451 | 648320.7246 | 0 | 57534753.9728
29 | TXRT41 - 24 S | City and County Service - S | 1.0785 | 15651788.4659 | 17250757.4669 | 16130410.5884 | 10401352.7999 | 9432402.031 | 14319071.6501 | 18148982.8547 | 18439171.5742 | 20689820.8188 | 15380361.0405 | 12340067.3267 | 11922787.9522 | 180106974.5693
30 | TXRT41 - 24 P | City and County Service - P | 1.0512 | 2272194.7495 | 2324309.4767 | 2569386.9316 | 2114540.7352 | 2080526.0861 | 2489708.9537 | 2705017.6774 | 2775271.3783 | 3042930.3047 | 2247825.1356 | 2077366.0887 | 1929717.6815 | 28628795.1989
|  | Total Texas |  | 521767239.5206 | 465692770.1213 | 449377802.9467 | 428301064.3372 | 484438878.3656 | 635919613.8705 | 773830373.6612 | 737429183.7358 | 737320316.6746 | 562542076.3174 | 480808513.9342 | 469244979.7571 | 6746672813.2421
|  | Texas Non-Firm |  | 28715616.2533 | 25766368.4673 | 30739934.476 | 26217498.2786 | 28773455.8707 | 41685567.6354 | 44406085.3544 | 44619113.9132 | 43192545.2119 | 33613405.4841 | 29529621.8837 | 26091632.7992 | 403350845.6277
|  | Texas Firm |  | 493051623.2673 | 439926401.6541 | 418637868.4707 | 402083566.0586 | 455665422.4949 | 594234046.2351 | 729424288.3069 | 692810069.8226 | 694127771.4627 | 528928670.8332 | 451278892.0506 | 443153346.9579 | 6343321967.6145
EL PASO ELECTRIC COMPANY |  |  |  | 2020-07-01: SOAH Docket No. 473-21-2606 | SOAH Docket No. 473-21-2606
ADJUSTED ENERGY |  |  |  | 2020-07-01: PUC Docket No. 52195 | PUC Docket No. 52195
FOR THE PERIOD ENDED DECEMBER 31, 2020 |  |  |  | 2020-07-01: STAFF's 4th, Q. No. STAFF 4-4 | STAFF's 4th, Q. No. STAFF 4-4
|  |  |  | 2020-07-01: Attachment 1 | Attachment 1
|  |  |  | 2020-07-01: PAGE 53 OF 78 | PAGE 54 OF 78
|  |  |  | 2019-01-01 | 2019-02-01 | 2019-03-01 | 2019-04-01 | 2019-05-01 | 2019-06-01 | 2019-07-01 | 2019-08-01 | 2019-09-01 | 2019-10-01 | 2019-11-01 | 2019-12-01 | Total
No | Rate | New Mexico Energy at Source |  | 2020-01-01 | 2020-02-01 | 2020-03-01 | 2020-04-01 | 2020-05-01 | 2020-06-01 | 2020-07-01 | 2020-08-01 | 2020-09-01 | 2020-10-01 | 2020-11-01 | 2020-12-01 | Energy
1 | NMRT01 - S | Residential Service - S | 1.0785 | 74425099.959 | 60605755.308 | 50099041.7415 | 46397490.615 | 55267690.4385 | 77495360.817 | 102894715.272 | 95001722.7285 | 91203786.057 | 61069695.81 | 51690354.471 | 61878261.2805 | 828028974.498
2 | NMRT03 - S | Small Commercial Service - S | 1.0785 | 14296185.0915 | 13758776.091 | 12473517.9345 | 11550526.8495 | 12316948.854 | 15423215.4345 | 19071228.7425 | 17525312.235 | 17941039.473 | 13883334.213 | 12018424.368 | 11589193.2315 | 171847702.518
3 | NMRT04 - S | General Service - S | 1.0785 | 22765427.7345 | 22300552.173 | 20977853.889 | 20349707.448 | 20608905.51 | 24254158.9365 | 29578838.5425 | 27969381.129 | 29695302.522 | 24764361.696 | 22315324.3875 | 20585399.6025 | 286165213.5705
4 | NMRT04 - P | General Service - P | 1.0512 | 1820441.2718 | 1982919.3806 | 1869103.7597 | 1610082.7901 | 1520788.1603 | 1644445.3964 | 1654659.1471 | 1781075.8619 | 1861607.4386 | 1569638.8184 | 1564936.6666 | 1592372.7183 | 20472071.4095
5 | NMRT05 - S | Irrigation Service - S | 1.0785 | 535076.4779 | 804924.6395 | 1218414.8757 | 3900353.3356 | 5530928.5881 | 4947964.9434 | 5174038.5949 | 4228720.993 | 7157302.2039 | 5363180.0415 | 3232860.7004 | 1410641.331 | 43504406.7248
6 | NMRT07 - S | City and County Service - S | 1.0785 | 4770760.9275 | 5001790.7265 | 4388921.6456 | 3553426.1447 | 3551803.9398 | 4353249.6042 | 5332859.3001 | 5886849.5148 | 5701513.6392 | 4389306.3318 | 3822259.9231 | 3577406.07 | 54330147.7673
7 | NMRT08 - S | Municipal Pumping Service - S | 1.0785 | 2460942.8642 | 2493703.3277 | 2273870.2261 | 2623554.5309 | 3030496.9283 | 3647487.195 | 4277431.3005 | 3572432.028 | 3867203.7896 | 3326748.2112 | 2682198.2235 | 2535070.332 | 36791138.957
8 | NMRT08 - P | Municipal Pumping Service - P | 1.0512 | 486929.736 | 547480.584 | 478730.142 | 471792.024 | 466746.12 | 352582.542 | 563879.772 | 533604.348 | 519728.112 | 300862.026 | 172191.474 | 246618.558 | 5141145.438
9 | NMRT09 - S | Large Power Service - S | 1.0785 | 6931165.752 | 6776879.856 | 6670109.4345 | 5936271.072 | 5339362.305 | 6159025.5405 | 6584719.197 | 6916234.998 | 7416183.3795 | 6629473.7115 | 6536038.9425 | 6023651.142 | 77919115.3305
10 | NMRT09 - P | Large Power Service - P | 1.0512 | 8664191.4059 | 7921193.6054 | 7372720.6603 | 6463028.2675 | 6390576.4447 | 7830642.7557 | 7815759.4413 | 7637224.8455 | 8213782.4513 | 6795738.3576 | 7035262.1643 | 7860398.8721 | 90000519.2715
11 | NMRT10 - T | Military Research & Development - T | 1.0347 | 4913442.9653 | 4418097.8069 | 4078581.193 | 3127352.1552 | 3508634.2582 | 4690762.5743 | 5088353.7692 | 4511252.8842 | 5005119.4008 | 4471755.793 | 3532897.2697 | 4179289.7628 | 51525539.8328
12 | NMRT10 - T/ALA | Military Research & Development - T/115 ALA | 1.0267 | 932990.1638 | 912427.6165 | 846551.0794 | 749319.4296 | 767097.5936 | 907302.38 | 937721.1514 | 905134.0108 | 945840.2159 | 714761.0442 | 745808.1498 | 934345.3946 | 10299298.2296
13 | NMRT10 - T/115 | Military Research & Development - T/115 | 1.0267 | 5156189.1301 | 5033611.5843 | 5090014.8529 | 4519427.7786 | 5071844.4932 | 6486814.0278 | 6653225.4846 | 6030814.4192 | 6431246.2041 | 5062810.6479 | 4428288.5073 | 4850679.0402 | 64814966.1703
14 | NMRT11 - S | Street Lighting Service - S | 1.0785 | 160555.2165 | 160555.2165 | 160555.2165 | 160555.2165 | 160555.2165 | 160555.2165 | 160555.2165 | 160555.2165 | 160555.2165 | 160555.2165 | 160555.2165 | 160555.2165 | 1926662.598
15 | NMRT12 - S | Private Area Lighting Service - S | 1.0785 | 462100.581 | 462100.581 | 462100.581 | 462100.581 | 462100.581 | 462100.581 | 462100.581 | 462100.581 | 462100.581 | 462100.581 | 462100.581 | 462100.581 | 5545206.972
16 | NMRT19 - S | Seasonal-Agricultural Processing Service - S | 1.0785 | 1387275.6285 | 472851.069 | 123556.1955 | 106397.2605 | 186428.4315 | 536468.5485 | 992756.0145 | 1255161.5355 | 531755.5035 | 459410.802 | 1258694.7015 | 1640839.6065 | 8951595.297
17 | NMRT25 - S | Outdoor Recreational Lighting Service - S | 1.0785 | 70893.7723 | 79111.6727 | 84056.7108 | 23507.6408 | 8017.9542 | 10652.9993 | 28111.9884 | 28476.1362 | 29073.1245 | 28702.1205 | 27029.5981 | 13211.625 | 430845.3429
18 | NMRT26 - P | State University Service - P | 1.0512 | 1578488.0725 | 2054384.0984 | 2343191.67 | 2336889.5462 | 1710399.5666 | 2826265.4944 | 3270103.2102 | 3213314.7144 | 3079744.3793 | 2649219.4402 | 1930657.4811 | 1896555.5799 | 28889213.2531
19 | NMRT29 - S | Large Power Interruptible Service - S | 1.0785 | 631197.5175 | 622129.4895 | 603236.3265 | 601318.7535 | 498306.9045 | 643068.567 | 722317.8255 | 757288.188 | 774263.778 | 825473.115 | 917746.3395 | 778124.808 | 8374471.6125
|  | Total New Mexico |  | 152449354.2678 | 136409244.8264 | 121614128.1344 | 114943101.4392 | 126397632.288 | 162832123.5541 | 201263374.5511 | 188376656.3675 | 190997147.4696 | 142927127.9773 | 124533629.1654 | 132214714.7524 | 1794958234.7933
|  | New Mexico Non-Firm |  | 631197.5175 | 622129.4895 | 603236.3265 | 601318.7535 | 498306.9045 | 643068.567 | 722317.8255 | 757288.188 | 774263.778 | 825473.115 | 917746.3395 | 778124.808 | 8374471.6125
|  | New Mexico Firm |  | 151818156.7503 | 135787115.3369 | 121010891.8079 | 114341782.6857 | 125899325.3835 | 162189054.9871 | 200541056.7256 | 187619368.1795 | 190222883.6916 | 142101654.8623 | 123615882.8259 | 131436589.9444 | 1786583763.1808
|  |  |  | 2019-01-01 | 2019-02-01 | 2019-03-01 | 2019-04-01 | 2019-05-01 | 2019-06-01 | 2019-07-01 | 2019-08-01 | 2019-09-01 | 2019-10-01 | 2019-11-01 | 2019-12-01 | Total
No | Rate | FERC Energy at Source |  | 2020-01-01 | 2020-02-01 | 2020-03-01 | 2020-04-01 | 2020-05-01 | 2020-06-01 | 2020-07-01 | 2020-08-01 | 2020-09-01 | 2020-10-01 | 2020-11-01 | 2020-12-01 | Energy
1 | TXRT94 - T/69 | Rio Grande Co-Op - Van Horn | 1.0292 | 1065076.8607 | 1488800.1459 | 1465958.9688 | 1981702.743 | 2818979.1543 | 2900518.2661 | 2970998.1275 | 3169655.2356 | 1782089.751 | 1061019.912 | 735063.5334 | 1223242.2861 | 22663104.9843
2 | TXRT95 - T/115 | Rio Grande Co-Op - Dell City | 1.0267 | 2392253.4082 | 2484138.0564 | 2694950.3675 | 3180086.033 | 3809418.2557 | 4756207.1332 | 5309695.7122 | 5438516.5598 | 3767233.617 | 2845738.2744 | 2683948.3574 | 2934358.0484 | 42296543.8232
|  | Total FERC |  | 3457330.2688 | 3972938.2023 | 4160909.3363 | 5161788.776 | 6628397.41 | 7656725.3993 | 8280693.8396 | 8608171.7954 | 5549323.368 | 3906758.1864 | 3419011.8909 | 4157600.3346 | 64959648.8076
Total Company at Source
|  | Total Company |  | 677673924.0573 | 606074953.15 | 575152840.4174 | 548405954.5524 | 617464908.0636 | 806408462.8238 | 983374442.052 | 934414011.8987 | 933866787.5122 | 709375962.481 | 608761154.9904 | 605617294.8441 | 8606590696.843
|  | Total Non-Firm Energy |  | 29346813.7708 | 26388497.9568 | 31343170.8025 | 26818817.0321 | 29271762.7752 | 42328636.2024 | 45128403.1799 | 45376402.1012 | 43966808.9899 | 34438878.5992 | 30447368.2232 | 26869757.6072 | 411725317.2402
|  | Total Firm Energy |  | 648327110.2864 | 579686455.1933 | 543809669.6149 | 521587137.5203 | 588193145.2884 | 764079826.6215 | 938246038.8721 | 889037609.7975 | 889899978.5223 | 674937083.8819 | 578313786.7673 | 578747537.2369 | 8194865379.6028

## Allocation Comparison
EL PASO ELECTRIC COMPANY | [11 empty] | SOAH Docket No. 473-21-2606
TEXAS CLASS ALLOCATORS | [11 empty] | PUC Docket No. 52195
UNADJUSTED TEST YEAR PERIOD ENDED DECEMBER 31, 2020 | [11 empty] | STAFF's 4th, Q. No. STAFF 4-4
Attachment 1
PAGE 2 OF 78
| (a) | (b) | (c) | (d) | (e) | (f) | (g) | (h) | (i) | (j) | (k) |  |  | As-Filed | 1CP System LF
[13 empty] | As-Filed COS | Unadjusted | Adjusted
[10 empty] | D1PROD |  |  | D1PROD | D1PROD | D1PROD
| Unadjusted Texas Demand Class Allocators |  | Coincident kW | Coincident kW | Coincident kW | Coincident kW |  | Annual |  | 4-CP | D2PROD |  | 4-CP | 4-CP | 4-CP
Line |  |  | at Supply | at Supply | at Supply | at Supply | 4-CP | Average | Excess | Average | 4-CP |  | Average | Average | Average
No. | Rate | Description | June | July | August | September | Average | kW | kW | and Excess* | Average* |  | and Excess* | and Excess* | and Excess*
1 | TXRT01 | Residential Service | 769202.8125 | 919158.0069 | 857186.9284 | 754267.3918 | 824953.7849 | 305256.866 | 519696.9189 | 62.29% | 27.61% |  | 54.51% | 55.32% | 62.29%
2 | TXRT02 | Small General Service | 70761.5094 | 76678.6598 | 72638.009 | 63800.1033 | 70969.5704 | 33433.4468 | 37536.1236 | 4.499% | 2.376% |  | 4.721% | 4.665% | 4.499%
3 | TXRT07 | Outdoor Recreational Lighting Service | 0 | 0 | 0 | 0 | 0 | 446.8109 | 0 | 0% | 0% |  | 0.03106% | 0.0296% | 0%
4 | TXRT08 - S | Street Lighting | 0 | 0 | 0 | 0 | 0 | 4426.8058 | 0 | 0% | 0% |  | 0.3047% | 0.2876% | 0%
5 | TXRT09 - S | Traffic Signals | 195.1891 | 194.0655 | 194.0641 | 193.9551 | 194.3184 | 254.8641 | 0 | 0% | 0.006504% |  | 0.01754% | 0.02145% | 0%
6 | TXRT11TOU | Municipal Pumping Service - TOU | 21154.5049 | 31935.2258 | 22772.0797 | 19377.1632 | 23809.7434 | 15221.808 | 8587.9353 | 1.029% | 0.797% |  | 1.627% | 1.561% | 1.029%
7 | TXRT15 | Electrolytic Refining Service | 7736.85 | 7736.85 | 7736.85 | 7736.85 | 7736.85 | 4988.1246 | 2748.7254 | 0.3295% | 0.259% |  | 0.5206% | 0.4991% | 0.3295% | -58.02%
8 | TXRTWH | Off Peak Water Heating Service | 423.7581 | 390.5445 | 337.6417 | 373.22 | 381.2911 | 629.0808 | 0 | 0% | 0.01276% |  | 0.0433% | 0.04328% | 0%
9 | TXRT22 | Irrigation Service | 1384.2338 | 1880.9082 | 1246.8363 | 1281.6753 | 1448.4134 | 471.479 | 976.9344 | 0.1171% | 0.04848% |  | 0.09542% | 0.09632% | 0.1171%
10 | TXRT24 | General Service | 318545.4412 | 328430.563 | 308671.5167 | 306945.0338 | 315648.1387 | 174163.789 | 141484.3497 | 16.96% | 10.57% |  | 21.12% | 21.2% | 16.96%
11 | TXRT25 | Large Power Service | 97488.7885 | 103585.3367 | 104810.0892 | 104703.7366 | 102646.9877 | 52187.9056 | 50459.0822 | 6.048% | 3.436% |  | 6.942% | 6.711% | 6.048%
12 | TXRT26 | Petroleum Refining Service | 41374.448 | 41374.448 | 41374.448 | 41374.448 | 41374.448 | 36597.4455 | 4777.0025 | 0.5726% | 1.385% |  | 2.828% | 2.708% | 0.5726%
13 | TXRT28 | Private Area Lighting Service | 0 | 0 | 0 | 0 | 0 | 3294.1053 | 0 | 0% | 0% |  | 0.2267% | 0.2118% | 0%
14 | TXRT30 | Electric Furnace Rate | 5127.5892 | 5127.2415 | 5128.8744 | 5125.2759 | 5127.2452 | 890.4184 | 4236.8268 | 0.5078% | 0.1716% |  | 0.3415% | 0.3268% | 0.5078%
15 | TXRT31 | Military Reservation Service | 52230.12 | 52230.12 | 52230.12 | 52230.12 | 52230.12 | 32398.1812 | 19831.9388 | 2.377% | 1.748% |  | 3.509% | 3.048% | 2.377%
16 | TXRT34 | Cotton Gin Service | 20.0257 | 10.9078 | 14.4138 | 22.032 | 16.8448 | 196.0036 | 0 | 0% | 0.0005638% |  | 0.01349% | 0.01292% | 0%
17 | TXRT41 | City and County Service | 43948.811 | 49879.9196 | 47326.1994 | 47640.0473 | 47198.7443 | 3259.198 | 43939.5463 | 5.267% | 1.58% |  | 3.146% | 3.261% | 5.267%
18 | TXEVC | Electric Vehicle Charging | [7 empty] | 0% | 0% |  |  | 0.000423% | 0%
|  |  | 1429594.0814 | 1618612.7974 | 1521668.0706 | 1405071.0523 | 1493736.5004 | 668116.3326 | 834275.3839
19 |  | Total Texas Firm Load | 2859188.1629 | 3237225.5947 | 3043336.1411 | 2810142.1047 | 2987473.0008 | 668116.3326 | 834275.3839 | 100% | 50% |  | 100% | 100% | 100%
20 |  | Total Texas Interruptible Load | 47184.5573 | 65970.3408 | 49491.1528 | 54712.2227 |  | Load Factor = | 0 | 1CP Sys LF
[8 empty] | 1 Minus Load Factor = | 1 | O-01.06
21 |  | Total Texas Load | 2906372.7202 | 3303195.9355 | 3092827.2939 | 2864854.3274

## Unadjusted - Energy Allocators
EL PASO ELECTRIC COMPANY | [8 empty] | SOAH Docket No. 473-21-2606
TEXAS CLASS ALLOCATORS | [8 empty] | PUC Docket No. 52195
UNADJUSTED TEST YEAR PERIOD ENDED DECEMBER 31, 2020 | [8 empty] | STAFF's 4th, Q. No. STAFF 4-4
Attachment 1
PAGE 1 OF 78
| (a) | (b) | (c) | (d) | (e) | (f) | (g) | (h)
E1FUEL
| Unadjusted Texas Jurisdiction Class Energy Allocator |  | Texas | Texas | E1ENERGY | Texas | Texas | E2ENERGY
Line |  |  | kWh at | kWh at | Allocator | kWh at | kWh at | Allocator
No. | Rate | Description | Meter | Source | at Source | Meter | Source | at Source
1 | TXRT01 | Residential Service | 2567234810 | 2768762742.585 | 42.59% | 2567234810 | 2768762742.585 | 40.22%
2 | TXRT02 | Small General Service | 275820060 | 297471934.71 | 4.576% | 275820060 | 297471934.71 | 4.321%
3 | TXRT07 | Outdoor Recreational Lighting Service | 3659275 | 3945507.9168 | 0.06069% | 3659275 | 3945507.9168 | 0.05731%
4 | TXRT08 - S | Street Lighting | 35538342 | 38328101.847 | 0.5896% | 35538342 | 38328101.847 | 0.5567%
5 | TXRT09 - S | Traffic Signals | 2651365 | 2859497.1525 | 0.04399% | 2651365 | 2859497.1525 | 0.04154%
6 | TXRT11TOU | Municipal Pumping Service - TOU | 172576351 | 184804432.1375 | 2.843% | 172576351 | 184804432.1375 | 2.684%
7 | TXRT15 | Electrolytic Refining Service | 42604774 | 44081881.5146 | 0.6781% | 78703026 | 81431659.9114 | 1.183%
8 | TXRTWH | Off Peak Water Heating Service | 5348375 | 5768222.4375 | 0.08873% | 5348375 | 5768222.4375 | 0.08379%
9 | TXRT22 | Irrigation Service | 4058548 | 4377144.018 | 0.06733% | 4058548 | 4377144.018 | 0.06358%
10 | TXRT24 | General Service | 1495471836 | 1611973709.1833 | 24.8% | 1495471836 | 1611973709.1833 | 23.42%
11 | TXRT25 | Large Power Service | 617702889 | 660929903.4865 | 10.17% | 687542898 | 733933971.9433 | 10.66%
12 | TXRT26 | Petroleum Refining Service | 314641719 | 323039506.4801 | 4.969% | 383763582 | 394006232.0036 | 5.723%
13 | TXRT28 | Private Area Lighting Service | 26177605 | 28232546.9925 | 0.4343% | 26177605 | 28232546.9925 | 0.4101%
14 | TXRT30 | Electric Furnace Rate | 19888223 | 20438625.8728 | 0.3144% | 160471766 | 164774343.6355 | 2.393%
15 | TXRT31 | Military Reservation Service | 280363953 | 287846866.9056 | 4.428% | 336676278 | 345662167.8598 | 5.021%
16 | TXRT34 | Cotton Gin Service | 1596380 | 1721695.83 | 0.02648% | 1596380 | 1721695.83 | 0.02501%
17 | TXRT41 | City and County Service | 201180813 | 216226917.5687 | 3.326% | 201180813 | 216226917.5687 | 3.141%
18 | TXEVC | Electric Vehicle Charging | 52281 | 56385.0585 | 0.0008673% | 52281 | 56385.0585 | 0.000819%
19 |  | Total Texas Firm Energy | 6066567599 | 6500865621.6968 | 100% |  |  | 100%
20 |  | Total Texas Interruptible Energy | 371955992 | 383471591.0941
21 |  | Total Texas Energy | 6438523591 | 6884337212.791 |  | 6438523591 | 6884337212.791

## Unadjusted - 4CP
EL PASO ELECTRIC COMPANY | [11 empty] | SOAH Docket No. 473-21-2606
TEXAS CLASS ALLOCATORS | [11 empty] | PUC Docket No. 52195
UNADJUSTED TEST YEAR PERIOD ENDED DECEMBER 31, 2020 | [11 empty] | STAFF's 4th, Q. No. STAFF 4-4
Attachment 1
PAGE 2 OF 78
| (a) | (b) | (c) | (d) | (e) | (f) | (g) | (h) | (i) | (j) | (k)
D1PROD
| Unadjusted Texas Demand Class Allocators |  | Coincident kW | Coincident kW | Coincident kW | Coincident kW |  | Annual |  | 4-CP | D2PROD
Line |  |  | at Supply | at Supply | at Supply | at Supply | 4-CP | Average | Excess | Average | 4-CP
No. | Rate | Description | June | July | August | September | Average | kW | kW | and Excess* | Average*
1 | TXRT01 | Residential Service | 810567.3477 | 954672.8404 | 939489.6971 | 786954.8231 | 872921.1771 | 315205.2303 | 557715.9468 | 55.32% | 56.01%
2 | TXRT02 | Small General Service | 72892.5623 | 78109.4845 | 76616.5561 | 64959.2313 | 73144.4586 | 33865.202 | 39279.2565 | 4.665% | 4.693%
3 | TXRT07 | Outdoor Recreational Lighting Service | 0 | 0 | 0 | 0 | 0 | 449.1698 | 0 | 0.0296% | 0%
4 | TXRT08 - S | Street Lighting | 0 | 0 | 0 | 0 | 0 | 4363.3996 | 0 | 0.2876% | 0%
5 | TXRT09 - S | Traffic Signals | 248.946 | 248.3617 | 248.0176 | 248.0176 | 248.3357 | 325.5347 | 0 | 0.02145% | 0.01593%
6 | TXRT11TOU | Municipal Pumping Service - TOU | 21178.6035 | 31989.8701 | 22762.6501 | 19494.1954 | 23856.3298 | 21038.7559 | 2817.5738 | 1.561% | 1.531%
7 | TXRT15 | Electrolytic Refining Service | 7736.85 | 7736.85 | 7736.85 | 7736.85 | 7736.85 | 5018.4291 | 2718.4209 | 0.4991% | 0.4964%
8 | TXRTWH | Off Peak Water Heating Service | 442.3389 | 405.7242 | 348.1833 | 382.6375 | 394.721 | 656.6738 | 0 | 0.04328% | 0.02533%
9 | TXRT22 | Irrigation Service | 1453.525 | 1936.2261 | 1361.6051 | 1341.712 | 1523.267 | 498.3087 | 1024.9583 | 0.09632% | 0.09773%
10 | TXRT24 | General Service | 332623.299 | 338277.3761 | 332151.9737 | 318999.8461 | 330513.1237 | 183512.4897 | 147000.634 | 21.2% | 21.21%
11 | TXRT25 | Large Power Service | 98734.5349 | 104368.2318 | 105699.4721 | 105344.3955 | 103536.6586 | 75242.4754 | 28294.1832 | 6.711% | 6.643%
12 | TXRT26 | Petroleum Refining Service | 41374.448 | 41374.448 | 41374.448 | 41374.448 | 41374.448 | 36775.9001 | 4598.5479 | 2.708% | 2.655%
13 | TXRT28 | Private Area Lighting Service | 0 | 0 | 0 | 0 | 0 | 3214.0878 | 0 | 0.2118% | 0%
14 | TXRT30 | Electric Furnace Rate | 5127.5892 | 5127.2415 | 5128.8744 | 5125.2759 | 5127.2452 | 2326.8017 | 2800.4436 | 0.3268% | 0.329%
15 | TXRT31 | Military Reservation Service | 47109.52 | 47109.52 | 47109.52 | 47109.52 | 47109.52 | 32769.4521 | 14340.0679 | 3.048% | 3.023%
16 | TXRT34 | Cotton Gin Service | 20.0257 | 10.9078 | 14.4138 | 22.032 | 16.8448 | 196.0036 | 0 | 0.01292% | 0.001081%
17 | TXRT41 | City and County Service | 47635.7148 | 52918.7922 | 54218.6716 | 49519.3916 | 51073.1426 | 24615.997 | 26457.1456 | 3.261% | 3.277%
18 | TXEVC | Electric Vehicle Charging | 0 | 0 | 0 | 0 | 0 | 6.4191 | 0 | 0.000423% | 0%
19 |  | Total Texas Firm Load | 1487145.305 | 1664285.8743 | 1634260.9329 | 1448612.376 | 1558576.122 | 740080.3303 | 827047.1786 | 100% | 100%
20 |  | Total Texas Interruptible Load | 47184.5573 | 65970.3408 | 49491.1528 | 54712.2227 |  | Load Factor = | 0.48774
[8 empty] | 1 Minus Load Factor = | 0.51226
21 |  | Total Texas Load | 1534329.8623 | 1730256.2152 | 1683752.0856 | 1503324.5987

## Unadjusted - 12CP
EL PASO ELECTRIC COMPANY | [9 empty] | SOAH Docket No. 473-21-2606 | [10 empty] | SOAH Docket No. 473-21-2606
TEXAS CLASS ALLOCATORS | [9 empty] | PUC Docket No. 52195 | [10 empty] | PUC Docket No. 52195
UNADJUSTED TEST YEAR PERIOD ENDED DECEMBER 31, 2020 | [9 empty] | STAFF's 4th, Q. No. STAFF 4-4 | [10 empty] | STAFF's 4th, Q. No. STAFF 4-4
[10 empty] | Attachment 1 | [10 empty] | Attachment 1
[10 empty] | PAGE 3 OF 78 | [10 empty] | PAGE 4 OF 78
| (a) | (b) | (c) | (d) | (e) | (f) | (g) | (h) | (i) |  | (j) | (k) | (l) | (m) | (n) | (o) | (p) | (q) | (r) | (s)
DPROD12
| Unadjusted Texas Demand Class Allocators |  | Coincident kW | Coincident kW | Coincident kW | Coincident kW | Coincident kW | Coincident kW | Coincident kW |  | Coincident kW | Coincident kW | Coincident kW | Coincident kW | Coincident kW |  | Annual |  | 12-CP | D2PROD
Line |  |  | at Supply | at Supply | at Supply | at Supply | at Supply | at Supply | at Supply |  | at Supply | at Supply | at Supply | at Supply | at Supply | 12-CP | Average | Excess | Average | 12-CP
No. | Rate | Description | January | February | March | April | May | June | July |  | August | September | October | November | December | Average | kW | kW | and Excess | Average
1 | TXRT01 | Residential Service | 355007.4273 | 396647.4661 | 257966.8063 | 575483.729 | 707338.5108 | 810567.3477 | 954672.8404 |  | 939489.6971 | 786954.8231 | 539552.8627 | 321075.8235 | 316353.0075 | 580092.5285 | 315205.2303 | 264887.2982 | 53.54% | 50.37%
2 | TXRT02 | Small General Service | 39079.9988 | 41951.0901 | 40323.3848 | 39939.0655 | 59192.7093 | 72892.5623 | 78109.4845 |  | 76616.5561 | 64959.2313 | 55078.5728 | 34628.9314 | 48215.9262 | 54248.9594 | 33865.202 | 20383.7574 | 4.753% | 4.711%
3 | TXRT07 | Outdoor Recreational Lighting Service | 5442.7197 | 6485.1501 | 6634.1965 | 0 | 0 | 0 | 0 |  | 0 | 0 | 0 | 1212.4987 | 497.4386 | 1689.3336 | 449.1698 | 1240.1638 | 0.183% | 0.1467%
4 | TXRT08 - S | Street Lighting | 8853.7565 | 8874.4466 | 8880.553 | 0 | 0 | 0 | 0 |  | 0 | 0 | 0 | 0 | 9066.6853 | 2972.9535 | 4363.3996 | 0 | 0.2876% | 0.2582%
5 | TXRT09 - S | Traffic Signals | 248.3617 | 248.3617 | 248.3617 | 248.3617 | 248.3617 | 248.946 | 248.3617 |  | 248.0176 | 248.0176 | 248.0176 | 248.0176 | 248.0176 | 248.267 | 325.5347 | 0 | 0.02145% | 0.02156%
6 | TXRT11TOU | Municipal Pumping Service - TOU | 19267.4821 | 18272.9597 | 15162.1795 | 19723.0181 | 19986.2317 | 21178.6035 | 31989.8701 |  | 22762.6501 | 19494.1954 | 25836.4785 | 22399.5508 | 22073.7388 | 21512.2465 | 21038.7559 | 473.4906 | 1.445% | 1.868%
7 | TXRT15 | Electrolytic Refining Service | 7549.185 | 5279.7501 | 7736.85 | 7736.85 | 6238.9956 | 7736.85 | 7736.85 |  | 7736.85 | 7736.85 | 7736.85 | 7736.85 | 7736.85 | 7391.6317 | 5018.4291 | 2373.2026 | 0.6243% | 0.6419%
8 | TXRTWH | Off Peak Water Heating Service | 755.7408 | 659.4544 | 615.7276 | 595.6883 | 499.931 | 442.3389 | 405.7242 |  | 348.1833 | 382.6375 | 392.6582 | 444.3554 | 549.3088 | 507.6457 | 656.6738 | 0 | 0.04328% | 0.04408%
9 | TXRT22 | Irrigation Service | 195.3986 | 178.3264 | 250.7412 | 883.6017 | 439.2891 | 1453.525 | 1936.2261 |  | 1361.6051 | 1341.712 | 1011.2535 | 608.3622 | 254.0329 | 826.1728 | 498.3087 | 327.8641 | 0.07339% | 0.07174%
10 | TXRT24 | General Service | 185615.4349 | 190560.4961 | 207023.3628 | 233425.4709 | 276349.5594 | 332623.299 | 338277.3761 |  | 332151.9737 | 318999.8461 | 287056.0036 | 244086.7275 | 214648.0266 | 263401.4647 | 183512.4897 | 79888.9751 | 21.98% | 22.87%
11 | TXRT25 | Large Power Service | 77614.5436 | 81229.1379 | 84000.5548 | 78222.8732 | 88428.7975 | 98734.5349 | 104368.2318 |  | 105699.4721 | 105344.3955 | 97471.2807 | 90271.4843 | 76216.8781 | 90633.5154 | 75242.4754 | 15391.04 | 6.862% | 7.87%
12 | TXRT26 | Petroleum Refining Service | 41374.448 | 20837.9751 | 41374.448 | 41374.448 | 41374.448 | 41374.448 | 41374.448 |  | 41374.448 | 41374.448 | 41374.448 | 41374.448 | 41374.448 | 39663.0753 | 36775.9001 | 2887.1752 | 2.781% | 3.444%
13 | TXRT28 | Private Area Lighting Service | 6507.9205 | 6503.0056 | 6619.7025 | 0 | 0 | 0 | 0 |  | 0 | 0 | 0 | 0 | 6766.7258 | 2199.7795 | 3214.0878 | 0 | 0.2118% | 0.191%
14 | TXRT30 | Electric Furnace Rate | 5125.6198 | 5126.614 | 5127.0147 | 5127.9899 | 5126.013 | 5127.5892 | 5127.2415 |  | 5128.8744 | 5125.2759 | 2939.794 | 2719.8234 | 5125.5631 | 4743.9511 | 2326.8017 | 2417.1494 | 0.4523% | 0.4119%
15 | TXRT31 | Military Reservation Service | 39637.3358 | 41876.037 | 39461.6443 | 47069.2487 | 47109.52 | 47109.52 | 47109.52 |  | 47109.52 | 47109.52 | 47109.52 | 39246.6348 | 40400.2014 | 44195.6852 | 32769.4521 | 11426.2331 | 3.573% | 3.838%
16 | TXRT34 | Cotton Gin Service | 22.5081 | 7.0879 | 6.8606 | 2.8784 | 16.3681 | 20.0257 | 10.9078 |  | 14.4138 | 22.032 | 27.2261 | 1004.8133 | 1025.1139 | 181.6863 | 196.0036 | 0 | 0.01292% | 0.01578%
17 | TXRT41 | City and County Service | 22417.6584 | 33351.0091 | 32990.7417 | 25652.7609 | 32560.8302 | 47635.7148 | 52918.7922 |  | 54218.6716 | 49519.3916 | 41787.706 | 27956.5231 | 23824.7943 | 37069.5495 | 24615.997 | 12453.5525 | 3.163% | 3.219%
18 | TXEVC | Electric Vehicle Charging | 54.5388 | 15.5825 | 15.5825 | 0 | 0 | 0 | 0 |  | 0 | 0 | 0 | 15.5825 | 15.5825 | 9.7391 | 6.4191 | 3.32 | 0.0008337% | 0.0008457%
19 |  | Total Texas Firm Load | 814770.0786 | 858103.9503 | 754438.7126 | 1075485.9844 | 1284909.5654 | 1487145.305 | 1664285.8743 |  | 1634260.9329 | 1448612.376 | 1147622.6718 | 835030.4267 | 814392.3392 | 1151588.1848 | 740080.3303 | 414153.2219 | 100% | 100%
20 |  | Total Texas Interruptible Load | 33754.5145 | 28877.0834 | 36951.0905 | 41327.2422 | 37380.0029 | 47184.5573 | 65970.3408 |  | 49491.1528 | 54712.2227 | 17358.6833 | 18085.8922 | 39203.7873 |  | Load Factor = | 0.48774
[17 empty] | 1 Minus Load Factor = | 0.51226
21 |  | Total Texas Load | 848524.5931 | 886981.0337 | 791389.803 | 1116813.2266 | 1322289.5683 | 1534329.8623 | 1730256.2152 |  | 1683752.0856 | 1503324.5987 | 1164981.3551 | 853116.3189 | 853596.1265

## Unadjusted - Dist
EL PASO ELECTRIC COMPANY | [9 empty] | SOAH Docket No. 473-21-2606 | EL PASO ELECTRIC COMPANY | [11 empty] | SOAH Docket No. 473-21-2606 | EL PASO ELECTRIC COMPANY | [12 empty] | SOAH Docket No. 473-21-2606
TEXAS CLASS ALLOCATORS | [9 empty] | PUC Docket No. 52195 | TEXAS CLASS ALLOCATORS | [11 empty] | PUC Docket No. 52195 | TEXAS CLASS ALLOCATORS | [12 empty] | PUC Docket No. 52195
UNADJUSTED TEST YEAR PERIOD ENDED DECEMBER 31, 2020 | [9 empty] | STAFF's 4th, Q. No. STAFF 4-4 | UNADJUSTED TEST YEAR PERIOD ENDED DECEMBER 31, 2020 | [11 empty] | STAFF's 4th, Q. No. STAFF 4-4 | UNADJUSTED TEST YEAR PERIOD ENDED DECEMBER 31, 2020 | [12 empty] | STAFF's 4th, Q. No. STAFF 4-4
[10 empty] | Attachment 1 | [12 empty] | Attachment 1 | [13 empty] | Attachment 1
[10 empty] | PAGE 5 OF 78 | [12 empty] | PAGE 6 OF 78 | [13 empty] | PAGE 7 OF 78
| (a) | (b) | (c) | (d) | (e) | (f) | (g) | (h) | (i) |  |  | (a) | (b) | (c) | (d) | (e) | (f) | (g) | (h) | (i) | (j) | (k) |  |  | (a) | (b) | (c) | (d) | (e) | (f) | (g) | (h) | (i) | (j) | (k) | (l)
[27 empty] | Maximum |  | Maximum | D7DIST | Non-Coincident |  | Non-Coincident | D6DIST | Non-Coincident
Line | Texas | Energy |  |  | Maximum Class | Diversity | Non-Coincident | Coincidence | Coincident |  | Line | Texas | Demand | Maximum Class Demand, kW |  | Transmission |  | Non-Coincident Demand, kW |  |  | Secondary | Secondary |  | Line |  | Texas | Class Demand, kW | D3DIST | Class Demand, kW | D9DIST | Demand, kW | D5DIST | Demand, kW | D10DIST | Demand, kW | D8DIST
No. | Rate | kWh Sales | Average kW | Load Factor | Demand, kW | Factor | Demand, kW | Factor | Demand, kW |  | No. | Rate | Loss Factor | @ Meter | @ Source | & Substation, kW | Primary, kW | @ Meter | @ Source | Secondary, kW | Overhead, kW | Underground, kW |  | No. | Rate | Rate Description | - Trans & Sta | Allocator | Primary | Allocator | Transformer | Allocator | Secondary OH | Allocator | Secondary UG | Allocator
1 | TXRT01 - S | 2567234810 | 292262.615 | 0.30736 | 950886.2065 | 1.7446 | 1658886.5172 | 0.92779 | 882224.5595 |  | 1 | TXRT01 - S | 1.0821 | 950886.2065 | 1028972.9818 | 1028972.9818 | 1028972.9818 | 1658886.5172 | 1795114.278 | 1795114.278 | 1795114.278 | 1795114.278 |  | 1 | TXRT01 | Residential Service | 1028972.9818 | 58.81% | 1028972.9818 | 58.81% | 1795114.278 | 68.09% | 1795114.278 | 68.09% | 1795114.278 | 68.09%
2 | TXRT02 - S | 275820060 | 31400.2801 | 0.39878 | 78741.0345 | 1.5818 | 124549.4501 | 0.9167 | 72181.9063 |  | 2 | TXRT02 - S | 1.0821 | 78741.0345 | 85207.2483 | 85207.2483 | 85207.2483 | 124549.4501 | 134777.4509 | 134777.4509 | 134777.4509 | 134777.4509 |  | 2 | TXRT02 | Small General Service | 85207.2483 | 4.87% | 85207.2483 | 4.87% | 134777.4509 | 5.112% | 134777.4509 | 5.112% | 134777.4509 | 5.112%
3 | TXRT07 - S | 3621865 | 412.3253 | 0.0701 | 5881.9272 | 1.035 | 6087.7374 | 0 | 0 |  | 3 | TXRT07 - S | 1.0821 | 5881.9272 | 6364.9511 | 6364.9511 | 6364.9511 | 6087.7374 | 6587.6624 | 6587.6624 | 6587.6624 | 6587.6624 |  | 3 | TXRT07 | Outdoor Recreational Lighting Service | 6634.1965 | 0.3792% | 6634.1965 | 0.3792% | 6587.6624 | 0.2499% | 6587.6624 | 0.2499% | 6587.6624 | 0.2499%
4 | TXRT07 - P | 37410 | 4.2589 | 0.016809 | 253.3717 | 1.035 | 262.2373 | 0 | 0 |  | 4 | TXRT07 - P | 1.0627 | 253.3717 | 269.2455 | 269.2455 | 269.2455 | 262.2373 | 278.6664 | 0 | 0 | 0 |  | 4 | TXRT08 | Street Lighting | 9094.0477 | 0.5198% | 9094.0477 | 0.5198% | 9094.0477 | 0.345% | 9094.0477 | 0.345% | 9094.0477 | 0.345%
5 | TXRT08 - S | 35538342 | 4045.804 | 0.48142 | 8403.918 | 1 | 8403.918 | 0 | 0 |  | 5 | TXRT08 - S | 1.0821 | 8403.918 | 9094.0477 | 9094.0477 | 9094.0477 | 8403.918 | 9094.0477 | 9094.0477 | 9094.0477 | 9094.0477 |  | 5 | TXRT09 | Traffic Signals | 248.946 | 0.01423% | 248.946 | 0.01423% | 248.946 | 0.009443% | 248.946 | 0.009443% | 248.946 | 0.009443%
6 | TXRT09 - S | 2651365 | 301.8403 | 1.312 | 230.054 | 1 | 230.054 | 0.99765 | 229.514 |  | 6 | TXRT09 - S | 1.0821 | 230.054 | 248.946 | 248.946 | 248.946 | 230.054 | 248.946 | 248.946 | 248.946 | 248.946 |  | 6 | TXRT11TOU | Municipal Pumping Service - TOU | 39617.4679 | 2.264% | 39617.4679 | 2.264% | 49109.3508 | 1.863% | 49109.3508 | 1.863% | 49109.3508 | 1.863%
7 | TXRT11 - S TOU | 124202225 | 14139.5976 | 0.48507 | 29149.3977 | 1.5569 | 45382.5369 | 0.8144 | 23739.2695 |  | 7 | TXRT11 - S TOU | 1.0821 | 29149.3977 | 31543.1463 | 31543.1463 | 31543.1463 | 45382.5369 | 49109.3508 | 49109.3508 | 49109.3508 | 49109.3508 |  | 7 | TXRT15 | Electrolytic Refining Service | 0 | 0% | 0 | 0% | 0 | 0% | 0 | 0% | 0 | 0%
8 | TXRT11 - P TOU | 48374126 | 5507.0726 | 0.72478 | 7598.2889 | 1.147 | 8715.557 | 0.78039 | 5929.6398 |  | 8 | TXRT11 - P TOU | 1.0627 | 7598.2889 | 8074.3217 | 8074.3217 | 8074.3217 | 8715.557 | 9261.5867 | 0 | 0 | 0 |  | 8 | TXRTWH | Water Heating Service | 4323.0752 | 0.2471% | 4323.0752 | 0.2471% | 9713.2827 | 0.3684% | 9713.2827 | 0.3684% | 9713.2827 | 0.3684%
9 | TXRT15 - Sta | 42604774 | 4850.2703 | 0.6467 | 7500 | 1 | 7500 | 1 | 7500 |  | 9 | TXRT15 - Sta | 1.0316 | 7500 | 7736.85 | 0 | 0 | 7500 | 7736.85 | 0 | 0 | 0 |  | 9 | TXRT22 | Irrigation Service | 2350.9302 | 0.1344% | 2350.9302 | 0.1344% | 4433.2812 | 0.1682% | 4433.2812 | 0.1682% | 4433.2812 | 0.1682%
10 | TXRT15/A-Sta | 36098252 | 4109.546 | 0.46623 | 8814.48 | 1 | 8814.48 | 0.87221 | 7688.04 |  | 10 | TXRT15/A-Sta | 1.0316 | 8814.48 | 9092.8413 | 0 | 0 | 8814.48 | 9092.8413 | 0 | 0 | 0 |  | 10 | TXRT24 | General Service | 386411.2018 | 22.09% | 386411.2018 | 22.09% | 458215.2751 | 17.38% | 458215.2751 | 17.38% | 458215.2751 | 17.38%
11 | TXRTWH | 5348375 | 608.8769 | 0.15241 | 3995.0054 | 2.2468 | 8976.1604 | 0.093851 | 374.9346 |  | 11 | TXRTWH | 1.0821 | 3995.0054 | 4323.0752 | 4323.0752 | 4323.0752 | 8976.1604 | 9713.2827 | 9713.2827 | 9713.2827 | 9713.2827 |  | 11 | TXRT26 | Petroleum Refining Service | 0 | 0% | 0 | 0% | 0 | 0% | 0 | 0% | 0 | 0%
12 | TXRT22 - S | 4058548 | 462.0387 | 0.21267 | 2172.5227 | 1.8858 | 4096.848 | 0.8236 | 1789.2897 |  | 12 | TXRT22 - S | 1.0821 | 2172.5227 | 2350.9302 | 2350.9302 | 2350.9302 | 4096.848 | 4433.2812 | 4433.2812 | 4433.2812 | 4433.2812 |  | 12 | TXRT28 | Private Area Lighting Service | 6813.0621 | 0.3894% | 6813.0621 | 0.3894% | 6813.0621 | 0.2584% | 6813.0621 | 0.2584% | 6813.0621 | 0.2584%
13 | TXRT24 - S | 1462737478 | 166522.9369 | 0.47621 | 349683.3182 | 1.2109 | 423442.2015 | 0.875 | 305972.9034 |  | 13 | TXRT24 - S | 1.0821 | 349683.3182 | 378399.3123 | 378399.3123 | 378399.3123 | 423442.2015 | 458215.2751 | 458215.2751 | 458215.2751 | 458215.2751 |  | 13 | TXRT30 | Electric Furnace Rate | 0 | 0% | 0 | 0% | 0 | 0% | 0 | 0% | 0 | 0%
14 | TXRT24 - P | 32734358 | 3726.589 | 0.49427 | 7539.5374 | 1.1445 | 8629.0901 | 0.89592 | 6754.7902 |  | 14 | TXRT24 - P | 1.0627 | 7539.5374 | 8011.8895 | 8011.8895 | 8011.8895 | 8629.0901 | 9169.7026 | 0 | 0 | 0 |  | 14 | TXRT34 | Cotton Gin Service | 1931.4284 | 0.1104% | 1931.4284 | 0.1104% | 1932.5971 | 0.07331% | 1932.5971 | 0.07331% | 1932.5971 | 0.07331%
15 | TXRT25 - S | 431647823 | 49140.2349 | 0.6696 | 73387.2246 | 1.1675 | 85680.2973 | 0.96989 | 71177.6146 |  | 15 | TXRT25 - S | 1.0821 | 73387.2246 | 79413.7835 | 79413.7835 | 79413.7835 | 85680.2973 | 92716.3633 | 92716.3633 | 92716.3633 | 92716.3633 |  | 15 | TXRT41 | City and County Service | 66671.4316 | 3.811% | 66671.4316 | 3.811% | 67447.9952 | 2.558% | 67447.9952 | 2.558% | 67447.9952 | 2.558%
16 | TXRT25 - P | 178355773 | 20304.619 | 0.67631 | 30022.7182 | 1.1272 | 33841.8091 | 0.80898 | 24287.7067 |  | 16 | TXRT25 - P | 1.0627 | 30022.7182 | 31903.6415 | 31903.6415 | 31903.6415 | 33841.8091 | 35961.9984 | 0 | 0 | 0 |  | 16 | TXRT25 | Large Power Service | 111317.4249 | 6.362% | 111317.4249 | 6.362% | 92716.3633 | 3.517% | 92716.3633 | 3.517% | 92716.3633 | 3.517%
17 | TXRT25 - T/115 | 7699293 | 876.5133 | 0.58434 | 1500 | 1 | 1500 | 1 | 1500 |  | 17 | TXRT25 - T/115 | 1.0241 | 1500 | 1536.18 | 0 | 0 | 1500 | 1536.18 | 0 | 0 | 0 |  | 17 | TXRT25T | Large Power Transmission Service | 0 | 0% | 0 | 0% | 0 | 0% | 0 | 0% | 0 | 0%
18 | TXRT26 - T/115 | 314641719 | 35819.8678 | 0.88663 | 40400 | 1.07 | 43226.6206 | 1 | 40400 |  | 18 | TXRT26 - T/115 | 1.0241 | 40400 | 41374.448 | 0 | 0 | 43226.6206 | 44269.2467 | 0 | 0 | 0 |  | 18 | TXRT31 | Military Reservation | 0 | 0% | 0 | 0% | 0 | 0% | 0 | 0% | 0 | 0%
19 | TXRT28 - S | 26177605 | 2980.1463 | 0.47334 | 6296.032 | 1 | 6296.032 | 0 | 0 |  | 19 | TXRT28 - S | 1.0821 | 6296.032 | 6813.0621 | 6813.0621 | 6813.0621 | 6296.032 | 6813.0621 | 6813.0621 | 6813.0621 | 6813.0621 |  | 19 | TXEVC | Electric Vehicle Charging | 54.5388 | 0.003117% | 54.5388 | 0.003117% | 54.5388 | 0.002069% | 54.5388 | 0.002069% | 54.5388 | 0.002069%
20 | TXRT30 - T/69 | 7929636 | 902.7363 | 0.18055 | 5000 | 1 | 5000 | 0.3514 | 1757 |  | 20 | TXRT30 - T/69 | 1.0279 | 5000 | 5139.5 | 0 | 0 | 5000 | 5139.5 | 0 | 0 | 0 |  | 20 | Firm Texas |  | 1749647.9814 | 100% | 1749647.9814 | 100% | 2636258.1316 | 100% | 2636258.1316 | 100% | 2636258.1316 | 100%
21 | TXRT30 - T/115 | 11958587 | 1361.4056 | 0.36179 | 3763 | 1 | 3763 | 0.86181 | 3243 |  | 21 | TXRT30 - T/115 | 1.0241 | 3763 | 3853.7636 | 0 | 0 | 3763 | 3853.7636 | 0 | 0 | 0
22 | TXRT31 - T/115 | 280363953 | 31917.5721 | 0.69386 | 46000 | 1.0685 | 49150.8007 | 1 | 46000 |  | 22 | TXRT31 - T/115 | 1.0241 | 46000 | 47109.52 | 0 | 0 | 49150.8007 | 50336.318 | 0 | 0 | 0
23 | TXRT34 - S | 1596380 | 181.7372 | 0.10182 | 1784.856 | 1.0006 | 1785.936 | 0.0056475 | 10.08 |  | 23 | TXRT34 - S | 1.0821 | 1784.856 | 1931.4284 | 1931.4284 | 1931.4284 | 1785.936 | 1932.5971 | 1932.5971 | 1932.5971 | 1932.5971
24 | TXRT38 - P | 52975942 | 6030.9588 | 0.57906 | 10414.9996 | 1.0895 | 11347.2291 | 0.67958 | 7077.7996 |  | 24 | TXRT38 - P | 1.0627 | 10414.9996 | 11067.4994 | 11067.4994 | 11067.4994 | 11347.2291 | 12058.133 | 0 | 0 | 0
25 | TXRT38 - 25/115 | 16864067 | 1919.8619 | 0.4887 | 3928.5417 | 1 | 3928.5417 | 0.09938 | 390.419 |  | 25 | TXRT38 - 25/115 | 1.0241 | 3928.5417 | 4023.2982 | 0 | 0 | 3928.5417 | 4023.2982 | 0 | 0 | 0
26 | TXRT38 - 26/115 | 69121863 | 7869.0645 | 0.76918 | 10230.4008 | 1.07 | 10946.1796 | 0.75508 | 7724.801 |  | 26 | TXRT38 - 26/115 | 1.0241 | 10230.4008 | 10477.1581 | 0 | 0 | 10946.1796 | 11210.2014 | 0 | 0 | 0
27 | TXRT38 - 30/115 | 140583543 | 16004.5017 | 0.42729 | 37455.7002 | 1 | 37455.7002 | 0.68451 | 25638.7002 |  | 27 | TXRT38 - 30/115 | 1.0241 | 37455.7002 | 38359.1317 | 0 | 0 | 37455.7002 | 38359.1317 | 0 | 0 | 0
28 | TXRT38 - 31/115 | 56312325 | 6410.7838 | 0.3 | 21369.2419 | 1.0685 | 22832.9424 | 0.72883 | 15574.5655 |  | 28 | TXRT38 - 31/115 | 1.0241 | 21369.2419 | 21884.6681 | 0 | 0 | 22832.9424 | 23383.673 | 0 | 0 | 0
29 | TXRT41 - 24 S | 173803136 | 19786.3315 | 0.36058 | 54874.3361 | 1.1359 | 62329.4969 | 0.78675 | 43172.2721 |  | 29 | TXRT41 - 24 S | 1.0821 | 54874.3361 | 59380.6166 | 59380.6166 | 59380.6166 | 62329.4969 | 67447.9952 | 67447.9952 | 67447.9952 | 67447.9952
30 | TXRT41 - 24 P | 27377677 | 3116.7665 | 0.45427 | 6860.9749 | 1.2035 | 8257.2068 | 0.85055 | 5835.612 |  | 30 | TXRT41 - 24 P | 1.0627 | 6860.9749 | 7290.8149 | 7290.8149 | 7290.8149 | 8257.2068 | 8774.5208 | 0 | 0 | 0
31 | TXEVC - S | 52281 | 5.9518 | 0.11809 | 50.4 | 1 | 50.4 | 0 | 0 |  | 31 | TXEVC - S | 1.0821 | 50.4 | 54.5388 | 54.5388 | 54.5388 | 50.4 | 54.5388 | 54.5388 | 54.5388 | 54.5388
32 | Total Texas | 6438523591 | 732983.1046 | 0.40403 | 1814187.4883 |  | 2701368.9805 | 0.88644 | 1608174.4178 |  | 32 | Total Texas |  | 1814187.4883 | 1951302.8396 | 1760715.4808 | 1760715.4808 | 2701368.9805 | 2910703.7434 | 2636258.1316 | 2636258.1316 | 2636258.1316

## Unadjusted Energy
EL PASO ELECTRIC COMPANY | [9 empty] | SOAH Docket No. 473-21-2606 | [5 empty] | SOAH Docket No. 473-21-2606
UNADJUSTED ENERGY | [9 empty] | PUC Docket No. 52195 | [5 empty] | PUC Docket No. 52195
FOR THE PERIOD ENDED DECEMBER 31, 2020 | [9 empty] | STAFF's 4th, Q. No. STAFF 4-4 | [5 empty] | STAFF's 4th, Q. No. STAFF 4-4
[10 empty] | Attachment 1 | [5 empty] | Attachment 1
[10 empty] | PAGE 8 OF 78 | [5 empty] | PAGE 9 OF 78
|  |  |  | 2019-01-01 | 2019-02-01 | 2019-03-01 | 2019-04-01 | 2019-05-01 | 2019-06-01 | 2019-07-01 | 2019-08-01 | 2019-09-01 | 2019-10-01 | 2019-11-01 | 2019-12-01 | Total
No | Rate & Voltage | Texas Energy at Meter |  | 2020-01-01 | 2020-02-01 | 2020-03-01 | 2020-04-01 | 2020-05-01 | 2020-06-01 | 2020-07-01 | 2020-08-01 | 2020-09-01 | 2020-10-01 | 2020-11-01 | 2020-12-01 | Energy
1 | TXRT01 - S | Residential Service - S |  | 177155814 | 148276082 | 128844748 | 130464539 | 191689624 | 267620093 | 349272675 | 345064447 | 316922233 | 203927429 | 153258138 | 154738988 | 2567234810
2 | TXRT02 - S | Small Commercial Service - S |  | 21489577 | 19985463 | 18439925 | 16498453 | 19354371 | 26048173 | 32074373 | 30453255 | 30067449 | 22820031 | 19447982 | 19141008 | 275820060
3 | TXRT07 - S | Outdoor Recreational Lighting Service - S |  | 391574 | 472933 | 512010 | 185144 | 170225 | 178533 | 231580 | 236810 | 313357 | 401827 | 266944 | 260928 | 3621865
4 | TXRT07 - P | Outdoor Recreational Lighting Service - P |  | 4620 | 8780 | 7710 | 840 | 210 | 0 | 210 | 0 | 3030 | 4140 | 2620 | 5250 | 37410
5 | TXRT08 - S | Street Lighting |  | 3456965 | 3013959 | 3049397 | 2711190 | 2577889 | 2379873 | 2532039 | 2719591 | 2870211 | 3216338 | 3384940 | 3625950 | 35538342
6 | TXRT09 - S | Traffic Signals |  | 219545 | 220983 | 220762 | 220906 | 220794 | 220878 | 221318 | 220958 | 221499 | 221203 | 221179 | 221340 | 2651365
7 | TXRT11 - S TOU | Municipal Pumping Service TOU - S |  | 8925434 | 8319089 | 8368648 | 7457677 | 8911307 | 10553943 | 13675918 | 12018908 | 12136098 | 12765669 | 11040288 | 10029246 | 124202225
8 | TXRT11 - P TOU | Municipal Pumping Service TOU - P |  | 4686144 | 4710568 | 4107350 | 3577948 | 3613794 | 3697145 | 4571784 | 3623899 | 3757654 | 4317366 | 3759383 | 3951091 | 48374126
9 | TXRT15 - Sta | Electrolytic Refining Service - Sta |  | 3614651 | 3946125 | 3671588 | 2547359 | 3316122 | 3744890 | 3698169 | 3770357 | 3587400 | 3360767 | 3823551 | 3523795 | 42604774
10 | TXRT15/A-Sta | Curtailable Electrolytic Refining Service - Sta |  | 2171198 | 2704415 | 2309181 | 2999095 | 3128657 | 3110254 | 3928934 | 3428003 | 3131081 | 2983918 | 3298963 | 2904553 | 36098252
11 | TXRTWH | Water Heating Service |  | 660758 | 596867 | 538484 | 521063 | 437834 | 387162 | 355056 | 304103 | 334796 | 343543 | 388402 | 480307 | 5348375
12 | TXRT22 - S | Irrigation Service - S |  | 123355 | 123984 | 126111 | 345553 | 454547 | 563351 | 573306 | 457964 | 434578 | 379767 | 293375 | 182657 | 4058548
13 | TXRT24 - S | General Service - S |  | 112449386 | 109578761 | 104169885 | 97266030 | 106881207 | 132401102 | 156202699 | 155439059 | 156137750 | 124194359 | 106884428 | 101132812 | 1462737478
14 | TXRT24 - P | General Service - P |  | 2673631 | 2445408 | 2366311 | 1968158 | 2375236 | 3011308 | 3580243 | 3706702 | 3492204 | 2740363 | 2270838 | 2103956 | 32734358
15 | TXRT25 - S | Large Power Service - S |  | 33196331 | 34877993 | 35763296 | 33097656 | 29546314 | 35771074 | 39298137 | 40092923 | 42306910 | 37650982 | 37327630 | 32718577 | 431647823
16 | TXRT25 - P | Large Power Service - P |  | 14364784 | 14590046 | 14262044 | 14136168 | 13462876 | 15545737 | 16134710 | 16064655 | 17107422 | 14543813 | 14558778 | 13584740 | 178355773
17 | TXRT25 - T/115 | Large Power Service - T |  | 622783 | 487242 | 626180 | 580162 | 433300 | 661789 | 664381 | 673196 | 781673 | 719889 | 769950 | 678748 | 7699293
18 | TXRT26 - T/115 | Petroleum Refining Service - T |  | 24034719 | 13557945 | 27966732 | 29139642 | 25572459 | 28569538 | 28447442 | 26436437 | 28661653 | 27874329 | 26844396 | 27536427 | 314641719
19 | TXRT28 - S | Private Area Lighting Service - S |  | 2516607 | 2196995 | 2265743 | 1920455 | 1871723 | 1721462 | 1829687 | 2068267 | 2163569 | 2417796 | 2510959 | 2694342 | 26177605
20 | TXRT30 - T/69 | Electric Furnace Rate - T/69 |  | 691908 | 731985 | 687961 | 560942 | 451111 | 694431 | 705135 | 637367 | 655782 | 355845 | 1242311 | 514858 | 7929636
21 | TXRT30 - T/115 | Electric Furnace Rate - T/115 |  | 1469710 | 1400778 | 1329065 | 985437 | 791745 | 1140698 | 1135137 | 1161951 | 1251313 | 357451 | 0 | 935302 | 11958587
22 | TXRT31 - T/115 | Military Reservation Service - T |  | 26143505 | 24885838 | 21449603 | 20947662 | 21724279 | 25416125 | 24378414 | 25451643 | 22431633 | 21496801 | 20775347 | 25263103 | 280363953
23 | TXRT34 - S | Cotton Gin Service - S |  | 266375 | 11336 | 11068 | 8297 | 5502 | 6047 | 5683 | 6109 | 6794 | 7469 | 487287 | 774413 | 1596380
24 | TXRT38 - P | Interruptible Service Rate - Large Power - P |  | 3096940 | 3062583 | 2942111 | 4831877 | 5310730 | 6395597 | 5842509 | 6054976 | 5849003 | 3617323 | 2934824 | 3037469 | 52975942
25 | TXRT38 - 25/115 | Interruptible Power Rate - Transmission Service |  | 1337326 | 854298 | 1345452 | 1360289 | 759719 | 1405198 | 1479358 | 1457245 | 1754597 | 1616873 | 1714939 | 1778773 | 16864067
26 | TXRT38 - 26/115 | Interruptible Power Rate - Petroleum Refining |  | 5212675 | 2186383 | 6483584 | 4387534 | 4123870 | 6440177 | 6778098 | 6524688 | 7319367 | 7058272 | 6223390 | 6383825 | 69121863
27 | TXRT38 - 30/115 | Interruptible Power Service - Electric Furnace |  | 16183610 | 15603313 | 15372179 | 11317603 | 9769123 | 13865433 | 13414476 | 13985004 | 14343691 | 5209764 | 193551 | 11325796 | 140583543
28 | TXRT38 - 31/115 | Interruptible Power Service - Military Service |  | 0 | 701660 | 1534117 | 604739 | 4896002 | 9377987 | 11824588 | 12023702 | 9687523 | 5027461 | 634546 | 0 | 56312325
29 | TXRT41 - 24 S | City and County Service - S |  | 14918188 | 16386967 | 15092245 | 10062089 | 10392439 | 13903896 | 17014799 | 18473994 | 19671244 | 14636109 | 11832957 | 11418209 | 173803136
30 | TXRT41 - 24 P | City and County Service - P |  | 2198913 | 2236868 | 2465872 | 2026472 | 1991035 | 2383077 | 2585093 | 2642123 | 2897438 | 2138281 | 1976829 | 1835676 | 27377677
31 | TXEVC - S | Electric Vehicle Charging - S |  | 5238 | 4134 | 4472 | 3679 | 3500 | 4834 | 5580 | 6202 | 5271 | 2976 | 3638 | 2757 | 52281
|  | Total Texas |  | 484282264 | 438179781 | 426333834 | 402734658 | 474237544 | 617219805 | 742461531 | 735204538 | 710304223 | 526408154 | 438372363 | 442784896 | 6438523591
|  | Texas Non-Firm |  | 28001749 | 25112652 | 29986624 | 25501137 | 27988101 | 40594646 | 43267963 | 43473618 | 42085262 | 25513611 | 15000213 | 25430416 | 371955992
|  | Texas Firm |  | 456280515 | 413067129 | 396347210 | 377233521 | 446249443 | 576625159 | 699193568 | 691730920 | 668218961 | 500894543 | 423372150 | 417354480 | 6066567599
EL PASO ELECTRIC COMPANY |  |  |  | 2020-07-01: SOAH Docket No. 473-21-2606 | SOAH Docket No. 473-21-2606
UNADJUSTED ENERGY |  |  |  | 2020-07-01: PUC Docket No. 52195 | PUC Docket No. 52195
FOR THE PERIOD ENDED DECEMBER 31, 2020 |  |  |  | 2020-07-01: STAFF's 4th, Q. No. STAFF 4-4 | STAFF's 4th, Q. No. STAFF 4-4
|  |  |  | 2020-07-01: Attachment 1 | Attachment 1
|  |  |  | 2020-07-01: PAGE 10 OF 78 | PAGE 11 OF 78
|  |  |  | 2019-01-01 | 2019-02-01 | 2019-03-01 | 2019-04-01 | 2019-05-01 | 2019-06-01 | 2019-07-01 | 2019-08-01 | 2019-09-01 | 2019-10-01 | 2019-11-01 | 2019-12-01 | Total
No | Rate | New Mexico Energy at Meter |  | 2020-01-01 | 2020-02-01 | 2020-03-01 | 2020-04-01 | 2020-05-01 | 2020-06-01 | 2020-07-01 | 2020-08-01 | 2020-09-01 | 2020-10-01 | 2020-11-01 | 2020-12-01 | Energy
1 | NMRT01 - S | Residential Service - S |  | 68095317 | 57059244 | 48191620 | 44290456 | 56393635 | 76965434 | 100085987 | 98152622 | 90837744 | 58770265 | 48990162 | 57820004 | 805652490
2 | NMRT03 - S | Small Commercial Service - S |  | 12718372 | 12248104 | 11125377 | 10342297 | 11376617 | 14302151 | 17726122 | 17248360 | 17360331 | 13110566 | 11303609 | 10814177 | 159676083
3 | NMRT04 - S | General Service - S |  | 21314246 | 21050253 | 19856422 | 19278602 | 20130543 | 23662723 | 28797435 | 28092009 | 28820979 | 23483362 | 20899947 | 19071994 | 274458515
4 | NMRT04 - P | General Service - P |  | 1731725 | 1886285 | 1778016 | 1531618 | 1446675 | 1564306 | 1574022 | 1694278 | 1770885 | 1508319 | 1538317 | 1558783 | 19583229
5 | NMRT05 - S | Irrigation Service - S |  | 492254 | 737191 | 1112407 | 3625352 | 5973957 | 5037671 | 5038869 | 4485334 | 7044573 | 5077459 | 3019574 | 1310507 | 42955148
6 | NMRT07 - S | City and County Service - S |  | 4502402 | 4719455 | 4136414 | 3353858 | 3560821 | 4206608 | 5093364 | 5914214 | 5734190 | 4173163 | 3592191 | 3337811 | 52324491
7 | NMRT08 - S | Municipal Pumping Service - S |  | 2282388 | 2295528 | 2103665 | 2432549 | 2997442 | 3518205 | 4056223 | 3502438 | 3683361 | 3086622 | 2505751 | 2375652 | 34839824
8 | NMRT08 - P | Municipal Pumping Service - P |  | 463200 | 520800 | 455400 | 448800 | 444000 | 335400 | 536400 | 507600 | 494400 | 286200 | 163800 | 234600 | 4890600
9 | NMRT09 - S | Large Power Service - S |  | 6525358 | 6382302 | 6283285 | 5602580 | 5048978 | 5807482 | 6200478 | 6507410 | 6966680 | 6235249 | 6119135 | 5585212 | 73264149
10 | NMRT09 - P | Large Power Service - P |  | 8241956 | 7535167 | 7013423 | 6148063 | 6079142 | 7449029 | 7434871 | 7265037 | 7813497 | 6464559 | 6692410 | 7477335 | 85614489
11 | NMRT10 - T | Military Research & Development - T |  | 4748802 | 4270055 | 3941915 | 3022560 | 3391066 | 4710865 | 5091499 | 4803469 | 5004743 | 4321915 | 3414516 | 4039249 | 50760654
12 | NMRT10 - T/ALA | Military Research & Development |  | 908736 | 888708 | 824544 | 729840 | 747156 | 883716 | 913344 | 881604 | 921252 | 696180 | 726420 | 910056 | 10031556
13 | NMRT10 - T/115 | Military Research & Development - T/115 |  | 5022148 | 4902757 | 4957694 | 4401940 | 4939996 | 6524945 | 6673243 | 6370905 | 6446081 | 4931197 | 4313170 | 4724580 | 64208656
14 | NMRT11 - S | Street Lighting Service - S |  | 151101 | 151015 | 150613 | 150496 | 150408 | 150110 | 150513 | 150571 | 150837 | 151175 | 151115 | 151385 | 1809339
15 | NMRT12 - S | Private Area Lighting Service - S |  | 428781 | 429743 | 443987 | 429775 | 430803 | 430980 | 431955 | 430383 | 433392 | 428422 | 428462 | 428265 | 5174948
16 | NMRT19 - S | Seasonal-Agricultural Processing Service - S |  | 1286301 | 438434 | 114563 | 98653 | 172859 | 497421 | 920497 | 1163803 | 493051 | 425972 | 1167079 | 1521409 | 8300042
17 | NMRT25 - S | Outdoor Recreational Lighting Service - S |  | 63467 | 70824 | 75251 | 21045 | 7178 | 9537 | 25167 | 25493 | 26957 | 26613 | 24198 | 12250 | 387980
18 | NMRT26 - P | State University Service - P |  | 1501563 | 1954267 | 2229000 | 2223005 | 1627046 | 2688532 | 3110740 | 3056719 | 2929658 | 2520114 | 1836570 | 1804130 | 27481344
19 | NMRT29 - S | Large Power Interruptible Service - S |  | 585255 | 576847 | 559329 | 557551 | 462037 | 596262 | 669743 | 702168 | 717908 | 765390 | 850947 | 721488 | 7764925
|  | Total New Mexico |  | 141063372 | 128116979 | 115352925 | 108689040 | 125380359 | 159341377 | 194530472 | 190954417 | 187650519 | 136462742 | 117737373 | 123898887 | 1729178462
|  | New Mexico Non-Firm |  | 585255 | 576847 | 559329 | 557551 | 462037 | 596262 | 669743 | 702168 | 717908 | 765390 | 850947 | 721488 | 7764925
|  | New Mexico Firm |  | 140478117 | 127540132 | 114793596 | 108131489 | 124918322 | 158745115 | 193860729 | 190252249 | 186932611 | 135697352 | 116886426 | 123177399 | 1721413537
|  |  |  | 2019-01-01 | 2019-02-01 | 2019-03-01 | 2019-04-01 | 2019-05-01 | 2019-06-01 | 2019-07-01 | 2019-08-01 | 2019-09-01 | 2019-10-01 | 2019-11-01 | 2019-12-01 | Total
No | Rate | FERC Energy at Meter |  | 2020-01-01 | 2020-02-01 | 2020-03-01 | 2020-04-01 | 2020-05-01 | 2020-06-01 | 2020-07-01 | 2020-08-01 | 2020-09-01 | 2020-10-01 | 2020-11-01 | 2020-12-01 | Energy
1 | TXRT94 - T/69 | Rio Grande Co-Op - Van Horn |  | 1034899.2 | 1446616.8 | 1424422.8 | 1925553.6 | 2739106.8 | 2818335.6 | 2886818.5 | 3079846.9 | 1731596.4 | 1030957.2 | 714236.4 | 1188583.2 | 22020973.4
2 | TXRT95 - T/115 | Rio Grande Co-Op - Dell City |  | 2330064 | 2419560 | 2624892 | 3097416 | 3710388 | 4632564 | 5171664 | 5297136 | 3669300 | 2771760 | 2614176 | 2858076 | 41196996
|  | Total FERC |  | 3364963.2 | 3866176.8 | 4049314.8 | 5022969.6 | 6449494.8 | 7450899.6 | 8058482.5 | 8376982.9 | 5400896.4 | 3802717.2 | 3328412.4 | 4046659.2 | 63217969.4
Total Company at Meter
|  | Total Company |  | 628710599.2 | 570162936.8 | 545736073.8 | 516446667.6 | 606067397.8 | 784012081.6 | 945050485.5 | 934535937.9 | 903355638.4 | 666673613.2 | 559438148.4 | 570730442.2 | 8230920022.4
|  | Total Non-Firm Energy |  | 28587004 | 25689499 | 30545953 | 26058688 | 28450138 | 41190908 | 43937706 | 44175786 | 42803170 | 26279001 | 15851160 | 26151904 | 379720917
|  | Total Firm Energy |  | 600123595.2 | 544473437.8 | 515190120.8 | 490387979.6 | 577617259.8 | 742821173.6 | 901112779.5 | 890360151.9 | 860552468.4 | 640394612.2 | 543586988.4 | 544578538.2 | 7851199105.4
EL PASO ELECTRIC COMPANY |  |  |  | 2020-07-01: SOAH Docket No. 473-21-2606 | SOAH Docket No. 473-21-2606
UNADJUSTED ENERGY |  |  |  | 2020-07-01: PUC Docket No. 52195 | PUC Docket No. 52195
FOR THE PERIOD ENDED DECEMBER 31, 2020 |  |  |  | 2020-07-01: STAFF's 4th, Q. No. STAFF 4-4 | STAFF's 4th, Q. No. STAFF 4-4
|  |  |  | 2020-07-01: Attachment 1 | Attachment 1
|  |  |  | 2020-07-01: PAGE 12 OF 78 | PAGE 13 OF 78
|  |  |  | 2019-01-01 | 2019-02-01 | 2019-03-01 | 2019-04-01 | 2019-05-01 | 2019-06-01 | 2019-07-01 | 2019-08-01 | 2019-09-01 | 2019-10-01 | 2019-11-01 | 2019-12-01 | Total
No | Rate & Voltage | Texas Energy at Source |  | 2020-01-01 | 2020-02-01 | 2020-03-01 | 2020-04-01 | 2020-05-01 | 2020-06-01 | 2020-07-01 | 2020-08-01 | 2020-09-01 | 2020-10-01 | 2020-11-01 | 2020-12-01 | Energy
1 | TXRT01 - S | Residential Service - S | 1.0785 | 191062545.399 | 159915754.437 | 138959060.718 | 140706005.3115 | 206737259.484 | 288628270.3005 | 376690579.9875 | 372152006.0895 | 341800628.2905 | 219935732.1765 | 165288901.833 | 166885998.558 | 2768762742.585
2 | TXRT02 - S | Small Commercial Service - S | 1.0785 | 23176508.7945 | 21554321.8455 | 19887459.1125 | 17793581.5605 | 20873689.1235 | 28092954.5805 | 34592211.2805 | 32843835.5175 | 32427743.7465 | 24611403.4335 | 20974648.587 | 20643577.128 | 297471934.71
3 | TXRT07 - S | Outdoor Recreational Lighting Service - S | 1.0785 | 422312.559 | 510058.2405 | 552202.785 | 199677.804 | 183587.6625 | 192547.8405 | 249759.03 | 255399.585 | 337955.5245 | 433370.4195 | 287899.104 | 281410.848 | 3906181.4025
4 | TXRT07 - P | Outdoor Recreational Lighting Service - P | 1.0512 | 4856.6826 | 9229.7994 | 8104.9833 | 883.0332 | 220.7583 | 0 | 220.7583 | 0 | 3185.2269 | 4352.0922 | 2754.2226 | 5518.9575 | 39326.5143
5 | TXRT08 - S | Street Lighting | 1.0785 | 3728336.7525 | 3250554.7815 | 3288774.6645 | 2924018.415 | 2780253.2865 | 2566693.0305 | 2730804.0615 | 2933078.8935 | 3095522.5635 | 3468820.533 | 3650657.79 | 3910587.075 | 38328101.847
6 | TXRT09 - S | Traffic Signals | 1.0785 | 236779.2825 | 238330.1655 | 238091.817 | 238247.121 | 238126.329 | 238216.923 | 238691.463 | 238303.203 | 238886.6715 | 238567.4355 | 238541.5515 | 238715.19 | 2859497.1525
7 | TXRT11 - S TOU | Municipal Pumping Service TOU - S | 1.0785 | 9626080.569 | 8972137.4865 | 9025586.868 | 8043104.6445 | 9610844.5995 | 11382427.5255 | 14749477.563 | 12962392.278 | 13088781.693 | 13767774.0165 | 11906950.608 | 10816541.811 | 133952099.6625
8 | TXRT11 - P TOU | Municipal Pumping Service TOU - P | 1.0512 | 4926215.1571 | 4951890.3986 | 4317769.5405 | 3761246.276 | 3798928.6666 | 3886549.7384 | 4805996.4943 | 3809551.3458 | 3950158.6144 | 4538544.6602 | 3951976.1911 | 4153505.3919 | 50852332.475
9 | TXRT15 - Sta | Electrolytic Refining Service - Sta | 1.0347 | 3739970.9502 | 4082937.1538 | 3798881.956 | 2635675.9365 | 3431091.9497 | 3874725.3363 | 3826384.5192 | 3901075.2772 | 3711775.158 | 3477284.7919 | 3956113.5132 | 3645964.9726 | 44081881.5146
10 | TXRT15/A-Sta | Curtailable Electrolytic Refining Service - Sta | 1.0347 | 2246473.4347 | 2798177.068 | 2389240.3053 | 3103073.6236 | 3237127.5382 | 3218086.5062 | 4065150.1418 | 3546851.864 | 3239635.5783 | 3087370.4371 | 3413338.0472 | 3005253.8525 | 37349778.3968
11 | TXRTWH | Water Heating Service | 1.0785 | 712627.503 | 643721.0595 | 580754.994 | 561966.4455 | 472203.969 | 417554.217 | 382927.896 | 327975.0855 | 361077.486 | 370511.1255 | 418891.557 | 518011.0995 | 5768222.4375
12 | TXRT22 - S | Irrigation Service - S | 1.0785 | 133038.3675 | 133716.744 | 136010.7135 | 372678.9105 | 490228.9395 | 607574.0535 | 618310.521 | 493914.174 | 468692.373 | 409578.7095 | 316404.9375 | 196995.5745 | 4377144.018
13 | TXRT24 - S | General Service - S | 1.0785 | 121276662.801 | 118180693.7385 | 112347220.9725 | 104901413.355 | 115271381.7495 | 142794588.507 | 168464610.8715 | 167641025.1315 | 168394563.375 | 133943616.1815 | 115274855.598 | 109071737.742 | 1577562370.023
14 | TXRT24 - P | General Service - P | 1.0512 | 2810601.1161 | 2570686.2518 | 2487537.1125 | 2068986.7343 | 2496919.3403 | 3165577.3088 | 3763658.8489 | 3896596.3435 | 3671109.6109 | 2880751.7965 | 2387173.0307 | 2211741.6659 | 34411339.1603
15 | TXRT25 - S | Large Power Service - S | 1.0785 | 35802242.9835 | 37615915.4505 | 38570714.736 | 35695821.996 | 31865699.649 | 38579103.309 | 42383040.7545 | 43240217.4555 | 45628002.435 | 40606584.087 | 40257848.955 | 35286985.2945 | 465532177.1055
16 | TXRT25 - P | Large Power Service - P | 1.0512 | 15100691.8843 | 15337494.0566 | 14992688.5141 | 14860363.8866 | 14152579.1375 | 16342145.1065 | 16961291.1933 | 16887647.2757 | 17983835.2291 | 15288892.54 | 15304624.1969 | 14280686.2302 | 187492939.2508
17 | TXRT25 - T/115 | Large Power Service - T | 1.0267 | 639405.0783 | 500246.489 | 642892.7442 | 595646.5238 | 444864.777 | 679452.1484 | 682113.3289 | 691163.6012 | 802535.8524 | 739102.8374 | 790499.9655 | 696863.7841 | 7904787.1302
18 | TXRT26 - T/115 | Petroleum Refining Service - T | 1.0267 | 24676205.6501 | 13919806.5521 | 28713164.0771 | 29917379.045 | 26254987.9307 | 29332058.9692 | 29206704.227 | 27142025.5035 | 29426632.5186 | 28618294.841 | 27560872.9292 | 28271374.2366 | 323039506.4801
19 | TXRT28 - S | Private Area Lighting Service - S | 1.0785 | 2714160.6495 | 2369459.1075 | 2443603.8255 | 2071210.7175 | 2018653.2555 | 1856596.767 | 1973317.4295 | 2230625.9595 | 2333409.1665 | 2607592.986 | 2708069.2815 | 2905847.847 | 28232546.9925
20 | TXRT30 - T/69 | Electric Furnace Rate - T/69 | 1.0292 | 712084.0373 | 753329.6826 | 708021.9428 | 577299.0687 | 464265.3968 | 714680.608 | 725696.7366 | 655952.6217 | 674904.6031 | 366221.4402 | 1278536.7888 | 529871.2593 | 8160864.1858
21 | TXRT30 - T/115 | Electric Furnace Rate - T/115 | 1.0267 | 1508936.5599 | 1438164.7648 | 1364537.7449 | 1011738.3135 | 812876.6741 | 1171143.2296 | 1165433.8065 | 1192963.4722 | 1284710.544 | 366991.3672 | 0 | 960265.2104 | 12277761.687
22 | TXRT31 - T/115 | Military Reservation Service - T | 1.0267 | 26841275.1485 | 25550041.0162 | 22022092.9041 | 21506755.0988 | 22304100.0065 | 26094481.3763 | 25029073.8697 | 26130947.3517 | 23030333.2848 | 22070550.6187 | 21329841.0114 | 25937375.2191 | 287846866.9056
23 | TXRT34 - S | Cotton Gin Service - S | 1.0785 | 287285.4375 | 12225.876 | 11936.838 | 8948.3145 | 5933.907 | 6521.6895 | 6129.1155 | 6588.5565 | 7327.329 | 8055.3165 | 525539.0295 | 835204.4205 | 1721695.83
24 | TXRT38 - P | Interruptible Service Rate - Large Power - P | 1.0512 | 3255596.2362 | 3219479.1271 | 3092835.3465 | 5079414.0587 | 5582798.6979 | 6723243.4343 | 6141820.7361 | 6365172.4205 | 6148647.4237 | 3802638.4573 | 3085175.0335 | 3193078.5369 | 55689899.5087
25 | TXRT38 - 25/115 | Interruptible Power Rate - Transmission Service | 1.0267 | 1373019.2309 | 877099.2136 | 1381362.1139 | 1396595.1134 | 779995.9001 | 1442702.7346 | 1518842.065 | 1496138.8691 | 1801427.1939 | 1660027.3404 | 1760710.7219 | 1826248.4514 | 17314168.9482
26 | TXRT38 - 26/115 | Interruptible Power Rate - Petroleum Refining | 1.0267 | 5351801.2958 | 2244737.5623 | 6656630.857 | 4504637.2825 | 4233936.0903 | 6612065.3241 | 6959005.4356 | 6698831.9227 | 7514720.9052 | 7246657.2797 | 6389492.2791 | 6554209.2893 | 70966725.5235
27 | TXRT38 - 30/115 | Interruptible Power Service - Electric Furnace | 1.0267 | 16615550.5509 | 16019765.424 | 15782462.4575 | 11619669.8241 | 10029860.8929 | 14235501.4068 | 13772508.3644 | 14358263.7568 | 14726524.1128 | 5348812.6012 | 198716.8762 | 11628081.4952 | 144335717.7627
28 | TXRT38 - 31/115 | Interruptible Power Service - Military Service | 1.0267 | 0 | 720387.3054 | 1575062.5827 | 620879.4839 | 5026676.2934 | 9628285.473 | 12140186.2537 | 12344614.6064 | 9946082.9889 | 5161643.9341 | 651482.0327 | 0 | 57815300.9543
29 | TXRT41 - 24 S | City and County Service - S | 1.0785 | 16089265.758 | 17673343.9095 | 16276986.2325 | 10851962.9865 | 11208245.4615 | 14995351.836 | 18350460.7215 | 19924202.529 | 21215436.654 | 15785043.5565 | 12761844.1245 | 12314538.4065 | 187446682.176
30 | TXRT41 - 24 P | City and County Service - P | 1.0512 | 2311563.313 | 2351462.7476 | 2592198.6226 | 2130288.1606 | 2093035.7231 | 2505162.0347 | 2717527.3144 | 2777478.9613 | 3045873.7487 | 2247825.1356 | 2078101.9497 | 1929717.6815 | 28780235.3927
31 | TXEVC - S | Electric Vehicle Charging - S | 1.0785 | 5649.183 | 4458.519 | 4823.052 | 3967.8015 | 3774.75 | 5213.469 | 6018.03 | 6688.857 | 5684.7735 | 3209.616 | 3923.583 | 2973.4245 | 56385.0585
|  | Total Texas |  | 517387742.3653 | 468419625.9739 | 454848711.1338 | 429763136.8468 | 506904147.9393 | 659989474.7837 | 794917952.8187 | 787151528.5081 | 760365804.6751 | 563095821.7635 | 468754385.3293 | 472738880.6534 | 6884337212.791
|  | Texas Non-Firm |  | 28842440.7485 | 25879645.7004 | 30877593.6629 | 26324269.3862 | 28890395.4128 | 41859884.879 | 44597512.9967 | 44809873.4394 | 43377038.2028 | 26307150.0496 | 15498914.9907 | 26206871.6252 | 383471591.0941
|  | Texas Firm |  | 488545301.6168 | 442539980.2735 | 423971117.4709 | 403438867.4606 | 478013752.5265 | 618129589.9047 | 750320439.8221 | 742341655.0687 | 716988766.4723 | 536788671.7139 | 453255470.3386 | 446532009.0281 | 6500865621.6968
EL PASO ELECTRIC COMPANY |  |  |  | 2020-07-01: SOAH Docket No. 473-21-2606 | SOAH Docket No. 473-21-2606
UNADJUSTED ENERGY |  |  |  | 2020-07-01: PUC Docket No. 52195 | PUC Docket No. 52195
FOR THE PERIOD ENDED DECEMBER 31, 2020 |  |  |  | 2020-07-01: STAFF's 4th, Q. No. STAFF 4-4 | STAFF's 4th, Q. No. STAFF 4-4
|  |  |  | 2020-07-01: Attachment 1 | Attachment 1
|  |  |  | 2020-07-01: PAGE 14 OF 78 | PAGE 15 OF 78
|  |  |  | 2019-01-01 | 2019-02-01 | 2019-03-01 | 2019-04-01 | 2019-05-01 | 2019-06-01 | 2019-07-01 | 2019-08-01 | 2019-09-01 | 2019-10-01 | 2019-11-01 | 2019-12-01 | Total
No | Rate | New Mexico Energy at Source |  | 2020-01-01 | 2020-02-01 | 2020-03-01 | 2020-04-01 | 2020-05-01 | 2020-06-01 | 2020-07-01 | 2020-08-01 | 2020-09-01 | 2020-10-01 | 2020-11-01 | 2020-12-01 | Energy
1 | NMRT01 - S | Residential Service - S | 1.0785 | 73440799.3845 | 61538394.654 | 51974662.17 | 47767256.796 | 60820535.3475 | 83007220.569 | 107942736.9795 | 105857602.827 | 97968506.904 | 63383730.8025 | 52835889.717 | 62358874.314 | 868896210.465
2 | NMRT03 - S | Small Commercial Service - S | 1.0785 | 13716764.202 | 13209580.164 | 11998719.0945 | 11154167.3145 | 12269681.4345 | 15424869.8535 | 19117622.577 | 18602356.26 | 18723116.9835 | 14139745.431 | 12190942.3065 | 11663089.8945 | 172210655.5155
3 | NMRT04 - S | General Service - S | 1.0785 | 22987414.311 | 22702697.8605 | 21415151.127 | 20791972.257 | 21710790.6255 | 25520246.7555 | 31058033.6475 | 30297231.7065 | 31083425.8515 | 25326805.917 | 22540592.8395 | 20569145.529 | 296003508.4275
4 | NMRT04 - P | General Service - P | 1.0512 | 1820441.2718 | 1982919.3806 | 1869103.7597 | 1610082.7901 | 1520788.1603 | 1644445.3964 | 1654659.1471 | 1781075.8619 | 1861607.4386 | 1585590.1824 | 1617124.9799 | 1638639.4531 | 20586477.8217
5 | NMRT05 - S | Irrigation Service - S | 1.0785 | 530895.939 | 795060.4935 | 1199730.9495 | 3909942.132 | 6442912.6245 | 5433128.1735 | 5434420.2165 | 4837432.719 | 7597571.9805 | 5476039.5315 | 3256610.559 | 1413381.7995 | 46327127.118
6 | NMRT07 - S | City and County Service - S | 1.0785 | 4855840.557 | 5089932.2175 | 4461122.499 | 3617135.853 | 3840345.4485 | 4536826.728 | 5493193.074 | 6378479.799 | 6184323.915 | 4500756.2955 | 3874177.9935 | 3599829.1635 | 56431963.5435
7 | NMRT08 - S | Municipal Pumping Service - S | 1.0785 | 2461555.458 | 2475726.948 | 2268802.7025 | 2623504.0965 | 3232741.197 | 3794384.0925 | 4374636.5055 | 3777379.383 | 3972504.8385 | 3328921.827 | 2702452.4535 | 2562140.682 | 37574750.184
8 | NMRT08 - P | Municipal Pumping Service - P | 1.0512 | 486929.736 | 547480.584 | 478730.142 | 471792.024 | 466746.12 | 352582.542 | 563879.772 | 533604.348 | 519728.112 | 300862.026 | 172191.474 | 246618.558 | 5141145.438
9 | NMRT09 - S | Large Power Service - S | 1.0785 | 7037598.603 | 6883312.707 | 6776522.8725 | 6042382.53 | 5445322.773 | 6263369.337 | 6687215.523 | 7018241.685 | 7513564.38 | 6724716.0465 | 6599487.0975 | 6023651.142 | 79015384.6965
10 | NMRT09 - P | Large Power Service - P | 1.0512 | 8664191.4059 | 7921193.6054 | 7372720.6603 | 6463028.2675 | 6390576.4447 | 7830642.7557 | 7815759.4413 | 7637224.8455 | 8213782.4513 | 6795738.3576 | 7035262.1643 | 7860398.8721 | 90000519.2715
11 | NMRT10 - T | Military Research & Development - T | 1.0347 | 4913442.9653 | 4418097.8069 | 4078581.193 | 3127352.1552 | 3508634.2582 | 4874190.6896 | 5268021.2703 | 4970005.2702 | 5178257.4398 | 4471755.793 | 3532897.2697 | 4179289.7628 | 52520525.8742
12 | NMRT10 - T/ALA | Military Research & Development | 1.0267 | 932990.1638 | 912427.6165 | 846551.0794 | 749319.4296 | 767097.5936 | 907302.38 | 937721.1514 | 905134.0108 | 945840.2159 | 714761.0442 | 745808.1498 | 934345.3946 | 10299298.2296
13 | NMRT10 - T/115 | Military Research & Development - T/115 | 1.0267 | 5156189.1301 | 5033611.5843 | 5090014.8529 | 4519427.7786 | 5071844.4932 | 6699095.7821 | 6851351.8557 | 6540944.4545 | 6618126.9019 | 5062810.6479 | 4428288.5073 | 4850679.0402 | 65922385.0286
14 | NMRT11 - S | Street Lighting Service - S | 1.0785 | 162962.4285 | 162869.6775 | 162436.1205 | 162309.936 | 162215.028 | 161893.635 | 162328.2705 | 162390.8235 | 162677.7045 | 163042.2375 | 162977.5275 | 163268.7225 | 1951372.1115
15 | NMRT12 - S | Private Area Lighting Service - S | 1.0785 | 462440.3085 | 463477.8255 | 478839.9795 | 463512.3375 | 464621.0355 | 464811.93 | 465863.4675 | 464168.0655 | 467413.272 | 462053.127 | 462096.267 | 461883.8025 | 5581181.418
16 | NMRT19 - S | Seasonal-Agricultural Processing Service - S | 1.0785 | 1387275.6285 | 472851.069 | 123556.1955 | 106397.2605 | 186428.4315 | 536468.5485 | 992756.0145 | 1255161.5355 | 531755.5035 | 459410.802 | 1258694.7015 | 1640839.6065 | 8951595.297
17 | NMRT25 - S | Outdoor Recreational Lighting Service - S | 1.0785 | 68449.1595 | 76383.684 | 81158.2035 | 22697.0325 | 7741.473 | 10285.6545 | 27142.6095 | 27494.2005 | 29073.1245 | 28702.1205 | 26097.543 | 13211.625 | 418436.43
18 | NMRT26 - P | State University Service - P | 1.0512 | 1578488.0725 | 2054384.0984 | 2343191.67 | 2336889.5462 | 1710399.5666 | 2826265.4944 | 3270103.2102 | 3213314.7144 | 3079744.3793 | 2649219.4402 | 1930657.4811 | 1896555.5799 | 28889213.2531
19 | NMRT29 - S | Large Power Interruptible Service - S | 1.0785 | 631197.5175 | 622129.4895 | 603236.3265 | 601318.7535 | 498306.9045 | 643068.567 | 722317.8255 | 757288.188 | 774263.778 | 825473.115 | 917746.3395 | 778124.808 | 8374471.6125
|  | Total New Mexico |  | 151295866.2424 | 137362531.4661 | 123622831.5977 | 116540488.2902 | 134517728.9596 | 170931098.8841 | 208839762.5585 | 205016530.6978 | 201425285.1743 | 146400134.7443 | 126289995.3711 | 132853967.7497 | 1855096221.7357
|  | New Mexico Non-Firm |  | 631197.5175 | 622129.4895 | 603236.3265 | 601318.7535 | 498306.9045 | 643068.567 | 722317.8255 | 757288.188 | 774263.778 | 825473.115 | 917746.3395 | 778124.808 | 8374471.6125
|  | New Mexico Firm |  | 150664668.7249 | 136740401.9766 | 123019595.2712 | 115939169.5367 | 134019422.0551 | 170288030.3171 | 208117444.733 | 204259242.5098 | 200651021.3963 | 145574661.6293 | 125372249.0316 | 132075842.9417 | 1846721750.1232
|  |  |  | 2019-01-01 | 2019-02-01 | 2019-03-01 | 2019-04-01 | 2019-05-01 | 2019-06-01 | 2019-07-01 | 2019-08-01 | 2019-09-01 | 2019-10-01 | 2019-11-01 | 2019-12-01 | Total
No | Rate | FERC Energy at Source |  | 2020-01-01 | 2020-02-01 | 2020-03-01 | 2020-04-01 | 2020-05-01 | 2020-06-01 | 2020-07-01 | 2020-08-01 | 2020-09-01 | 2020-10-01 | 2020-11-01 | 2020-12-01 | Energy
1 | TXRT94 - T/69 | Rio Grande Co-Op - Van Horn | 1.0292 | 1065076.8607 | 1488800.1459 | 1465958.9688 | 1981702.743 | 2818979.1543 | 2900518.2661 | 2970998.1275 | 3169655.2356 | 1782089.751 | 1061019.912 | 735063.5334 | 1223242.2861 | 22663104.9843
2 | TXRT95 - T/115 | Rio Grande Co-Op - Dell City | 1.0267 | 2392253.4082 | 2484138.0564 | 2694950.3675 | 3180086.033 | 3809418.2557 | 4756207.1332 | 5309695.7122 | 5438516.5598 | 3767233.617 | 2845738.2744 | 2683948.3574 | 2934358.0484 | 42296543.8232
|  | Total FERC |  | 3457330.2688 | 3972938.2023 | 4160909.3363 | 5161788.776 | 6628397.41 | 7656725.3993 | 8280693.8396 | 8608171.7954 | 5549323.368 | 3906758.1864 | 3419011.8909 | 4157600.3346 | 64959648.8076
Total Company at Source
|  | Total Company |  | 672140938.8765 | 609755095.6423 | 582632452.0679 | 551465413.913 | 648050274.3088 | 838577299.067 | 1012038409.2168 | 1000776231.0013 | 967340413.2174 | 713402714.6942 | 598463392.5913 | 609750448.7376 | 8804393083.3343
|  | Total Non-Firm Energy |  | 29473638.266 | 26501775.1899 | 31480829.9894 | 26925588.1397 | 29388702.3173 | 42502953.446 | 45319830.8221 | 45567161.6274 | 44151301.9808 | 27132623.1646 | 16416661.3302 | 26984996.4332 | 391846062.7066
|  | Total Firm Energy |  | 642667300.6106 | 583253320.4524 | 551151622.0785 | 524539825.7733 | 618661571.9916 | 796074345.621 | 966718578.3947 | 955209069.3739 | 923189111.2366 | 686270091.5296 | 582046731.2611 | 582765452.3044 | 8412547020.6276

## Unadjusted LF
EL PASO ELECTRIC COMPANY | [7 empty] | SOAH Docket No. 473-21-2606 | [5 empty] | SOAH Docket No. 473-21-2606
UNADJUSTED LOAD FACTORS | [7 empty] | PUC Docket No. 52195 | [5 empty] | PUC Docket No. 52195
FOR THE PERIOD ENDED DECEMBER 31, 2020 | [7 empty] | STAFF's 4th, Q. No. STAFF 4-4 | [5 empty] | STAFF's 4th, Q. No. STAFF 4-4
[8 empty] | Attachment 1 | [5 empty] | Attachment 1
[8 empty] | PAGE 16 OF 78 | [5 empty] | PAGE 17 OF 78
|  |  | 2019-01-01 | 2019-02-01 | 2019-03-01 | 2019-04-01 | 2019-05-01 | 2019-06-01 | 2019-07-01 | 2019-08-01 | 2019-09-01 | 2019-10-01 | 2019-11-01 | 2019-12-01
No | Rate & Voltage | Texas Load Factors | 2020-01-01 | 2020-02-01 | 2020-03-01 | 2020-04-01 | 2020-05-01 | 2020-06-01 | 2020-07-01 | 2020-08-01 | 2020-09-01 | 2020-10-01 | 2020-11-01 | 2020-12-01
1 | TXRT01 - S | Residential Service - S | 0.6252 | 0.58121 | 0.60063 | 0.3188 | 0.3805 | 0.44968 | 0.4937 | 0.5102 | 0.5448 | 0.49751 | 0.56454 | 0.5211
2 | TXRT02 - S | Small Commercial Service - S | 0.66698 | 0.68742 | 0.6319 | 0.55294 | 0.42511 | 0.49889 | 0.5475 | 0.536 | 0.5822 | 0.5265 | 0.701 | 0.5774
3 | TXRT07 - S | Outdoor Recreational Lighting Service - S | 0.10906 | 0.11818 | 0.117 | 0.60633 | 0.2998 | 0.55594 | 0.75297 | 0.51814 | 0.81957 | 0.57761 | 0.34485 | 0.79505
4 | TXRT07 - P | Outdoor Recreational Lighting Service - P | 0.029889 | 0.050969 | 0.0409 | 0.064562 | 0.0086482 | 0.1284 | 0.015914 | 0.24102 | 0.18578 | 0.13832 | 0.078754 | 0.37314
5 | TXRT08 - S | Street Lighting | 0.5679 | 0.52803 | 0.49943 | 0.45865 | 0.42203 | 0.40262 | 0.41454 | 0.44421 | 0.48056 | 0.52036 | 0.55942 | 0.58167
6 | TXRT09 - S | Traffic Signals | 1.2857 | 1.3834 | 1.2928 | 1.3368 | 1.293 | 1.3335 | 1.2961 | 1.2958 | 1.3422 | 1.2972 | 1.3403 | 1.298
7 | TXRT11 - S TOU | Municipal Pumping Service TOU - S | 0.7678 | 0.8301 | 0.664 | 0.6458 | 0.673 | 0.5869 | 0.6306 | 0.6449 | 0.6899 | 0.7309 | 0.6999 | 0.5849
8 | TXRT11 - P TOU | Municipal Pumping Service TOU - P | 0.8506 | 0.9541 | 0.80734 | 0.86057 | 0.75656 | 0.6758 | 0.82811 | 0.7626 | 0.9025 | 0.82339 | 0.78152 | 0.86087
9 | TXRT15 - Sta | Electrolytic Refining Service - Sta | 0.64779 | 0.75596 | 0.65799 | 0.47173 | 0.59429 | 0.6935 | 0.66275 | 0.67569 | 0.66433 | 0.60229 | 0.70807 | 0.6315
10 | TXRT15/A-Sta | Curtailable Electrolytic Refining Service - Sta | 0.65212 | 0.77765 | 0.41057 | 0.47256 | 0.59495 | 0.63777 | 0.6717 | 0.69341 | 0.66039 | 0.64007 | 0.71364 | 0.67953
11 | TXRTWH | Water Heating Service | 0.22231 | 0.24612 | 0.22252 | 0.22981 | 0.22251 | 0.22978 | 0.22232 | 0.22186 | 0.22971 | 0.22232 | 0.2297 | 0.22231
12 | TXRT22 - S | Irrigation Service - S | 0.1264 | 0.14417 | 0.1256 | 0.3482 | 0.3632 | 0.38397 | 0.35469 | 0.3746 | 0.341 | 0.2409 | 0.38957 | 0.22831
13 | TXRT24 - S | General Service - S | 0.6576 | 0.66971 | 0.59426 | 0.57568 | 0.5299 | 0.5781 | 0.6004 | 0.60903 | 0.6583 | 0.5627 | 0.5872 | 0.6042
14 | TXRT24 - P | General Service - P | 0.8836 | 0.8241 | 0.8628 | 0.65517 | 0.6363 | 0.75647 | 0.6552 | 0.6608 | 0.7274 | 0.7895 | 0.8692 | 0.73269
15 | TXRT25 - S | Large Power Service - S | 0.78343 | 0.84847 | 0.77724 | 0.82746 | 0.63206 | 0.73295 | 0.71974 | 0.7354 | 0.81159 | 0.75325 | 0.85326 | 0.81864
16 | TXRT25 - P | Large Power Service - P | 0.77352 | 0.81088 | 0.72191 | 0.80869 | 0.71589 | 0.79071 | 0.72233 | 0.73212 | 0.79799 | 0.73501 | 0.78538 | 0.76796
17 | TXRT25 - T/115 | Large Power Service - T | 0.55805 | 0.46671 | 0.56109 | 0.53719 | 0.38826 | 0.61277 | 0.59532 | 0.60322 | 0.72377 | 0.64506 | 0.71292 | 0.6082
18 | TXRT26 - T/115 | Petroleum Refining Service - T | 0.79962 | 0.48217 | 0.93044 | 1.0018 | 0.85078 | 0.98218 | 0.94643 | 0.87953 | 0.98534 | 0.92736 | 0.92287 | 0.91612
19 | TXRT28 - S | Private Area Lighting Service - S | 0.56244 | 0.52527 | 0.49782 | 0.45242 | 0.41878 | 0.39992 | 0.41183 | 0.44236 | 0.47728 | 0.51739 | 0.55591 | 0.57913
20 | TXRT30 - T/69 | Electric Furnace Rate - T/69 | 0.70029 | 0.66103 | 0.54489 | 0.39851 | 0.42342 | 0.52163 | 0.53942 | 0.39135 | 0.7363 | 0.16723 | 0.34509 | 0.52705
21 | TXRT30 - T/115 | Electric Furnace Rate - T/115 | 0.53797 | 0.59038 | 0.54083 | 0.44948 | 0.29825 | 0.50279 | 0.47047 | 0.55559 | 0.46185 | 0.22451 | 0 | 0.34096
22 | TXRT31 - T/115 | Military Reservation Service - T | 0.84328 | 0.77729 | 0.66473 | 0.63248 | 0.63477 | 0.7674 | 0.71232 | 0.74368 | 0.67728 | 0.62812 | 0.68642 | 0.83379
23 | TXRT34 - S | Cotton Gin Service - S | 0.38919 | 0.21183 | 0.21567 | 0.35099 | 0.22922 | 0.23146 | 0.22916 | 0.19776 | 0.13901 | 0.0060719 | 0.38099 | 0.58317
24 | TXRT38 - P | Interruptible Service Rate - Large Power - P | 0.8413 | 0.91129 | 0.50545 | 0.70971 | 0.70257 | 0.87327 | 0.75399 | 0.78186 | 0.84315 | 0.885 | 0.8257 | 0.85019
25 | TXRT38 - 25/115 | Interruptible Power Rate - Transmission Service | 1.3146 | 0.41435 | 0.52014 | 1.3823 | 0.33571 | 0.58729 | 0.62049 | 0.58756 | 0.73877 | 0.70027 | 0.6063 | 0.66693
26 | TXRT38 - 26/115 | Interruptible Power Rate - Petroleum Refining | 0.90194 | 0.34009 | 0.99955 | 1.3331 | 0.64536 | 0.98684 | 0.95939 | 0.89109 | 0.99368 | 0.99904 | 0.92711 | 1.0355
27 | TXRT38 - 30/115 | Interruptible Power Service - Electric Furnace | 0.59359 | 0.6349 | 0.55163 | 0.43758 | 0.3732 | 0.54285 | 0.50513 | 0.54223 | 0.56567 | 1.3432 | 0.011312 | 0.42167
28 | TXRT38 - 31/115 | Interruptible Power Service - Military Service | 0 | 0.38322 | 0 | 0.14575 | 0.64934 | 0.82161 | 0.74374 | 0.77133 | 0.95065 | 0.86209 | 0 | 0
29 | TXRT41 - 24 S | City and County Service - S | 0.47047 | 0.54756 | 0.48376 | 0.69036 | 0.4671 | 0.47798 | 0.4509 | 0.4525 | 0.5193 | 0.48761 | 0.55872 | 0.5099
30 | TXRT41 - 24 P | City and County Service - P | 0.62467 | 0.64757 | 0.65213 | 0.61064 | 0.615 | 0.6612 | 0.57231 | 0.5176 | 0.799 | 0.62633 | 0.7627 | 0.6466
31 | TXEVC - S | Electric Vehicle Charging - S | 0.13969 | 0.41248 | 0.41741 | 0.35484 | 0.32669 | 0.46624 | 0.52083 | 0.38593 | 0.33893 | 0.18519 | 0.35089 | 0.25734
EL PASO ELECTRIC COMPANY |  |  | 2020-06-01: SOAH Docket No. 473-21-2606; 2020-12-01: SOAH Docket No. 473-21-2606
PER BOOK LOAD FACTORS |  |  | 2020-06-01: PUC Docket No. 52195; 2020-12-01: PUC Docket No. 52195
FOR THE PERIOD ENDED DECEMBER 31, 2020 |  |  | 2020-06-01: STAFF's 4th, Q. No. STAFF 4-4; 2020-12-01: STAFF's 4th, Q. No. STAFF 4-4
[8 empty] | Attachment 1 | [5 empty] | Attachment 1
[8 empty] | PAGE 18 OF 78 | [5 empty] | PAGE 19 OF 78
|  |  | 2019-01-01 | 2019-02-01 | 2019-03-01 | 2019-04-01 | 2019-05-01 | 2019-06-01 | 2019-07-01 | 2019-08-01 | 2019-09-01 | 2019-10-01 | 2019-11-01 | 2019-12-01
No | Rate | New Mexico Load Factors | 2020-01-01 | 2020-02-01 | 2020-03-01 | 2020-04-01 | 2020-05-01 | 2020-06-01 | 2020-07-01 | 2020-08-01 | 2020-09-01 | 2020-10-01 | 2020-11-01 | 2020-12-01
1 | NMRT01 - S | Residential Service - S | 0.77 | 0.6618 | 0.5556 | 0.42731 | 0.39033 | 0.47114 | 0.49294 | 0.5492 | 0.56828 | 0.55315 | 0.6808 | 0.62968
2 | NMRT03 - S | Small Commercial Service - S | 0.61977 | 0.60569 | 0.5656 | 0.50286 | 0.4313 | 0.4465 | 0.4925 | 0.48444 | 0.54597 | 0.44376 | 0.53944 | 0.5368
3 | NMRT04 - S | General Service - S | 0.7656 | 0.79999 | 0.7014 | 0.63838 | 0.54991 | 0.61014 | 0.66344 | 0.6369 | 0.7192 | 0.67764 | 0.78664 | 0.76884
4 | NMRT04 - P | General Service - P | 0.6022 | 0.6094 | 0.60382 | 0.65883 | 0.58439 | 0.68291 | 0.6321 | 0.66435 | 0.76147 | 0.58984 | 0.63961 | 0.59882
5 | NMRT05 - S | Irrigation Service - S | 0.21972 | 0.25859 | 0.1999 | 0.5099 | 0.56941 | 0.7153 | 0.63 | 0.4555 | 0.6289 | 0.56564 | 0.5799 | 0.3271
6 | NMRT07 - S | City and County Service - S | 0.5035 | 0.55299 | 0.54236 | 0.59606 | 0.46272 | 0.46495 | 0.43209 | 0.4565 | 0.52215 | 0.52206 | 0.65091 | 0.54161
7 | NMRT08 - S | Municipal Pumping Service - S | 0.64338 | 0.68085 | 0.5943 | 0.6277 | 0.6727 | 0.75011 | 0.83731 | 0.7425 | 0.78134 | 0.68035 | 0.73666 | 0.66069
8 | NMRT08 - P | Municipal Pumping Service - P | 0.72058 | 0.94393 | 0.7138 | 0.899 | 0.87156 | 0.60241 | 0.91197 | 0.77607 | 0.86386 | 0.63947 | 0.30573 | 0.40607
9 | NMRT09 - S | Large Power Service - S | 0.80951 | 0.84193 | 0.80333 | 0.87387 | 0.70559 | 0.71248 | 0.67695 | 0.73008 | 0.82217 | 0.72237 | 0.80117 | 0.7608
10 | NMRT09 - P | Large Power Service - P | 0.88699 | 0.84863 | 0.81995 | 0.83009 | 0.73552 | 0.88799 | 0.81661 | 0.79618 | 0.95137 | 0.76552 | 0.80896 | 0.81131
11 | NMRT10 - T | Military Research & Development - T | 0.71694 | 0.6658 | 0.71171 | 0.64527 | 0.54389 | 0.65848 | 0.63293 | 0.62707 | 0.75549 | 0.68689 | 0.74 | 0.5973
12 | NMRT10 - T/ALA | Military Research & Development | 0.64016 | 0.61153 | 0.72152 | 0.48547 | 0.44514 | 0.60522 | 0.60533 | 0.48169 | 0.66641 | 0.39988 | 0.62279 | 0.58921
13 | NMRT10 - T/115 | Military Research & Development - T/115 | 0.79782 | 0.81857 | 0.79597 | 0.65137 | 0.59628 | 0.72123 | 0.65552 | 0.66349 | 0.77145 | 0.64777 | 0.63796 | 0.80073
14 | NMRT11 - S | Street Lighting Service - S | 0.48818 | 0.52155 | 0.4866 | 0.50243 | 0.48594 | 0.50114 | 0.48467 | 0.48486 | 0.50167 | 0.48658 | 0.5027 | 0.4869
15 | NMRT12 - S | Private Area Lighting Service - S | 0.47866 | 0.51094 | 0.48054 | 0.49342 | 0.47878 | 0.49664 | 0.48088 | 0.47918 | 0.49589 | 0.47707 | 0.49253 | 0.47858
16 | NMRT19 - S | Seasonal-Agricultural Processing Service - S | 0.4112 | 0.3139 | 0.1991 | 0.5183 | 0.4013 | 0.5194 | 0.4373 | 0.4575 | 0.4353 | 0.3681 | 0.5775 | 0.4241
17 | NMRT25 - S | Outdoor Recreational Lighting Service - S | 0.076493 | 0.076628 | 0.0744 | 0.1993 | 0.054808 | 0.1284 | 0.1999 | 0.181 | 0.2027 | 0.16553 | 0.13524 | 0.16256
18 | NMRT26 - P | State University Service - P | 0.3225 | 0.55212 | 0.41425 | 0.45847 | 0.44397 | 0.61138 | 0.60532 | 0.46163 | 0.6778 | 0.3739 | 0.51705 | 0.36226
19 | NMRT29 - S | Large Power Interruptible Service - S | 0.61835 | 0.73188 | 0.63441 | 0.79966 | 0.52272 | 0.57499 | 0.59611 | 0.67478 | 0.65958 | 0.76826 | 0.9707 | 0.82297
|  |  | 2019-01-01 | 2019-02-01 | 2019-03-01 | 2019-04-01 | 2019-05-01 | 2019-06-01 | 2019-07-01 | 2019-08-01 | 2019-09-01 | 2019-10-01 | 2019-11-01 | 2019-12-01
No | Rate | FERC Load Factors | 2020-01-01 | 2020-02-01 | 2020-03-01 | 2020-04-01 | 2020-05-01 | 2020-06-01 | 2020-07-01 | 2020-08-01 | 2020-09-01 | 2020-10-01 | 2020-11-01 | 2020-12-01
1 | TXRT94 - T/69 | Rio Grande Co-Op - Van Horn | 0.5257 | 0.46825 | 0.6134 | 0.74363 | 0.78546 | 0.74271 | 0.76441 | 0.78383 | 0.50154 | 0.63833 | 0.70116 | 0.70105
2 | TXRT95 - T/115 | Rio Grande Co-Op - Dell City | 0.67091 | 0.61638 | 0.62027 | 0.7113 | 0.59626 | 0.73853 | 0.75919 | 0.75969 | 0.57468 | 0.66622 | 0.67993 | 0.57267
|  | Hours | 744 | 696 | 744 | 720 | 744 | 720 | 744 | 744 | 720 | 744 | 720 | 744

## Unadjusted MDD
EL PASO ELECTRIC COMPANY | [9 empty] | SOAH Docket No. 473-21-2606 | [5 empty] | SOAH Docket No. 473-21-2606
UNADJUSTED MAXIMUM DIVERSIFIED DEMAND | [9 empty] | PUC Docket No. 52195 | [5 empty] | PUC Docket No. 52195
FOR THE PERIOD ENDED DECEMBER 31, 2020 | [9 empty] | STAFF's 4th, Q. No. STAFF 4-4 | [5 empty] | STAFF's 4th, Q. No. STAFF 4-4
[10 empty] | Attachment 1 | [5 empty] | Attachment 1
[10 empty] | PAGE 20 OF 78 | [5 empty] | PAGE 21 OF 78
|  |  |  | 2019-01-01 | 2019-02-01 | 2019-03-01 | 2019-04-01 | 2019-05-01 | 2019-06-01 | 2019-07-01 | 2019-08-01 | 2019-09-01 | 2019-10-01 | 2019-11-01 | 2019-12-01 | Maximum Diversified
No | Rate & Voltage | Texas Maximum Divesified Demand at Meter |  | 2020-01-01 | 2020-02-01 | 2020-03-01 | 2020-04-01 | 2020-05-01 | 2020-06-01 | 2020-07-01 | 2020-08-01 | 2020-09-01 | 2020-10-01 | 2020-11-01 | 2020-12-01 | Demand
1 | TXRT01 - S | Residential Service - S |  | 380858.3705 | 366546.6548 | 288328.7407 | 568383.0426 | 677128.3682 | 826580.7167 | 950886.2065 | 909040.5566 | 807948.3826 | 550940.3588 | 377048.7354 | 399122.0701 | 950886.2065
2 | TXRT02 - S | Small Commercial Service - S |  | 43305.2448 | 41772.0157 | 39222.7508 | 41440.9625 | 61193.976 | 72516.9573 | 78741.0345 | 76365.288 | 71728.5226 | 58256.5711 | 38532.2198 | 44556.9125 | 78741.0345
3 | TXRT07 - S | Outdoor Recreational Lighting Service - S |  | 4825.6601 | 5749.9577 | 5881.9272 | 424.1007 | 763.1678 | 446.0259 | 413.3815 | 614.3036 | 531.0324 | 935.0467 | 1075.1102 | 441.1184 | 5881.9272
4 | TXRT07 - P | Outdoor Recreational Lighting Service - P |  | 207.7602 | 247.5 | 253.3717 | 18.0705 | 32.6376 | 0 | 17.7363 | 0 | 22.6524 | 40.2283 | 46.2056 | 18.9108 | 253.3717
5 | TXRT08 - S | Street Lighting |  | 8181.862 | 8200.982 | 8206.625 | 8210.034 | 8210.034 | 8209.703 | 8209.703 | 8228.85 | 8295.28 | 8307.776 | 8403.918 | 8378.632 | 8403.918
6 | TXRT09 - S | Traffic Signals |  | 229.514 | 229.514 | 229.514 | 229.514 | 229.514 | 230.054 | 229.514 | 229.196 | 229.196 | 229.196 | 229.196 | 229.196 | 230.054
7 | TXRT11 - S TOU | Municipal Pumping Service TOU - S |  | 15624.5781 | 14399.1255 | 16940.0343 | 16038.8429 | 17797.2707 | 24975.727 | 29149.3977 | 25049.5367 | 24432.0795 | 23475.3828 | 21908.4631 | 23046.9642 | 29149.3977
8 | TXRT11 - P TOU | Municipal Pumping Service TOU - P |  | 7404.8679 | 7093.6563 | 6838.0526 | 5774.5121 | 6420.1712 | 7598.2889 | 7420.3977 | 6387.1387 | 5782.7855 | 7047.5699 | 6681.0215 | 6168.9041 | 7598.2889
9 | TXRT15 - Sta | Electrolytic Refining Service - Sta |  | 7500 | 7500 | 7500 | 7500 | 7500 | 7500 | 7500 | 7500 | 7500 | 7500 | 7500 | 7500 | 7500
10 | TXRT15/A-Sta | Curtailable Electrolytic Refining Service - Sta |  | 4475.04 | 4996.6802 | 7559.5195 | 8814.48 | 7068.1196 | 6773.2798 | 7861.9199 | 6644.7598 | 6585.1196 | 6265.9194 | 6420.4795 | 5745.1196 | 8814.48
11 | TXRTWH | Water Heating Service |  | 3995.0054 | 3484.4154 | 3252.643 | 3149.0531 | 2644.7902 | 2340.153 | 2146.6 | 1842.3226 | 2024.2538 | 2076.9903 | 2348.4841 | 2903.9976 | 3995.0054
12 | TXRT22 - S | Irrigation Service - S |  | 1311.7067 | 1235.62 | 1349.5544 | 1378.3306 | 1682.1318 | 2037.7382 | 2172.5227 | 1643.2008 | 1770.031 | 2118.8855 | 1045.9304 | 1075.3107 | 2172.5227
13 | TXRT24 - S | General Service - S |  | 229839.8979 | 235086.3836 | 235609.0955 | 234665.8624 | 271103.1068 | 318095.2907 | 349683.3182 | 343044.3021 | 329421.2154 | 296655.237 | 252810.9578 | 224977.1581 | 349683.3182
14 | TXRT24 - P | General Service - P |  | 4066.9874 | 4263.4598 | 3686.2837 | 4172.2797 | 5017.3575 | 5528.8035 | 7344.5583 | 7539.5374 | 6667.9727 | 4665.3636 | 3628.5569 | 3859.5889 | 7539.5374
15 | TXRT25 - S | Large Power Service - S |  | 56952.7804 | 59061.7282 | 61845.4042 | 55554.0942 | 62830.5886 | 67783.9184 | 73387.2246 | 73277.7421 | 72400.4484 | 67184.1703 | 60759.6103 | 53719.4002 | 73387.2246
16 | TXRT25 - P | Large Power Service - P |  | 24960.5573 | 25851.6538 | 26553.8673 | 24278.1634 | 25276.4807 | 27306.1598 | 30022.7182 | 29492.7191 | 29775.1623 | 26595.8215 | 25746.3016 | 23775.9212 | 30022.7182
17 | TXRT25 - T/115 | Large Power Service - T |  | 1500 | 1500 | 1500 | 1500 | 1500 | 1500 | 1500 | 1500 | 1500 | 1500 | 1500 | 1500 | 1500
18 | TXRT26 - T/115 | Petroleum Refining Service - T |  | 40400 | 40400 | 40400 | 40400 | 40400 | 40400 | 40400 | 40400 | 40400 | 40400 | 40400 | 40400 | 40400
19 | TXRT28 - S | Private Area Lighting Service - S |  | 6014.047 | 6009.505 | 6117.346 | 5895.599 | 6007.38 | 5978.424 | 5971.534 | 6284.247 | 6296.032 | 6281.011 | 6273.354 | 6253.212 | 6296.032
20 | TXRT30 - T/69 | Electric Furnace Rate - T/69 |  | 1328 | 1591 | 1697 | 1955 | 1432 | 1849 | 1757 | 2189 | 1237 | 2860 | 5000 | 1313 | 5000
21 | TXRT30 - T/115 | Electric Furnace Rate - T/115 |  | 3672 | 3409 | 3303 | 3045 | 3568 | 3151 | 3243 | 2811 | 3763 | 2140 | 0 | 3687 | 3763
22 | TXRT31 - T/115 | Military Reservation Service - T |  | 41669.3815 | 46000 | 43370.8344 | 46000 | 46000 | 46000 | 46000 | 46000 | 46000 | 46000 | 42036.1721 | 40724.8376 | 46000
23 | TXRT34 - S | Cotton Gin Service - S |  | 919.95 | 76.89 | 68.978 | 32.832 | 32.262 | 36.286 | 33.332 | 41.52 | 67.88 | 1653.36 | 1776.4 | 1784.856 | 1784.856
24 | TXRT38 - P | Interruptible Service Rate - Large Power - P |  | 4947.7598 | 4828.5999 | 7823.5597 | 9455.9196 | 10159.9196 | 10171.7995 | 10414.9996 | 10408.9996 | 9634.7997 | 5493.7997 | 4936.5997 | 4801.9996 | 10414.9996
25 | TXRT38 - 25/115 | Interruptible Power Rate - Transmission Service |  | 1367.2754 | 2962.3086 | 3476.7803 | 1366.777 | 3041.7307 | 3323.1799 | 3204.5342 | 3333.5476 | 3298.6624 | 3103.3884 | 3928.5417 | 3584.8328 | 3928.5417
26 | TXRT38 - 26/115 | Interruptible Power Rate - Petroleum Refining |  | 7768.0013 | 9236.8007 | 8718.4016 | 4571.2017 | 8588.8011 | 9064.0009 | 9496.0004 | 9841.6005 | 10230.4008 | 9496.0006 | 9323.2014 | 8286.4012 | 10230.4008
27 | TXRT38 - 30/115 | Interruptible Power Service - Electric Furnace |  | 36645.2505 | 35310.5503 | 37455.7002 | 35922.1001 | 35183.2002 | 35474.8003 | 35693.9502 | 34665.999 | 35217.9995 | 5213.1997 | 23763.3999 | 36101.1997 | 37455.7002
28 | TXRT38 - 31/115 | Interruptible Power Service - Military Service |  | 0 | 2630.6841 | 0 | 5762.8404 | 10134.379 | 15853.0944 | 21369.2419 | 20951.9564 | 14153.3712 | 7838.3139 | 0 | 0 | 21369.2419
29 | TXRT41 - 24 S | City and County Service - S |  | 42619.7905 | 42998.7441 | 41932.0862 | 20243.1753 | 29904.3716 | 40401.4296 | 50719.3047 | 54874.3361 | 52611.539 | 40344.2462 | 29414.6714 | 30098.1665 | 54874.3361
30 | TXRT41 - 24 P | City and County Service - P |  | 4731.3777 | 4962.9702 | 5082.3513 | 4609.1877 | 4351.4184 | 5005.7912 | 6071.1736 | 6860.9749 | 5036.57 | 4588.6668 | 3599.8372 | 3815.8157 | 6860.9749
31 | TXEVC - S | Electric Vehicle Charging - S |  | 50.4 | 14.4 | 14.4 | 14.4 | 14.4 | 14.4 | 14.4 | 21.6 | 21.6 | 21.6 | 14.4 | 14.4 | 50.4
|  | Total Texas |  | 987373.0665 | 987650.7999 | 914217.8216 | 1160805.3752 | 1355215.5773 | 1596146.0219 | 1791074.7037 | 1737084.2345 | 1604582.9888 | 1239228.1036 | 986151.7679 | 987884.9257 | 1814187.4883
|  | Texas Non-Firm |  | 55203.327 | 59965.6238 | 65033.9612 | 65893.3186 | 74176.1502 | 80660.1547 | 88040.6462 | 85846.8628 | 79120.3532 | 37410.6218 | 48372.2223 | 58519.553 | 92213.3643
|  | Texas Firm |  | 932169.7395 | 927685.1761 | 849183.8604 | 1094912.0565 | 1281039.427 | 1515485.8672 | 1703034.0574 | 1651237.3716 | 1525462.6356 | 1201817.4818 | 937779.5456 | 929365.3727 | 1721974.124
EL PASO ELECTRIC COMPANY |  |  |  | 2020-07-01: SOAH Docket No. 473-21-2606 | SOAH Docket No. 473-21-2606
UNADJUSTED MAXIMUM DIVERSIFIED DEMAND |  |  |  | 2020-07-01: PUC Docket No. 52195 | PUC Docket No. 52195
FOR THE PERIOD ENDED DECEMBER 31, 2020 |  |  |  | 2020-07-01: STAFF's 4th, Q. No. STAFF 4-4 | STAFF's 4th, Q. No. STAFF 4-4
|  |  |  | 2020-07-01: Attachment 1 | Attachment 1
|  |  |  | 2020-07-01: PAGE 22 OF 78 | PAGE 23 OF 78
|  |  |  | 2019-01-01 | 2019-02-01 | 2019-03-01 | 2019-04-01 | 2019-05-01 | 2019-06-01 | 2019-07-01 | 2019-08-01 | 2019-09-01 | 2019-10-01 | 2019-11-01 | 2019-12-01 | Maximum Diversified
No | Rate | New Mexico Maximum Diversified Demand at Meter |  | 2020-01-01 | 2020-02-01 | 2020-03-01 | 2020-04-01 | 2020-05-01 | 2020-06-01 | 2020-07-01 | 2020-08-01 | 2020-09-01 | 2020-10-01 | 2020-11-01 | 2020-12-01 | Demand
1 | NMRT01 - S | Residential Service - S |  | 118864.8879 | 123876.8093 | 116583.3024 | 143958.94 | 194189.5182 | 226890.1536 | 272902.2816 | 240214.8299 | 222009.0008 | 142805.4076 | 99944.0242 | 123420.5645 | 272902.2816
2 | NMRT03 - S | Small Commercial Service - S |  | 27582.0712 | 29054.3614 | 26438.2315 | 28564.9406 | 35453.6329 | 44488.4627 | 48376.5133 | 47856.0336 | 44162.7815 | 39710.4652 | 29103.2841 | 27077.4667 | 48376.5133
3 | NMRT04 - S | General Service - S |  | 37419.1264 | 37806.0419 | 38050.8027 | 41943.38 | 49202.94 | 53864.9507 | 58341.7606 | 59284.1523 | 55657.8664 | 46578.6562 | 36901.0412 | 33341.5943 | 59284.1523
4 | NMRT04 - P | General Service - P |  | 3865.1401 | 4447.2918 | 3957.7873 | 3228.819 | 3327.3229 | 3181.4417 | 3346.949 | 3427.812 | 3230.0264 | 3437.0695 | 3340.3753 | 3498.8019 | 4447.2918
5 | NMRT05 - S | Irrigation Service - S |  | 3011.2266 | 4095.9369 | 7479.5933 | 9874.8992 | 14101.4436 | 9781.5815 | 10750.2752 | 13235.2903 | 15557.5277 | 12065.2329 | 7232.0276 | 5385.002 | 15557.5277
6 | NMRT07 - S | City and County Service - S |  | 12019.1309 | 12262.1413 | 10251.0048 | 7814.8961 | 10343.3521 | 12565.9646 | 15843.8556 | 17413.3896 | 15252.6882 | 10744.0658 | 7664.8952 | 8283.3304 | 17413.3896
7 | NMRT08 - S | Municipal Pumping Service - S |  | 4768.1454 | 4844.213 | 4757.7094 | 5382.4124 | 5989.0291 | 6514.2312 | 6511.2095 | 6340.1723 | 6547.4778 | 6097.8505 | 4724.3412 | 4832.9648 | 6547.4778
8 | NMRT08 - P | Municipal Pumping Service - P |  | 864 | 792.72 | 857.52 | 693.36 | 684.72 | 773.28 | 790.56 | 879.12 | 794.88 | 601.56 | 744.12 | 776.52 | 879.12
9 | NMRT09 - S | Large Power Service - S |  | 10834.5561 | 10891.6381 | 10512.7952 | 8904.4471 | 9617.8471 | 11320.9021 | 12311.0442 | 11980.157 | 11768.733 | 11601.7483 | 10607.962 | 9867.308 | 12311.0442
10 | NMRT09 - P | Large Power Service - P |  | 12489.3304 | 12757.4203 | 11496.5704 | 10286.8003 | 11108.9802 | 11650.9204 | 12237.2803 | 12264.6004 | 11406.7404 | 11350.3901 | 11490.0701 | 12387.6101 | 12757.4203
11 | NMRT10 - T | Military Research & Development - T |  | 8902.8 | 9214.7399 | 7444.4397 | 6505.8 | 8380.1999 | 9936.36 | 10812.2998 | 10295.8797 | 9200.6398 | 8456.9401 | 6408.6601 | 9089.46 | 10812.2998
12 | NMRT10 - T/ALA | Military Research & Development |  | 1908 | 2088 | 1536 | 2088 | 2256 | 2028 | 2028 | 2460 | 1920 | 2340 | 1620 | 2076 | 2460
13 | NMRT10 - T/115 | Military Research & Development - T/115 |  | 8460.8131 | 8605.5112 | 8371.6293 | 9386.1265 | 11135.3613 | 12565.1812 | 13682.9667 | 12906.1362 | 11605.3182 | 10232 | 9390.135 | 7930.5482 | 13682.9667
14 | NMRT11 - S | Street Lighting Service - S |  | 416.021 | 416.021 | 416.021 | 416.021 | 416.021 | 416.021 | 417.4 | 417.4 | 417.593 | 417.593 | 417.511 | 417.897 | 417.897
15 | NMRT12 - S | Private Area Lighting Service - S |  | 1204.034 | 1208.459 | 1241.842 | 1209.729 | 1209.411 | 1205.261 | 1207.335 | 1207.208 | 1213.854 | 1207.029 | 1208.234 | 1202.774 | 1241.842
16 | NMRT19 - S | Seasonal-Agricultural Processing Service - S |  | 4204.5214 | 2006.7981 | 773.3929 | 264.3605 | 578.9618 | 1330.1165 | 2829.2411 | 3419.1286 | 1573.152 | 1555.4007 | 2806.8278 | 4821.7509 | 4821.7509
17 | NMRT25 - S | Outdoor Recreational Lighting Service - S |  | 1115.202 | 1327.9492 | 1359.4599 | 146.6591 | 176.0299 | 103.1626 | 169.2177 | 189.3082 | 184.7078 | 216.1001 | 248.5056 | 101.2879 | 1359.4599
18 | NMRT26 - P | State University Service - P |  | 6258.0603 | 5085.6123 | 7232.2204 | 6734.4124 | 4925.7721 | 6107.5801 | 6907.2484 | 8900.0288 | 6003.1802 | 9059.2924 | 4933.3321 | 6693.8043 | 9059.2924
19 | NMRT29 - S | Large Power Interruptible Service - S |  | 1272.141 | 1132.434 | 1185.011 | 968.388 | 1188.053 | 1440.2811 | 1510.12 | 1398.637 | 1511.712 | 1339.07 | 1217.546 | 1178.3419 | 1511.712
|  | Total New Mexico |  | 265459.2078 | 271914.0987 | 259945.3332 | 288372.3914 | 364284.5964 | 416163.852 | 480975.5581 | 454089.284 | 420017.8791 | 319815.8714 | 240002.8925 | 262383.0271 | 495843.4393
|  | New Mexico Non-Firm |  | 1272.141 | 1132.434 | 1185.011 | 968.388 | 1188.053 | 1440.2811 | 1510.12 | 1398.637 | 1511.712 | 1339.07 | 1217.546 | 1178.3419 | 1511.712
|  | New Mexico Firm |  | 264187.0668 | 270781.6647 | 258760.3222 | 287404.0033 | 363096.5434 | 414723.5709 | 479465.4382 | 452690.6471 | 418506.1671 | 318476.8015 | 238785.3466 | 261204.6851 | 494331.7273
|  |  |  | 2019-01-01 | 2019-02-01 | 2019-03-01 | 2019-04-01 | 2019-05-01 | 2019-06-01 | 2019-07-01 | 2019-08-01 | 2019-09-01 | 2019-10-01 | 2019-11-01 | 2019-12-01 | Maximum Diversified
No | Rate | FERC Maximum Diversified Demand at Meter |  | 2020-01-01 | 2020-02-01 | 2020-03-01 | 2020-04-01 | 2020-05-01 | 2020-06-01 | 2020-07-01 | 2020-08-01 | 2020-09-01 | 2020-10-01 | 2020-11-01 | 2020-12-01 | Demand
1 | TXRT94 - T/69 | Rio Grande Co-Op - Van Horn |  | 2646.0001 | 4438.8 | 3121.2 | 3596.4 | 4687.2001 | 5270.3998 | 5076.0003 | 5281.2 | 4795.2001 | 2170.8 | 1414.8 | 2278.8 | 5281.2
2 | TXRT95 - T/115 | Rio Grande Co-Op - Dell City |  | 4668 | 5640 | 5688 | 6048 | 8364 | 8712 | 9156 | 9372 | 8868 | 5592 | 5340 | 6708 | 9372
|  | Total FERC |  | 7314.0001 | 10078.8 | 8809.2 | 9644.4 | 13051.2001 | 13982.3998 | 14232.0003 | 14653.2 | 13663.2001 | 7762.8 | 6754.8 | 8986.8 | 14653.2
Total Company at Meter
|  | Total Company |  | 1260146.2744 | 1269643.6986 | 1182972.3548 | 1458822.1665 | 1732551.3738 | 2026292.2737 | 2286282.2621 | 2205826.7185 | 2038264.068 | 1566806.775 | 1232909.4603 | 1259254.7528 | 2324684.1277
|  | Total Non-Firm Energy |  | 56475.4681 | 61098.0578 | 66218.9723 | 66861.7067 | 75364.2033 | 82100.4358 | 89550.7662 | 87245.4998 | 80632.0652 | 38749.6917 | 49589.7683 | 59697.8949 | 93725.0763
|  | Total Firm Energy |  | 1203670.8064 | 1208545.6408 | 1116753.3826 | 1391960.4598 | 1657187.1705 | 1944191.8379 | 2196731.4959 | 2118581.2187 | 1957632.0028 | 1528057.0833 | 1183319.6921 | 1199556.8578 | 2230959.0514
EL PASO ELECTRIC COMPANY |  |  |  | 2020-07-01: SOAH Docket No. 473-21-2606 | SOAH Docket No. 473-21-2606
UNADJUSTED MAXIMUM DIVERSIFIED DEMAND |  |  |  | 2020-07-01: PUC Docket No. 52195 | PUC Docket No. 52195
FOR THE PERIOD ENDED DECEMBER 31, 2020 |  |  |  | 2020-07-01: STAFF's 4th, Q. No. STAFF 4-4 | STAFF's 4th, Q. No. STAFF 4-4
|  |  |  | 2020-07-01: Attachment 1 | Attachment 1
|  |  |  | 2020-07-01: PAGE 24 OF 78 | PAGE 25 OF 78
|  |  |  | 2019-01-01 | 2019-02-01 | 2019-03-01 | 2019-04-01 | 2019-05-01 | 2019-06-01 | 2019-07-01 | 2019-08-01 | 2019-09-01 | 2019-10-01 | 2019-11-01 | 2019-12-01 | Maximum Diversified
No | Rate & Voltage | Texas Maximum Diversified Demand at Source |  | 2020-01-01 | 2020-02-01 | 2020-03-01 | 2020-04-01 | 2020-05-01 | 2020-06-01 | 2020-07-01 | 2020-08-01 | 2020-09-01 | 2020-10-01 | 2020-11-01 | 2020-12-01 | Demand
1 | TXRT01 - S | Residential Service - S | 1.0821 | 412134.4599 | 396647.4661 | 312006.2969 | 615058.658 | 732734.1498 | 894459.5252 | 1028972.9818 | 983690.9671 | 874297.1038 | 596183.5811 | 408011.9776 | 431897.9745 | 1028972.9818
2 | TXRT02 - S | Small Commercial Service - S | 1.0821 | 46861.4715 | 45202.3336 | 42443.7231 | 44844.0943 | 66219.2253 | 78472.0498 | 85207.2483 | 82636.4054 | 77618.8688 | 63040.6007 | 41696.4857 | 48215.9262 | 85207.2483
3 | TXRT07 - S | Outdoor Recreational Lighting Service - S | 1.0821 | 5221.9433 | 6222.1442 | 6364.9511 | 458.9278 | 825.8391 | 482.6536 | 447.3284 | 664.7502 | 574.6408 | 1011.8327 | 1163.3983 | 477.3431 | 6364.9511
4 | TXRT07 - P | Outdoor Recreational Lighting Service - P | 1.0627 | 220.7764 | 263.0059 | 269.2455 | 19.2026 | 34.6824 | 0 | 18.8475 | 0 | 24.0716 | 42.7487 | 49.1004 | 20.0956 | 269.2455
5 | TXRT08 - S | Street Lighting | 1.0821 | 8853.7565 | 8874.4466 | 8880.553 | 8884.242 | 8884.242 | 8883.8838 | 8883.8838 | 8904.6032 | 8976.4884 | 8990.0106 | 9094.0477 | 9066.6853 | 9094.0477
6 | TXRT09 - S | Traffic Signals | 1.0821 | 248.3617 | 248.3617 | 248.3617 | 248.3617 | 248.3617 | 248.946 | 248.3617 | 248.0176 | 248.0176 | 248.0176 | 248.0176 | 248.0176 | 248.946
7 | TXRT11 - S TOU | Municipal Pumping Service TOU - S | 1.0821 | 16907.6685 | 15581.5817 | 18331.15 | 17355.9526 | 19258.7826 | 27026.7337 | 31543.1463 | 27106.6047 | 26438.4419 | 25403.1812 | 23707.5861 | 24939.5809 | 31543.1463
8 | TXRT11 - P TOU | Municipal Pumping Service TOU - P | 1.0627 | 7868.7829 | 7538.0739 | 7266.4566 | 6136.2852 | 6822.3949 | 8074.3217 | 7885.2857 | 6787.293 | 6145.077 | 7489.1001 | 7099.5875 | 6555.3859 | 8074.3217
9 | TXRT15 - Sta | Electrolytic Refining Service - Sta | 1.0316 | 7736.85 | 7736.85 | 7736.85 | 7736.85 | 7736.85 | 7736.85 | 7736.85 | 7736.85 | 7736.85 | 7736.85 | 7736.85 | 7736.85 | 7736.85
10 | TXRT15/A-Sta | Curtailable Electrolytic Refining Service - Sta | 1.0316 | 4616.3618 | 5154.4753 | 7798.2492 | 9092.8413 | 7291.3308 | 6987.18 | 8110.1994 | 6854.6013 | 6793.0777 | 6463.7972 | 6623.2382 | 5926.5505 | 9092.8413
11 | TXRTWH | Water Heating Service | 1.0821 | 4323.0752 | 3770.5556 | 3519.75 | 3407.6534 | 2861.9804 | 2532.3264 | 2322.8788 | 1993.6141 | 2190.4856 | 2247.5528 | 2541.3417 | 3142.4739 | 4323.0752
12 | TXRT22 - S | Irrigation Service - S | 1.0821 | 1419.4241 | 1337.0891 | 1460.3798 | 1491.5191 | 1820.2685 | 2205.0773 | 2350.9302 | 1778.1404 | 1915.3859 | 2292.8884 | 1131.8222 | 1163.6152 | 2350.9302
13 | TXRT24 - S | General Service - S | 1.0821 | 248714.3503 | 254391.6775 | 254957.3144 | 253936.623 | 293366.0939 | 344217.276 | 378399.3123 | 371215.1002 | 356473.2856 | 321016.5651 | 273571.7937 | 243452.2823 | 378399.3123
14 | TXRT24 - P | General Service - P | 1.0627 | 4321.7841 | 4530.5656 | 3917.2293 | 4433.6731 | 5331.6949 | 5875.183 | 7804.6948 | 8011.8895 | 7085.7212 | 4957.6486 | 3855.886 | 4101.3921 | 8011.8895
15 | TXRT25 - S | Large Power Service - S | 1.0821 | 61629.7427 | 63911.8773 | 66924.1488 | 60116.1964 | 67990.2365 | 73350.3338 | 79413.7835 | 79295.3103 | 78345.9732 | 72701.3344 | 65749.1895 | 58130.8373 | 79413.7835
16 | TXRT25 - P | Large Power Service - P | 1.0627 | 26524.3363 | 27471.2599 | 28217.4671 | 25799.1903 | 26860.0522 | 29016.8907 | 31903.6415 | 31340.438 | 31640.5762 | 28262.0497 | 27359.3073 | 25265.4827 | 31903.6415
17 | TXRT25 - T/115 | Large Power Service - T | 1.0241 | 1536.18 | 1536.18 | 1536.18 | 1536.18 | 1536.18 | 1536.18 | 1536.18 | 1536.18 | 1536.18 | 1536.18 | 1536.18 | 1536.18 | 1536.18
18 | TXRT26 - T/115 | Petroleum Refining Service - T | 1.0241 | 41374.448 | 41374.448 | 41374.448 | 41374.448 | 41374.448 | 41374.448 | 41374.448 | 41374.448 | 41374.448 | 41374.448 | 41374.448 | 41374.448 | 41374.448
19 | TXRT28 - S | Private Area Lighting Service - S | 1.0821 | 6507.9205 | 6503.0056 | 6619.7025 | 6379.7456 | 6500.706 | 6469.3722 | 6461.9164 | 6800.3094 | 6813.0621 | 6796.8076 | 6788.5218 | 6766.7258 | 6813.0621
20 | TXRT30 - T/69 | Electric Furnace Rate - T/69 | 1.0279 | 1365.0512 | 1635.3889 | 1744.3463 | 2009.5445 | 1471.9528 | 1900.5871 | 1806.0203 | 2250.0731 | 1271.5123 | 2939.794 | 5139.5 | 1349.6327 | 5139.5
21 | TXRT30 - T/115 | Electric Furnace Rate - T/115 | 1.0241 | 3760.5686 | 3491.2251 | 3382.6684 | 3118.4454 | 3654.0602 | 3227.0021 | 3321.2212 | 2878.8013 | 3853.7636 | 2191.6168 | 0 | 3775.9304 | 3853.7636
22 | TXRT31 - T/115 | Military Reservation Service - T | 1.0241 | 42674.447 | 47109.52 | 44416.9389 | 47109.52 | 47109.52 | 47109.52 | 47109.52 | 47109.52 | 47109.52 | 47109.52 | 43050.0846 | 41707.1207 | 47109.52
23 | TXRT34 - S | Cotton Gin Service - S | 1.0821 | 995.4963 | 83.2042 | 74.6425 | 35.5282 | 34.9114 | 39.2658 | 36.0692 | 44.9296 | 73.4543 | 1789.1339 | 1922.278 | 1931.4284 | 1931.4284
24 | TXRT38 - P | Interruptible Service Rate - Large Power - P | 1.0627 | 5257.7369 | 5131.1116 | 8313.7057 | 10048.3329 | 10796.4386 | 10809.0627 | 11067.4994 | 11061.1235 | 10238.4199 | 5837.9863 | 5245.8777 | 5102.8449 | 11067.4994
25 | TXRT38 - 25/115 | Interruptible Power Rate - Transmission Service | 1.0241 | 1400.2541 | 3033.7595 | 3560.6402 | 1399.7436 | 3115.0973 | 3403.335 | 3281.8275 | 3413.9528 | 3378.2261 | 3178.2422 | 4023.2982 | 3671.2989 | 4023.2982
26 | TXRT38 - 26/115 | Interruptible Power Rate - Petroleum Refining | 1.0241 | 7955.3655 | 9459.5924 | 8928.6894 | 4681.459 | 8795.963 | 9282.6246 | 9725.0439 | 10078.9799 | 10477.1581 | 9725.0441 | 9548.077 | 8486.2692 | 10477.1581
27 | TXRT38 - 30/115 | Interruptible Power Service - Electric Furnace | 1.0241 | 37529.1339 | 36162.2408 | 38359.1317 | 36788.5412 | 36031.819 | 36330.4525 | 36554.8883 | 35502.1429 | 36067.4577 | 5338.9421 | 24336.5731 | 36971.9606 | 38359.1317
28 | TXRT38 - 31/115 | Interruptible Power Service - Military Service | 1.0241 | 0 | 2694.1362 | 0 | 5901.8401 | 10378.8202 | 16235.471 | 21884.6681 | 21457.3175 | 14494.7505 | 8027.374 | 0 | 0 | 21884.6681
29 | TXRT41 - 24 S | City and County Service - S | 1.0821 | 46119.7277 | 46529.8009 | 45375.5491 | 21905.5448 | 32360.1186 | 43719.195 | 54884.374 | 59380.6166 | 56931.9986 | 43657.3157 | 31830.2042 | 32569.828 | 59380.6166
30 | TXRT41 - 24 P | City and County Service - P | 1.0627 | 5027.7985 | 5273.9003 | 5400.7606 | 4897.9533 | 4624.0348 | 5319.4041 | 6451.5326 | 7290.8149 | 5352.1111 | 4876.1468 | 3825.367 | 4054.8766 | 7290.8149
31 | TXEVC - S | Electric Vehicle Charging - S | 1.0821 | 54.5388 | 15.5825 | 15.5825 | 15.5825 | 15.5825 | 15.5825 | 15.5825 | 23.3738 | 23.3738 | 23.3738 | 15.5825 | 15.5825 | 54.5388
|  | Total Texas |  | 1059161.8124 | 1058914.86 | 979445.1123 | 1246222.68 | 1456085.8373 | 1716340.7334 | 1926760.1651 | 1868467.168 | 1725499.5013 | 1332489.684 | 1058275.6217 | 1059654.6198 | 1951302.8396
|  | Texas Non-Firm |  | 56758.8523 | 61635.3158 | 66960.4162 | 67912.7581 | 76409.4689 | 83048.1258 | 90624.1265 | 88368.1178 | 81449.09 | 38571.3859 | 49777.0643 | 60158.9242 | 94904.5966
|  | Texas Firm |  | 1002402.9602 | 997279.5442 | 912484.6961 | 1178309.9219 | 1379676.3684 | 1633292.6077 | 1836136.0386 | 1780099.0502 | 1644050.4113 | 1293918.2981 | 1008498.5574 | 999495.6956 | 1856398.243
EL PASO ELECTRIC COMPANY |  |  |  | 2020-07-01: SOAH Docket No. 473-21-2606 | SOAH Docket No. 473-21-2606
UNADJUSTED MAXIMUM DIVERSIFIED DEMAND |  |  |  | 2020-07-01: PUC Docket No. 52195 | PUC Docket No. 52195
FOR THE PERIOD ENDED DECEMBER 31, 2020 |  |  |  | 2020-07-01: STAFF's 4th, Q. No. STAFF 4-4 | STAFF's 4th, Q. No. STAFF 4-4
|  |  |  | 2020-07-01: Attachment 1 | Attachment 1
|  |  |  | 2020-07-01: PAGE 26 OF 78 | PAGE 27 OF 78
|  |  |  | 2019-01-01 | 2019-02-01 | 2019-03-01 | 2019-04-01 | 2019-05-01 | 2019-06-01 | 2019-07-01 | 2019-08-01 | 2019-09-01 | 2019-10-01 | 2019-11-01 | 2019-12-01 | Maximum Diversified
No | Rate | New Mexico Maximum Diversified Demand at Source |  | 2020-01-01 | 2020-02-01 | 2020-03-01 | 2020-04-01 | 2020-05-01 | 2020-06-01 | 2020-07-01 | 2020-08-01 | 2020-09-01 | 2020-10-01 | 2020-11-01 | 2020-12-01 | Demand
1 | NMRT01 - S | Residential Service - S | 1.0821 | 128626.0725 | 134049.5729 | 126157.1232 | 155780.8481 | 210136.3615 | 245522.373 | 295313.017 | 259941.2717 | 240240.3799 | 154532.5877 | 108151.4275 | 133555.8613 | 295313.017
2 | NMRT03 - S | Small Commercial Service - S | 1.0821 | 29847.1108 | 31440.3055 | 28609.339 | 30910.6935 | 38365.0853 | 48141.8553 | 52349.1926 | 51785.9711 | 47789.4291 | 42971.4885 | 31493.2457 | 29301.0683 | 52349.1926
3 | NMRT04 - S | General Service - S | 1.0821 | 40491.9851 | 40910.6741 | 41175.5346 | 45387.7704 | 53243.4854 | 58288.3405 | 63132.786 | 64152.5669 | 60228.4904 | 50403.6955 | 39931.3547 | 36079.606 | 64152.5669
4 | NMRT04 - P | General Service - P | 1.0627 | 4107.2911 | 4725.9146 | 4205.7427 | 3431.1045 | 3535.7796 | 3380.759 | 3556.6354 | 3642.5644 | 3432.3875 | 3652.4019 | 3549.6498 | 3718.0018 | 4725.9146
5 | NMRT05 - S | Irrigation Service - S | 1.0821 | 3258.5085 | 4432.2953 | 8093.8175 | 10685.8259 | 15259.4541 | 10584.845 | 11633.0878 | 14322.1723 | 16835.1119 | 13056.0298 | 7825.9217 | 5827.2183 | 16835.1119
6 | NMRT07 - S | City and County Service - S | 1.0821 | 13006.142 | 13269.1084 | 11092.8173 | 8456.6554 | 11192.7482 | 13597.8817 | 17144.9531 | 18843.3772 | 16505.2389 | 11626.3685 | 8294.3364 | 8963.5575 | 18843.3772
7 | NMRT08 - S | Municipal Pumping Service - S | 1.0821 | 5159.7055 | 5242.0197 | 5148.4125 | 5824.4161 | 6480.8482 | 7049.1798 | 7045.91 | 6860.8273 | 7085.1567 | 6598.6059 | 5112.3041 | 5229.8479 | 7085.1567
8 | NMRT08 - P | Municipal Pumping Service - P | 1.0627 | 918.1296 | 842.3839 | 911.2436 | 736.799 | 727.6177 | 821.726 | 840.0886 | 934.1969 | 844.6793 | 639.2478 | 790.7392 | 825.169 | 934.1969
9 | NMRT09 - S | Large Power Service - S | 1.0821 | 11724.2898 | 11786.0594 | 11376.1059 | 9635.6803 | 10407.6647 | 12250.5746 | 13322.0271 | 12963.9675 | 12735.1814 | 12554.4838 | 11479.0879 | 10677.6113 | 13322.0271
10 | NMRT09 - P | Large Power Service - P | 1.0627 | 13271.787 | 13556.6727 | 12216.8306 | 10931.2684 | 11804.9578 | 12380.8505 | 13003.9459 | 13032.9776 | 12121.3726 | 12061.492 | 12209.923 | 13163.6939 | 13556.6727
11 | NMRT10 - T | Military Research & Development - T | 1.0316 | 9183.9504 | 9505.7414 | 7679.5351 | 6711.2532 | 8644.8467 | 10250.1502 | 11153.7522 | 10621.0236 | 9491.196 | 8724.0103 | 6611.0456 | 9376.5052 | 11153.7522
12 | NMRT10 - T/ALA | Military Research & Development | 1.0241 | 1954.021 | 2138.3626 | 1573.0483 | 2138.3626 | 2310.4147 | 2076.9154 | 2076.9154 | 2519.3352 | 1966.3104 | 2396.4408 | 1659.0744 | 2126.0731 | 2519.3352
13 | NMRT10 - T/115 | Military Research & Development - T/115 | 1.0241 | 8664.8879 | 8813.0762 | 8573.553 | 9612.5198 | 11403.9462 | 12868.2533 | 14012.9999 | 13217.4322 | 11885.2385 | 10478.7958 | 9616.6251 | 8121.833 | 14012.9999
14 | NMRT11 - S | Street Lighting Service - S | 1.0821 | 450.1846 | 450.1846 | 450.1846 | 450.1846 | 450.1846 | 450.1846 | 451.6769 | 451.6769 | 451.8857 | 451.8857 | 451.797 | 452.2147 | 452.2147
15 | NMRT12 - S | Private Area Lighting Service - S | 1.0821 | 1302.9093 | 1307.6977 | 1343.8221 | 1309.0719 | 1308.7278 | 1304.237 | 1306.4814 | 1306.3439 | 1313.5357 | 1306.1502 | 1307.4542 | 1301.5458 | 1343.8221
16 | NMRT19 - S | Seasonal-Agricultural Processing Service - S | 1.0821 | 4549.7967 | 2171.5963 | 836.9039 | 286.0698 | 626.5061 | 1439.3456 | 3061.5784 | 3699.9075 | 1702.3392 | 1683.1302 | 3037.3245 | 5217.7131 | 5217.7131
17 | NMRT25 - S | Outdoor Recreational Lighting Service - S | 1.0821 | 1206.7824 | 1437.0004 | 1471.0988 | 158.7028 | 190.4855 | 111.6343 | 183.1138 | 204.8542 | 199.876 | 233.8462 | 268.9129 | 109.6057 | 1471.0988
18 | NMRT26 - P | State University Service - P | 1.0627 | 6650.1277 | 5404.2259 | 7685.319 | 7156.3233 | 5234.3717 | 6490.22 | 7339.9875 | 9457.6156 | 6379.2795 | 9626.857 | 5242.4054 | 7113.1711 | 9626.857
19 | NMRT29 - S | Large Power Interruptible Service - S | 1.0821 | 1376.6093 | 1225.4295 | 1282.3241 | 1047.9121 | 1285.6159 | 1558.557 | 1634.131 | 1513.493 | 1635.8538 | 1449.0344 | 1317.5308 | 1275.1074 | 1635.8538
|  | Total New Mexico |  | 285750.2912 | 292708.321 | 279882.7559 | 310651.4618 | 392609.1021 | 448567.8829 | 518562.28 | 489471.5751 | 452842.9425 | 344446.5524 | 258350.1598 | 282435.4045 | 534550.8802
|  | New Mexico Non-Firm |  | 1376.6093 | 1225.4295 | 1282.3241 | 1047.9121 | 1285.6159 | 1558.557 | 1634.131 | 1513.493 | 1635.8538 | 1449.0344 | 1317.5308 | 1275.1074 | 1635.8538
|  | New Mexico Firm |  | 284373.682 | 291482.8915 | 278600.4318 | 309603.5498 | 391323.4861 | 447009.3259 | 516928.149 | 487958.0821 | 451207.0887 | 342997.518 | 257032.6289 | 281160.2971 | 532915.0265
|  |  |  | 2019-01-01 | 2019-02-01 | 2019-03-01 | 2019-04-01 | 2019-05-01 | 2019-06-01 | 2019-07-01 | 2019-08-01 | 2019-09-01 | 2019-10-01 | 2019-11-01 | 2019-12-01 | Maximum Diversified
No | Rate | FERC Maximum Diversified Demand at Source |  | 2020-01-01 | 2020-02-01 | 2020-03-01 | 2020-04-01 | 2020-05-01 | 2020-06-01 | 2020-07-01 | 2020-08-01 | 2020-09-01 | 2020-10-01 | 2020-11-01 | 2020-12-01 | Demand
1 | TXRT94 - T/69 | Rio Grande Co-Op - Van Horn | 1.0279 | 2719.8235 | 4562.6425 | 3208.2815 | 3696.7395 | 4817.973 | 5417.444 | 5217.6207 | 5428.5455 | 4928.9862 | 2231.3653 | 1454.2729 | 2342.3785 | 5428.5455
2 | TXRT95 - T/115 | Rio Grande Co-Op - Dell City | 1.0241 | 4780.5922 | 5776.0368 | 5825.1946 | 6193.8778 | 8565.7397 | 8922.1334 | 9376.8427 | 9598.0526 | 9081.8962 | 5726.879 | 5468.8008 | 6869.797 | 9598.0526
|  | Total FERC |  | 7500.4156 | 10338.6793 | 9033.4761 | 9890.6173 | 13383.7127 | 14339.5774 | 14594.4635 | 15026.5981 | 14010.8824 | 7958.2444 | 6923.0737 | 9212.1755 | 15026.5981
Total Company at Source
|  | Total Company |  | 1352412.5193 | 1361961.8603 | 1268361.3442 | 1566764.7591 | 1862078.652 | 2179248.1937 | 2459916.9085 | 2372965.3413 | 2192353.3261 | 1684894.4807 | 1323548.8552 | 1351302.1998 | 2500880.3179
|  | Total Non-Firm Energy |  | 58135.4615 | 62860.7453 | 68242.7403 | 68960.6701 | 77695.0848 | 84606.6827 | 92258.2575 | 89881.6109 | 83084.9437 | 40020.4202 | 51094.5951 | 61434.0316 | 96540.4504
|  | Total Firm Energy |  | 1294277.0577 | 1299101.115 | 1200118.6039 | 1497804.089 | 1784383.5672 | 2094641.511 | 2367658.651 | 2283083.7304 | 2109268.3824 | 1644874.0605 | 1272454.2601 | 1289868.1682 | 2404339.8676

## Unadjusted CF
EL PASO ELECTRIC COMPANY | [8 empty] | SOAH Docket No. 473-21-2606 |  |  |  |  | SOAH Docket No. 473-21-2606
UNADJUSTED COINCIDENCE FACTORS | [8 empty] | PUC Docket No. 52195 |  |  |  |  | PUC Docket No. 52195
FOR THE PERIOD ENDED DECEMBER 31, 2020 | [8 empty] | STAFF's 4th, Q. No. STAFF 4-4 |  |  |  |  | STAFF's 4th, Q. No. STAFF 4-4
[9 empty] | Attachment 1 |  |  |  |  | Attachment 1
[9 empty] | PAGE 28 OF 78 |  |  |  |  | PAGE 29 OF 78
|  |  | 2019-01-01 | 2019-02-01 | 2019-03-01 | 2019-04-01 | 2019-05-01 | 2019-06-01 | 2019-07-01 | 2019-08-01 | 2019-09-01 | 2019-10-01 | 2019-11-01 | 2019-12-01
No | Rate & Voltage | Texas Coincidence Factors | 2020-01-01 | 2020-02-01 | 2020-03-01 | 2020-04-01 | 2020-05-01 | 2020-06-01 | 2020-07-01 | 2020-08-01 | 2020-09-01 | 2020-10-01 | 2020-11-01 | 2020-12-01
1 | TXRT01 - S | Residential Service - S | 0.86139 | 1 | 0.8268 | 0.93566 | 0.96534 | 0.90621 | 0.92779 | 0.95507 | 0.9001 | 0.90501 | 0.78693 | 0.73247
2 | TXRT02 - S | Small Commercial Service - S | 0.83395 | 0.92807 | 0.95004 | 0.89062 | 0.89389 | 0.9289 | 0.9167 | 0.92715 | 0.8369 | 0.8737 | 0.8305 | 1
3 | TXRT07 - S | Outdoor Recreational Lighting Service - S | 1 | 1 | 1 | 0 | 0 | 0 | 0 | 0 | 0 | 0 | 1 | 1
4 | TXRT07 - P | Outdoor Recreational Lighting Service - P | 1 | 1 | 1 | 0 | 0 | 0 | 0 | 0 | 0 | 0 | 1 | 1
5 | TXRT08 - S | Street Lighting | 1 | 1 | 1 | 0 | 0 | 0 | 0 | 0 | 0 | 0 | 0 | 1
6 | TXRT09 - S | Traffic Signals | bar: 2020-01-01 to 2020-12-01
7 | TXRT11 - S TOU | Municipal Pumping Service TOU - S | 0.75176 | 0.77099 | 0.51659 | 0.84362 | 0.75823 | 0.55819 | 0.8144 | 0.64008 | 0.56399 | 0.7832 | 0.71189 | 0.72634
8 | TXRT11 - P TOU | Municipal Pumping Service TOU - P | 0.83328 | 0.83041 | 0.78339 | 0.82806 | 0.78912 | 0.75456 | 0.7991 | 0.7974 | 0.74584 | 0.79325 | 0.77784 | 0.60393
9 | TXRT15 - Sta | Electrolytic Refining Service - Sta | 0.97574 | 0.68242 | 1 | 1 | 0.8064 | 1 | 1 | 1 | 1 | 1 | 1 | 1
10 | TXRT15/A-Sta | Curtailable Electrolytic Refining Service - Sta | 0 | 0 | 0.19995 | 0.6312 | 0 | 0.27562 | 0.97788 | 0.33556 | 0.58428 | 0.45465 | 0.48871 | 0.10226
11 | TXRTWH | Water Heating Service | 0.17482 | 0.1749 | 0.17494 | 0.17481 | 0.17468 | 0.17468 | 0.17466 | 0.17465 | 0.17468 | 0.1747 | 0.17485 | 0.1748
12 | TXRT22 - S | Irrigation Service - S | 0.13766 | 0.13337 | 0.1717 | 0.59242 | 0.24133 | 0.65917 | 0.8236 | 0.76575 | 0.70049 | 0.44104 | 0.53751 | 0.21831
13 | TXRT24 - S | General Service - S | 0.7295 | 0.7324 | 0.79748 | 0.90183 | 0.9252 | 0.95002 | 0.875 | 0.875 | 0.875 | 0.8799 | 0.8801 | 0.86573
14 | TXRT24 - P | General Service - P | 0.9668 | 0.93676 | 0.94455 | 0.99651 | 0.92436 | 0.95497 | 0.9197 | 0.91598 | 1 | 0.92655 | 0.86003 | 0.94679
15 | TXRT25 - S | Large Power Service - S | 0.88135 | 0.9068 | 0.8653 | 0.89608 | 0.95403 | 0.98399 | 0.96989 | 0.98137 | 0.96669 | 0.97078 | 0.96788 | 0.91586
16 | TXRT25 - P | Large Power Service - P | 0.82042 | 0.7913 | 0.87021 | 0.88467 | 0.82338 | 0.86234 | 0.80898 | 0.84063 | 0.88721 | 0.89725 | 0.91735 | 0.90044
17 | TXRT25 - T/115 | Large Power Service - T | 1 | 1 | 1 | 0.996 | 0.94245 | 1 | 1 | 1 | 1 | 1 | 1 | 0.14788
18 | TXRT26 - T/115 | Petroleum Refining Service - T | 1 | 0.50364 | 1 | 1 | 1 | 1 | 1 | 1 | 1 | 1 | 1 | 1
19 | TXRT28 - S | Private Area Lighting Service - S | 1 | 1 | 1 | 0 | 0 | 0 | 0 | 0 | 0 | 0 | 0 | 1
20 | TXRT30 - T/69 | Electric Furnace Rate - T/69 | 1 | 1 | 1 | 1 | 1 | 1 | 1 | 1 | 1 | 1 | 0.5292 | 1
21 | TXRT30 - T/115 | Electric Furnace Rate - T/115 | 1 | 1 | 1 | 1 | 1 | 1 | 1 | 1 | 1 | 0 | 0 | 1
22 | TXRT31 - T/115 | Military Reservation Service - T | 0.92883 | 0.88891 | 0.88844 | 0.99915 | 1 | 1 | 1 | 1 | 1 | 1 | 0.91165 | 0.96866
23 | TXRT34 - S | Cotton Gin Service - S | 0.02261 | 0.085187 | 0.091913 | 0.081019 | 0.46885 | 0.51 | 0.30241 | 0.32081 | 0.29994 | 0.015217 | 0.52272 | 0.53075
24 | TXRT38 - P | Interruptible Service Rate - Large Power - P | 0.52147 | 0.6807 | 0.27984 | 0.73159 | 0.75562 | 0.82829 | 0.67958 | 0.79704 | 0.85393 | 0.56536 | 0.76903 | 0.62028
25 | TXRT38 - 25/115 | Interruptible Power Rate - Transmission Service | 0.57233 | 0.21528 | 0.73075 | 0 | 0 | 0.88619 | 0.12183 | 0.56697 | 0.95743 | 0.70179 | 0.49079 | 0
26 | TXRT38 - 26/115 | Interruptible Power Rate - Petroleum Refining | 0.84428 | 0 | 0.72252 | 0.76374 | 0.5775 | 0.66161 | 0.81348 | 0.75858 | 1 | 0.85897 | 0.92586 | 0.96872
27 | TXRT38 - 30/115 | Interruptible Power Service - Electric Furnace | 0.62604 | 0.6839 | 0.62599 | 0.67035 | 0.66651 | 0.43874 | 0.71829 | 0.43202 | 0.5236 | 0 | 0 | 0.73601
28 | TXRT38 - 31/115 | Interruptible Power Service - Military Service | 0 | 0 | 0 | 0 | 0.012226 | 0.69039 | 0.72883 | 0.6271 | 0.64877 | 0.066688 | 0 | 0
29 | TXRT41 - 24 S | City and County Service - S | 0.41562 | 0.61798 | 0.6231 | 0.9945 | 0.88623 | 0.969 | 0.8512 | 0.79257 | 0.7811 | 0.84548 | 0.77627 | 0.61834
30 | TXRT41 - 24 P | City and County Service - P | 0.64629 | 0.87153 | 0.87344 | 0.78966 | 0.83959 | 0.99105 | 0.9612 | 0.98142 | 0.94352 | 1 | 0.84896 | 0.90893
31 | TXEVC - S | Electric Vehicle Charging - S | 1 | 1 | 1 | 0 | 0 | 0 | 0 | 0 | 0 | 0 | 1 | 1
EL PASO ELECTRIC COMPANY |  |  | 2020-07-01: SOAH Docket No. 473-21-2606; 2020-12-01: SOAH Docket No. 473-21-2606
PER BOOK COINCIDENCE FACTORS |  |  | 2020-07-01: PUC Docket No. 52195; 2020-12-01: PUC Docket No. 52195
FOR THE PERIOD ENDED DECEMBER 31, 2020 |  |  | 2020-07-01: STAFF's 4th, Q. No. STAFF 4-4; 2020-12-01: STAFF's 4th, Q. No. STAFF 4-4
[9 empty] | Attachment 1 |  |  |  |  | Attachment 1
[9 empty] | PAGE 30 OF 78 |  |  |  |  | PAGE 31 OF 78
|  |  | 2019-01-01 | 2019-02-01 | 2019-03-01 | 2019-04-01 | 2019-05-01 | 2019-06-01 | 2019-07-01 | 2019-08-01 | 2019-09-01 | 2019-10-01 | 2019-11-01 | 2019-12-01
No | Rate | New Mexico Coincidence Factors | 2020-01-01 | 2020-02-01 | 2020-03-01 | 2020-04-01 | 2020-05-01 | 2020-06-01 | 2020-07-01 | 2020-08-01 | 2020-09-01 | 2020-10-01 | 2020-11-01 | 2020-12-01
1 | NMRT01 - S | Residential Service - S | 0.89913 | 0.93748 | 0.85494 | 0.8799 | 0.8407 | 0.901 | 0.81952 | 0.8382 | 0.7722 | 0.8493 | 0.70727 | 1
2 | NMRT03 - S | Small Commercial Service - S | 0.69748 | 0.66376 | 0.71512 | 0.74063 | 0.73541 | 0.7407 | 0.8121 | 0.8337 | 0.8057 | 0.76744 | 0.73473 | 0.5665
3 | NMRT04 - S | General Service - S | 0.69702 | 0.74085 | 0.76315 | 0.841 | 0.7967 | 0.8505 | 0.8863 | 0.8498 | 0.8512 | 0.8278 | 0.76129 | 0.7483
4 | NMRT04 - P | General Service - P | 0.73121 | 0.78743 | 0.77985 | 0.8338 | 0.71652 | 0.80076 | 0.762 | 0.84157 | 0.8173 | 0.67272 | 0.64058 | 0.62178
5 | NMRT05 - S | Irrigation Service - S | 0.095032 | 0.019667 | 0.16169 | 0.81 | 0.4209 | 0.5845 | 0.8655 | 0.7323 | 0.7405 | 0.5393 | 0.2802 | 0.29959
6 | NMRT07 - S | City and County Service - S | 0.3851 | 0.5011 | 0.5905 | 0.6395 | 0.7585 | 0.6088 | 0.5461 | 0.6099 | 0.6535 | 0.701 | 0.5594 | 0.7709
7 | NMRT08 - S | Municipal Pumping Service - S | 0.80429 | 0.75105 | 0.86795 | 0.85884 | 0.93389 | 0.85189 | 0.9684 | 0.87496 | 0.87049 | 0.9264 | 0.88516 | 0.77015
8 | NMRT08 - P | Municipal Pumping Service - P | 0.78625 | 0.84741 | 0.87657 | 0.87695 | 0.89905 | 0.93296 | 0.77049 | 0.78993 | 0.82337 | 0.36266 | 0.29608 | 0.82893
9 | NMRT09 - S | Large Power Service - S | 0.98784 | 1.0142 | 0.8661 | 0.95931 | 1.014 | 0.97119 | 0.96385 | 0.89509 | 0.97978 | 0.93605 | 0.95783 | 0.9051
10 | NMRT09 - P | Large Power Service - P | 0.93656 | 0.92897 | 0.93215 | 0.87395 | 0.83563 | 0.87502 | 0.88961 | 0.8663 | 0.8586 | 0.83766 | 0.79167 | 0.94166
11 | NMRT10 - T | Military Research & Development - T | 0.74234 | 0.73617 | 0.82243 | 0.92023 | 0.83389 | 0.86835 | 0.90371 | 0.87912 | 0.90135 | 0.77603 | 0.77302 | 0.75507
12 | NMRT10 - T/ALA | Military Research & Development | 0.62264 | 0.72414 | 0.72656 | 0.65517 | 0.6383 | 0.81065 | 0.92899 | 0.71707 | 0.79375 | 0.55897 | 0.56296 | 0.56647
13 | NMRT10 - T/115 | Military Research & Development - T/115 | 0.81108 | 0.86772 | 0.83004 | 0.8871 | 0.92016 | 0.93602 | 0.93471 | 0.9546 | 0.7201 | 0.90711 | 0.72087 | 0.82173
14 | NMRT11 - S | Street Lighting Service - S | 1 | 1 | 1 | 0 | 0 | 0 | 0 | 0 | 0 | 0 | 0 | 1
15 | NMRT12 - S | Private Area Lighting Service - S | 1 | 1 | 1 | 0 | 0 | 0 | 0 | 0 | 0 | 0 | 0 | 1
16 | NMRT19 - S | Seasonal-Agricultural Processing Service - S | 0.2121 | 0.1134 | 0.11043 | 0.6177 | 0.399 | 0.5924 | 0.8655 | 0.742 | 0.7412 | 0.5354 | 0.479 | 0.4522
17 | NMRT25 - S | Outdoor Recreational Lighting Service - S | 1 | 1 | 1 | 0 | 0 | 0 | 0 | 0 | 0 | 0 | 1 | 1
18 | NMRT26 - P | State University Service - P | 0.35869 | 0.57006 | 0.45108 | 0.47613 | 0.94053 | 0.97246 | 0.78414 | 0.56117 | 0.6548 | 0.55203 | 0.83688 | 0.3151
19 | NMRT29 - S | Large Power Interruptible Service - S | 0.22597 | 0.10243 | 0.029232 | 0.39455 | 0.48984 | 0.6339 | 0.48762 | 0.45175 | 0.52367 | 0.70015 | 0.6002 | 0.58847
|  |  | 2019-01-01 | 2019-02-01 | 2019-03-01 | 2019-04-01 | 2019-05-01 | 2019-06-01 | 2019-07-01 | 2019-08-01 | 2019-09-01 | 2019-10-01 | 2019-11-01 | 2019-12-01
No | Rate | FERC Coincidence Factors | 2020-01-01 | 2020-02-01 | 2020-03-01 | 2020-04-01 | 2020-05-01 | 2020-06-01 | 2020-07-01 | 2020-08-01 | 2020-09-01 | 2020-10-01 | 2020-11-01 | 2020-12-01
1 | TXRT94 - T/69 | Rio Grande Co-Op - Van Horn | 0.60816 | 0.57421 | 0.30104 | 0.97898 | 0.87788 | 0.95287 | 0.95532 | 0.82209 | 0.68018 | 0.90547 | 0.71756 | 0.64929
2 | TXRT95 - T/115 | Rio Grande Co-Op - Dell City | 0.88689 | 0.70213 | 0.65612 | 0.9623 | 0.77475 | 0.96419 | 0.95413 | 0.9411 | 0.79973 | 0.93562 | 0.62247 | 0.70125

## Unadjusted CPD
EL PASO ELECTRIC COMPANY | [9 empty] | SOAH Docket No. 473-21-2606 | [5 empty] | SOAH Docket No. 473-21-2606
UNADJUSTED COINCIDENT DEMAND | [9 empty] | PUC Docket No. 52195 | [5 empty] | PUC Docket No. 52195
FOR THE PERIOD ENDED DECEMBER 31, 2020 | [9 empty] | STAFF's 4th, Q. No. STAFF 4-4 | [5 empty] | STAFF's 4th, Q. No. STAFF 4-4
[10 empty] | Attachment 1 | [5 empty] | Attachment 1
[10 empty] | PAGE 32 OF 78 | [5 empty] | PAGE 33 OF 78
|  |  |  | 2019-01-01 | 2019-02-01 | 2019-03-01 | 2019-04-01 | 2019-05-01 | 2019-06-01 | 2019-07-01 | 2019-08-01 | 2019-09-01 | 2019-10-01 | 2019-11-01 | 2019-12-01 | Coincident Peak
No | Rate & Voltage | Texas Coincident Demand at Meter |  | 2020-01-01 | 2020-02-01 | 2020-03-01 | 2020-04-01 | 2020-05-01 | 2020-06-01 | 2020-07-01 | 2020-08-01 | 2020-09-01 | 2020-10-01 | 2020-11-01 | 2020-12-01 | Demand
1 | TXRT01 - S | Residential Service - S |  | 328066.5983 | 366546.6548 | 238390.2028 | 531811.3786 | 653659.9553 | 749054.9548 | 882224.5595 | 868193.6357 | 727234.3392 | 498607.2365 | 296709.9984 | 292345.5878 | 882224.5595
2 | TXRT02 - S | Small Commercial Service - S |  | 36114.293 | 38767.5028 | 37263.3209 | 36908.1668 | 54700.6888 | 67360.8864 | 72181.9063 | 70802.2734 | 60029.6005 | 50898.7662 | 32001.0086 | 44556.9125 | 72181.9063
3 | TXRT07 - S | Outdoor Recreational Lighting Service - S |  | 4825.6601 | 5749.9577 | 5881.9272 | 0 | 0 | 0 | 0 | 0 | 0 | 0 | 1075.1102 | 441.1184 | 0
4 | TXRT07 - P | Outdoor Recreational Lighting Service - P |  | 207.7602 | 247.5 | 253.3717 | 0 | 0 | 0 | 0 | 0 | 0 | 0 | 46.2056 | 18.9108 | 0
5 | TXRT08 - S | Street Lighting |  | 8181.862 | 8200.982 | 8206.625 | 0 | 0 | 0 | 0 | 0 | 0 | 0 | 0 | 8378.632 | 0
6 | TXRT09 - S | Traffic Signals |  | 229.514 | 229.514 | 229.514 | 229.514 | 229.514 | 230.054 | 229.514 | 229.196 | 229.196 | 229.196 | 229.196 | 229.196 | 229.514
7 | TXRT11 - S TOU | Municipal Pumping Service TOU - S |  | 11745.9724 | 11101.6306 | 8751.097 | 13530.6486 | 13494.3857 | 13941.1888 | 23739.2695 | 16033.7696 | 13779.3994 | 18385.9198 | 15596.4578 | 16740.0452 | 23739.2695
8 | TXRT11 - P TOU | Municipal Pumping Service TOU - P |  | 6170.3576 | 5890.6161 | 5356.8366 | 4781.6616 | 5066.2843 | 5733.3688 | 5929.6398 | 5093.1044 | 4313.0209 | 5590.4644 | 5196.7363 | 3725.5927 | 5929.6398
9 | TXRT15 - Sta | Electrolytic Refining Service - Sta |  | 7318.0801 | 5118.1199 | 7500 | 7500 | 6047.9998 | 7500 | 7500 | 7500 | 7500 | 7500 | 7500 | 7500 | 7500
10 | TXRT15/A-Sta | Curtailable Electrolytic Refining Service - Sta |  | 0 | 0 | 1511.52 | 5563.6797 | 0 | 1866.8398 | 7688.04 | 2229.7197 | 3847.5596 | 2848.7993 | 3137.7598 | 587.52 | 7688.04
11 | TXRTWH | Water Heating Service |  | 698.3891 | 609.4096 | 569.0013 | 550.4826 | 461.9922 | 408.7706 | 374.9346 | 321.7603 | 353.5999 | 362.8601 | 410.6341 | 507.6228 | 374.9346
12 | TXRT22 - S | Irrigation Service - S |  | 180.5702 | 164.7936 | 231.7129 | 816.5469 | 405.9523 | 1343.2197 | 1789.2897 | 1258.2755 | 1239.8921 | 934.5114 | 562.1948 | 234.7548 | 1789.2897
13 | TXRT24 - S | General Service - S |  | 167668.2055 | 172177.2674 | 187893.5387 | 211628.3442 | 250823.5339 | 302196.3236 | 305972.9034 | 300163.7643 | 288243.5635 | 261026.9431 | 222498.924 | 194770.3414 | 305972.9034
14 | TXRT24 - P | General Service - P |  | 3931.978 | 3993.8188 | 3481.8677 | 4157.7256 | 4637.8365 | 5279.8318 | 6754.7902 | 6906.0942 | 6667.9727 | 4322.7102 | 3120.6812 | 3654.2087 | 6754.7902
15 | TXRT25 - S | Large Power Service - S |  | 50195.19 | 53556.9123 | 53514.6803 | 49780.9382 | 59942.5623 | 66698.6924 | 71177.6146 | 71912.2683 | 69988.9283 | 65221.0103 | 58807.9604 | 49199.4503 | 71177.6146
16 | TXRT25 - P | Large Power Service - P |  | 20478.1862 | 20456.3609 | 23107.3909 | 21478.2766 | 20812.0946 | 23547.1377 | 24287.7067 | 24792.3477 | 26416.7849 | 23863.1167 | 23618.3448 | 21408.7448 | 24287.7067
17 | TXRT25 - T/115 | Large Power Service - T |  | 1500 | 1500 | 1500 | 1493.9985 | 1413.6816 | 1500 | 1500 | 1500 | 1500 | 1500 | 1500 | 221.8161 | 1500
18 | TXRT26 - T/115 | Petroleum Refining Service - T |  | 40400 | 20347.2006 | 40400 | 40400 | 40400 | 40400 | 40400 | 40400 | 40400 | 40400 | 40400 | 40400 | 40400
19 | TXRT28 - S | Private Area Lighting Service - S |  | 6014.047 | 6009.505 | 6117.346 | 0 | 0 | 0 | 0 | 0 | 0 | 0 | 0 | 6253.212 | 0
20 | TXRT30 - T/69 | Electric Furnace Rate - T/69 |  | 1328 | 1591 | 1697 | 1955 | 1432 | 1849 | 1757 | 2189 | 1237 | 2860 | 2646 | 1313 | 1757
21 | TXRT30 - T/115 | Electric Furnace Rate - T/115 |  | 3672 | 3409 | 3303 | 3045 | 3568 | 3151 | 3243 | 2811 | 3763 | 0 | 0 | 3687 | 3243
22 | TXRT31 - T/115 | Military Reservation Service - T |  | 38703.8001 | 40889.7757 | 38532.2465 | 45960.6771 | 46000 | 46000 | 46000 | 46000 | 46000 | 46000 | 38322.3009 | 39448.6988 | 46000
23 | TXRT34 - S | Cotton Gin Service - S |  | 20.8 | 6.55 | 6.34 | 2.66 | 15.126 | 18.506 | 10.08 | 13.32 | 20.36 | 25.16 | 928.56 | 947.32 | 10.08
24 | TXRT38 - P | Interruptible Service Rate - Large Power - P |  | 2580.1199 | 3286.8397 | 2189.3199 | 6917.8796 | 7676.9996 | 8425.1994 | 7077.7996 | 8296.3997 | 8227.3995 | 3105.9999 | 3796.3998 | 2978.5998 | 7077.7996
25 | TXRT38 - 25/115 | Interruptible Power Rate - Transmission Service |  | 782.5391 | 637.7229 | 2540.6523 | 0 | 0 | 2944.9792 | 390.419 | 1890.0055 | 3158.2415 | 2177.9249 | 1928.0885 | 0 | 390.419
26 | TXRT38 - 26/115 | Interruptible Power Rate - Petroleum Refining |  | 6558.4009 | 0 | 6299.2002 | 3491.2008 | 4960.001 | 5996.8008 | 7724.801 | 7465.6002 | 10230.4008 | 8156.8004 | 8632 | 8027.2012 | 7724.801
27 | TXRT38 - 30/115 | Interruptible Power Service - Electric Furnace |  | 22941.4001 | 24148.7505 | 23446.7505 | 24080.3501 | 23449.9001 | 15564.1003 | 25638.7002 | 14976.3999 | 18440.1997 | 0 | 0 | 26570.7993 | 25638.7002
28 | TXRT38 - 31/115 | Interruptible Power Service - Military Service |  | 0 | 0 | 0 | 0 | 123.9028 | 10944.7744 | 15574.5655 | 13139.042 | 9182.2809 | 522.7212 | 0 | 0 | 15574.5655
29 | TXRT41 - 24 S | City and County Service - S |  | 17713.5833 | 26572.5335 | 26127.8591 | 20131.8378 | 26502.1793 | 39148.9853 | 43172.2721 | 43491.7469 | 41094.8731 | 34110.4122 | 22833.8147 | 18610.8879 | 43172.2721
30 | TXRT41 - 24 P | City and County Service - P |  | 3057.8607 | 4325.3556 | 4439.1501 | 3639.6712 | 3653.4061 | 4961.0077 | 5835.612 | 6733.5269 | 4752.0891 | 4588.6668 | 3056.1291 | 3468.2917 | 5835.612
31 | TXEVC - S | Electric Vehicle Charging - S |  | 50.4 | 14.4 | 14.4 | 0 | 0 | 0 | 0 | 0 | 0 | 0 | 14.4 | 14.4 | 0
|  | Total Texas |  | 791335.5677 | 825549.6739 | 738755.8716 | 1039855.6386 | 1229477.9961 | 1426065.6215 | 1608174.4178 | 1564342.2505 | 1397849.7016 | 1083239.2193 | 794568.9052 | 796239.8649 | 1608174.4178
|  | Texas Non-Firm |  | 32862.46 | 28073.3131 | 35987.4429 | 40053.1102 | 36210.8036 | 45742.694 | 64094.3253 | 47997.1671 | 53086.082 | 16812.2457 | 17494.248 | 38164.1203 | 64094.3253
|  | Texas Firm |  | 758473.1077 | 797476.3608 | 702768.4287 | 999802.5284 | 1193267.1925 | 1380322.9275 | 1544080.0926 | 1516345.0834 | 1344763.6196 | 1066426.9737 | 777074.6571 | 758075.7446 | 1544080.0926
EL PASO ELECTRIC COMPANY |  |  |  | 2020-07-01: SOAH Docket No. 473-21-2606 | SOAH Docket No. 473-21-2606
UNADJUSTED COINCIDENT DEMAND |  |  |  | 2020-07-01: PUC Docket No. 52195 | PUC Docket No. 52195
FOR THE PERIOD ENDED DECEMBER 31, 2020 |  |  |  | 2020-07-01: STAFF's 4th, Q. No. STAFF 4-4 | STAFF's 4th, Q. No. STAFF 4-4
|  |  |  | 2020-07-01: Attachment 1 | Attachment 1
|  |  |  | 2020-07-01: PAGE 34 OF 78 | PAGE 35 OF 78
|  |  |  | 2019-01-01 | 2019-02-01 | 2019-03-01 | 2019-04-01 | 2019-05-01 | 2019-06-01 | 2019-07-01 | 2019-08-01 | 2019-09-01 | 2019-10-01 | 2019-11-01 | 2019-12-01 | Coincident Peak
No | Rate | New Mexico Coincident Demand at Meter |  | 2020-01-01 | 2020-02-01 | 2020-03-01 | 2020-04-01 | 2020-05-01 | 2020-06-01 | 2020-07-01 | 2020-08-01 | 2020-09-01 | 2020-10-01 | 2020-11-01 | 2020-12-01 | Demand
1 | NMRT01 - S | Residential Service - S |  | 106874.9333 | 116132.5886 | 99671.2342 | 126669.4713 | 163255.128 | 204428.0284 | 223648.7946 | 201348.0704 | 171435.3504 | 121284.6327 | 70687.2624 | 123420.5645 | 223648.7946
2 | NMRT03 - S | Small Commercial Service - S |  | 19238.0162 | 19284.986 | 18906.3812 | 21155.9466 | 26072.8963 | 32952.8026 | 39286.5664 | 39897.5752 | 35581.953 | 30475.5228 | 21382.967 | 15339.3488 | 39286.5664
3 | NMRT04 - S | General Service - S |  | 26081.9583 | 28008.6413 | 29038.5968 | 35274.3826 | 39199.7998 | 45812.1406 | 51708.3024 | 50379.6726 | 47375.9759 | 38557.8116 | 28092.2552 | 24949.5196 | 51708.3024
4 | NMRT04 - P | General Service - P |  | 2826.2441 | 3501.9201 | 3086.464 | 2692.176 | 2384.0907 | 2547.5697 | 2550.3752 | 2884.7293 | 2639.8933 | 2312.1701 | 2139.7648 | 2175.47 | 2550.3752
5 | NMRT05 - S | Irrigation Service - S |  | 286.1634 | 80.5554 | 1209.4029 | 7998.6684 | 5935.2976 | 5717.3344 | 9304.3632 | 9692.2031 | 11520.3493 | 6506.7801 | 2026.4141 | 1613.3103 | 9304.3632
6 | NMRT07 - S | City and County Service - S |  | 4628.5673 | 6144.559 | 6053.2183 | 4997.6261 | 7845.4326 | 7650.1593 | 8652.3296 | 10620.4263 | 9967.6317 | 7531.5902 | 4287.7424 | 6385.6194 | 8652.3296
7 | NMRT08 - S | Municipal Pumping Service - S |  | 3834.9779 | 3638.2477 | 4129.4765 | 4622.6364 | 5593.1025 | 5549.4312 | 6305.4553 | 5547.4015 | 5699.501 | 5649.0574 | 4181.7779 | 3722.1102 | 6305.4553
8 | NMRT08 - P | Municipal Pumping Service - P |  | 679.32 | 671.76 | 751.68 | 608.04 | 615.6 | 721.44 | 609.12 | 694.44 | 654.48 | 218.16 | 220.32 | 643.68 | 609.12
9 | NMRT09 - S | Large Power Service - S |  | 10702.85 | 11046.3802 | 9105.1599 | 8542.11 | 9752.3 | 10994.7089 | 11865.97 | 10723.2922 | 11530.7611 | 10859.7791 | 10160.6652 | 8930.8792 | 11865.97
10 | NMRT09 - P | Large Power Service - P |  | 11696.9604 | 11851.2302 | 10716.5202 | 8990.1301 | 9282.9902 | 10194.7903 | 10886.3704 | 10624.8502 | 9793.7803 | 9507.7203 | 9096.3901 | 11664.9702 | 10886.3704
11 | NMRT10 - T | Military Research & Development - T |  | 6608.88 | 6783.66 | 6122.5201 | 5986.86 | 6988.1999 | 8628.2399 | 9771.1799 | 9051.2999 | 8292.9601 | 6562.8599 | 4954.02 | 6863.22 | 9771.1799
12 | NMRT10 - T/ALA | Military Research & Development |  | 1188 | 1512 | 1116 | 1368 | 1440 | 1644 | 1884 | 1764 | 1524 | 1308 | 912 | 1176 | 1884
13 | NMRT10 - T/115 | Military Research & Development - T/115 |  | 6862.4001 | 7467.2002 | 6948.8003 | 8326.4005 | 10246.2666 | 11761.2021 | 12789.67 | 12320.1885 | 8357.0273 | 9281.6001 | 6769.0549 | 6516.8 | 12789.67
14 | NMRT11 - S | Street Lighting Service - S |  | 416.021 | 416.021 | 416.021 | 0 | 0 | 0 | 0 | 0 | 0 | 0 | 0 | 417.897 | 0
15 | NMRT12 - S | Private Area Lighting Service - S |  | 1204.034 | 1208.459 | 1241.842 | 0 | 0 | 0 | 0 | 0 | 0 | 0 | 0 | 1202.774 | 0
16 | NMRT19 - S | Seasonal-Agricultural Processing Service - S |  | 891.779 | 227.5709 | 85.4037 | 163.2955 | 231.0058 | 787.961 | 2448.7082 | 2536.9934 | 1166.0202 | 832.7616 | 1344.4705 | 2180.3958 | 2448.7082
17 | NMRT25 - S | Outdoor Recreational Lighting Service - S |  | 1115.202 | 1327.9492 | 1359.4599 | 0 | 0 | 0 | 0 | 0 | 0 | 0 | 248.5056 | 101.2879 | 0
18 | NMRT26 - P | State University Service - P |  | 2244.7081 | 2899.0801 | 3262.3202 | 3206.4841 | 4632.84 | 5939.3523 | 5416.2724 | 4994.4243 | 3930.8762 | 5001.0123 | 4128.5882 | 2109.24 | 5416.2724
19 | NMRT29 - S | Large Power Interruptible Service - S |  | 287.47 | 116 | 34.64 | 382.0801 | 581.9601 | 913.0011 | 736.36 | 631.828 | 791.639 | 937.551 | 730.7749 | 693.421 | 736.36
|  | Total New Mexico |  | 207668.4852 | 222318.8088 | 203255.1413 | 240984.3077 | 294056.91 | 356242.1618 | 397863.8377 | 373711.3951 | 330262.1988 | 256827.0092 | 171362.9733 | 220106.508 | 397863.8377
|  | New Mexico Non-Firm |  | 287.47 | 116 | 34.64 | 382.0801 | 581.9601 | 913.0011 | 736.36 | 631.828 | 791.639 | 937.551 | 730.7749 | 693.421 | 736.36
|  | New Mexico Firm |  | 207381.0152 | 222202.8088 | 203220.5013 | 240602.2277 | 293474.9499 | 355329.1607 | 397127.4776 | 373079.5672 | 329470.5598 | 255889.4582 | 170632.1983 | 219413.087 | 397127.4776
|  |  |  | 2019-01-01 | 2019-02-01 | 2019-03-01 | 2019-04-01 | 2019-05-01 | 2019-06-01 | 2019-07-01 | 2019-08-01 | 2019-09-01 | 2019-10-01 | 2019-11-01 | 2019-12-01 | Coincident Peak
No | Rate | FERC Coincident Demand at Meter |  | 2020-01-01 | 2020-02-01 | 2020-03-01 | 2020-04-01 | 2020-05-01 | 2020-06-01 | 2020-07-01 | 2020-08-01 | 2020-09-01 | 2020-10-01 | 2020-11-01 | 2020-12-01 | Demand
1 | TXRT94 - T/69 | Rio Grande Co-Op - Van Horn |  | 1609.2 | 2548.8 | 939.6 | 3520.8 | 4114.8001 | 5022.0002 | 4849.2 | 4341.6002 | 3261.6 | 1965.6 | 1015.2 | 1479.6 | 4849.2
2 | TXRT95 - T/115 | Rio Grande Co-Op - Dell City |  | 4140 | 3960 | 3732 | 5820 | 6480 | 8400 | 8736 | 8820 | 7092 | 5232 | 3324 | 4704 | 8736
|  | Total FERC |  | 5749.2 | 6508.8 | 4671.6 | 9340.8 | 10594.8001 | 13422.0002 | 13585.2 | 13161.6002 | 10353.6 | 7197.6 | 4339.2 | 6183.6 | 13585.2
Total Company at Meter
|  | Total Company |  | 1004753.2529 | 1054377.2828 | 946682.613 | 1290180.7463 | 1534129.7062 | 1795729.7835 | 2019623.4555 | 1951215.2458 | 1738465.5004 | 1347263.8285 | 970271.0784 | 1022529.973 | 2019623.4555
|  | Total Non-Firm Energy |  | 33149.93 | 28189.3131 | 36022.0829 | 40435.1903 | 36792.7636 | 46655.6951 | 64830.6853 | 48628.9951 | 53877.7209 | 17749.7967 | 18225.023 | 38857.5413 | 64830.6853
|  | Total Firm Energy |  | 971603.3229 | 1026187.9696 | 910660.53 | 1249745.556 | 1497336.9425 | 1749074.0884 | 1954792.7702 | 1902586.2507 | 1684587.7795 | 1329514.0318 | 952046.0555 | 983672.4316 | 1954792.7702
EL PASO ELECTRIC COMPANY |  |  |  | 2020-07-01: SOAH Docket No. 473-21-2606 | SOAH Docket No. 473-21-2606
UNADJUSTED COINCIDENT DEMAND |  |  |  | 2020-07-01: PUC Docket No. 52195 | PUC Docket No. 52195
FOR THE PERIOD ENDED DECEMBER 31, 2020 |  |  |  | 2020-07-01: STAFF's 4th, Q. No. STAFF 4-4 | STAFF's 4th, Q. No. STAFF 4-4
|  |  |  | 2020-07-01: Attachment 1 | Attachment 1
|  |  |  | 2020-07-01: PAGE 36 OF 78 | PAGE 37 OF 78
|  |  |  | 2019-01-01 | 2019-02-01 | 2019-03-01 | 2019-04-01 | 2019-05-01 | 2019-06-01 | 2019-07-01 | 2019-08-01 | 2019-09-01 | 2019-10-01 | 2019-11-01 | 2019-12-01 | Coincident Peak
No | Rate & Voltage | Texas Coincident Demand at Source |  | 2020-01-01 | 2020-02-01 | 2020-03-01 | 2020-04-01 | 2020-05-01 | 2020-06-01 | 2020-07-01 | 2020-08-01 | 2020-09-01 | 2020-10-01 | 2020-11-01 | 2020-12-01 | Demand
1 | TXRT01 - S | Residential Service - S | 1.0821 | 355007.4273 | 396647.4661 | 257966.8063 | 575483.729 | 707338.5108 | 810567.3477 | 954672.8404 | 939489.6971 | 786954.8231 | 539552.8627 | 321075.8235 | 316353.0075 | 954672.8404
2 | TXRT02 - S | Small Commercial Service - S | 1.0821 | 39079.9988 | 41951.0901 | 40323.3848 | 39939.0655 | 59192.7093 | 72892.5623 | 78109.4845 | 76616.5561 | 64959.2313 | 55078.5728 | 34628.9314 | 48215.9262 | 78109.4845
3 | TXRT07 - S | Outdoor Recreational Lighting Service - S | 1.0821 | 5221.9433 | 6222.1442 | 6364.9511 | 0 | 0 | 0 | 0 | 0 | 0 | 0 | 1163.3983 | 477.3431 | 0
4 | TXRT07 - P | Outdoor Recreational Lighting Service - P | 1.0627 | 220.7764 | 263.0059 | 269.2455 | 0 | 0 | 0 | 0 | 0 | 0 | 0 | 49.1004 | 20.0956 | 0
5 | TXRT08 - S | Street Lighting | 1.0821 | 8853.7565 | 8874.4466 | 8880.553 | 0 | 0 | 0 | 0 | 0 | 0 | 0 | 0 | 9066.6853 | 0
6 | TXRT09 - S | Traffic Signals | 1.0821 | 248.3617 | 248.3617 | 248.3617 | 248.3617 | 248.3617 | 248.946 | 248.3617 | 248.0176 | 248.0176 | 248.0176 | 248.0176 | 248.0176 | 248.3617
7 | TXRT11 - S TOU | Municipal Pumping Service TOU - S | 1.0821 | 12710.5516 | 12013.2965 | 9469.7371 | 14641.7855 | 14602.5447 | 15086.0392 | 25688.7383 | 17350.4627 | 14910.9637 | 19895.7715 | 16877.2389 | 18114.7377 | 25688.7383
8 | TXRT11 - P TOU | Municipal Pumping Service TOU - P | 1.0627 | 6556.9305 | 6259.6632 | 5692.4424 | 5081.2327 | 5383.687 | 6092.5643 | 6301.1318 | 5412.1874 | 4583.2317 | 5940.707 | 5522.3119 | 3959.0011 | 6301.1318
9 | TXRT15 - Sta | Electrolytic Refining Service - Sta | 1.0316 | 7549.185 | 5279.7501 | 7736.85 | 7736.85 | 6238.9956 | 7736.85 | 7736.85 | 7736.85 | 7736.85 | 7736.85 | 7736.85 | 7736.85 | 7736.85
10 | TXRT15/A-Sta | Curtailable Electrolytic Refining Service - Sta | 1.0316 | 0 | 0 | 1559.2538 | 5739.3807 | 0 | 1925.7946 | 7930.8283 | 2300.1343 | 3969.0655 | 2938.7644 | 3236.8502 | 606.0739 | 7930.8283
11 | TXRTWH | Water Heating Service | 1.0821 | 755.7408 | 659.4544 | 615.7276 | 595.6883 | 499.931 | 442.3389 | 405.7242 | 348.1833 | 382.6375 | 392.6582 | 444.3554 | 549.3088 | 405.7242
12 | TXRT22 - S | Irrigation Service - S | 1.0821 | 195.3986 | 178.3264 | 250.7412 | 883.6017 | 439.2891 | 1453.525 | 1936.2261 | 1361.6051 | 1341.712 | 1011.2535 | 608.3622 | 254.0329 | 1936.2261
13 | TXRT24 - S | General Service - S | 1.0821 | 181437.1185 | 186316.4646 | 203323.3561 | 229007.2638 | 271421.1625 | 327012.6857 | 331099.3983 | 324813.2126 | 311914.1249 | 282462.4756 | 240770.5356 | 210764.8818 | 331099.3983
14 | TXRT24 - P | General Service - P | 1.0627 | 4178.3164 | 4244.0316 | 3700.0067 | 4418.2071 | 4928.3969 | 5610.6133 | 7177.9778 | 7338.761 | 7085.7212 | 4593.528 | 3316.1919 | 3883.1448 | 7177.9778
15 | TXRT25 - S | Large Power Service - S | 1.0821 | 54317.2191 | 57955.0059 | 57909.3059 | 53868.9489 | 64865.0455 | 72175.989 | 77022.7203 | 77817.7037 | 75736.4191 | 70576.9597 | 63637.2701 | 53239.7091 | 77022.7203
16 | TXRT25 - P | Large Power Service - P | 1.0627 | 21761.1445 | 21737.952 | 24555.0689 | 22823.8906 | 22115.9724 | 25022.3659 | 25809.3315 | 26345.5883 | 28071.7964 | 25358.141 | 25098.0342 | 22750.0027 | 25809.3315
17 | TXRT25 - T/115 | Large Power Service - T | 1.0241 | 1536.18 | 1536.18 | 1536.18 | 1530.0338 | 1447.7796 | 1536.18 | 1536.18 | 1536.18 | 1536.18 | 1536.18 | 1536.18 | 227.1663 | 1536.18
18 | TXRT26 - T/115 | Petroleum Refining Service - T | 1.0241 | 41374.448 | 20837.9751 | 41374.448 | 41374.448 | 41374.448 | 41374.448 | 41374.448 | 41374.448 | 41374.448 | 41374.448 | 41374.448 | 41374.448 | 41374.448
19 | TXRT28 - S | Private Area Lighting Service - S | 1.0821 | 6507.9205 | 6503.0056 | 6619.7025 | 0 | 0 | 0 | 0 | 0 | 0 | 0 | 0 | 6766.7258 | 0
20 | TXRT30 - T/69 | Electric Furnace Rate - T/69 | 1.0279 | 1365.0512 | 1635.3889 | 1744.3463 | 2009.5445 | 1471.9528 | 1900.5871 | 1806.0203 | 2250.0731 | 1271.5123 | 2939.794 | 2719.8234 | 1349.6327 | 1806.0203
21 | TXRT30 - T/115 | Electric Furnace Rate - T/115 | 1.0241 | 3760.5686 | 3491.2251 | 3382.6684 | 3118.4454 | 3654.0602 | 3227.0021 | 3321.2212 | 2878.8013 | 3853.7636 | 0 | 0 | 3775.9304 | 3321.2212
22 | TXRT31 - T/115 | Military Reservation Service - T | 1.0241 | 39637.3358 | 41876.037 | 39461.6443 | 47069.2487 | 47109.52 | 47109.52 | 47109.52 | 47109.52 | 47109.52 | 47109.52 | 39246.6348 | 40400.2014 | 47109.52
23 | TXRT34 - S | Cotton Gin Service - S | 1.0821 | 22.5081 | 7.0879 | 6.8606 | 2.8784 | 16.3681 | 20.0257 | 10.9078 | 14.4138 | 22.032 | 27.2261 | 1004.8133 | 1025.1139 | 10.9078
24 | TXRT38 - P | Interruptible Service Rate - Large Power - P | 1.0627 | 2741.7644 | 3492.7602 | 2326.4807 | 7351.2848 | 8157.9636 | 8953.0381 | 7521.2237 | 8816.1692 | 8742.8461 | 3300.5908 | 4034.2442 | 3165.2091 | 7521.2237
25 | TXRT38 - 25/115 | Interruptible Power Rate - Transmission Service | 1.0241 | 801.4139 | 653.1048 | 2601.9329 | 0 | 0 | 3016.0121 | 399.8359 | 1935.5924 | 3234.4182 | 2230.4565 | 1974.594 | 0 | 399.8359
26 | TXRT38 - 26/115 | Interruptible Power Rate - Petroleum Refining | 1.0241 | 6716.5895 | 0 | 6451.1369 | 3575.4086 | 5079.6363 | 6141.4437 | 7911.1232 | 7645.6705 | 10477.1581 | 8353.5424 | 8840.2038 | 8220.8173 | 7911.1232
27 | TXRT38 - 30/115 | Interruptible Power Service - Electric Furnace | 1.0241 | 23494.7467 | 24731.2184 | 24012.2861 | 24661.1681 | 24015.5117 | 15939.5064 | 26257.1056 | 15337.6307 | 18884.9773 | 0 | 0 | 27211.687 | 26257.1056
28 | TXRT38 - 31/115 | Interruptible Power Service - Military Service | 1.0241 | 0 | 0 | 0 | 0 | 126.8913 | 11208.7623 | 15950.224 | 13455.9557 | 9403.7575 | 535.3292 | 0 | 0 | 15950.224
29 | TXRT41 - 24 S | City and County Service - S | 1.0821 | 19168.2227 | 28754.6699 | 28273.4789 | 21785.0643 | 28678.5383 | 42363.9 | 46717.5791 | 47063.2892 | 44469.5841 | 36911.5593 | 24708.9276 | 20139.214 | 46717.5791
30 | TXRT41 - 24 P | City and County Service - P | 1.0627 | 3249.4357 | 4596.3392 | 4717.2628 | 3867.6966 | 3882.292 | 5271.8148 | 6201.2131 | 7155.3824 | 5049.8075 | 4876.1468 | 3247.5956 | 3685.5802 | 6201.2131
31 | TXEVC - S | Electric Vehicle Charging - S | 1.0821 | 54.5388 | 15.5825 | 15.5825 | 0 | 0 | 0 | 0 | 0 | 0 | 0 | 15.5825 | 15.5825 | 0
|  | Total Texas |  | 848524.5931 | 886981.0337 | 791389.803 | 1116813.2266 | 1322289.5683 | 1534329.8623 | 1730256.2152 | 1683752.0856 | 1503324.5987 | 1164981.3551 | 853116.3189 | 853596.1265 | 1730256.2152
|  | Texas Non-Firm |  | 33754.5145 | 28877.0834 | 36951.0905 | 41327.2422 | 37380.0029 | 47184.5573 | 65970.3408 | 49491.1528 | 54712.2227 | 17358.6833 | 18085.8922 | 39203.7873 | 65970.3408
|  | Texas Firm |  | 814770.0786 | 858103.9503 | 754438.7126 | 1075485.9844 | 1284909.5654 | 1487145.305 | 1664285.8743 | 1634260.9329 | 1448612.376 | 1147622.6718 | 835030.4267 | 814392.3392 | 1664285.8743
EL PASO ELECTRIC COMPANY |  |  |  | 2020-07-01: SOAH Docket No. 473-21-2606 | SOAH Docket No. 473-21-2606
UNADJUSTED COINCIDENT DEMAND |  |  |  | 2020-07-01: PUC Docket No. 52195 | PUC Docket No. 52195
FOR THE PERIOD ENDED DECEMBER 31, 2020 |  |  |  | 2020-07-01: STAFF's 4th, Q. No. STAFF 4-4 | STAFF's 4th, Q. No. STAFF 4-4
|  |  |  | 2020-07-01: Attachment 1 | Attachment 1
|  |  |  | 2020-07-01: PAGE 38 OF 78 | PAGE 39 OF 78
|  |  |  | 2019-01-01 | 2019-02-01 | 2019-03-01 | 2019-04-01 | 2019-05-01 | 2019-06-01 | 2019-07-01 | 2019-08-01 | 2019-09-01 | 2019-10-01 | 2019-11-01 | 2019-12-01 | Coincident Peak
No | Rate | New Mexico Coincident Demand at Source |  | 2020-01-01 | 2020-02-01 | 2020-03-01 | 2020-04-01 | 2020-05-01 | 2020-06-01 | 2020-07-01 | 2020-08-01 | 2020-09-01 | 2020-10-01 | 2020-11-01 | 2020-12-01 | Demand
1 | NMRT01 - S | Residential Service - S | 1.0821 | 115651.5029 | 125669.3968 | 107856.2359 | 137071.5683 | 176661.6391 | 221215.658 | 242014.8336 | 217882.774 | 185513.6214 | 131244.5267 | 76492.1003 | 133555.8613 | 242014.8336
2 | NMRT03 - S | Small Commercial Service - S | 1.0821 | 20817.8421 | 20868.669 | 20458.9733 | 22893.273 | 28214.0026 | 35658.8868 | 42512.7793 | 43173.9641 | 38503.943 | 32978.1727 | 23138.9362 | 16599.0161 | 42512.7793
3 | NMRT04 - S | General Service - S | 1.0821 | 28223.8087 | 30308.7109 | 31423.2464 | 38171.1149 | 42418.8874 | 49574.2336 | 55954.5882 | 54516.8514 | 51266.491 | 41724.1791 | 30399.1912 | 26998.3742 | 55954.5882
4 | NMRT04 - P | General Service - P | 1.0627 | 3003.3083 | 3721.3154 | 3279.831 | 2860.8408 | 2533.454 | 2707.175 | 2710.1562 | 3065.4576 | 2805.2826 | 2457.0276 | 2273.821 | 2311.7632 | 2710.1562
5 | NMRT05 - S | Irrigation Service - S | 1.0821 | 309.6632 | 87.1706 | 1308.719 | 8655.519 | 6422.7042 | 6186.8419 | 10068.4375 | 10488.1268 | 12466.4003 | 7041.1169 | 2192.8232 | 1745.7953 | 10068.4375
6 | NMRT07 - S | City and County Service - S | 1.0821 | 5008.6653 | 6649.1502 | 6550.3086 | 5408.0311 | 8489.6995 | 8278.3904 | 9362.8589 | 11492.5757 | 10786.1736 | 8150.0843 | 4639.8518 | 6910.0065 | 9362.8589
7 | NMRT08 - S | Municipal Pumping Service - S | 1.0821 | 4149.9063 | 3937.0206 | 4468.5891 | 5002.2473 | 6052.4081 | 6005.1505 | 6823.2593 | 6002.9542 | 6167.544 | 6112.958 | 4525.1855 | 4027.7699 | 6823.2593
8 | NMRT08 - P | Municipal Pumping Service - P | 1.0627 | 721.8794 | 713.8458 | 798.7728 | 646.1337 | 654.1674 | 766.6382 | 647.2814 | 737.9467 | 695.4832 | 231.8277 | 234.1231 | 684.0066 | 647.2814
9 | NMRT09 - S | Large Power Service - S | 1.0821 | 11581.768 | 11953.5089 | 9852.8757 | 9243.5881 | 10553.1589 | 11897.5944 | 12840.4034 | 11603.889 | 12477.6672 | 11751.5842 | 10995.059 | 9664.283 | 12840.4034
10 | NMRT09 - P | Large Power Service - P | 1.0627 | 12429.7749 | 12593.7098 | 11387.9102 | 9553.3618 | 9864.5695 | 10833.4939 | 11568.4015 | 11290.4971 | 10407.3607 | 10103.379 | 9666.279 | 12395.7806 | 11568.4015
11 | NMRT10 - T | Military Research & Development - T | 1.0316 | 6817.5884 | 6997.8879 | 6315.8693 | 6175.925 | 7208.8872 | 8900.7197 | 10079.7537 | 9337.1399 | 8554.8517 | 6770.115 | 5110.468 | 7079.9605 | 10079.7537
12 | NMRT10 - T/ALA | Military Research & Development | 1.0241 | 1216.6546 | 1548.4694 | 1142.9179 | 1400.9962 | 1474.7328 | 1683.6533 | 1929.4421 | 1806.5477 | 1560.7589 | 1339.549 | 933.9974 | 1204.3651 | 1929.4421
13 | NMRT10 - T/115 | Military Research & Development - T/115 | 1.0241 | 7027.9212 | 7647.3091 | 7116.4054 | 8527.2333 | 10493.4066 | 12044.8823 | 13098.1569 | 12617.3515 | 8558.5988 | 9505.4723 | 6932.3245 | 6673.9853 | 13098.1569
14 | NMRT11 - S | Street Lighting Service - S | 1.0821 | 450.1846 | 450.1846 | 450.1846 | 0 | 0 | 0 | 0 | 0 | 0 | 0 | 0 | 452.2147 | 0
15 | NMRT12 - S | Private Area Lighting Service - S | 1.0821 | 1302.9093 | 1307.6977 | 1343.8221 | 0 | 0 | 0 | 0 | 0 | 0 | 0 | 0 | 1301.5458 | 0
16 | NMRT19 - S | Seasonal-Agricultural Processing Service - S | 1.0821 | 965.0119 | 246.259 | 92.4171 | 176.7053 | 249.9759 | 852.6684 | 2649.7961 | 2745.3313 | 1261.7738 | 901.1479 | 1454.8784 | 2359.4499 | 2649.7961
17 | NMRT25 - S | Outdoor Recreational Lighting Service - S | 1.0821 | 1206.7824 | 1437.0004 | 1471.0988 | 0 | 0 | 0 | 0 | 0 | 0 | 0 | 268.9129 | 109.6057 | 0
18 | NMRT26 - P | State University Service - P | 1.0627 | 2385.3391 | 3080.7074 | 3466.7045 | 3407.3704 | 4923.0874 | 6311.4527 | 5755.6019 | 5307.325 | 4177.1456 | 5314.3257 | 4387.2442 | 2241.3839 | 5755.6019
19 | NMRT29 - S | Large Power Interruptible Service - S | 1.0821 | 311.0771 | 125.526 | 37.4847 | 413.4565 | 629.7506 | 987.9767 | 796.8299 | 683.7137 | 856.6483 | 1014.5427 | 790.7862 | 750.3647 | 796.8299
|  | Total New Mexico |  | 223581.5876 | 239343.5395 | 218822.3663 | 259607.3647 | 316844.5312 | 383905.4158 | 428812.5799 | 402752.4456 | 356059.7443 | 276640.0089 | 184435.9821 | 237065.5322 | 428812.5799
|  | New Mexico Non-Firm |  | 311.0771 | 125.526 | 37.4847 | 413.4565 | 629.7506 | 987.9767 | 796.8299 | 683.7137 | 856.6483 | 1014.5427 | 790.7862 | 750.3647 | 796.8299
|  | New Mexico Firm |  | 223270.5105 | 239218.0136 | 218784.8816 | 259193.9082 | 316214.7805 | 382917.439 | 428015.75 | 402068.7319 | 355203.0959 | 275625.4662 | 183645.1959 | 236315.1674 | 428015.75
|  |  |  | 2019-01-01 | 2019-02-01 | 2019-03-01 | 2019-04-01 | 2019-05-01 | 2019-06-01 | 2019-07-01 | 2019-08-01 | 2019-09-01 | 2019-10-01 | 2019-11-01 | 2019-12-01 | Coincident Peak
No | Rate | FERC Coincident Demand at Source |  | 2020-01-01 | 2020-02-01 | 2020-03-01 | 2020-04-01 | 2020-05-01 | 2020-06-01 | 2020-07-01 | 2020-08-01 | 2020-09-01 | 2020-10-01 | 2020-11-01 | 2020-12-01 | Demand
1 | TXRT94 - T/69 | Rio Grande Co-Op - Van Horn | 1.0279 | 1654.0967 | 2619.9115 | 965.8148 | 3619.0303 | 4229.603 | 5162.114 | 4984.4927 | 4462.7308 | 3352.5987 | 2020.4402 | 1043.5241 | 1520.8809 | 4984.4927
2 | TXRT95 - T/115 | Rio Grande Co-Op - Dell City | 1.0241 | 4239.8568 | 4055.5152 | 3822.0158 | 5960.3784 | 6636.2976 | 8602.608 | 8946.7123 | 9032.7384 | 7263.059 | 5358.1958 | 3404.1749 | 4817.4605 | 8946.7123
|  | Total FERC |  | 5893.9535 | 6675.4267 | 4787.8307 | 9579.4087 | 10865.9006 | 13764.722 | 13931.205 | 13495.4692 | 10615.6577 | 7378.6361 | 4447.699 | 6338.3413 | 13931.205
Total Company at Source
|  | Total Company |  | 1078000.1342 | 1133000 | 1015000 | 1386000 | 1650000.0001 | 1932000 | 2173000.0001 | 2100000.0004 | 1870000.0007 | 1449000 | 1042000 | 1097000 | 2173000.0001
|  | Total Non-Firm Energy |  | 34065.5916 | 29002.6093 | 36988.5751 | 41740.6987 | 38009.7536 | 48172.5341 | 66767.1707 | 50174.8664 | 55568.8711 | 18373.226 | 18876.6784 | 39954.152 | 66767.1707
|  | Total Firm Energy |  | 1043934.5426 | 1103997.3906 | 978011.4248 | 1344259.3013 | 1611990.2465 | 1883827.466 | 2106232.8294 | 2049825.134 | 1814431.1296 | 1430626.7741 | 1023123.3215 | 1057045.848 | 2106232.8294

## Adjusted - Energy Allocators
EL PASO ELECTRIC COMPANY | [8 empty] | SOAH Docket No. 473-21-2606
TEXAS CLASS ALLOCATORS | [8 empty] | PUC Docket No. 52195
ADJUSTED TEST YEAR PERIOD ENDED DECEMBER 31, 2020 | [8 empty] | STAFF's 4th, Q. No. STAFF 4-4
Attachment 1
PAGE 40 OF 78
| (a) | (b) | (c) | (d) | (e) | (f) | (g) | (h)
E1FUEL
| Adjusted Texas Jurisdiction Class Energy Allocator |  | Texas | Texas | E1ENERGY | Texas | Texas | E2ENERGY
Line |  |  | kWh at | kWh at | Allocator | kWh at | kWh at | Allocator
No. | Rate | Description | Meter | Source | at Source | Meter | Source | at Source
1 | TXRT01 | Residential Service | 2486208911.5812 | 2681376311.1404 | 42.25% | 2486208911.5812 | 2681376311.1404 | 39.71%
2 | TXRT02 | Small General Service | 272303566.83 | 293679396.8262 | 4.627% | 272303566.83 | 293679396.8262 | 4.35%
3 | TXRT07 | Outdoor Recreational Lighting Service | 3676526 | 3964113.1203 | 0.06246% | 3676526 | 3964113.1203 | 0.05871%
4 | TXRT08 - S | Street Lighting | 36054763 | 38885061.8955 | 0.6127% | 36054763 | 38885061.8955 | 0.5759%
5 | TXRT09 - S | Traffic Signals | 2075778 | 2238726.573 | 0.03527% | 2075778 | 2238726.573 | 0.03316%
6 | TXRT11TOU | Municipal Pumping Service - TOU | 172350354 | 184560694.373 | 2.908% | 172350354 | 184560694.373 | 2.734%
7 | TXRT15 | Electrolytic Refining Service | 42604774 | 44081881.5146 | 0.6946% | 78703026 | 81431659.9114 | 1.206%
8 | TXRTWH | Off Peak Water Heating Service | 5123640 | 5525845.74 | 0.08707% | 5123640 | 5525845.74 | 0.08184%
9 | TXRT22 | Irrigation Service | 3840029.3236 | 4141471.6255 | 0.06525% | 3840029.3236 | 4141471.6255 | 0.06134%
10 | TXRT24 | General Service | 1450834640.3643 | 1563843456.5029 | 24.64% | 1450834640.3643 | 1563843456.5029 | 23.16%
11 | TXRT25 | Large Power Service | 611107047.8643 | 653816288.8216 | 10.3% | 680947056.8643 | 726820357.2785 | 10.76%
12 | TXRT26 | Petroleum Refining Service | 314641719 | 323039506.4801 | 5.09% | 383763582 | 394006232.0036 | 5.836%
13 | TXRT28 | Private Area Lighting Service | 26829319 | 28935420.5415 | 0.4559% | 26829319 | 28935420.5415 | 0.4286%
14 | TXRT30 | Electric Furnace Rate | 21568632 | 22163144.5168 | 0.3492% | 183209182 | 188117880.7963 | 2.786%
15 | TXRT31 | Military Reservation Service | 278539097.08 | 285973305.5811 | 4.506% | 334851423.08 | 343788607.562 | 5.092%
16 | TXRT34 | Cotton Gin Service | 1596380 | 1721695.83 | 0.02713% | 1596380 | 1721695.83 | 0.0255%
17 | TXRT41 | City and County Service | 194231275.386 | 208735769.7682 | 3.289% | 194231275.386 | 208735769.7682 | 3.092%
18 |  | Total Texas Firm Energy | 5923586453.4294 | 6346682090.8506 | 100% |  |  | 100%
19 |  | Total Texas Interruptible Energy | 393013000 | 405090610.6376
20 |  | Total Texas Energy | 6316599453.4294 | 6751772701.4882 |  | 6316599453.4294 | 6751772701.4882

## Adjusted - 4CP
EL PASO ELECTRIC COMPANY | [11 empty] | SOAH Docket No. 473-21-2606
TEXAS CLASS ALLOCATORS | [11 empty] | PUC Docket No. 52195
ADJUSTED TEST YEAR PERIOD ENDED DECEMBER 31, 2020 | [11 empty] | STAFF's 4th, Q. No. STAFF 4-4
Attachment 1
PAGE 41 OF 78
| (a) | (b) | (c) | (d) | (e) | (f) | (g) | (h) | (i) | (j) | (k)
D1PROD
| Adjusted Texas Demand Class Allocators |  | Coincident kW | Coincident kW | Coincident kW | Coincident kW |  | Annual |  | 4-CP | D2PROD
Line |  |  | at Supply | at Supply | at Supply | at Supply | 4-CP | Average | Excess | Average | 4-CP
No. | Rate | Description | June | July | August | September | Average | kW | kW | and Excess* | Average*
1 | TXRT01 | Residential Service | 769202.8125 | 919158.0069 | 857186.9284 | 754267.3918 | 824953.7849 | 305256.866 | 519696.9189 | 54.51% | 55.23%
2 | TXRT02 | Small General Service | 70761.5094 | 76678.6598 | 72638.009 | 63800.1033 | 70969.5704 | 33433.4468 | 37536.1236 | 4.721% | 4.751%
3 | TXRT07 | Outdoor Recreational Lighting Service | 0 | 0 | 0 | 0 | 0 | 451.2879 | 0 | 0.03106% | 0%
4 | TXRT08 - S | Street Lighting | 0 | 0 | 0 | 0 | 0 | 4426.8058 | 0 | 0.3047% | 0%
5 | TXRT09 - S | Traffic Signals | 195.1891 | 194.0655 | 194.0641 | 193.9551 | 194.3184 | 254.8641 | 0 | 0.01754% | 0.01301%
6 | TXRT11TOU | Municipal Pumping Service - TOU | 21154.5049 | 31935.2258 | 22772.0797 | 19377.1632 | 23809.7434 | 21011.008 | 2798.7354 | 1.627% | 1.594%
7 | TXRT15 | Electrolytic Refining Service | 7736.85 | 7736.85 | 7736.85 | 7736.85 | 7736.85 | 5018.4291 | 2718.4209 | 0.5206% | 0.518%
8 | TXRTWH | Off Peak Water Heating Service | 423.7581 | 390.5445 | 337.6417 | 373.22 | 381.2911 | 629.0808 | 0 | 0.0433% | 0.02553%
9 | TXRT22 | Irrigation Service | 1384.2338 | 1880.9082 | 1246.8363 | 1281.6753 | 1448.4134 | 471.479 | 976.9344 | 0.09542% | 0.09697%
10 | TXRT24 | General Service | 318545.4412 | 328430.563 | 308671.5167 | 306945.0338 | 315648.1387 | 178033.1804 | 137614.9583 | 21.12% | 21.13%
11 | TXRT25 | Large Power Service | 97488.7885 | 103585.3367 | 104810.0892 | 104703.7366 | 102646.9877 | 74432.6376 | 28214.3501 | 6.942% | 6.872%
12 | TXRT26 | Petroleum Refining Service | 41374.448 | 41374.448 | 41374.448 | 41374.448 | 41374.448 | 36775.9001 | 4598.5479 | 2.828% | 2.77%
13 | TXRT28 | Private Area Lighting Service | 0 | 0 | 0 | 0 | 0 | 3294.1053 | 0 | 0.2267% | 0%
14 | TXRT30 | Electric Furnace Rate | 5127.5892 | 5127.2415 | 5128.8744 | 5125.2759 | 5127.2452 | 2523.1267 | 2604.1186 | 0.3415% | 0.3432%
15 | TXRT31 | Military Reservation Service | 52230.12 | 52230.12 | 52230.12 | 52230.12 | 52230.12 | 32556.1596 | 19673.9604 | 3.509% | 3.497%
16 | TXRT34 | Cotton Gin Service | 20.0257 | 10.9078 | 14.4138 | 22.032 | 16.8448 | 196.0036 | 0 | 0.01349% | 0.001128%
17 | TXRT41 | City and County Service | 43948.811 | 49879.9196 | 47326.1994 | 47640.0473 | 47198.7443 | 23763.1796 | 23435.5647 | 3.146% | 3.16%
18 |  | Total Texas Firm Load | 1429594.0814 | 1618612.7974 | 1521668.0706 | 1405071.0523 | 1493736.5004 | 722527.5604 | 779868.6332 | 100% | 100%
19 |  | Total Texas Interruptible Load | 41055.9844 | 60224.4922 | 42972.5895 | 49166.9438 |  | Load Factor = | 0.49729
[8 empty] | 1 Minus Load Factor = | 0.50271
20 |  | Total Texas Load | 1470650.0658 | 1678837.2896 | 1564640.6601 | 1454237.9961 | 1542091.5029
[13 empty] | 6751772701.4882 | 0.49844
1542091.5029
8784

## Adjusted - 12CP
EL PASO ELECTRIC COMPANY | [9 empty] | SOAH Docket No. 473-21-2606 | [10 empty] | SOAH Docket No. 473-21-2606
TEXAS CLASS ALLOCATORS | [9 empty] | PUC Docket No. 52195 | [10 empty] | PUC Docket No. 52195
ADJUSTED TEST YEAR PERIOD ENDED DECEMBER 31, 2020 | [9 empty] | STAFF's 4th, Q. No. STAFF 4-4 | [10 empty] | STAFF's 4th, Q. No. STAFF 4-4
[10 empty] | Attachment 1 | [10 empty] | Attachment 1
[10 empty] | PAGE 42 OF 78 | [10 empty] | PAGE 43 OF 78
| (a) | (b) | (c) | (d) | (e) | (f) | (g) | (h) | (i) |  | (j) | (k) | (l) | (m) | (n) | (o) | (p) | (q) | (r) | (s)
DPROD12
| Adjusted Texas Demand Class Allocators |  | Coincident kW | Coincident kW | Coincident kW | Coincident kW | Coincident kW | Coincident kW | Coincident kW |  | Coincident kW | Coincident kW | Coincident kW | Coincident kW | Coincident kW |  | Annual |  | 12-CP | D2PROD
Line |  |  | at Supply | at Supply | at Supply | at Supply | at Supply | at Supply | at Supply |  | at Supply | at Supply | at Supply | at Supply | at Supply | 12-CP | Average | Excess | Average | 12-CP
No. | Rate | Description | January | February | March | April | May | June | July |  | August | September | October | November | December | Average | kW | kW | and Excess | Average
1 | TXRT01 | Residential Service | 370459.9225 | 401033.7207 | 255273.9612 | 582934.2627 | 660578.3634 | 769202.8125 | 919158.0069 |  | 857186.9284 | 754267.3918 | 526457.689 | 319727.7909 | 311420.4479 | 560641.7748 | 305256.866 | 255384.9088 | 52.94% | 49.97%
2 | TXRT02 | Small General Service | 39379.6543 | 42318.6088 | 40414.7548 | 39948.3216 | 57877.3997 | 70761.5094 | 76678.6598 |  | 72638.009 | 63800.1033 | 55224.5567 | 34538.6237 | 48178.9402 | 53479.9284 | 33433.4468 | 20046.4816 | 4.807% | 4.766%
3 | TXRT07 | Outdoor Recreational Lighting Service | 5517.3334 | 6574.0354 | 6695.1099 | 0 | 0 | 0 | 0 |  | 0 | 0 | 0 | 1212.4987 | 497.4386 | 1708.0347 | 451.2879 | 1256.7467 | 0.1882% | 0.1522%
4 | TXRT08 - S | Street Lighting | 9066.6853 | 9066.6853 | 9066.6853 | 0 | 0 | 0 | 0 |  | 0 | 0 | 0 | 0 | 9066.6853 | 3022.2284 | 4426.8058 | 0 | 0.3047% | 0.2694%
5 | TXRT09 - S | Traffic Signals | 194.618 | 194.7744 | 194.6757 | 194.7422 | 194.6925 | 195.1891 | 194.0655 |  | 194.0641 | 193.9551 | 193.8828 | 193.8769 | 193.9163 | 194.371 | 254.8641 | 0 | 0.01754% | 0.01732%
6 | TXRT11TOU | Municipal Pumping Service - TOU | 19289.0626 | 18299.1319 | 15161.5232 | 19624.9583 | 19880.178 | 21154.5049 | 31935.2258 |  | 22772.0797 | 19377.1632 | 25822.5172 | 22398.9393 | 22073.7388 | 21482.4186 | 21011.008 | 471.4106 | 1.505% | 1.915%
7 | TXRT15 | Electrolytic Refining Service | 7549.185 | 5279.7501 | 7736.85 | 7736.85 | 6238.9956 | 7736.85 | 7736.85 |  | 7736.85 | 7736.85 | 7736.85 | 7736.85 | 7736.85 | 7391.6317 | 5018.4291 | 2373.2026 | 0.6421% | 0.6588%
8 | TXRTWH | Off Peak Water Heating Service | 699.0098 | 616.6742 | 579.8692 | 565.1918 | 475.1008 | 423.7581 | 390.5445 |  | 337.6417 | 373.22 | 385.2677 | 440.7264 | 549.3088 | 486.3594 | 629.0808 | 0 | 0.0433% | 0.04335%
9 | TXRT22 | Irrigation Service | 164.6654 | 153.3458 | 217.147 | 866.1343 | 409.9941 | 1384.2338 | 1880.9082 |  | 1246.8363 | 1281.6753 | 959.6802 | 593.7246 | 254.0329 | 784.3648 | 471.479 | 312.8858 | 0.07156% | 0.06991%
10 | TXRT24 | General Service | 182143.0515 | 185696.6311 | 202188.3231 | 229271.3909 | 263305.7381 | 318545.4412 | 328430.563 |  | 308671.5167 | 306945.0338 | 282664.8646 | 242592.5423 | 214603.0554 | 255421.5127 | 178033.1804 | 77388.3323 | 21.93% | 22.76%
11 | TXRT25 | Large Power Service | 76083.4554 | 79845.6553 | 82766.5094 | 77318.1411 | 87226.0398 | 97488.7885 | 103585.3367 |  | 104810.0892 | 104703.7366 | 96122.9454 | 89573.5157 | 76216.8781 | 89645.0909 | 74432.6376 | 15212.4533 | 7.025% | 7.99%
12 | TXRT26 | Petroleum Refining Service | 41374.448 | 20837.9751 | 41374.448 | 41374.448 | 41374.448 | 41374.448 | 41374.448 |  | 41374.448 | 41374.448 | 41374.448 | 41374.448 | 41374.448 | 39663.0753 | 36775.9001 | 2887.1752 | 2.892% | 3.535%
13 | TXRT28 | Private Area Lighting Service | 6810.8279 | 6783.7513 | 6767.8738 | 0 | 0 | 0 | 0 |  | 0 | 0 | 0 | 0 | 6776.7189 | 2261.5977 | 3294.1053 | 0 | 0.2267% | 0.2016%
14 | TXRT30 | Electric Furnace Rate | 5125.6198 | 5126.614 | 5127.0147 | 5127.9899 | 5126.013 | 5127.5892 | 5127.2415 |  | 5128.8744 | 5125.2759 | 5128.961 | 5125.9147 | 5125.5631 | 5126.8893 | 2523.1267 | 2603.7626 | 0.4992% | 0.4569%
15 | TXRT31 | Military Reservation Service | 39637.3358 | 41876.037 | 39461.6443 | 47069.2487 | 47236.4113 | 52230.12 | 52230.12 |  | 52230.12 | 52230.12 | 47644.8492 | 39246.6348 | 40400.2014 | 45957.7369 | 32556.1596 | 13401.5773 | 3.916% | 4.096%
16 | TXRT34 | Cotton Gin Service | 22.5081 | 7.0879 | 6.8606 | 2.8784 | 16.3681 | 20.0257 | 10.9078 |  | 14.4138 | 22.032 | 27.2261 | 1004.8133 | 1025.1139 | 181.6863 | 196.0036 | 0 | 0.01349% | 0.01619%
17 | TXRT41 | City and County Service | 24195.1647 | 31442.9224 | 31509.8676 | 23849.2414 | 26961.4723 | 43948.811 | 49879.9196 |  | 47326.1994 | 47640.0473 | 39019.3463 | 26808.876 | 22120.428 | 34558.5247 | 23763.1796 | 10795.345 | 2.985% | 3.08%
18 |  | Total Texas Firm Load | 827712.5475 | 855153.4007 | 744543.1178 | 1075883.7993 | 1216901.2148 | 1429594.0814 | 1618612.7974 |  | 1521668.0706 | 1405071.0523 | 1128763.0841 | 832569.7754 | 807613.7655 | 1122007.2256 | 722527.5604 | 402134.2819 | 100% | 100%
19 |  | Total Texas Interruptible Load | 33754.5145 | 28877.0834 | 36951.0905 | 41327.2422 | 37253.1116 | 41055.9844 | 60224.4922 |  | 42972.5895 | 49166.9438 | 33978.2679 | 42505.1103 | 39203.7873 |  | Load Factor = | 0.49729
[17 empty] | 1 Minus Load Factor = | 0.50271
20 |  | Total Texas Load | 861467.062 | 884030.4841 | 781494.2083 | 1117211.0415 | 1254154.3264 | 1470650.0658 | 1678837.2896 |  | 1564640.6601 | 1454237.9961 | 1162741.3519 | 875074.8856 | 846817.5527

## Adjusted - Dist
EL PASO ELECTRIC COMPANY | [9 empty] | SOAH Docket No. 473-21-2606 | EL PASO ELECTRIC COMPANY | [11 empty] | SOAH Docket No. 473-21-2606 | EL PASO ELECTRIC COMPANY | [12 empty] | SOAH Docket No. 473-21-2606
TEXAS CLASS ALLOCATORS | [9 empty] | PUC Docket No. 52195 | TEXAS CLASS ALLOCATORS | [11 empty] | PUC Docket No. 52195 | TEXAS CLASS ALLOCATORS | [12 empty] | PUC Docket No. 52195
ADJUSTED TEST YEAR PERIOD ENDED DECEMBER 31, 2020 | [9 empty] | STAFF's 4th, Q. No. STAFF 4-4 | ADJUSTED TEST YEAR PERIOD ENDED DECEMBER 31, 2020 | [11 empty] | STAFF's 4th, Q. No. STAFF 4-4 | ADJUSTED TEST YEAR PERIOD ENDED DECEMBER 31, 2020 | [12 empty] | STAFF's 4th, Q. No. STAFF 4-4
[10 empty] | Attachment 1 | [12 empty] | Attachment 1 | [13 empty] | Attachment 1
[10 empty] | PAGE 44 OF 78 | [12 empty] | PAGE 45 OF 78 | [13 empty] | PAGE 46 OF 78
| (a) | (b) | (c) | (d) | (e) | (f) | (g) | (h) | (i) |  |  | (a) | (b) | (c) | (d) | (e) | (f) | (g) | (h) | (i) | (j) | (k) |  |  | (a) | (b) | (c) | (d) | (e) | (f) | (g) | (h) | (i) | (j) | (k) | (l)
[27 empty] | Maximum |  | Maximum | D7DIST | Non-Coincident |  | Non-Coincident | D6DIST | Non-Coincident
Line | Texas | Energy |  |  | Maximum Class | Diversity | Non-Coincident | Coincidence | Coincident |  | Line | Texas | Demand | Maximum Class Demand, kW |  | Transmission |  | Non-Coincident Demand, kW |  |  | Secondary | Secondary |  | Line |  | Texas | Class Demand, kW | D3DIST | Class Demand, kW | D9DIST | Demand, kW | D5DIST | Demand, kW | D10DIST | Demand, kW | D8DIST
No. | Rate | kWh Sales | Average kW | Load Factor | Demand, kW | Factor | Demand, kW | Factor | Demand, kW |  | No. | Rate | Loss Factor | @ Meter | @ Source | & Substation, kW | Primary, kW | @ Meter | @ Source | Secondary, kW | Overhead, kW | Underground, kW |  | No. | Rate | Rate Description | - Trans & Sta | Allocator | Primary | Allocator | Transformer | Allocator | Secondary OH | Allocator | Secondary UG | Allocator
1 | TXRT01 - S | 2486208911.5812 | 283038.3551 | 0.30916 | 915512.2398 | 1.7446 | 1597174.1946 | 0.92779 | 849404.8783 |  | 1 | TXRT01 - S | 1.0821 | 915512.2398 | 990694.105 | 990694.105 | 990694.105 | 1597174.1946 | 1728334.1394 | 1728334.1394 | 1728334.1394 | 1728334.1394 |  | 1 | TXRT01 | Residential Service | 990694.105 | 58.5% | 990694.105 | 58.5% | 1728334.1394 | 67.86% | 1728334.1394 | 67.86% | 1728334.1394 | 67.86%
2 | TXRT02 - S | 272303566.83 | 30999.9507 | 0.40104 | 77298.641 | 1.5818 | 122267.9291 | 0.9167 | 70859.6642 |  | 2 | TXRT02 - S | 1.0821 | 77298.641 | 83646.4054 | 83646.4054 | 83646.4054 | 122267.9291 | 132308.5714 | 132308.5714 | 132308.5714 | 132308.5714 |  | 2 | TXRT02 | Small General Service | 83646.4054 | 4.94% | 83646.4054 | 4.94% | 132308.5714 | 5.195% | 132308.5714 | 5.195% | 132308.5714 | 5.195%
3 | TXRT07 - S | 3639116 | 414.2892 | 0.069767 | 5938.218 | 1.035 | 6145.9979 | 0 | 0 |  | 3 | TXRT07 - S | 1.0821 | 5938.218 | 6425.8645 | 6425.8645 | 6425.8645 | 6145.9979 | 6650.7072 | 6650.7072 | 6650.7072 | 6650.7072 |  | 3 | TXRT07 | Outdoor Recreational Lighting Service | 6695.1099 | 0.3954% | 6695.1099 | 0.3954% | 6650.7072 | 0.2611% | 6650.7072 | 0.2611% | 6650.7072 | 0.2611%
4 | TXRT07 - P | 37410 | 4.2589 | 0.016809 | 253.3717 | 1.035 | 262.2373 | 0 | 0 |  | 4 | TXRT07 - P | 1.0627 | 253.3717 | 269.2455 | 269.2455 | 269.2455 | 262.2373 | 278.6664 | 0 | 0 | 0 |  | 4 | TXRT08 | Street Lighting | 9066.6853 | 0.5354% | 9066.6853 | 0.5354% | 9066.6853 | 0.356% | 9066.6853 | 0.356% | 9066.6853 | 0.356%
5 | TXRT08 - S | 36054763 | 4104.5951 | 0.48989 | 8378.632 | 1 | 8378.632 | 0 | 0 |  | 5 | TXRT08 - S | 1.0821 | 8378.632 | 9066.6853 | 9066.6853 | 9066.6853 | 8378.632 | 9066.6853 | 9066.6853 | 9066.6853 | 9066.6853 |  | 5 | TXRT09 | Traffic Signals | 195.1891 | 0.01153% | 195.1891 | 0.01153% | 195.1891 | 0.007663% | 195.1891 | 0.007663% | 195.1891 | 0.007663%
6 | TXRT09 - S | 2075778 | 236.3135 | 1.3101 | 180.3766 | 1 | 180.3766 | 0.99424 | 179.3382 |  | 6 | TXRT09 - S | 1.0821 | 180.3766 | 195.1891 | 195.1891 | 195.1891 | 180.3766 | 195.1891 | 195.1891 | 195.1891 | 195.1891 |  | 6 | TXRT11TOU | Municipal Pumping Service - TOU | 39550.3703 | 2.336% | 39550.3703 | 2.336% | 49004.8869 | 1.924% | 49004.8869 | 1.924% | 49004.8869 | 1.924%
7 | TXRT11 - S TOU | 123976228 | 14113.8693 | 0.48522 | 29087.392 | 1.5569 | 45286.0005 | 0.8144 | 23688.7721 |  | 7 | TXRT11 - S TOU | 1.0821 | 29087.392 | 31476.0487 | 31476.0487 | 31476.0487 | 45286.0005 | 49004.8869 | 49004.8869 | 49004.8869 | 49004.8869 |  | 7 | TXRT15 | Electrolytic Refining Service | 0 | 0% | 0 | 0% | 0 | 0% | 0 | 0% | 0 | 0%
8 | TXRT11 - P TOU | 48374126 | 5507.0726 | 0.72478 | 7598.2889 | 1.147 | 8715.557 | 0.78039 | 5929.6398 |  | 8 | TXRT11 - P TOU | 1.0627 | 7598.2889 | 8074.3217 | 8074.3217 | 8074.3217 | 8715.557 | 9261.5867 | 0 | 0 | 0 |  | 8 | TXRTWH | Water Heating Service | 3998.5557 | 0.2361% | 3998.5557 | 0.2361% | 8984.1375 | 0.3527% | 8984.1375 | 0.3527% | 8984.1375 | 0.3527%
9 | TXRT15 - Sta | 42604774 | 4850.2703 | 0.6467 | 7500 | 1 | 7500 | 1 | 7500 |  | 9 | TXRT15 - Sta | 1.0316 | 7500 | 7736.85 | 0 | 0 | 7500 | 7736.85 | 0 | 0 | 0 |  | 9 | TXRT22 | Irrigation Service | 2283.7643 | 0.1349% | 2283.7643 | 0.1349% | 4306.6226 | 0.1691% | 4306.6226 | 0.1691% | 4306.6226 | 0.1691%
10 | TXRT15/A-Sta | 36098252 | 4109.546 | 0.46623 | 8814.48 | 1 | 8814.48 | 0.87221 | 7688.04 |  | 10 | TXRT15/A-Sta | 1.0316 | 8814.48 | 9092.8413 | 0 | 0 | 8814.48 | 9092.8413 | 0 | 0 | 0 |  | 10 | TXRT24 | General Service | 375159.0644 | 22.15% | 375159.0644 | 22.15% | 444617.2011 | 17.46% | 444617.2011 | 17.46% | 444617.2011 | 17.46%
11 | TXRTWH | 5123640 | 583.2923 | 0.15786 | 3695.113 | 2.2468 | 8302.3486 | 0.097671 | 360.9069 |  | 11 | TXRTWH | 1.0821 | 3695.113 | 3998.5557 | 3998.5557 | 3998.5557 | 8302.3486 | 8984.1375 | 8984.1375 | 8984.1375 | 8984.1375 |  | 11 | TXRT26 | Petroleum Refining Service | 0 | 0% | 0 | 0% | 0 | 0% | 0 | 0% | 0 | 0%
12 | TXRT22 - S | 3840029.3236 | 437.1618 | 0.20714 | 2110.4538 | 1.8858 | 3979.8013 | 0.8236 | 1738.1697 |  | 12 | TXRT22 - S | 1.0821 | 2110.4538 | 2283.7643 | 2283.7643 | 2283.7643 | 3979.8013 | 4306.6226 | 4306.6226 | 4306.6226 | 4306.6226 |  | 12 | TXRT28 | Private Area Lighting Service | 6838.9851 | 0.4039% | 6838.9851 | 0.4039% | 6838.9851 | 0.2685% | 6838.9851 | 0.2685% | 6838.9851 | 0.2685%
13 | TXRT24 - S | 1418502292.3643 | 161487.0551 | 0.47593 | 339306.0569 | 1.2109 | 410876.0591 | 0.875 | 296892.7998 |  | 13 | TXRT24 - S | 1.0821 | 339306.0569 | 367169.8703 | 367169.8703 | 367169.8703 | 410876.0591 | 444617.2011 | 444617.2011 | 444617.2011 | 444617.2011 |  | 13 | TXRT30 | Electric Furnace Rate | 0 | 0% | 0 | 0% | 0 | 0% | 0 | 0% | 0 | 0%
14 | TXRT24 - P | 32332348 | 3680.8229 | 0.48959 | 7518.1801 | 1.1445 | 8604.6464 | 0.89583 | 6734.98 |  | 14 | TXRT24 - P | 1.0627 | 7518.1801 | 7989.1941 | 7989.1941 | 7989.1941 | 8604.6464 | 9143.7275 | 0 | 0 | 0 |  | 14 | TXRT34 | Cotton Gin Service | 1931.4284 | 0.1141% | 1931.4284 | 0.1141% | 1932.5971 | 0.07588% | 1932.5971 | 0.07588% | 1932.5971 | 0.07588%
15 | TXRT25 - S | 425051981.8643 | 48389.3422 | 0.66614 | 72641.2824 | 1.1675 | 84809.4025 | 0.96989 | 70454.1319 |  | 15 | TXRT25 - S | 1.0821 | 72641.2824 | 78606.5845 | 78606.5845 | 78606.5845 | 84809.4025 | 91773.9507 | 91773.9507 | 91773.9507 | 91773.9507 |  | 15 | TXRT41 | City and County Service | 62806.5193 | 3.709% | 62806.5193 | 3.709% | 63064.5828 | 2.476% | 63064.5828 | 2.476% | 63064.5828 | 2.476%
16 | TXRT25 - P | 178355773 | 20304.619 | 0.67631 | 30022.7182 | 1.1272 | 33841.8091 | 0.80898 | 24287.7067 |  | 16 | TXRT25 - P | 1.0627 | 30022.7182 | 31903.6415 | 31903.6415 | 31903.6415 | 33841.8091 | 35961.9984 | 0 | 0 | 0 |  | 16 | TXRT25 | Large Power Service | 110510.2259 | 6.526% | 110510.2259 | 6.526% | 91773.9507 | 3.603% | 91773.9507 | 3.603% | 91773.9507 | 3.603%
17 | TXRT25 - T/115 | 7699293 | 876.5133 | 0.58434 | 1500 | 1 | 1500 | 1 | 1500 |  | 17 | TXRT25 - T/115 | 1.0241 | 1500 | 1536.18 | 0 | 0 | 1500 | 1536.18 | 0 | 0 | 0 |  | 17 | TXRT25T | Large Power Transmission Service | 0 | 0% | 0 | 0% | 0 | 0% | 0 | 0% | 0 | 0%
18 | TXRT26 - T/115 | 314641719 | 35819.8678 | 0.88663 | 40400 | 1.07 | 43226.6206 | 1 | 40400 |  | 18 | TXRT26 - T/115 | 1.0241 | 40400 | 41374.448 | 0 | 0 | 43226.6206 | 44269.2467 | 0 | 0 | 0 |  | 18 | TXRT31 | Military Reservation | 0 | 0% | 0 | 0% | 0 | 0% | 0 | 0% | 0 | 0%
19 | TXRT28 - S | 26829319 | 3054.3396 | 0.48328 | 6319.9877 | 1 | 6319.9877 | 0 | 0 |  | 19 | TXRT28 - S | 1.0821 | 6319.9877 | 6838.9851 | 6838.9851 | 6838.9851 | 6319.9877 | 6838.9851 | 6838.9851 | 6838.9851 | 6838.9851 |  | 19 | Firm Texas |  | 1693376.4081 | 100% | 1693376.4081 | 100% | 2547078.2561 | 100% | 2547078.2561 | 100% | 2547078.2561 | 100%
20 | TXRT30 - T/69 | 7629849.6916 | 868.6077 | 0.39681 | 2189 | 1 | 2189 | 0.80265 | 1757 |  | 20 | TXRT30 - T/69 | 1.0279 | 2189 | 2250.0731 | 0 | 0 | 2189 | 2250.0731 | 0 | 0 | 0
21 | TXRT30 - T/115 | 13938782.3084 | 1586.8377 | 0.42169 | 3763 | 1 | 3763 | 0.86181 | 3243 |  | 21 | TXRT30 - T/115 | 1.0241 | 3763 | 3853.7636 | 0 | 0 | 3763 | 3853.7636 | 0 | 0 | 0
22 | TXRT31 - T/115 | 278539097.08 | 31709.8243 | 0.62176 | 51000 | 1.0685 | 54493.2791 | 1 | 51000 |  | 22 | TXRT31 - T/115 | 1.0241 | 51000 | 52230.12 | 0 | 0 | 54493.2791 | 55807.657 | 0 | 0 | 0
23 | TXRT34 - S | 1596380 | 181.7372 | 0.10182 | 1784.856 | 1.0006 | 1785.936 | 0.0056475 | 10.08 |  | 23 | TXRT34 - S | 1.0821 | 1784.856 | 1931.4284 | 1931.4284 | 1931.4284 | 1785.936 | 1932.5971 | 1932.5971 | 1932.5971 | 1932.5971
24 | TXRT38 - P | 52975942 | 6030.9588 | 0.57906 | 10414.9996 | 1.0895 | 11347.2291 | 0.67958 | 7077.7996 |  | 24 | TXRT38 - P | 1.0627 | 10414.9996 | 11067.4994 | 11067.4994 | 11067.4994 | 11347.2291 | 12058.133 | 0 | 0 | 0
25 | TXRT38 - 25/115 | 16864067 | 1919.8619 | 0.4887 | 3928.5417 | 1 | 3928.5417 | 0.09938 | 390.419 |  | 25 | TXRT38 - 25/115 | 1.0241 | 3928.5417 | 4023.2982 | 0 | 0 | 3928.5417 | 4023.2982 | 0 | 0 | 0
26 | TXRT38 - 26/115 | 69121863 | 7869.0645 | 0.76918 | 10230.4008 | 1.07 | 10946.1796 | 0.75508 | 7724.801 |  | 26 | TXRT38 - 26/115 | 1.0241 | 10230.4008 | 10477.1581 | 0 | 0 | 10946.1796 | 11210.2014 | 0 | 0 | 0
27 | TXRT38 - 30/115 | 161640550 | 18401.702 | 0.49129 | 37455.7002 | 1 | 37455.7002 | 0.68451 | 25638.7002 |  | 27 | TXRT38 - 30/115 | 1.0241 | 37455.7002 | 38359.1317 | 0 | 0 | 37455.7002 | 38359.1317 | 0 | 0 | 0
28 | TXRT38 - 31/115 | 56312326 | 6410.7839 | 0.40681 | 15758.7191 | 1.0685 | 16838.1231 | 0.63229 | 9964.0427 |  | 28 | TXRT38 - 31/115 | 1.0241 | 15758.7191 | 16138.8194 | 0 | 0 | 16838.1231 | 17244.2587 | 0 | 0 | 0
29 | TXRT41 - 24 S | 166997658.386 | 19011.5731 | 0.37054 | 51308.0797 | 1.1359 | 58278.7332 | 0.83219 | 42698.2646 |  | 29 | TXRT41 - 24 S | 1.0821 | 51308.0797 | 55521.4993 | 55521.4993 | 55521.4993 | 58278.7332 | 63064.5828 | 63064.5828 | 63064.5828 | 63064.5828
30 | TXRT41 - 24 P | 27233617 | 3100.3662 | 0.45224 | 6855.5217 | 1.2035 | 8250.6439 | 0.5045 | 3458.5927 |  | 30 | TXRT41 - 24 P | 1.0627 | 6855.5217 | 7285.0201 | 7285.0201 | 7285.0201 | 8250.6439 | 8767.5467 | 0 | 0 | 0
31 | Total Texas | 6316599453.4294 | 719102.8522 | 0.40887 | 1758764.251 |  | 2615462.4463 | 0.88732 | 1560581.7274 |  | 31 | Total Texas |  | 1758764.251 | 1891516.5908 | 1704443.9075 | 1704443.9075 | 2615462.4463 | 2817933.4164 | 2547078.2561 | 2547078.2561 | 2547078.2561

## Adjusted Energy
EL PASO ELECTRIC COMPANY | [9 empty] | SOAH Docket No. 473-21-2606 | [5 empty] | SOAH Docket No. 473-21-2606
ADJUSTED ENERGY | [9 empty] | PUC Docket No. 52195 | [5 empty] | PUC Docket No. 52195
FOR THE PERIOD ENDED DECEMBER 31, 2020 | [9 empty] | STAFF's 4th, Q. No. STAFF 4-4 | [5 empty] | STAFF's 4th, Q. No. STAFF 4-4
[10 empty] | Attachment 1 | [5 empty] | Attachment 1
[10 empty] | PAGE 47 OF 78 | [5 empty] | PAGE 48 OF 78
|  |  |  | 2019-01-01 | 2019-02-01 | 2019-03-01 | 2019-04-01 | 2019-05-01 | 2019-06-01 | 2019-07-01 | 2019-08-01 | 2019-09-01 | 2019-10-01 | 2019-11-01 | 2019-12-01 | Total
No | Rate & Voltage | Texas Energy at Meter |  | 2020-01-01 | 2020-02-01 | 2020-03-01 | 2020-04-01 | 2020-05-01 | 2020-06-01 | 2020-07-01 | 2020-08-01 | 2020-09-01 | 2020-10-01 | 2020-11-01 | 2020-12-01 | Energy
1 | TXRT01 - S | Residential Service - S |  | 184866918.4928 | 149915766.3771 | 127499772.8581 | 132153605.7729 | 179017565.3946 | 253963015.9038 | 336279364.252 | 314835526.4742 | 303758359.5302 | 198978024.9879 | 152614685.7468 | 152326305.7909 | 2486208911.5812
2 | TXRT02 - S | Small Commercial Service - S |  | 21654353.6069 | 20160548.6069 | 18481708.6069 | 16502276.6069 | 18924301.3182 | 25286640.7774 | 31486828.4154 | 28871877.3497 | 29530927.5026 | 22880514.6988 | 19397264.2193 | 19126325.1209 | 272303566.83
3 | TXRT07 - S | Outdoor Recreational Lighting Service - S |  | 397169 | 479689 | 516910 | 185144 | 170225 | 178533 | 231580 | 236810 | 313357 | 401827 | 266944 | 260928 | 3639116
4 | TXRT07 - P | Outdoor Recreational Lighting Service - P |  | 4620 | 8780 | 7710 | 840 | 210 | 0 | 210 | 0 | 3030 | 4140 | 2620 | 5250 | 37410
5 | TXRT08 - S | Street Lighting |  | 3539372 | 3079915 | 3112989 | 2766590 | 2630564 | 2428605 | 2583881 | 2768885 | 2898996 | 3243774 | 3375039 | 3626153 | 36054763
6 | TXRT09 - S | Traffic Signals |  | 172037 | 173303 | 173042 | 173214 | 173082 | 173182 | 172934 | 172891 | 173217 | 172921 | 172897 | 173058 | 2075778
7 | TXRT11 - S TOU | Municipal Pumping Service TOU - S |  | 8940588 | 8337213 | 8368068 | 7407731 | 8846587 | 10537084 | 13646827 | 12025440 | 12040845 | 12756711 | 11039888 | 10029246 | 123976228
8 | TXRT11 - P TOU | Municipal Pumping Service TOU - P |  | 4686144 | 4710568 | 4107350 | 3577948 | 3613794 | 3697145 | 4571784 | 3623899 | 3757654 | 4317366 | 3759383 | 3951091 | 48374126
9 | TXRT15 - Sta | Electrolytic Refining Service - Sta |  | 3614651 | 3946125 | 3671588 | 2547359 | 3316122 | 3744890 | 3698169 | 3770357 | 3587400 | 3360767 | 3823551 | 3523795 | 42604774
10 | TXRT15/A-Sta | Curtailable Electrolytic Refining Service - Sta |  | 2171198 | 2704415 | 2309181 | 2999095 | 3128657 | 3110254 | 3928934 | 3428003 | 3131081 | 2983918 | 3298963 | 2904553 | 36098252
11 | TXRTWH | Water Heating Service |  | 611157 | 558147 | 507124 | 494387 | 416088 | 370899 | 341772 | 294896 | 326556 | 337077 | 385230 | 480307 | 5123640
12 | TXRT22 - S | Irrigation Service - S |  | 103953.1474 | 106615.8786 | 109214.6991 | 338721.9453 | 424234.4948 | 536495.4279 | 556926.6772 | 419362.5084 | 415132.2419 | 360399.1284 | 286316.158 | 182657.0166 | 3840029.3236
13 | TXRT24 - S | General Service - S |  | 110478262.8109 | 106856133.49 | 101704496.0217 | 95512684.0242 | 101757461.0807 | 126714240.2849 | 151567201.2847 | 144212456.6205 | 150103360.6752 | 122263643.4225 | 106221119.5179 | 101111233.1311 | 1418502292.3643
14 | TXRT24 - P | General Service - P |  | 2486801 | 2310238 | 2351611 | 1956608 | 2359696 | 2994088 | 3569743 | 3696202 | 3492204 | 2740363 | 2270838 | 2103956 | 32332348
15 | TXRT25 - S | Large Power Service - S |  | 32260596.2311 | 34045397.1813 | 35001181.311 | 32541778.9482 | 28998452.5753 | 35153670.7815 | 38898692.2816 | 39634698.7438 | 41949033.3093 | 36931679.9835 | 36918223.5176 | 32718577 | 425051981.8643
16 | TXRT25 - P | Large Power Service - P |  | 14364784 | 14590046 | 14262044 | 14136168 | 13462876 | 15545737 | 16134710 | 16064655 | 17107422 | 14543813 | 14558778 | 13584740 | 178355773
17 | TXRT25 - T/115 | Large Power Service - T |  | 622783 | 487242 | 626180 | 580162 | 433300 | 661789 | 664381 | 673196 | 781673 | 719889 | 769950 | 678748 | 7699293
18 | TXRT26 - T/115 | Petroleum Refining Service - T |  | 24034719 | 13557945 | 27966732 | 29139642 | 25572459 | 28569538 | 28447442 | 26436437 | 28661653 | 27874329 | 26844396 | 27536427 | 314641719
19 | TXRT28 - S | Private Area Lighting Service - S |  | 2633741 | 2291843 | 2316458 | 2058697 | 1957474 | 1807191 | 1922735 | 2060404 | 2157218 | 2413778 | 2511459 | 2698321 | 26829319
20 | TXRT30 - T/69 | Electric Furnace Rate - T/69 |  | 691908 | 731985 | 687961 | 560942 | 451111 | 694431 | 705135 | 637367 | 655782 | 637413.6916 | 660956 | 514858 | 7629849.6916
21 | TXRT30 - T/115 | Electric Furnace Rate - T/115 |  | 1469710 | 1400778 | 1329065 | 985437 | 791745 | 1140698 | 1135137 | 1161951 | 1251313 | 1070091.3084 | 1267555 | 935302 | 13938782.3084
22 | TXRT31 - T/115 | Military Reservation Service - T |  | 26143505 | 24885838 | 21449603 | 20947662 | 21724279 | 24872312.06 | 24054857.965 | 24696371.865 | 22229418.19 | 21496800 | 20775347 | 25263103 | 278539097.08
23 | TXRT34 - S | Cotton Gin Service - S |  | 266375 | 11336 | 11068 | 8297 | 5502 | 6047 | 5683 | 6109 | 6794 | 7469 | 487287 | 774413 | 1596380
24 | TXRT38 - P | Interruptible Service Rate - Large Power - P |  | 3096940 | 3062583 | 2942111 | 4831877 | 5310730 | 6395597 | 5842509 | 6054976 | 5849003 | 3617323 | 2934824 | 3037469 | 52975942
25 | TXRT38 - 25/115 | Interruptible Power Rate - Transmission Service |  | 1337326 | 854298 | 1345452 | 1360289 | 759719 | 1405198 | 1479358 | 1457245 | 1754597 | 1616873 | 1714939 | 1778773 | 16864067
26 | TXRT38 - 26/115 | Interruptible Power Rate - Petroleum Refining |  | 5212675 | 2186383 | 6483584 | 4387534 | 4123870 | 6440177 | 6778098 | 6524688 | 7319367 | 7058272 | 6223390 | 6383825 | 69121863
27 | TXRT38 - 30/115 | Interruptible Power Service - Electric Furnace |  | 16183610 | 15603313 | 15372179 | 11317603 | 9769123 | 13865433 | 13414476 | 13985004 | 14343691 | 12471251 | 13989071 | 11325796 | 161640550
28 | TXRT38 - 31/115 | Interruptible Power Service - Military Service |  | 0 | 701660 | 1534117 | 604739 | 4896002 | 9377987 | 11824588 | 12023702 | 9687523 | 5027462 | 634546 | 0 | 56312326
29 | TXRT41 - 24 S | City and County Service - S |  | 14512553.0514 | 15995139.0514 | 14956338.0514 | 9644277.0514 | 8745852.6017 | 13276839.7312 | 16827985.9571 | 17097052.9199 | 19183885.7847 | 14260881.8178 | 11441879.7651 | 11054972.6029 | 166997658.386
30 | TXRT41 - 24 P | City and County Service - P |  | 2161463 | 2211038 | 2444172 | 2011492 | 1979135 | 2368377 | 2573193 | 2640023 | 2894638 | 2138281 | 1976129 | 1835676 | 27233617
|  | Total Texas |  | 488719913.3405 | 435964281.5854 | 421649010.5482 | 401732801.3489 | 453760217.4653 | 595316094.9667 | 723345135.833 | 689510486.4816 | 689365131.2339 | 526687053.0388 | 450623468.9247 | 439925858.6624 | 6316599453.4294
|  | Texas Non-Firm |  | 28001749 | 25112652 | 29986624 | 25501137 | 27988101 | 40594646 | 43267963 | 43473618 | 42085262 | 32775099 | 28795733 | 25430416 | 393013000
|  | Texas Firm |  | 460718164.3405 | 410851629.5854 | 391662386.5482 | 376231664.3489 | 425772116.4653 | 554721448.9667 | 680077172.833 | 646036868.4816 | 647279869.2339 | 493911954.0388 | 421827735.9247 | 414495442.6624 | 5923586453.4294
EL PASO ELECTRIC COMPANY |  |  |  | 2020-07-01: SOAH Docket No. 473-21-2606 | SOAH Docket No. 473-21-2606
ADJUSTED ENERGY |  |  |  | 2020-07-01: PUC Docket No. 52195 | PUC Docket No. 52195
FOR THE PERIOD ENDED DECEMBER 31, 2020 |  |  |  | 2020-07-01: STAFF's 4th, Q. No. STAFF 4-4 | STAFF's 4th, Q. No. STAFF 4-4
|  |  |  | 2020-07-01: Attachment 1 | Attachment 1
|  |  |  | 2020-07-01: PAGE 49 OF 78 | PAGE 50 OF 78
|  |  |  | 2019-01-01 | 2019-02-01 | 2019-03-01 | 2019-04-01 | 2019-05-01 | 2019-06-01 | 2019-07-01 | 2019-08-01 | 2019-09-01 | 2019-10-01 | 2019-11-01 | 2019-12-01 | Total
No | Rate | New Mexico Energy at Meter |  | 2020-01-01 | 2020-02-01 | 2020-03-01 | 2020-04-01 | 2020-05-01 | 2020-06-01 | 2020-07-01 | 2020-08-01 | 2020-09-01 | 2020-10-01 | 2020-11-01 | 2020-12-01 | Energy
1 | NMRT01 - S | Residential Service - S |  | 69007974 | 56194488 | 46452519 | 43020390 | 51244961 | 71854762 | 95405392 | 88086901 | 84565402 | 56624660 | 47928006 | 57374373 | 767759828
2 | NMRT03 - S | Small Commercial Service - S |  | 13255619 | 12757326 | 11565617 | 10709807 | 11420444 | 14300617 | 17683105 | 16249710 | 16635178 | 12872818 | 11143648 | 10745659 | 159339548
3 | NMRT04 - S | General Service - S |  | 21108417 | 20677378 | 19450954 | 18868528 | 19108860 | 22488789 | 27425905 | 25933594 | 27533892 | 22961856 | 20691075 | 19087065 | 265336313
4 | NMRT04 - P | General Service - P |  | 1731725 | 1886285 | 1778016 | 1531618 | 1446675 | 1564306 | 1574022 | 1694278 | 1770885 | 1493145 | 1488672 | 1514771 | 19474398
5 | NMRT05 - S | Irrigation Service - S |  | 496130.253 | 746337.1715 | 1129730.9927 | 3616461.1364 | 5128352.8865 | 4587820.9953 | 4797439.5873 | 3920928.1344 | 6636348.8214 | 4972814.1322 | 2997552.8052 | 1307966 | 40337882.9159
6 | NMRT07 - S | City and County Service - S |  | 4423515 | 4637729 | 4069468.378 | 3294785.4842 | 3293281.3536 | 4036392.7717 | 4944700.3246 | 5458367.654 | 5286521.6868 | 4069825.0642 | 3544051.8526 | 3317020 | 50375658.5696
7 | NMRT08 - S | Municipal Pumping Service - S |  | 2281819.9946 | 2312195.9459 | 2108363.6774 | 2432595.7634 | 2809918.3387 | 3382000.1809 | 3966093 | 3312408 | 3585724.4225 | 3084606.5936 | 2486971 | 2350552 | 34113248.917
8 | NMRT08 - P | Municipal Pumping Service - P |  | 463200 | 520800 | 455400 | 448800 | 444000 | 335400 | 536400 | 507600 | 494400 | 286200 | 163800 | 234600 | 4890600
9 | NMRT09 - S | Large Power Service - S |  | 6426672 | 6283616 | 6184617 | 5504192 | 4950730 | 5710733 | 6105442 | 6412828 | 6876387 | 6146939 | 6060305 | 5585212 | 72247673
10 | NMRT09 - P | Large Power Service - P |  | 8241956 | 7535167 | 7013423 | 6148063 | 6079142 | 7449029 | 7434871 | 7265037 | 7813497 | 6464559 | 6692410 | 7477335 | 85614489
11 | NMRT10 - T | Military Research & Development - T |  | 4748802 | 4270055 | 3941915 | 3022560 | 3391066 | 4533583.2433 | 4917851.8458 | 4360088.612 | 4837406.5168 | 4321915 | 3414516 | 4039249 | 49799008.2179
12 | NMRT10 - T/ALA | Military Research & Development - T/115 ALA |  | 908736 | 888708 | 824544 | 729840 | 747156 | 883716 | 913344 | 881604 | 921252 | 696180 | 726420 | 910056 | 10031556
13 | NMRT10 - T/115 | Military Research & Development - T/115 |  | 5022148 | 4902757 | 4957694 | 4401940 | 4939996 | 6318181.7567 | 6480267.1542 | 5874036.388 | 6264058.4832 | 4931197 | 4313170 | 4724580 | 63130025.7821
14 | NMRT11 - S | Street Lighting Service - S |  | 148869 | 148869 | 148869 | 148869 | 148869 | 148869 | 148869 | 148869 | 148869 | 148869 | 148869 | 148869 | 1786428
15 | NMRT12 - S | Private Area Lighting Service - S |  | 428466 | 428466 | 428466 | 428466 | 428466 | 428466 | 428466 | 428466 | 428466 | 428466 | 428466 | 428466 | 5141592
16 | NMRT19 - S | Seasonal-Agricultural Processing Service - S |  | 1286301 | 438434 | 114563 | 98653 | 172859 | 497421 | 920497 | 1163803 | 493051 | 425972 | 1167079 | 1521409 | 8300042
17 | NMRT25 - S | Outdoor Recreational Lighting Service - S |  | 65733.6786 | 73353.4286 | 77938.5357 | 21796.6071 | 7434.3571 | 9877.6071 | 26065.8214 | 26403.4643 | 26957 | 26613 | 25062.2143 | 12250 | 399485.7143
18 | NMRT26 - P | State University Service - P |  | 1501563 | 1954267 | 2229000 | 2223005 | 1627046 | 2688532 | 3110740 | 3056719 | 2929658 | 2520114 | 1836570 | 1804130 | 27481344
19 | NMRT29 - S | Large Power Interruptible Service - S |  | 585255 | 576847 | 559329 | 557551 | 462037 | 596262 | 669743 | 702168 | 717908 | 765390 | 850947 | 721488 | 7764925
|  | Total New Mexico |  | 142132901.9262 | 127233078.546 | 113490427.5838 | 107207920.9912 | 117851293.9359 | 151814758.5549 | 187489213.7333 | 175483809.2527 | 177965861.9306 | 133242138.79 | 116107590.8721 | 123305050 | 1673324046.1168
|  | New Mexico Non-Firm |  | 585255 | 576847 | 559329 | 557551 | 462037 | 596262 | 669743 | 702168 | 717908 | 765390 | 850947 | 721488 | 7764925
|  | New Mexico Firm |  | 141547646.9262 | 126656231.546 | 112931098.5838 | 106650369.9912 | 117389256.9359 | 151218496.5549 | 186819470.7333 | 174781641.2527 | 177247953.9306 | 132476748.79 | 115256643.8721 | 122583562 | 1665559121.1168
|  |  |  | 2019-01-01 | 2019-02-01 | 2019-03-01 | 2019-04-01 | 2019-05-01 | 2019-06-01 | 2019-07-01 | 2019-08-01 | 2019-09-01 | 2019-10-01 | 2019-11-01 | 2019-12-01 | Total
No | Rate | FERC Energy at Meter |  | 2020-01-01 | 2020-02-01 | 2020-03-01 | 2020-04-01 | 2020-05-01 | 2020-06-01 | 2020-07-01 | 2020-08-01 | 2020-09-01 | 2020-10-01 | 2020-11-01 | 2020-12-01 | Energy
1 | TXRT94 - T/69 | Rio Grande Co-Op - Van Horn |  | 1034899.2 | 1446616.8 | 1424422.8 | 1925553.6 | 2739106.8 | 2818335.6 | 2886818.5 | 3079846.9 | 1731596.4 | 1030957.2 | 714236.4 | 1188583.2 | 22020973.4
2 | TXRT95 - T/115 | Rio Grande Co-Op - Dell City |  | 2330064 | 2419560 | 2624892 | 3097416 | 3710388 | 4632564 | 5171664 | 5297136 | 3669300 | 2771760 | 2614176 | 2858076 | 41196996
|  | Total FERC |  | 3364963.2 | 3866176.8 | 4049314.8 | 5022969.6 | 6449494.8 | 7450899.6 | 8058482.5 | 8376982.9 | 5400896.4 | 3802717.2 | 3328412.4 | 4046659.2 | 63217969.4
Total Company at Meter
|  | Total Company |  | 634217778.4667 | 567063536.9314 | 539188752.932 | 513963691.9401 | 578061006.2012 | 754581753.1217 | 918892832.0662 | 873371278.6343 | 872731889.5645 | 663731909.0288 | 570059472.1968 | 567277567.8624 | 8053141468.9462
|  | Total Non-Firm Energy |  | 28587004 | 25689499 | 30545953 | 26058688 | 28450138 | 41190908 | 43937706 | 44175786 | 42803170 | 33540489 | 29646680 | 26151904 | 400777925
|  | Total Firm Energy |  | 605630774.4667 | 541374037.9314 | 508642799.932 | 487905003.9401 | 549610868.2012 | 713390845.1217 | 874955126.0662 | 829195492.6343 | 829928719.5645 | 630191420.0288 | 540412792.1968 | 541125663.8624 | 7652363543.9462
EL PASO ELECTRIC COMPANY |  |  |  | 2020-07-01: SOAH Docket No. 473-21-2606 | SOAH Docket No. 473-21-2606
ADJUSTED ENERGY |  |  |  | 2020-07-01: PUC Docket No. 52195 | PUC Docket No. 52195
FOR THE PERIOD ENDED DECEMBER 31, 2020 |  |  |  | 2020-07-01: STAFF's 4th, Q. No. STAFF 4-4 | STAFF's 4th, Q. No. STAFF 4-4
|  |  |  | 2020-07-01: Attachment 1 | Attachment 1
|  |  |  | 2020-07-01: PAGE 51 OF 78 | PAGE 52 OF 78
|  |  |  | 2019-01-01 | 2019-02-01 | 2019-03-01 | 2019-04-01 | 2019-05-01 | 2019-06-01 | 2019-07-01 | 2019-08-01 | 2019-09-01 | 2019-10-01 | 2019-11-01 | 2019-12-01 | Total
No | Rate & Voltage | Texas Energy at Source |  | 2020-01-01 | 2020-02-01 | 2020-03-01 | 2020-04-01 | 2020-05-01 | 2020-06-01 | 2020-07-01 | 2020-08-01 | 2020-09-01 | 2020-10-01 | 2020-11-01 | 2020-12-01 | Energy
1 | TXRT01 - S | Residential Service - S | 1.0785 | 199378971.5945 | 161684154.0377 | 137508505.0275 | 142527663.826 | 193070444.278 | 273899112.6523 | 362677294.3458 | 339550115.3024 | 327603390.7533 | 214597799.9495 | 164594938.5779 | 164283920.7954 | 2681376311.1404
2 | TXRT02 - S | Small Commercial Service - S | 1.0785 | 23354220.3651 | 21743151.6726 | 19932522.7326 | 17797705.3206 | 20409858.9717 | 27271642.0785 | 33958544.446 | 31138319.7216 | 31849105.3116 | 24676635.1026 | 20919949.4605 | 20627741.6429 | 293679396.8262
3 | TXRT07 - S | Outdoor Recreational Lighting Service - S | 1.0785 | 428346.7665 | 517344.5865 | 557487.435 | 199677.804 | 183587.6625 | 192547.8405 | 249759.03 | 255399.585 | 337955.5245 | 433370.4195 | 287899.104 | 281410.848 | 3924786.606
4 | TXRT07 - P | Outdoor Recreational Lighting Service - P | 1.0512 | 4856.6826 | 9229.7994 | 8104.9833 | 883.0332 | 220.7583 | 0 | 220.7583 | 0 | 3185.2269 | 4352.0922 | 2754.2226 | 5518.9575 | 39326.5143
5 | TXRT08 - S | Street Lighting | 1.0785 | 3817212.702 | 3321688.3275 | 3357358.6365 | 2983767.315 | 2837063.274 | 2619250.4925 | 2786715.6585 | 2986242.4725 | 3126567.186 | 3498410.259 | 3639979.5615 | 3910806.0105 | 38885061.8955
6 | TXRT09 - S | Traffic Signals | 1.0785 | 185541.9045 | 186907.2855 | 186625.797 | 186811.299 | 186668.937 | 186776.787 | 186509.319 | 186462.9435 | 186814.5345 | 186495.2985 | 186469.4145 | 186643.053 | 2238726.573
7 | TXRT11 - S TOU | Municipal Pumping Service TOU - S | 1.0785 | 9642424.158 | 8991684.2205 | 9024961.338 | 7989237.8835 | 9541044.0795 | 11364245.094 | 14718102.9195 | 12969437.04 | 12986051.3325 | 13758112.8135 | 11906519.208 | 10816541.811 | 133708361.898
8 | TXRT11 - P TOU | Municipal Pumping Service TOU - P | 1.0512 | 4926215.1571 | 4951890.3986 | 4317769.5405 | 3761246.276 | 3798928.6666 | 3886549.7384 | 4805996.4943 | 3809551.3458 | 3950158.6144 | 4538544.6602 | 3951976.1911 | 4153505.3919 | 50852332.475
9 | TXRT15 - Sta | Electrolytic Refining Service - Sta | 1.0347 | 3739970.9502 | 4082937.1538 | 3798881.956 | 2635675.9365 | 3431091.9497 | 3874725.3363 | 3826384.5192 | 3901075.2772 | 3711775.158 | 3477284.7919 | 3956113.5132 | 3645964.9726 | 44081881.5146
10 | TXRT15/A-Sta | Curtailable Electrolytic Refining Service - Sta | 1.0347 | 2246473.4347 | 2798177.068 | 2389240.3053 | 3103073.6236 | 3237127.5382 | 3218086.5062 | 4065150.1418 | 3546851.864 | 3239635.5783 | 3087370.4371 | 3413338.0472 | 3005253.8525 | 37349778.3968
11 | TXRTWH | Water Heating Service | 1.0785 | 659132.8245 | 601961.5395 | 546933.234 | 533196.3795 | 448750.908 | 400014.5715 | 368601.102 | 318045.336 | 352190.646 | 363537.5445 | 415470.555 | 518011.0995 | 5525845.74
12 | TXRT22 - S | Irrigation Service - S | 1.0785 | 112113.4695 | 114985.2251 | 117788.0529 | 365311.618 | 457536.9026 | 578610.319 | 600645.4214 | 452282.4653 | 447720.1229 | 388690.4599 | 308791.9764 | 196995.5924 | 4141471.6255
13 | TXRT24 - S | General Service - S | 1.0785 | 119150806.4415 | 115244339.969 | 109688298.9594 | 103010429.7201 | 109745421.7755 | 136661308.1472 | 163465226.5855 | 155533134.4652 | 161886474.4882 | 131861339.4312 | 114559477.4001 | 109048464.9319 | 1529854722.3149
14 | TXRT24 - P | General Service - P | 1.0512 | 2614199.8152 | 2428591.4927 | 2472084.0315 | 2056845.0278 | 2480583.2261 | 3147475.1282 | 3752620.9339 | 3885558.4285 | 3671109.6109 | 2880751.7965 | 2387173.0307 | 2211741.6659 | 33988734.188
15 | TXRT25 - S | Large Power Service - S | 1.0785 | 34793053.0353 | 36717960.8601 | 37748774.0439 | 35096308.5956 | 31274831.1025 | 37913233.9378 | 41952239.6257 | 42746022.5952 | 45242032.424 | 39830816.8622 | 39816304.0637 | 35286985.2945 | 458418562.4406
16 | TXRT25 - P | Large Power Service - P | 1.0512 | 15100691.8843 | 15337494.0566 | 14992688.5141 | 14860363.8866 | 14152579.1375 | 16342145.1065 | 16961291.1933 | 16887647.2757 | 17983835.2291 | 15288892.54 | 15304624.1969 | 14280686.2302 | 187492939.2508
17 | TXRT25 - T/115 | Large Power Service - T | 1.0267 | 639405.0783 | 500246.489 | 642892.7442 | 595646.5238 | 444864.777 | 679452.1484 | 682113.3289 | 691163.6012 | 802535.8524 | 739102.8374 | 790499.9655 | 696863.7841 | 7904787.1302
18 | TXRT26 - T/115 | Petroleum Refining Service - T | 1.0267 | 24676205.6501 | 13919806.5521 | 28713164.0771 | 29917379.045 | 26254987.9307 | 29332058.9692 | 29206704.227 | 27142025.5035 | 29426632.5186 | 28618294.841 | 27560872.9292 | 28271374.2366 | 323039506.4801
19 | TXRT28 - S | Private Area Lighting Service - S | 1.0785 | 2840489.6685 | 2471752.6755 | 2498299.953 | 2220304.7145 | 2111135.709 | 1949055.4935 | 2073669.6975 | 2222145.714 | 2326559.613 | 2603259.573 | 2708608.5315 | 2910139.1985 | 28935420.5415
20 | TXRT30 - T/69 | Electric Furnace Rate - T/69 | 1.0292 | 712084.0373 | 753329.6826 | 708021.9428 | 577299.0687 | 464265.3968 | 714680.608 | 725696.7366 | 655952.6217 | 674904.6031 | 656000.6748 | 680229.477 | 529871.2593 | 7852336.1086
21 | TXRT30 - T/115 | Electric Furnace Rate - T/115 | 1.0267 | 1508936.5599 | 1438164.7648 | 1364537.7449 | 1011738.3135 | 812876.6741 | 1171143.2296 | 1165433.8065 | 1192963.4722 | 1284710.544 | 1098652.0455 | 1301386.043 | 960265.2104 | 14310808.4083
22 | TXRT31 - T/115 | Military Reservation Service - T | 1.0267 | 26841275.1485 | 25550041.0162 | 22022092.9041 | 21506755.0988 | 22304100.0065 | 25536154.0689 | 24696882.1241 | 25355518.0301 | 22822721.3615 | 22070549.592 | 21329841.0114 | 25937375.2191 | 285973305.5811
23 | TXRT34 - S | Cotton Gin Service - S | 1.0785 | 287285.4375 | 12225.876 | 11936.838 | 8948.3145 | 5933.907 | 6521.6895 | 6129.1155 | 6588.5565 | 7327.329 | 8055.3165 | 525539.0295 | 835204.4205 | 1721695.83
24 | TXRT38 - P | Interruptible Service Rate - Large Power - P | 1.0512 | 3255596.2362 | 3219479.1271 | 3092835.3465 | 5079414.0587 | 5582798.6979 | 6723243.4343 | 6141820.7361 | 6365172.4205 | 6148647.4237 | 3802638.4573 | 3085175.0335 | 3193078.5369 | 55689899.5087
25 | TXRT38 - 25/115 | Interruptible Power Rate - Transmission Service | 1.0267 | 1373019.2309 | 877099.2136 | 1381362.1139 | 1396595.1134 | 779995.9001 | 1442702.7346 | 1518842.065 | 1496138.8691 | 1801427.1939 | 1660027.3404 | 1760710.7219 | 1826248.4514 | 17314168.9482
26 | TXRT38 - 26/115 | Interruptible Power Rate - Petroleum Refining | 1.0267 | 5351801.2958 | 2244737.5623 | 6656630.857 | 4504637.2825 | 4233936.0903 | 6612065.3241 | 6959005.4356 | 6698831.9227 | 7514720.9052 | 7246657.2797 | 6389492.2791 | 6554209.2893 | 70966725.5235
27 | TXRT38 - 30/115 | Interruptible Power Service - Electric Furnace | 1.0267 | 16615550.5509 | 16019765.424 | 15782462.4575 | 11619669.8241 | 10029860.8929 | 14235501.4068 | 13772508.3644 | 14358263.7568 | 14726524.1128 | 12804108.6892 | 14362439.305 | 11628081.4952 | 165954736.2795
28 | TXRT38 - 31/115 | Interruptible Power Service - Military Service | 1.0267 | 0 | 720387.3054 | 1575062.5827 | 620879.4839 | 5026676.2934 | 9628285.473 | 12140186.2537 | 12344614.6064 | 9946082.9889 | 5161644.9608 | 651482.0327 | 0 | 57815301.9809
29 | TXRT41 - 24 S | City and County Service - S | 1.0785 | 15651788.4659 | 17250757.4669 | 16130410.5884 | 10401352.7999 | 9432402.031 | 14319071.6501 | 18148982.8547 | 18439171.5742 | 20689820.8188 | 15380361.0405 | 12340067.3267 | 11922787.9522 | 180106974.5693
30 | TXRT41 - 24 P | City and County Service - P | 1.0512 | 2272194.7495 | 2324309.4767 | 2569386.9316 | 2114540.7352 | 2080526.0861 | 2489708.9537 | 2705017.6774 | 2775271.3783 | 3042930.3047 | 2247825.1356 | 2077366.0887 | 1929717.6815 | 28628795.1989
|  | Total Texas |  | 522179863.2946 | 466034600.3253 | 449797121.669 | 428683357.9217 | 484820099.5604 | 636395368.9197 | 774318294.9173 | 737909968.145 | 737793547.3107 | 562969582.2418 | 481215488.298 | 469655408.8848 | 6751772701.4882
|  | Texas Non-Firm |  | 28842440.7485 | 25879645.7004 | 30877593.6629 | 26324269.3862 | 28890395.4128 | 41859884.879 | 44597512.9967 | 44809873.4394 | 43377038.2028 | 33762447.1644 | 29662637.4195 | 26206871.6252 | 405090610.6376
|  | Texas Firm |  | 493337422.5462 | 440154954.6249 | 418919528.0061 | 402359088.5354 | 455929704.1476 | 594535484.0406 | 729720781.9206 | 693100094.7056 | 694416509.1079 | 529207135.0775 | 451552850.8785 | 443448537.2595 | 6346682090.8506
EL PASO ELECTRIC COMPANY |  |  |  | 2020-07-01: SOAH Docket No. 473-21-2606 | SOAH Docket No. 473-21-2606
ADJUSTED ENERGY |  |  |  | 2020-07-01: PUC Docket No. 52195 | PUC Docket No. 52195
FOR THE PERIOD ENDED DECEMBER 31, 2020 |  |  |  | 2020-07-01: STAFF's 4th, Q. No. STAFF 4-4 | STAFF's 4th, Q. No. STAFF 4-4
|  |  |  | 2020-07-01: Attachment 1 | Attachment 1
|  |  |  | 2020-07-01: PAGE 53 OF 78 | PAGE 54 OF 78
|  |  |  | 2019-01-01 | 2019-02-01 | 2019-03-01 | 2019-04-01 | 2019-05-01 | 2019-06-01 | 2019-07-01 | 2019-08-01 | 2019-09-01 | 2019-10-01 | 2019-11-01 | 2019-12-01 | Total
No | Rate | New Mexico Energy at Source |  | 2020-01-01 | 2020-02-01 | 2020-03-01 | 2020-04-01 | 2020-05-01 | 2020-06-01 | 2020-07-01 | 2020-08-01 | 2020-09-01 | 2020-10-01 | 2020-11-01 | 2020-12-01 | Energy
1 | NMRT01 - S | Residential Service - S | 1.0785 | 74425099.959 | 60605755.308 | 50099041.7415 | 46397490.615 | 55267690.4385 | 77495360.817 | 102894715.272 | 95001722.7285 | 91203786.057 | 61069695.81 | 51690354.471 | 61878261.2805 | 828028974.498
2 | NMRT03 - S | Small Commercial Service - S | 1.0785 | 14296185.0915 | 13758776.091 | 12473517.9345 | 11550526.8495 | 12316948.854 | 15423215.4345 | 19071228.7425 | 17525312.235 | 17941039.473 | 13883334.213 | 12018424.368 | 11589193.2315 | 171847702.518
3 | NMRT04 - S | General Service - S | 1.0785 | 22765427.7345 | 22300552.173 | 20977853.889 | 20349707.448 | 20608905.51 | 24254158.9365 | 29578838.5425 | 27969381.129 | 29695302.522 | 24764361.696 | 22315324.3875 | 20585399.6025 | 286165213.5705
4 | NMRT04 - P | General Service - P | 1.0512 | 1820441.2718 | 1982919.3806 | 1869103.7597 | 1610082.7901 | 1520788.1603 | 1644445.3964 | 1654659.1471 | 1781075.8619 | 1861607.4386 | 1569638.8184 | 1564936.6666 | 1592372.7183 | 20472071.4095
5 | NMRT05 - S | Irrigation Service - S | 1.0785 | 535076.4779 | 804924.6395 | 1218414.8757 | 3900353.3356 | 5530928.5881 | 4947964.9434 | 5174038.5949 | 4228720.993 | 7157302.2039 | 5363180.0415 | 3232860.7004 | 1410641.331 | 43504406.7248
6 | NMRT07 - S | City and County Service - S | 1.0785 | 4770760.9275 | 5001790.7265 | 4388921.6456 | 3553426.1447 | 3551803.9398 | 4353249.6042 | 5332859.3001 | 5886849.5148 | 5701513.6392 | 4389306.3318 | 3822259.9231 | 3577406.07 | 54330147.7673
7 | NMRT08 - S | Municipal Pumping Service - S | 1.0785 | 2460942.8642 | 2493703.3277 | 2273870.2261 | 2623554.5309 | 3030496.9283 | 3647487.195 | 4277431.3005 | 3572432.028 | 3867203.7896 | 3326748.2112 | 2682198.2235 | 2535070.332 | 36791138.957
8 | NMRT08 - P | Municipal Pumping Service - P | 1.0512 | 486929.736 | 547480.584 | 478730.142 | 471792.024 | 466746.12 | 352582.542 | 563879.772 | 533604.348 | 519728.112 | 300862.026 | 172191.474 | 246618.558 | 5141145.438
9 | NMRT09 - S | Large Power Service - S | 1.0785 | 6931165.752 | 6776879.856 | 6670109.4345 | 5936271.072 | 5339362.305 | 6159025.5405 | 6584719.197 | 6916234.998 | 7416183.3795 | 6629473.7115 | 6536038.9425 | 6023651.142 | 77919115.3305
10 | NMRT09 - P | Large Power Service - P | 1.0512 | 8664191.4059 | 7921193.6054 | 7372720.6603 | 6463028.2675 | 6390576.4447 | 7830642.7557 | 7815759.4413 | 7637224.8455 | 8213782.4513 | 6795738.3576 | 7035262.1643 | 7860398.8721 | 90000519.2715
11 | NMRT10 - T | Military Research & Development - T | 1.0347 | 4913442.9653 | 4418097.8069 | 4078581.193 | 3127352.1552 | 3508634.2582 | 4690762.5743 | 5088353.7692 | 4511252.8842 | 5005119.4008 | 4471755.793 | 3532897.2697 | 4179289.7628 | 51525539.8328
12 | NMRT10 - T/ALA | Military Research & Development - T/115 ALA | 1.0267 | 932990.1638 | 912427.6165 | 846551.0794 | 749319.4296 | 767097.5936 | 907302.38 | 937721.1514 | 905134.0108 | 945840.2159 | 714761.0442 | 745808.1498 | 934345.3946 | 10299298.2296
13 | NMRT10 - T/115 | Military Research & Development - T/115 | 1.0267 | 5156189.1301 | 5033611.5843 | 5090014.8529 | 4519427.7786 | 5071844.4932 | 6486814.0278 | 6653225.4846 | 6030814.4192 | 6431246.2041 | 5062810.6479 | 4428288.5073 | 4850679.0402 | 64814966.1703
14 | NMRT11 - S | Street Lighting Service - S | 1.0785 | 160555.2165 | 160555.2165 | 160555.2165 | 160555.2165 | 160555.2165 | 160555.2165 | 160555.2165 | 160555.2165 | 160555.2165 | 160555.2165 | 160555.2165 | 160555.2165 | 1926662.598
15 | NMRT12 - S | Private Area Lighting Service - S | 1.0785 | 462100.581 | 462100.581 | 462100.581 | 462100.581 | 462100.581 | 462100.581 | 462100.581 | 462100.581 | 462100.581 | 462100.581 | 462100.581 | 462100.581 | 5545206.972
16 | NMRT19 - S | Seasonal-Agricultural Processing Service - S | 1.0785 | 1387275.6285 | 472851.069 | 123556.1955 | 106397.2605 | 186428.4315 | 536468.5485 | 992756.0145 | 1255161.5355 | 531755.5035 | 459410.802 | 1258694.7015 | 1640839.6065 | 8951595.297
17 | NMRT25 - S | Outdoor Recreational Lighting Service - S | 1.0785 | 70893.7723 | 79111.6727 | 84056.7108 | 23507.6408 | 8017.9542 | 10652.9993 | 28111.9884 | 28476.1362 | 29073.1245 | 28702.1205 | 27029.5981 | 13211.625 | 430845.3429
18 | NMRT26 - P | State University Service - P | 1.0512 | 1578488.0725 | 2054384.0984 | 2343191.67 | 2336889.5462 | 1710399.5666 | 2826265.4944 | 3270103.2102 | 3213314.7144 | 3079744.3793 | 2649219.4402 | 1930657.4811 | 1896555.5799 | 28889213.2531
19 | NMRT29 - S | Large Power Interruptible Service - S | 1.0785 | 631197.5175 | 622129.4895 | 603236.3265 | 601318.7535 | 498306.9045 | 643068.567 | 722317.8255 | 757288.188 | 774263.778 | 825473.115 | 917746.3395 | 778124.808 | 8374471.6125
|  | Total New Mexico |  | 152449354.2678 | 136409244.8264 | 121614128.1344 | 114943101.4392 | 126397632.288 | 162832123.5541 | 201263374.5511 | 188376656.3675 | 190997147.4696 | 142927127.9773 | 124533629.1654 | 132214714.7524 | 1794958234.7933
|  | New Mexico Non-Firm |  | 631197.5175 | 622129.4895 | 603236.3265 | 601318.7535 | 498306.9045 | 643068.567 | 722317.8255 | 757288.188 | 774263.778 | 825473.115 | 917746.3395 | 778124.808 | 8374471.6125
|  | New Mexico Firm |  | 151818156.7503 | 135787115.3369 | 121010891.8079 | 114341782.6857 | 125899325.3835 | 162189054.9871 | 200541056.7256 | 187619368.1795 | 190222883.6916 | 142101654.8623 | 123615882.8259 | 131436589.9444 | 1786583763.1808
|  |  |  | 2019-01-01 | 2019-02-01 | 2019-03-01 | 2019-04-01 | 2019-05-01 | 2019-06-01 | 2019-07-01 | 2019-08-01 | 2019-09-01 | 2019-10-01 | 2019-11-01 | 2019-12-01 | Total
No | Rate | FERC Energy at Source |  | 2020-01-01 | 2020-02-01 | 2020-03-01 | 2020-04-01 | 2020-05-01 | 2020-06-01 | 2020-07-01 | 2020-08-01 | 2020-09-01 | 2020-10-01 | 2020-11-01 | 2020-12-01 | Energy
1 | TXRT94 - T/69 | Rio Grande Co-Op - Van Horn | 1.0292 | 1065076.8607 | 1488800.1459 | 1465958.9688 | 1981702.743 | 2818979.1543 | 2900518.2661 | 2970998.1275 | 3169655.2356 | 1782089.751 | 1061019.912 | 735063.5334 | 1223242.2861 | 22663104.9843
2 | TXRT95 - T/115 | Rio Grande Co-Op - Dell City | 1.0267 | 2392253.4082 | 2484138.0564 | 2694950.3675 | 3180086.033 | 3809418.2557 | 4756207.1332 | 5309695.7122 | 5438516.5598 | 3767233.617 | 2845738.2744 | 2683948.3574 | 2934358.0484 | 42296543.8232
|  | Total FERC |  | 3457330.2688 | 3972938.2023 | 4160909.3363 | 5161788.776 | 6628397.41 | 7656725.3993 | 8280693.8396 | 8608171.7954 | 5549323.368 | 3906758.1864 | 3419011.8909 | 4157600.3346 | 64959648.8076
Total Company at Source
|  | Total Company |  | 678086547.8313 | 606416783.354 | 575572159.1397 | 548788248.1369 | 617846129.2584 | 806884217.873 | 983862363.308 | 934894796.308 | 934340018.1483 | 709803468.4055 | 609168129.3542 | 606027723.9718 | 8611690585.0891
|  | Total Non-Firm Energy |  | 29473638.266 | 26501775.1899 | 31480829.9894 | 26925588.1397 | 29388702.3173 | 42502953.446 | 45319830.8221 | 45567161.6274 | 44151301.9808 | 34587920.2794 | 30580383.759 | 26984996.4332 | 413465082.2501
|  | Total Firm Energy |  | 648612909.5654 | 579915008.1641 | 544091329.1504 | 521862659.9972 | 588457426.9411 | 764381264.427 | 938542532.4859 | 889327634.6806 | 890188716.1675 | 675215548.1261 | 578587745.5953 | 579042727.5385 | 8198225502.8389

## Adjusted LF
EL PASO ELECTRIC COMPANY | [7 empty] | SOAH Docket No. 473-21-2606 | [5 empty] | SOAH Docket No. 473-21-2606
ADJUSTED LOAD FACTORS | [7 empty] | PUC Docket No. 52195 | [5 empty] | PUC Docket No. 52195
FOR THE PERIOD ENDED DECEMBER 31, 2020 | [7 empty] | STAFF's 4th, Q. No. STAFF 4-4 | [5 empty] | STAFF's 4th, Q. No. STAFF 4-4
[8 empty] | Attachment 1 | [5 empty] | Attachment 1
[8 empty] | PAGE 55 OF 78 | [5 empty] | PAGE 56 OF 78
|  |  | 2019-01-01 | 2019-02-01 | 2019-03-01 | 2019-04-01 | 2019-05-01 | 2019-06-01 | 2019-07-01 | 2019-08-01 | 2019-09-01 | 2019-10-01 | 2019-11-01 | 2019-12-01
No | Rate & Voltage | Texas Load Factors | 2020-01-01 | 2020-02-01 | 2020-03-01 | 2020-04-01 | 2020-05-01 | 2020-06-01 | 2020-07-01 | 2020-08-01 | 2020-09-01 | 2020-10-01 | 2020-11-01 | 2020-12-01
1 | TXRT01 - S | Residential Service - S | 0.6252 | 0.58121 | 0.60063 | 0.3188 | 0.3805 | 0.44968 | 0.4937 | 0.5102 | 0.5448 | 0.49751 | 0.56454 | 0.5211
2 | TXRT02 - S | Small Commercial Service - S | 0.66698 | 0.68742 | 0.6319 | 0.55294 | 0.42511 | 0.49889 | 0.5475 | 0.536 | 0.5822 | 0.5265 | 0.701 | 0.5774
3 | TXRT07 - S | Outdoor Recreational Lighting Service - S | 0.10906 | 0.11818 | 0.117 | 0.60633 | 0.2998 | 0.55594 | 0.75297 | 0.51814 | 0.81957 | 0.57761 | 0.34485 | 0.79505
4 | TXRT07 - P | Outdoor Recreational Lighting Service - P | 0.029889 | 0.050969 | 0.0409 | 0.064562 | 0.0086482 | 0.1284 | 0.015914 | 0.24102 | 0.18578 | 0.13832 | 0.078754 | 0.37314
5 | TXRT08 - S | Street Lighting | 0.56778 | 0.52815 | 0.49938 | 0.45861 | 0.42199 | 0.40258 | 0.4145 | 0.44418 | 0.48055 | 0.52036 | 0.55947 | 0.5817
6 | TXRT09 - S | Traffic Signals | 1.2857 | 1.3834 | 1.2928 | 1.3368 | 1.293 | 1.3335 | 1.2961 | 1.2958 | 1.3422 | 1.2972 | 1.3403 | 1.298
7 | TXRT11 - S TOU | Municipal Pumping Service TOU - S | 0.7678 | 0.8301 | 0.664 | 0.6458 | 0.673 | 0.5869 | 0.6306 | 0.6449 | 0.6899 | 0.7309 | 0.6999 | 0.5849
8 | TXRT11 - P TOU | Municipal Pumping Service TOU - P | 0.8506 | 0.9541 | 0.80734 | 0.86057 | 0.75656 | 0.6758 | 0.82811 | 0.7626 | 0.9025 | 0.82339 | 0.78152 | 0.86087
9 | TXRT15 - Sta | Electrolytic Refining Service - Sta | 0.64779 | 0.75596 | 0.65799 | 0.47173 | 0.59429 | 0.6935 | 0.66275 | 0.67569 | 0.66433 | 0.60229 | 0.70807 | 0.6315
10 | TXRT15/A-Sta | Curtailable Electrolytic Refining Service - Sta | 0.65212 | 0.77765 | 0.41057 | 0.47256 | 0.59495 | 0.63777 | 0.6717 | 0.69341 | 0.66039 | 0.64007 | 0.71364 | 0.67953
11 | TXRTWH | Water Heating Service | 0.22231 | 0.24612 | 0.22252 | 0.22981 | 0.22251 | 0.22978 | 0.22232 | 0.22186 | 0.22971 | 0.22232 | 0.2297 | 0.22231
12 | TXRT22 - S | Irrigation Service - S | 0.1264 | 0.14417 | 0.1256 | 0.3482 | 0.3632 | 0.38397 | 0.35469 | 0.3746 | 0.341 | 0.2409 | 0.38957 | 0.22831
13 | TXRT24 - S | General Service - S | 0.6576 | 0.66971 | 0.59426 | 0.57568 | 0.5299 | 0.5781 | 0.6004 | 0.60903 | 0.6583 | 0.5627 | 0.5872 | 0.6042
14 | TXRT24 - P | General Service - P | 0.8836 | 0.8241 | 0.8628 | 0.65517 | 0.6363 | 0.75647 | 0.6552 | 0.6608 | 0.7274 | 0.7895 | 0.8692 | 0.73269
15 | TXRT25 - S | Large Power Service - S | 0.78343 | 0.84847 | 0.77724 | 0.82746 | 0.63206 | 0.73295 | 0.71974 | 0.7354 | 0.81159 | 0.75325 | 0.85326 | 0.81864
16 | TXRT25 - P | Large Power Service - P | 0.77352 | 0.81088 | 0.72191 | 0.80869 | 0.71589 | 0.79071 | 0.72233 | 0.73212 | 0.79799 | 0.73501 | 0.78538 | 0.76796
17 | TXRT25 - T/115 | Large Power Service - T | 0.55805 | 0.46671 | 0.56109 | 0.53719 | 0.38826 | 0.61277 | 0.59532 | 0.60322 | 0.72377 | 0.64506 | 0.71292 | 0.6082
18 | TXRT26 - T/115 | Petroleum Refining Service - T | 0.79962 | 0.48217 | 0.93044 | 1.0018 | 0.85078 | 0.98218 | 0.94643 | 0.87953 | 0.98534 | 0.92736 | 0.92287 | 0.91612
19 | TXRT28 - S | Private Area Lighting Service - S | 0.56244 | 0.52527 | 0.49782 | 0.45242 | 0.41878 | 0.39992 | 0.41183 | 0.44236 | 0.47728 | 0.51739 | 0.55591 | 0.57913
20 | TXRT30 - T/69 | Electric Furnace Rate - T/69 | 0.70029 | 0.66103 | 0.54489 | 0.39851 | 0.42342 | 0.52163 | 0.53942 | 0.39135 | 0.7363 | 0.38784 | 0.65291 | 0.52705
21 | TXRT30 - T/115 | Electric Furnace Rate - T/115 | 0.53797 | 0.59038 | 0.54083 | 0.44948 | 0.29825 | 0.50279 | 0.47047 | 0.55559 | 0.46185 | 0.50089 | 0.48984 | 0.34096
22 | TXRT31 - T/115 | Military Reservation Service - T | 0.84328 | 0.73525 | 0.66473 | 0.57047 | 0.57254 | 0.67735 | 0.63396 | 0.65086 | 0.60538 | 0.56654 | 0.68642 | 0.83379
23 | TXRT34 - S | Cotton Gin Service - S | 0.38919 | 0.21183 | 0.21567 | 0.35099 | 0.22922 | 0.23146 | 0.22916 | 0.19776 | 0.13901 | 0.0060719 | 0.38099 | 0.58317
24 | TXRT38 - P | Interruptible Service Rate - Large Power - P | 0.8413 | 0.91129 | 0.50545 | 0.70971 | 0.70257 | 0.87327 | 0.75399 | 0.78186 | 0.84315 | 0.885 | 0.8257 | 0.85019
25 | TXRT38 - 25/115 | Interruptible Power Rate - Transmission Service | 1.3146 | 0.41435 | 0.52014 | 1.3823 | 0.33571 | 0.58729 | 0.62049 | 0.58756 | 0.73877 | 0.70027 | 0.6063 | 0.66693
26 | TXRT38 - 26/115 | Interruptible Power Rate - Petroleum Refining | 0.90194 | 0.34009 | 0.99955 | 1.3331 | 0.64536 | 0.98684 | 0.95939 | 0.89109 | 0.99368 | 0.99904 | 0.92711 | 1.0355
27 | TXRT38 - 30/115 | Interruptible Power Service - Electric Furnace | 0.59359 | 0.6349 | 0.55163 | 0.43758 | 0.3732 | 0.54285 | 0.50513 | 0.54223 | 0.56567 | 0.46878 | 0.54331 | 0.42167
28 | TXRT38 - 31/115 | Interruptible Power Service - Military Service | 0 | 0 | 0 | 1.101 | 1.2817 | 1.3198 | 1.0085 | 1.1079 | 1.5397 | 2.3808 | 0 | 0
29 | TXRT41 - 24 S | City and County Service - S | 0.47047 | 0.54756 | 0.48376 | 0.69036 | 0.4671 | 0.47798 | 0.4509 | 0.4525 | 0.5193 | 0.48761 | 0.55872 | 0.5099
30 | TXRT41 - 24 P | City and County Service - P | 0.62467 | 0.64757 | 0.65213 | 0.61064 | 0.615 | 0.6612 | 0.57231 | 0.5176 | 0.799 | 0.62633 | 0.7627 | 0.6466
EL PASO ELECTRIC COMPANY |  |  | 2020-06-01: SOAH Docket No. 473-21-2606; 2020-12-01: SOAH Docket No. 473-21-2606
ADJUSTED LOAD FACTORS |  |  | 2020-06-01: PUC Docket No. 52195; 2020-12-01: PUC Docket No. 52195
FOR THE PERIOD ENDED DECEMBER 31, 2020 |  |  | 2020-06-01: STAFF's 4th, Q. No. STAFF 4-4; 2020-12-01: STAFF's 4th, Q. No. STAFF 4-4
[8 empty] | Attachment 1 | [5 empty] | Attachment 1
[8 empty] | PAGE 57 OF 78 | [5 empty] | PAGE 58 OF 78
|  |  | 2019-01-01 | 2019-02-01 | 2019-03-01 | 2019-04-01 | 2019-05-01 | 2019-06-01 | 2019-07-01 | 2019-08-01 | 2019-09-01 | 2019-10-01 | 2019-11-01 | 2019-12-01
No | Rate | New Mexico Load Factors | 2020-01-01 | 2020-02-01 | 2020-03-01 | 2020-04-01 | 2020-05-01 | 2020-06-01 | 2020-07-01 | 2020-08-01 | 2020-09-01 | 2020-10-01 | 2020-11-01 | 2020-12-01
1 | NMRT01 - S | Residential Service - S | 0.77 | 0.6618 | 0.5556 | 0.42731 | 0.39033 | 0.47114 | 0.49294 | 0.5492 | 0.56828 | 0.55315 | 0.6808 | 0.62968
2 | NMRT03 - S | Small Commercial Service - S | 0.61977 | 0.60569 | 0.5656 | 0.50286 | 0.4313 | 0.4465 | 0.4925 | 0.48444 | 0.54597 | 0.44376 | 0.53944 | 0.5368
3 | NMRT04 - S | General Service - S | 0.7656 | 0.79999 | 0.7014 | 0.63838 | 0.54991 | 0.61014 | 0.66344 | 0.6369 | 0.7192 | 0.67764 | 0.78664 | 0.76884
4 | NMRT04 - P | General Service - P | 0.6022 | 0.6094 | 0.60382 | 0.65883 | 0.58439 | 0.68291 | 0.6321 | 0.66435 | 0.76147 | 0.58984 | 0.63961 | 0.59882
5 | NMRT05 - S | Irrigation Service - S | 0.21972 | 0.25859 | 0.1999 | 0.5099 | 0.56941 | 0.7153 | 0.63 | 0.4555 | 0.6289 | 0.56564 | 0.5799 | 0.3271
6 | NMRT07 - S | City and County Service - S | 0.5035 | 0.55299 | 0.54236 | 0.59606 | 0.46272 | 0.46495 | 0.43209 | 0.4565 | 0.52215 | 0.52206 | 0.65091 | 0.54161
7 | NMRT08 - S | Municipal Pumping Service - S | 0.64338 | 0.68085 | 0.5943 | 0.6277 | 0.6727 | 0.75011 | 0.83731 | 0.7425 | 0.78134 | 0.68035 | 0.73666 | 0.66069
8 | NMRT08 - P | Municipal Pumping Service - P | 0.72058 | 0.94393 | 0.7138 | 0.899 | 0.87156 | 0.60241 | 0.91197 | 0.77607 | 0.86386 | 0.63947 | 0.30573 | 0.40607
9 | NMRT09 - S | Large Power Service - S | 0.80951 | 0.84193 | 0.80333 | 0.87387 | 0.70559 | 0.71248 | 0.67695 | 0.73008 | 0.82217 | 0.72237 | 0.80117 | 0.7608
10 | NMRT09 - P | Large Power Service - P | 0.88699 | 0.84863 | 0.81995 | 0.83009 | 0.73552 | 0.88799 | 0.81661 | 0.79618 | 0.95137 | 0.76552 | 0.80896 | 0.81131
11 | NMRT10 - T | Military Research & Development - T | 0.71694 | 0.6658 | 0.71171 | 0.64527 | 0.54389 | 0.65848 | 0.63293 | 0.62707 | 0.75549 | 0.68689 | 0.74 | 0.5973
12 | NMRT10 - T/ALA | Military Research & Development - T/115 ALA | 0.64016 | 0.61153 | 0.72152 | 0.48547 | 0.44514 | 0.60522 | 0.60533 | 0.48169 | 0.66641 | 0.39988 | 0.62279 | 0.58921
13 | NMRT10 - T/115 | Military Research & Development - T/115 | 0.79782 | 0.81857 | 0.79597 | 0.65137 | 0.59628 | 0.72123 | 0.65552 | 0.66349 | 0.77145 | 0.64777 | 0.63796 | 0.80073
14 | NMRT11 - S | Street Lighting Service - S | 0.47881 | 0.51183 | 0.47881 | 0.49477 | 0.47881 | 0.49477 | 0.47881 | 0.47881 | 0.49477 | 0.47881 | 0.49477 | 0.47881
15 | NMRT12 - S | Private Area Lighting Service - S | 0.47866 | 0.51094 | 0.48054 | 0.49342 | 0.47878 | 0.49664 | 0.48088 | 0.47918 | 0.49589 | 0.47707 | 0.49253 | 0.47858
16 | NMRT19 - S | Seasonal-Agricultural Processing Service - S | 0.4112 | 0.3139 | 0.1991 | 0.5183 | 0.4013 | 0.5194 | 0.4373 | 0.4575 | 0.4353 | 0.3681 | 0.5775 | 0.4241
17 | NMRT25 - S | Outdoor Recreational Lighting Service - S | 0.076493 | 0.076628 | 0.0744 | 0.1993 | 0.054808 | 0.1284 | 0.1999 | 0.181 | 0.2027 | 0.16553 | 0.13524 | 0.16256
18 | NMRT26 - P | State University Service - P | 0.3225 | 0.55212 | 0.41425 | 0.45847 | 0.44397 | 0.61138 | 0.60532 | 0.46163 | 0.6778 | 0.3739 | 0.51705 | 0.36226
19 | NMRT29 - S | Large Power Interruptible Service - S | 0.61835 | 0.73188 | 0.63441 | 0.79966 | 0.52272 | 0.57499 | 0.59611 | 0.67478 | 0.65958 | 0.76826 | 0.9707 | 0.82297
|  |  | 2019-01-01 | 2019-02-01 | 2019-03-01 | 2019-04-01 | 2019-05-01 | 2019-06-01 | 2019-07-01 | 2019-08-01 | 2019-09-01 | 2019-10-01 | 2019-11-01 | 2019-12-01
No | Rate | FERC Load Factors | 2020-01-01 | 2020-02-01 | 2020-03-01 | 2020-04-01 | 2020-05-01 | 2020-06-01 | 2020-07-01 | 2020-08-01 | 2020-09-01 | 2020-10-01 | 2020-11-01 | 2020-12-01
1 | TXRT94 - T/69 | Rio Grande Co-Op - Van Horn | 0.5257 | 0.46825 | 0.6134 | 0.74363 | 0.78546 | 0.74271 | 0.76441 | 0.78383 | 0.50154 | 0.63833 | 0.70116 | 0.70105
2 | TXRT95 - T/115 | Rio Grande Co-Op - Dell City | 0.67091 | 0.61638 | 0.62027 | 0.7113 | 0.59626 | 0.73853 | 0.75919 | 0.75969 | 0.57468 | 0.66622 | 0.67993 | 0.57267
|  | Hours | 744 | 696 | 744 | 720 | 744 | 720 | 744 | 744 | 720 | 744 | 720 | 744

## Adjusted MDD
EL PASO ELECTRIC COMPANY | [9 empty] | SOAH Docket No. 473-21-2606 | [5 empty] | SOAH Docket No. 473-21-2606
ADJUSTED MAXIMUM DIVERSIFIED DEMAND | [9 empty] | PUC Docket No. 52195 | [5 empty] | PUC Docket No. 52195
FOR THE PERIOD ENDED DECEMBER 31, 2020 | [9 empty] | STAFF's 4th, Q. No. STAFF 4-4 | [5 empty] | STAFF's 4th, Q. No. STAFF 4-4
[10 empty] | Attachment 1 | [5 empty] | Attachment 1
[10 empty] | PAGE 59 OF 78 | [5 empty] | PAGE 60 OF 78
|  |  |  | 2019-01-01 | 2019-02-01 | 2019-03-01 | 2019-04-01 | 2019-05-01 | 2019-06-01 | 2019-07-01 | 2019-08-01 | 2019-09-01 | 2019-10-01 | 2019-11-01 | 2019-12-01 | Maximum Diversified
No | Rate & Voltage | Texas Maximum Divesified Demand at Meter |  | 2020-01-01 | 2020-02-01 | 2020-03-01 | 2020-04-01 | 2020-05-01 | 2020-06-01 | 2020-07-01 | 2020-08-01 | 2020-09-01 | 2020-10-01 | 2020-11-01 | 2020-12-01 | Demand
1 | TXRT01 - S | Residential Service - S |  | 397436.086 | 370600.045 | 285318.9557 | 575741.6468 | 632365.3279 | 784398.9939 | 915512.2398 | 829405.245 | 774388.9501 | 537568.8058 | 375465.7013 | 392898.9797 | 915512.2398
2 | TXRT02 - S | Small Commercial Service - S |  | 43637.2984 | 42137.9656 | 39311.6269 | 41450.5667 | 59834.1966 | 70396.8854 | 77298.641 | 72399.7887 | 70448.6037 | 58410.9781 | 38431.7329 | 44522.7334 | 77298.641
3 | TXRT07 - S | Outdoor Recreational Lighting Service - S |  | 4894.6115 | 5832.0977 | 5938.218 | 424.1007 | 763.1678 | 446.0259 | 413.3815 | 614.3036 | 531.0324 | 935.0467 | 1075.1102 | 441.1184 | 5938.218
4 | TXRT07 - P | Outdoor Recreational Lighting Service - P |  | 207.7602 | 247.5 | 253.3717 | 18.0705 | 32.6376 | 0 | 17.7363 | 0 | 22.6524 | 40.2283 | 46.2056 | 18.9108 | 253.3717
5 | TXRT08 - S | Street Lighting |  | 8378.632 | 8378.632 | 8378.632 | 8378.632 | 8378.632 | 8378.632 | 8378.632 | 8378.632 | 8378.632 | 8378.632 | 8378.632 | 8378.632 | 8378.632
6 | TXRT09 - S | Traffic Signals |  | 179.8488 | 179.9933 | 179.9022 | 179.9636 | 179.9177 | 180.3766 | 179.3382 | 179.3369 | 179.2362 | 179.1694 | 179.1639 | 179.2003 | 180.3766
7 | TXRT11 - S TOU | Municipal Pumping Service TOU - S |  | 15651.1062 | 14430.4955 | 16938.8603 | 15931.4266 | 17668.0147 | 24935.8304 | 29087.392 | 25063.1506 | 24240.3186 | 23458.9095 | 21907.6693 | 23046.9642 | 29087.392
8 | TXRT11 - P TOU | Municipal Pumping Service TOU - P |  | 7404.8679 | 7093.6563 | 6838.0526 | 5774.5121 | 6420.1712 | 7598.2889 | 7420.3977 | 6387.1387 | 5782.7855 | 7047.5699 | 6681.0215 | 6168.9041 | 7598.2889
9 | TXRT15 - Sta | Electrolytic Refining Service - Sta |  | 7500 | 7500 | 7500 | 7500 | 7500 | 7500 | 7500 | 7500 | 7500 | 7500 | 7500 | 7500 | 7500
10 | TXRT15/A-Sta | Curtailable Electrolytic Refining Service - Sta |  | 4475.04 | 4996.6802 | 7559.5195 | 8814.48 | 7068.1196 | 6773.2798 | 7861.9199 | 6644.7598 | 6585.1196 | 6265.9194 | 6420.4795 | 5745.1196 | 8814.48
11 | TXRTWH | Water Heating Service |  | 3695.113 | 3258.3741 | 3063.2169 | 2987.8363 | 2513.4308 | 2241.8533 | 2066.2875 | 1786.5445 | 1974.4329 | 2037.8982 | 2329.3045 | 2903.9976 | 3695.113
12 | TXRT22 - S | Irrigation Service - S |  | 1105.3954 | 1062.53 | 1168.7416 | 1351.0831 | 1569.955 | 1940.5969 | 2110.4538 | 1504.6964 | 1690.8286 | 2010.8237 | 1020.7645 | 1075.3108 | 2110.4538
13 | TXRT24 - S | General Service - S |  | 225811.0386 | 229245.3552 | 230032.9343 | 230435.7067 | 258106.7768 | 304432.5349 | 339306.0569 | 318267.8913 | 316689.7916 | 292043.4584 | 251242.0515 | 224929.1544 | 339306.0569
14 | TXRT24 - P | General Service - P |  | 3782.7914 | 4027.797 | 3663.3837 | 4147.795 | 4984.5314 | 5497.1873 | 7323.0184 | 7518.1801 | 6667.9727 | 4665.3636 | 3628.5569 | 3859.5889 | 7518.1801
15 | TXRT25 - S | Large Power Service - S |  | 55347.4013 | 57651.8263 | 60527.4806 | 54621.06 | 61665.5547 | 66613.9784 | 72641.2824 | 72440.2467 | 71788.0086 | 65900.6524 | 60093.2037 | 53719.4002 | 72641.2824
16 | TXRT25 - P | Large Power Service - P |  | 24960.5573 | 25851.6538 | 26553.8673 | 24278.1634 | 25276.4807 | 27306.1598 | 30022.7182 | 29492.7191 | 29775.1623 | 26595.8215 | 25746.3016 | 23775.9212 | 30022.7182
17 | TXRT25 - T/115 | Large Power Service - T |  | 1500 | 1500 | 1500 | 1500 | 1500 | 1500 | 1500 | 1500 | 1500 | 1500 | 1500 | 1500 | 1500
18 | TXRT26 - T/115 | Petroleum Refining Service - T |  | 40400 | 40400 | 40400 | 40400 | 40400 | 40400 | 40400 | 40400 | 40400 | 40400 | 40400 | 40400 | 40400
19 | TXRT28 - S | Private Area Lighting Service - S |  | 6293.9673 | 6268.9455 | 6254.2729 | 6319.9877 | 6282.6017 | 6276.1502 | 6275.214 | 6260.356 | 6277.5505 | 6270.5729 | 6274.6032 | 6262.4467 | 6319.9877
20 | TXRT30 - T/69 | Electric Furnace Rate - T/69 |  | 1328 | 1591 | 1697 | 1955 | 1432 | 1849 | 1757 | 2189 | 1237 | 2174.1961 | 1406 | 1313 | 2189
21 | TXRT30 - T/115 | Electric Furnace Rate - T/115 |  | 3672 | 3409 | 3303 | 3045 | 3568 | 3151 | 3243 | 2811 | 3763 | 2825.9431 | 3594 | 3687 | 3763
22 | TXRT31 - T/115 | Military Reservation Service - T |  | 41669.3815 | 48630.6841 | 43370.8344 | 51000 | 51000 | 51000 | 51000 | 51000 | 51000 | 51000 | 42036.1721 | 40724.8376 | 51000
23 | TXRT34 - S | Cotton Gin Service - S |  | 919.95 | 76.89 | 68.978 | 32.832 | 32.262 | 36.286 | 33.332 | 41.52 | 67.88 | 1653.36 | 1776.4 | 1784.856 | 1784.856
24 | TXRT38 - P | Interruptible Service Rate - Large Power - P |  | 4947.7598 | 4828.5999 | 7823.5597 | 9455.9196 | 10159.9196 | 10171.7995 | 10414.9996 | 10408.9996 | 9634.7997 | 5493.7997 | 4936.5997 | 4801.9996 | 10414.9996
25 | TXRT38 - 25/115 | Interruptible Power Rate - Transmission Service |  | 1367.2754 | 2962.3086 | 3476.7803 | 1366.777 | 3041.7307 | 3323.1799 | 3204.5342 | 3333.5476 | 3298.6624 | 3103.3884 | 3928.5417 | 3584.8328 | 3928.5417
26 | TXRT38 - 26/115 | Interruptible Power Rate - Petroleum Refining |  | 7768.0013 | 9236.8007 | 8718.4016 | 4571.2017 | 8588.8011 | 9064.0009 | 9496.0004 | 9841.6005 | 10230.4008 | 9496.0006 | 9323.2014 | 8286.4012 | 10230.4008
27 | TXRT38 - 30/115 | Interruptible Power Service - Electric Furnace |  | 36645.2505 | 35310.5503 | 37455.7002 | 35922.1001 | 35183.2002 | 35474.8003 | 35693.9502 | 34665.999 | 35217.9995 | 35757.2747 | 35760.9979 | 36101.1997 | 37455.7002
28 | TXRT38 - 31/115 | Interruptible Power Service - Military Service |  | 0 | 0 | 0 | 762.8404 | 5134.379 | 9868.8611 | 15758.7191 | 14586.9179 | 8738.6943 | 2838.3139 | 0 | 0 | 15758.7191
29 | TXRT41 - 24 S | City and County Service - S |  | 41460.9315 | 41970.6032 | 41554.4842 | 19402.6102 | 25166.2989 | 38579.3526 | 50162.4349 | 50784.3311 | 51308.0797 | 39309.9373 | 28442.5214 | 29140.6828 | 51308.0797
30 | TXRT41 - 24 P | City and County Service - P |  | 4650.7969 | 4905.6608 | 5037.6259 | 4575.1159 | 4325.4109 | 4974.913 | 6043.226 | 6855.5217 | 5031.7028 | 4588.6668 | 3598.5625 | 3815.8157 | 6855.5217
|  | Total Texas |  | 997090.8623 | 983585.6452 | 903887.4007 | 1162344.4277 | 1290141.5187 | 1534309.967 | 1742121.9061 | 1622261.4269 | 1554349.297 | 1249450.7305 | 993123.4991 | 980567.0077 | 1758764.251
|  | Texas Non-Firm |  | 55203.327 | 57334.9396 | 65033.9612 | 60893.3186 | 69176.1502 | 74675.9215 | 82430.1234 | 79481.8244 | 73705.6763 | 62954.6968 | 60369.8203 | 58519.553 | 86602.8415
|  | Texas Firm |  | 941887.5353 | 926250.7056 | 838853.4394 | 1101451.1091 | 1220965.3685 | 1459634.0455 | 1659691.7827 | 1542779.6025 | 1480643.6208 | 1186496.0337 | 932753.6788 | 922047.4548 | 1672161.4095
EL PASO ELECTRIC COMPANY |  |  |  | 2020-07-01: SOAH Docket No. 473-21-2606 | SOAH Docket No. 473-21-2606
ADJUSTED MAXIMUM DIVERSIFIED DEMAND |  |  |  | 2020-07-01: PUC Docket No. 52195 | PUC Docket No. 52195
FOR THE PERIOD ENDED DECEMBER 31, 2020 |  |  |  | 2020-07-01: STAFF's 4th, Q. No. STAFF 4-4 | STAFF's 4th, Q. No. STAFF 4-4
|  |  |  | 2020-07-01: Attachment 1 | Attachment 1
|  |  |  | 2020-07-01: PAGE 61 OF 78 | PAGE 62 OF 78
|  |  |  | 2019-01-01 | 2019-02-01 | 2019-03-01 | 2019-04-01 | 2019-05-01 | 2019-06-01 | 2019-07-01 | 2019-08-01 | 2019-09-01 | 2019-10-01 | 2019-11-01 | 2019-12-01 | Maximum Diversified
No | Rate | New Mexico Maximum Diversified Demand at Meter |  | 2020-01-01 | 2020-02-01 | 2020-03-01 | 2020-04-01 | 2020-05-01 | 2020-06-01 | 2020-07-01 | 2020-08-01 | 2020-09-01 | 2020-10-01 | 2020-11-01 | 2020-12-01 | Demand
1 | NMRT01 - S | Residential Service - S |  | 120457.9912 | 121999.406 | 112376.1365 | 139830.7965 | 176460.2386 | 211824.1545 | 260139.8051 | 215580.384 | 206679.2896 | 137591.8188 | 97777.1372 | 122469.3361 | 260139.8051
2 | NMRT03 - S | Small Commercial Service - S |  | 28747.1876 | 30262.3132 | 27484.4133 | 29579.986 | 35590.2136 | 44483.6911 | 48259.1152 | 45085.2526 | 42318.0716 | 38990.3526 | 28691.4341 | 26905.9055 | 48259.1152
3 | NMRT04 - S | General Service - S |  | 37057.7746 | 37136.3622 | 37273.8055 | 41051.2049 | 46705.7492 | 51192.6506 | 55563.1286 | 54729.1273 | 53172.2979 | 45544.2622 | 36532.2558 | 33367.9413 | 55563.1286
4 | NMRT04 - P | General Service - P |  | 3865.1401 | 4447.2918 | 3957.7873 | 3228.819 | 3327.3229 | 3181.4417 | 3346.949 | 3427.812 | 3230.0264 | 3402.4919 | 3232.5737 | 3400.0138 | 4447.2918
5 | NMRT05 - S | Irrigation Service - S |  | 3034.9385 | 4146.7543 | 7596.0762 | 9850.6819 | 12105.4066 | 8908.1135 | 10235.1928 | 11569.8457 | 14655.9885 | 11816.5722 | 7179.2857 | 5374.5607 | 14655.9885
6 | NMRT07 - S | City and County Service - S |  | 11808.5426 | 12049.7999 | 10085.0979 | 7677.25 | 9566.212 | 12057.4983 | 15381.4096 | 16071.2282 | 14061.9105 | 10478.0159 | 7562.1775 | 8231.7341 | 16071.2282
7 | NMRT08 - S | Municipal Pumping Service - S |  | 4766.9588 | 4879.387 | 4768.3361 | 5382.5159 | 5614.3481 | 6262.0373 | 6366.5293 | 5996.1768 | 6373.9207 | 6093.8689 | 4688.9334 | 4781.902 | 6373.9207
8 | NMRT08 - P | Municipal Pumping Service - P |  | 864 | 792.72 | 857.52 | 693.36 | 684.72 | 773.28 | 790.56 | 879.12 | 794.88 | 601.56 | 744.12 | 776.52 | 879.12
9 | NMRT09 - S | Large Power Service - S |  | 10670.7001 | 10723.2267 | 10347.7101 | 8748.0744 | 9430.6936 | 11132.303 | 12122.3503 | 11806.0314 | 11616.2021 | 11437.4324 | 10505.976 | 9867.308 | 12122.3503
10 | NMRT09 - P | Large Power Service - P |  | 12489.3304 | 12757.4203 | 11496.5704 | 10286.8003 | 11108.9802 | 11650.9204 | 12237.2803 | 12264.6004 | 11406.7404 | 11350.3901 | 11490.0701 | 12387.6101 | 12757.4203
11 | NMRT10 - T | Military Research & Development - T |  | 8902.8 | 9214.7399 | 7444.4397 | 6505.8 | 8380.1999 | 9562.4296 | 10443.5429 | 9345.5267 | 8893.0111 | 8456.9401 | 6408.6601 | 9089.46 | 10443.5429
12 | NMRT10 - T/ALA | Military Research & Development - T/115 ALA |  | 1908 | 2088 | 1536 | 2088 | 2256 | 2028 | 2028 | 2460 | 1920 | 2340 | 1620 | 2076 | 2460
13 | NMRT10 - T/115 | Military Research & Development - T/115 |  | 8460.8131 | 8605.5112 | 8371.6293 | 9386.1265 | 11135.3613 | 12167.0142 | 13287.2847 | 11899.5832 | 11277.6107 | 10232 | 9390.135 | 7930.5482 | 13287.2847
14 | NMRT11 - S | Street Lighting Service - S |  | 417.897 | 417.897 | 417.897 | 417.897 | 417.897 | 417.897 | 417.897 | 417.897 | 417.897 | 417.897 | 417.897 | 417.897 | 417.897
15 | NMRT12 - S | Private Area Lighting Service - S |  | 1203.1495 | 1204.868 | 1198.4294 | 1206.0444 | 1202.8502 | 1198.2305 | 1197.5831 | 1201.8309 | 1200.0571 | 1207.153 | 1208.2453 | 1203.3385 | 1208.2453
16 | NMRT19 - S | Seasonal-Agricultural Processing Service - S |  | 4204.5214 | 2006.7981 | 773.3929 | 264.3605 | 578.9618 | 1330.1165 | 2829.2411 | 3419.1286 | 1573.152 | 1555.4007 | 2806.8278 | 4821.7509 | 4821.7509
17 | NMRT25 - S | Outdoor Recreational Lighting Service - S |  | 1155.0307 | 1375.3759 | 1408.012 | 151.897 | 182.3167 | 106.847 | 175.2612 | 196.0692 | 184.7078 | 216.1001 | 257.3808 | 101.2879 | 1408.012
18 | NMRT26 - P | State University Service - P |  | 6258.0603 | 5085.6123 | 7232.2204 | 6734.4124 | 4925.7721 | 6107.5801 | 6907.2484 | 8900.0288 | 6003.1802 | 9059.2924 | 4933.3321 | 6693.8043 | 9059.2924
19 | NMRT29 - S | Large Power Interruptible Service - S |  | 1272.141 | 1132.434 | 1185.011 | 968.388 | 1188.053 | 1440.2811 | 1510.12 | 1398.637 | 1511.712 | 1339.07 | 1217.546 | 1178.3419 | 1511.712
|  | Total New Mexico |  | 267544.9768 | 270325.918 | 255810.4851 | 284052.4147 | 340861.2971 | 395824.4863 | 463238.4988 | 416648.2797 | 397290.6557 | 312130.6182 | 236663.9878 | 261075.2605 | 475887.106
|  | New Mexico Non-Firm |  | 1272.141 | 1132.434 | 1185.011 | 968.388 | 1188.053 | 1440.2811 | 1510.12 | 1398.637 | 1511.712 | 1339.07 | 1217.546 | 1178.3419 | 1511.712
|  | New Mexico Firm |  | 266272.8358 | 269193.484 | 254625.4741 | 283084.0267 | 339673.244 | 394384.2053 | 461728.3788 | 415249.6427 | 395778.9437 | 310791.5483 | 235446.4419 | 259896.9186 | 474375.394
|  |  |  | 2019-01-01 | 2019-02-01 | 2019-03-01 | 2019-04-01 | 2019-05-01 | 2019-06-01 | 2019-07-01 | 2019-08-01 | 2019-09-01 | 2019-10-01 | 2019-11-01 | 2019-12-01 | Maximum Diversified
No | Rate | FERC Maximum Diversified Demand at Meter |  | 2020-01-01 | 2020-02-01 | 2020-03-01 | 2020-04-01 | 2020-05-01 | 2020-06-01 | 2020-07-01 | 2020-08-01 | 2020-09-01 | 2020-10-01 | 2020-11-01 | 2020-12-01 | Demand
1 | TXRT94 - T/69 | Rio Grande Co-Op - Van Horn |  | 2646.0001 | 4438.8 | 3121.2 | 3596.4 | 4687.2001 | 5270.3998 | 5076.0003 | 5281.2 | 4795.2001 | 2170.8 | 1414.8 | 2278.8 | 5281.2
2 | TXRT95 - T/115 | Rio Grande Co-Op - Dell City |  | 4668 | 5640 | 5688 | 6048 | 8364 | 8712 | 9156 | 9372 | 8868 | 5592 | 5340 | 6708 | 9372
|  | Total FERC |  | 7314.0001 | 10078.8 | 8809.2 | 9644.4 | 13051.2001 | 13982.3998 | 14232.0003 | 14653.2 | 13663.2001 | 7762.8 | 6754.8 | 8986.8 | 14653.2
Total Company at Meter
|  | Total Company |  | 1271949.8393 | 1263990.3632 | 1168507.0858 | 1456041.2424 | 1644054.0159 | 1944116.8532 | 2219592.4052 | 2053562.9066 | 1965303.1528 | 1569344.1488 | 1236542.2869 | 1250629.0683 | 2249304.5571
|  | Total Non-Firm Energy |  | 56475.4681 | 58467.3737 | 66218.9723 | 61861.7067 | 70364.2033 | 76116.2026 | 83940.2434 | 80880.4613 | 75217.3882 | 64293.7668 | 61587.3663 | 59697.8949 | 88114.5535
|  | Total Firm Energy |  | 1215474.3712 | 1205522.9895 | 1102288.1136 | 1394179.5357 | 1573689.8127 | 1868000.6506 | 2135652.1618 | 1972682.4453 | 1890085.7646 | 1505050.382 | 1174954.9207 | 1190931.1734 | 2161190.0036
EL PASO ELECTRIC COMPANY |  |  |  | 2020-07-01: SOAH Docket No. 473-21-2606 | SOAH Docket No. 473-21-2606
ADJUSTED MAXIMUM DIVERSIFIED DEMAND |  |  |  | 2020-07-01: PUC Docket No. 52195 | PUC Docket No. 52195
FOR THE PERIOD ENDED DECEMBER 31, 2020 |  |  |  | 2020-07-01: STAFF's 4th, Q. No. STAFF 4-4 | STAFF's 4th, Q. No. STAFF 4-4
|  |  |  | 2020-07-01: Attachment 1 | Attachment 1
|  |  |  | 2020-07-01: PAGE 63 OF 78 | PAGE 64 OF 78
|  |  |  | 2019-01-01 | 2019-02-01 | 2019-03-01 | 2019-04-01 | 2019-05-01 | 2019-06-01 | 2019-07-01 | 2019-08-01 | 2019-09-01 | 2019-10-01 | 2019-11-01 | 2019-12-01 | Maximum Diversified
No | Rate & Voltage | Texas Maximum Diversified Demand at Source |  | 2020-01-01 | 2020-02-01 | 2020-03-01 | 2020-04-01 | 2020-05-01 | 2020-06-01 | 2020-07-01 | 2020-08-01 | 2020-09-01 | 2020-10-01 | 2020-11-01 | 2020-12-01 | Demand
1 | TXRT01 - S | Residential Service - S | 1.0821 | 430073.5374 | 401033.7207 | 308749.3484 | 623021.5509 | 684295.1686 | 848813.8393 | 990694.105 | 897516.0037 | 837981.7707 | 581713.9561 | 406298.9447 | 425163.8439 | 990694.105
2 | TXRT02 - S | Small Commercial Service - S | 1.0821 | 47220.7933 | 45598.3354 | 42539.8977 | 44854.4872 | 64747.7809 | 76177.8776 | 83646.4054 | 78345.2594 | 76233.8431 | 63207.6876 | 41587.7468 | 48178.9402 | 83646.4054
3 | TXRT07 - S | Outdoor Recreational Lighting Service - S | 1.0821 | 5296.557 | 6311.0295 | 6425.8645 | 458.9278 | 825.8391 | 482.6536 | 447.3284 | 664.7502 | 574.6408 | 1011.8327 | 1163.3983 | 477.3431 | 6425.8645
4 | TXRT07 - P | Outdoor Recreational Lighting Service - P | 1.0627 | 220.7764 | 263.0059 | 269.2455 | 19.2026 | 34.6824 | 0 | 18.8475 | 0 | 24.0716 | 42.7487 | 49.1004 | 20.0956 | 269.2455
5 | TXRT08 - S | Street Lighting | 1.0821 | 9066.6853 | 9066.6853 | 9066.6853 | 9066.6853 | 9066.6853 | 9066.6853 | 9066.6853 | 9066.6853 | 9066.6853 | 9066.6853 | 9066.6853 | 9066.6853 | 9066.6853
6 | TXRT09 - S | Traffic Signals | 1.0821 | 194.618 | 194.7744 | 194.6757 | 194.7422 | 194.6925 | 195.1891 | 194.0655 | 194.0641 | 193.9551 | 193.8828 | 193.8769 | 193.9163 | 195.1891
7 | TXRT11 - S TOU | Municipal Pumping Service TOU - S | 1.0821 | 16936.3751 | 15615.5278 | 18329.8795 | 17239.7153 | 19118.9121 | 26983.5608 | 31476.0487 | 27121.3365 | 26230.9336 | 25385.3551 | 23706.7272 | 24939.5809 | 31476.0487
8 | TXRT11 - P TOU | Municipal Pumping Service TOU - P | 1.0627 | 7868.7829 | 7538.0739 | 7266.4566 | 6136.2852 | 6822.3949 | 8074.3217 | 7885.2857 | 6787.293 | 6145.077 | 7489.1001 | 7099.5875 | 6555.3859 | 8074.3217
9 | TXRT15 - Sta | Electrolytic Refining Service - Sta | 1.0316 | 7736.85 | 7736.85 | 7736.85 | 7736.85 | 7736.85 | 7736.85 | 7736.85 | 7736.85 | 7736.85 | 7736.85 | 7736.85 | 7736.85 | 7736.85
10 | TXRT15/A-Sta | Curtailable Electrolytic Refining Service - Sta | 1.0316 | 4616.3618 | 5154.4753 | 7798.2492 | 9092.8413 | 7291.3308 | 6987.18 | 8110.1994 | 6854.6013 | 6793.0777 | 6463.7972 | 6623.2382 | 5926.5505 | 9092.8413
11 | TXRTWH | Water Heating Service | 1.0821 | 3998.5557 | 3525.9518 | 3314.7683 | 3233.1974 | 2719.8338 | 2425.9543 | 2235.971 | 1933.2556 | 2136.5733 | 2205.2504 | 2520.587 | 3142.4739 | 3998.5557
12 | TXRT22 - S | Irrigation Service - S | 1.0821 | 1196.1704 | 1149.7849 | 1264.7187 | 1462.0341 | 1698.8797 | 2099.9588 | 2283.7643 | 1628.2621 | 1829.6795 | 2175.9525 | 1104.5896 | 1163.6153 | 2283.7643
13 | TXRT24 - S | General Service - S | 1.0821 | 244354.6411 | 248070.9838 | 248923.2389 | 249359.087 | 279302.5053 | 329432.5346 | 367169.8703 | 344404.0505 | 342696.3573 | 316026.0672 | 271874.0488 | 243400.3365 | 367169.8703
14 | TXRT24 - P | General Service - P | 1.0627 | 4019.7833 | 4280.1384 | 3892.8947 | 4407.6544 | 5296.8123 | 5841.5861 | 7781.8055 | 7989.1941 | 7085.7212 | 4957.6486 | 3855.886 | 4101.3921 | 7989.1941
15 | TXRT25 - S | Large Power Service - S | 1.0821 | 59892.5299 | 62386.1943 | 65497.9973 | 59106.5414 | 66729.5301 | 72084.3183 | 78606.5845 | 78389.0398 | 77683.2399 | 71312.414 | 65028.0576 | 58130.8373 | 78606.5845
16 | TXRT25 - P | Large Power Service - P | 1.0627 | 26524.3363 | 27471.2599 | 28217.4671 | 25799.1903 | 26860.0522 | 29016.8907 | 31903.6415 | 31340.438 | 31640.5762 | 28262.0497 | 27359.3073 | 25265.4827 | 31903.6415
17 | TXRT25 - T/115 | Large Power Service - T | 1.0241 | 1536.18 | 1536.18 | 1536.18 | 1536.18 | 1536.18 | 1536.18 | 1536.18 | 1536.18 | 1536.18 | 1536.18 | 1536.18 | 1536.18 | 1536.18
18 | TXRT26 - T/115 | Petroleum Refining Service - T | 1.0241 | 41374.448 | 41374.448 | 41374.448 | 41374.448 | 41374.448 | 41374.448 | 41374.448 | 41374.448 | 41374.448 | 41374.448 | 41374.448 | 41374.448 | 41374.448
19 | TXRT28 - S | Private Area Lighting Service - S | 1.0821 | 6810.8279 | 6783.7513 | 6767.8738 | 6838.9851 | 6798.529 | 6791.5476 | 6790.5345 | 6774.4564 | 6793.0629 | 6785.5124 | 6789.8736 | 6776.7189 | 6838.9851
20 | TXRT30 - T/69 | Electric Furnace Rate - T/69 | 1.0279 | 1365.0512 | 1635.3889 | 1744.3463 | 2009.5445 | 1471.9528 | 1900.5871 | 1806.0203 | 2250.0731 | 1271.5123 | 2234.8561 | 1445.2274 | 1349.6327 | 2250.0731
21 | TXRT30 - T/115 | Electric Furnace Rate - T/115 | 1.0241 | 3760.5686 | 3491.2251 | 3382.6684 | 3118.4454 | 3654.0602 | 3227.0021 | 3321.2212 | 2878.8013 | 3853.7636 | 2894.1049 | 3680.6873 | 3775.9304 | 3853.7636
22 | TXRT31 - T/115 | Military Reservation Service - T | 1.0241 | 42674.447 | 49803.6562 | 44416.9389 | 52230.12 | 52230.12 | 52230.12 | 52230.12 | 52230.12 | 52230.12 | 52230.12 | 43050.0846 | 41707.1207 | 52230.12
23 | TXRT34 - S | Cotton Gin Service - S | 1.0821 | 995.4963 | 83.2042 | 74.6425 | 35.5282 | 34.9114 | 39.2658 | 36.0692 | 44.9296 | 73.4543 | 1789.1339 | 1922.278 | 1931.4284 | 1931.4284
24 | TXRT38 - P | Interruptible Service Rate - Large Power - P | 1.0627 | 5257.7369 | 5131.1116 | 8313.7057 | 10048.3329 | 10796.4386 | 10809.0627 | 11067.4994 | 11061.1235 | 10238.4199 | 5837.9863 | 5245.8777 | 5102.8449 | 11067.4994
25 | TXRT38 - 25/115 | Interruptible Power Rate - Transmission Service | 1.0241 | 1400.2541 | 3033.7595 | 3560.6402 | 1399.7436 | 3115.0973 | 3403.335 | 3281.8275 | 3413.9528 | 3378.2261 | 3178.2422 | 4023.2982 | 3671.2989 | 4023.2982
26 | TXRT38 - 26/115 | Interruptible Power Rate - Petroleum Refining | 1.0241 | 7955.3655 | 9459.5924 | 8928.6894 | 4681.459 | 8795.963 | 9282.6246 | 9725.0439 | 10078.9799 | 10477.1581 | 9725.0441 | 9548.077 | 8486.2692 | 10477.1581
27 | TXRT38 - 30/115 | Interruptible Power Service - Electric Furnace | 1.0241 | 37529.1339 | 36162.2408 | 38359.1317 | 36788.5412 | 36031.819 | 36330.4525 | 36554.8883 | 35502.1429 | 36067.4577 | 36619.7402 | 36623.5532 | 36971.9606 | 38359.1317
28 | TXRT38 - 31/115 | Interruptible Power Service - Military Service | 1.0241 | 0 | 0 | 0 | 781.2401 | 5258.2202 | 10106.898 | 16138.8194 | 14938.7543 | 8949.4716 | 2906.774 | 0 | 0 | 16138.8194
29 | TXRT41 - 24 S | City and County Service - S | 1.0821 | 44865.7032 | 45417.2292 | 44966.9385 | 20995.9525 | 27232.9554 | 41747.489 | 54281.774 | 54954.7404 | 55521.4993 | 42538.0693 | 30778.2213 | 31533.7156 | 55521.4993
30 | TXRT41 - 24 P | City and County Service - P | 1.0627 | 4942.1694 | 5213.0005 | 5353.2332 | 4861.7469 | 4596.3979 | 5286.5913 | 6421.8341 | 7285.0201 | 5346.939 | 4876.1468 | 3824.0124 | 4054.8766 | 7285.0201
|  | Total Texas |  | 1069684.7358 | 1054521.579 | 968267.6738 | 1247889.2596 | 1385669.0425 | 1649485.004 | 1873823.7376 | 1744294.8057 | 1671164.7648 | 1341777.6363 | 1065110.4503 | 1051735.7545 | 1891516.5908
|  | Texas Non-Firm |  | 56758.8523 | 58941.1796 | 66960.4162 | 62792.1581 | 71288.8689 | 76919.5528 | 84878.2779 | 81849.5546 | 75903.811 | 64731.5839 | 62064.0444 | 60158.9242 | 89158.748
|  | Texas Firm |  | 1012925.8835 | 995580.3994 | 901307.2577 | 1185097.1016 | 1314380.1737 | 1572565.4512 | 1788945.4597 | 1662445.2511 | 1595260.9538 | 1277046.0524 | 1003046.406 | 991576.8302 | 1802357.8428
EL PASO ELECTRIC COMPANY |  |  |  | 2020-07-01: SOAH Docket No. 473-21-2606 | SOAH Docket No. 473-21-2606
ADJUSTED MAXIMUM DIVERSIFIED DEMAND |  |  |  | 2020-07-01: PUC Docket No. 52195 | PUC Docket No. 52195
FOR THE PERIOD ENDED DECEMBER 31, 2020 |  |  |  | 2020-07-01: STAFF's 4th, Q. No. STAFF 4-4 | STAFF's 4th, Q. No. STAFF 4-4
|  |  |  | 2020-07-01: Attachment 1 | Attachment 1
|  |  |  | 2020-07-01: PAGE 65 OF 78 | PAGE 66 OF 78
|  |  |  | 2019-01-01 | 2019-02-01 | 2019-03-01 | 2019-04-01 | 2019-05-01 | 2019-06-01 | 2019-07-01 | 2019-08-01 | 2019-09-01 | 2019-10-01 | 2019-11-01 | 2019-12-01 | Maximum Diversified
No | Rate | New Mexico Maximum Diversified Demand at Source |  | 2020-01-01 | 2020-02-01 | 2020-03-01 | 2020-04-01 | 2020-05-01 | 2020-06-01 | 2020-07-01 | 2020-08-01 | 2020-09-01 | 2020-10-01 | 2020-11-01 | 2020-12-01 | Demand
1 | NMRT01 - S | Residential Service - S | 1.0821 | 130350.0014 | 132017.9972 | 121604.4649 | 151313.7016 | 190951.1534 | 229219.1541 | 281502.4859 | 233283.8451 | 223651.7928 | 148890.859 | 105806.5957 | 132526.518 | 281502.4859
2 | NMRT03 - S | Small Commercial Service - S | 1.0821 | 31107.9067 | 32747.4544 | 29741.4333 | 32009.0945 | 38512.882 | 48136.6918 | 52222.1538 | 48787.6536 | 45793.2317 | 42192.2403 | 31047.5747 | 29115.4184 | 52222.1538
3 | NMRT04 - S | General Service - S | 1.0821 | 40100.959 | 40186.0003 | 40334.7304 | 44422.3298 | 50541.2253 | 55396.5911 | 60125.9727 | 59223.4832 | 57538.807 | 49284.3571 | 39532.2847 | 36108.1167 | 60125.9727
4 | NMRT04 - P | General Service - P | 1.0627 | 4107.2911 | 4725.9146 | 4205.7427 | 3431.1045 | 3535.7796 | 3380.759 | 3556.6354 | 3642.5644 | 3432.3875 | 3615.658 | 3435.0945 | 3613.0246 | 4725.9146
5 | NMRT05 - S | Irrigation Service - S | 1.0821 | 3284.1676 | 4487.2858 | 8219.866 | 10659.6199 | 13099.5026 | 9639.6478 | 11075.7069 | 12519.9614 | 15859.5382 | 12786.9491 | 7768.8487 | 5815.9197 | 15859.5382
6 | NMRT07 - S | City and County Service - S | 1.0821 | 12778.2602 | 13039.3295 | 10913.2861 | 8307.7058 | 10351.7893 | 13047.6601 | 16644.531 | 17390.9974 | 15216.6746 | 11338.4706 | 8183.1835 | 8907.7241 | 17390.9974
7 | NMRT08 - S | Municipal Pumping Service - S | 1.0821 | 5158.4214 | 5280.0823 | 5159.9119 | 5824.5281 | 6075.3984 | 6776.2758 | 6889.3486 | 6488.5829 | 6897.3471 | 6594.2974 | 5073.9886 | 5174.5918 | 6897.3471
8 | NMRT08 - P | Municipal Pumping Service - P | 1.0627 | 918.1296 | 842.3839 | 911.2436 | 736.799 | 727.6177 | 821.726 | 840.0886 | 934.1969 | 844.6793 | 639.2478 | 790.7392 | 825.169 | 934.1969
9 | NMRT09 - S | Large Power Service - S | 1.0821 | 11546.978 | 11603.8181 | 11197.4641 | 9466.4663 | 10205.1421 | 12046.4877 | 13117.8377 | 12775.5427 | 12570.1246 | 12376.6743 | 11368.7267 | 10677.6113 | 13117.8377
10 | NMRT09 - P | Large Power Service - P | 1.0627 | 13271.787 | 13556.6727 | 12216.8306 | 10931.2684 | 11804.9578 | 12380.8505 | 13003.9459 | 13032.9776 | 12121.3726 | 12061.492 | 12209.923 | 13163.6939 | 13556.6727
11 | NMRT10 - T | Military Research & Development - T | 1.0316 | 9183.9504 | 9505.7414 | 7679.5351 | 6711.2532 | 8644.8467 | 9864.4111 | 10773.35 | 9640.6585 | 9173.8524 | 8724.0103 | 6611.0456 | 9376.5052 | 10773.35
12 | NMRT10 - T/ALA | Military Research & Development - T/115 ALA | 1.0241 | 1954.021 | 2138.3626 | 1573.0483 | 2138.3626 | 2310.4147 | 2076.9154 | 2076.9154 | 2519.3352 | 1966.3104 | 2396.4408 | 1659.0744 | 2126.0731 | 2519.3352
13 | NMRT10 - T/115 | Military Research & Development - T/115 | 1.0241 | 8664.8879 | 8813.0762 | 8573.553 | 9612.5198 | 11403.9462 | 12460.4826 | 13607.7741 | 12186.6011 | 11549.6267 | 10478.7958 | 9616.6251 | 8121.833 | 13607.7741
14 | NMRT11 - S | Street Lighting Service - S | 1.0821 | 452.2147 | 452.2147 | 452.2147 | 452.2147 | 452.2147 | 452.2147 | 452.2147 | 452.2147 | 452.2147 | 452.2147 | 452.2147 | 452.2147 | 452.2147
15 | NMRT12 - S | Private Area Lighting Service - S | 1.0821 | 1301.9521 | 1303.8118 | 1296.8444 | 1305.0848 | 1301.6283 | 1296.6291 | 1295.9286 | 1300.5252 | 1298.6058 | 1306.2844 | 1307.4664 | 1302.1567 | 1307.4664
16 | NMRT19 - S | Seasonal-Agricultural Processing Service - S | 1.0821 | 4549.7967 | 2171.5963 | 836.9039 | 286.0698 | 626.5061 | 1439.3456 | 3061.5784 | 3699.9075 | 1702.3392 | 1683.1302 | 3037.3245 | 5217.7131 | 5217.7131
17 | NMRT25 - S | Outdoor Recreational Lighting Service - S | 1.0821 | 1249.8818 | 1488.3218 | 1523.638 | 164.3707 | 197.2886 | 115.6213 | 189.6536 | 212.1704 | 199.876 | 233.8462 | 278.517 | 109.6057 | 1523.638
18 | NMRT26 - P | State University Service - P | 1.0627 | 6650.1277 | 5404.2259 | 7685.319 | 7156.3233 | 5234.3717 | 6490.22 | 7339.9875 | 9457.6156 | 6379.2795 | 9626.857 | 5242.4054 | 7113.1711 | 9626.857
19 | NMRT29 - S | Large Power Interruptible Service - S | 1.0821 | 1376.6093 | 1225.4295 | 1282.3241 | 1047.9121 | 1285.6159 | 1558.557 | 1634.131 | 1513.493 | 1635.8538 | 1449.0344 | 1317.5308 | 1275.1074 | 1635.8538
|  | Total New Mexico |  | 288007.3436 | 290989.7189 | 275408.3541 | 305976.7287 | 367262.2814 | 426600.2407 | 499410.2398 | 449062.3264 | 428283.914 | 336130.8594 | 254739.1631 | 281022.1676 | 512997.3194
|  | New Mexico Non-Firm |  | 1376.6093 | 1225.4295 | 1282.3241 | 1047.9121 | 1285.6159 | 1558.557 | 1634.131 | 1513.493 | 1635.8538 | 1449.0344 | 1317.5308 | 1275.1074 | 1635.8538
|  | New Mexico Firm |  | 286630.7344 | 289764.2894 | 274126.03 | 304928.8167 | 365976.6655 | 425041.6837 | 497776.1088 | 447548.8333 | 426648.0603 | 334681.8251 | 253421.6323 | 279747.0602 | 511361.4656
|  |  |  | 2019-01-01 | 2019-02-01 | 2019-03-01 | 2019-04-01 | 2019-05-01 | 2019-06-01 | 2019-07-01 | 2019-08-01 | 2019-09-01 | 2019-10-01 | 2019-11-01 | 2019-12-01 | Maximum Diversified
No | Rate | FERC Maximum Diversified Demand at Source |  | 2020-01-01 | 2020-02-01 | 2020-03-01 | 2020-04-01 | 2020-05-01 | 2020-06-01 | 2020-07-01 | 2020-08-01 | 2020-09-01 | 2020-10-01 | 2020-11-01 | 2020-12-01 | Demand
1 | TXRT94 - T/69 | Rio Grande Co-Op - Van Horn | 1.0279 | 2719.8235 | 4562.6425 | 3208.2815 | 3696.7395 | 4817.973 | 5417.444 | 5217.6207 | 5428.5455 | 4928.9862 | 2231.3653 | 1454.2729 | 2342.3785 | 5428.5455
2 | TXRT95 - T/115 | Rio Grande Co-Op - Dell City | 1.0241 | 4780.5922 | 5776.0368 | 5825.1946 | 6193.8778 | 8565.7397 | 8922.1334 | 9376.8427 | 9598.0526 | 9081.8962 | 5726.879 | 5468.8008 | 6869.797 | 9598.0526
|  | Total FERC |  | 7500.4156 | 10338.6793 | 9033.4761 | 9890.6173 | 13383.7127 | 14339.5774 | 14594.4635 | 15026.5981 | 14010.8824 | 7958.2444 | 6923.0737 | 9212.1755 | 15026.5981
Total Company at Source
|  | Total Company |  | 1365192.495 | 1355849.9772 | 1252709.504 | 1563756.6056 | 1766315.0366 | 2090424.8221 | 2387828.4409 | 2208383.7302 | 2113459.5612 | 1685866.7401 | 1326772.6872 | 1341970.0975 | 2419540.5083
|  | Total Non-Firm Energy |  | 58135.4615 | 60166.6091 | 68242.7403 | 63840.0701 | 72574.4848 | 78478.1098 | 86512.4089 | 83363.0477 | 77539.6648 | 66180.6183 | 63381.5752 | 61434.0316 | 90794.6018
|  | Total Firm Energy |  | 1307057.0335 | 1295683.3681 | 1184466.7637 | 1499916.5355 | 1693740.5518 | 2011946.7123 | 2301316.032 | 2125020.6826 | 2035919.8964 | 1619686.1218 | 1263391.112 | 1280536.0659 | 2328745.9065

## Adjusted CF
EL PASO ELECTRIC COMPANY | [8 empty] | SOAH Docket No. 473-21-2606 |  |  |  |  | SOAH Docket No. 473-21-2606
ADJUSTED COINCIDENCE FACTORS | [8 empty] | PUC Docket No. 52195 |  |  |  |  | PUC Docket No. 52195
FOR THE PERIOD ENDED DECEMBER 31, 2020 | [8 empty] | STAFF's 4th, Q. No. STAFF 4-4 |  |  |  |  | STAFF's 4th, Q. No. STAFF 4-4
[9 empty] | Attachment 1 |  |  |  |  | Attachment 1
[9 empty] | PAGE 67 OF 78 |  |  |  |  | PAGE 68 OF 78
|  |  | 2019-01-01 | 2019-02-01 | 2019-03-01 | 2019-04-01 | 2019-05-01 | 2019-06-01 | 2019-07-01 | 2019-08-01 | 2019-09-01 | 2019-10-01 | 2019-11-01 | 2019-12-01
No | Rate & Voltage | Texas Coincidence Factors | 2020-01-01 | 2020-02-01 | 2020-03-01 | 2020-04-01 | 2020-05-01 | 2020-06-01 | 2020-07-01 | 2020-08-01 | 2020-09-01 | 2020-10-01 | 2020-11-01 | 2020-12-01
1 | TXRT01 - S | Residential Service - S | 0.86139 | 1 | 0.8268 | 0.93566 | 0.96534 | 0.90621 | 0.92779 | 0.95507 | 0.9001 | 0.90501 | 0.78693 | 0.73247
2 | TXRT02 - S | Small Commercial Service - S | 0.83395 | 0.92807 | 0.95004 | 0.89062 | 0.89389 | 0.9289 | 0.9167 | 0.92715 | 0.8369 | 0.8737 | 0.8305 | 1
3 | TXRT07 - S | Outdoor Recreational Lighting Service - S | 1 | 1 | 1 | 0 | 0 | 0 | 0 | 0 | 0 | 0 | 1 | 1
4 | TXRT07 - P | Outdoor Recreational Lighting Service - P | 1 | 1 | 1 | 0 | 0 | 0 | 0 | 0 | 0 | 0 | 1 | 1
5 | TXRT08 - S | Street Lighting | 1 | 1 | 1 | 0 | 0 | 0 | 0 | 0 | 0 | 0 | 0 | 1
6 | TXRT09 - S | Traffic Signals | bar: 2020-01-01 to 2020-12-01
7 | TXRT11 - S TOU | Municipal Pumping Service TOU - S | 0.75176 | 0.77099 | 0.51659 | 0.84362 | 0.75823 | 0.55819 | 0.8144 | 0.64008 | 0.56399 | 0.7832 | 0.71189 | 0.72634
8 | TXRT11 - P TOU | Municipal Pumping Service TOU - P | 0.83328 | 0.83041 | 0.78339 | 0.82806 | 0.78912 | 0.75456 | 0.7991 | 0.7974 | 0.74584 | 0.79325 | 0.77784 | 0.60393
9 | TXRT15 - Sta | Electrolytic Refining Service - Sta | 0.97574 | 0.68242 | 1 | 1 | 0.8064 | 1 | 1 | 1 | 1 | 1 | 1 | 1
10 | TXRT15/A-Sta | Curtailable Electrolytic Refining Service - Sta | 0 | 0 | 0.19995 | 0.6312 | 0 | 0.27562 | 0.97788 | 0.33556 | 0.58428 | 0.45465 | 0.48871 | 0.10226
11 | TXRTWH | Water Heating Service | 0.17482 | 0.1749 | 0.17494 | 0.17481 | 0.17468 | 0.17468 | 0.17466 | 0.17465 | 0.17468 | 0.1747 | 0.17485 | 0.1748
12 | TXRT22 - S | Irrigation Service - S | 0.13766 | 0.13337 | 0.1717 | 0.59242 | 0.24133 | 0.65917 | 0.8236 | 0.76575 | 0.70049 | 0.44104 | 0.53751 | 0.21831
13 | TXRT24 - S | General Service - S | 0.7295 | 0.7324 | 0.79748 | 0.90183 | 0.9252 | 0.95002 | 0.875 | 0.875 | 0.875 | 0.8799 | 0.8801 | 0.86573
14 | TXRT24 - P | General Service - P | 0.9668 | 0.93676 | 0.94455 | 0.99651 | 0.92436 | 0.95497 | 0.9197 | 0.91598 | 1 | 0.92655 | 0.86003 | 0.94679
15 | TXRT25 - S | Large Power Service - S | 0.88135 | 0.9068 | 0.8653 | 0.89608 | 0.95403 | 0.98399 | 0.96989 | 0.98137 | 0.96669 | 0.97078 | 0.96788 | 0.91586
16 | TXRT25 - P | Large Power Service - P | 0.82042 | 0.7913 | 0.87021 | 0.88467 | 0.82338 | 0.86234 | 0.80898 | 0.84063 | 0.88721 | 0.89725 | 0.91735 | 0.90044
17 | TXRT25 - T/115 | Large Power Service - T | 1 | 1 | 1 | 0.996 | 0.94245 | 1 | 1 | 1 | 1 | 1 | 1 | 0.14788
18 | TXRT26 - T/115 | Petroleum Refining Service - T | 1 | 0.50364 | 1 | 1 | 1 | 1 | 1 | 1 | 1 | 1 | 1 | 1
19 | TXRT28 - S | Private Area Lighting Service - S | 1 | 1 | 1 | 0 | 0 | 0 | 0 | 0 | 0 | 0 | 0 | 1
20 | TXRT30 - T/69 | Electric Furnace Rate - T/69 | bar: 2020-01-01 to 2020-12-01
21 | TXRT30 - T/115 | Electric Furnace Rate - T/115 | bar: 2020-01-01 to 2020-12-01
22 | TXRT31 - T/115 | Military Reservation Service - T | 0.92883 | 0.84082 | 0.88844 | 0.90119 | 0.90439 | 1 | 1 | 1 | 1 | 0.91221 | 0.91165 | 0.96866
23 | TXRT34 - S | Cotton Gin Service - S | 0.02261 | 0.085187 | 0.091913 | 0.081019 | 0.46885 | 0.51 | 0.30241 | 0.32081 | 0.29994 | 0.015217 | 0.52272 | 0.53075
24 | TXRT38 - P | Interruptible Service Rate - Large Power - P | 0.52147 | 0.6807 | 0.27984 | 0.73159 | 0.75562 | 0.82829 | 0.67958 | 0.79704 | 0.85393 | 0.56536 | 0.76903 | 0.62028
25 | TXRT38 - 25/115 | Interruptible Power Rate - Transmission Service | 0.57233 | 0.21528 | 0.73075 | 0 | 0 | 0.88619 | 0.12183 | 0.56697 | 0.95743 | 0.70179 | 0.49079 | 0
26 | TXRT38 - 26/115 | Interruptible Power Rate - Petroleum Refining | 0.84428 | 0 | 0.72252 | 0.76374 | 0.5775 | 0.66161 | 0.81348 | 0.75858 | 1 | 0.85897 | 0.92586 | 0.96872
27 | TXRT38 - 30/115 | Interruptible Power Service - Electric Furnace | 0.62604 | 0.6839 | 0.62599 | 0.67035 | 0.66651 | 0.43874 | 0.71829 | 0.43202 | 0.5236 | 0.46846 | 0.66676 | 0.73601
28 | TXRT38 - 31/115 | Interruptible Power Service - Military Service | 0 | 0 | 0 | 0 | 0 | 0.50265 | 0.63229 | 0.46439 | 0.43114 | 0 | 0 | 0
29 | TXRT41 - 24 S | City and County Service - S | 0.47047 | 0.61798 | 0.6231 | 0.9945 | 0.88623 | 0.969 | 0.8512 | 0.79257 | 0.7811 | 0.84548 | 0.77627 | 0.61834
30 | TXRT41 - 24 P | City and County Service - P | 0.62467 | 0.64757 | 0.65213 | 0.61064 | 0.615 | 0.6612 | 0.57231 | 0.5176 | 0.799 | 0.62633 | 0.7627 | 0.6466
31
EL PASO ELECTRIC COMPANY |  |  | 2020-07-01: SOAH Docket No. 473-21-2606; 2020-12-01: SOAH Docket No. 473-21-2606
ADJUSTED COINCIDENCE FACTORS |  |  | 2020-07-01: PUC Docket No. 52195; 2020-12-01: PUC Docket No. 52195
FOR THE PERIOD ENDED DECEMBER 31, 2020 |  |  | 2020-07-01: STAFF's 4th, Q. No. STAFF 4-4; 2020-12-01: STAFF's 4th, Q. No. STAFF 4-4
[9 empty] | Attachment 1 |  |  |  |  | Attachment 1
[9 empty] | PAGE 69 OF 78 |  |  |  |  | PAGE 70 OF 78
|  |  | 2019-01-01 | 2019-02-01 | 2019-03-01 | 2019-04-01 | 2019-05-01 | 2019-06-01 | 2019-07-01 | 2019-08-01 | 2019-09-01 | 2019-10-01 | 2019-11-01 | 2019-12-01
No | Rate | New Mexico Coincidence Factors | 2020-01-01 | 2020-02-01 | 2020-03-01 | 2020-04-01 | 2020-05-01 | 2020-06-01 | 2020-07-01 | 2020-08-01 | 2020-09-01 | 2020-10-01 | 2020-11-01 | 2020-12-01
1 | NMRT01 - S | Residential Service - S | 0.89913 | 0.93748 | 0.85494 | 0.8799 | 0.8407 | 0.901 | 0.81952 | 0.8382 | 0.7722 | 0.8493 | 0.70727 | 1
2 | NMRT03 - S | Small Commercial Service - S | 0.69748 | 0.66376 | 0.71512 | 0.74063 | 0.73541 | 0.7407 | 0.8121 | 0.8337 | 0.8057 | 0.76744 | 0.73473 | 0.5665
3 | NMRT04 - S | General Service - S | 0.69702 | 0.74085 | 0.76315 | 0.841 | 0.7967 | 0.8505 | 0.8863 | 0.8498 | 0.8512 | 0.8278 | 0.76129 | 0.7483
4 | NMRT04 - P | General Service - P | 0.73121 | 0.78743 | 0.77985 | 0.8338 | 0.71652 | 0.80076 | 0.762 | 0.84157 | 0.8173 | 0.67272 | 0.64058 | 0.62178
5 | NMRT05 - S | Irrigation Service - S | 0.095032 | 0.019667 | 0.16169 | 0.81 | 0.4209 | 0.5845 | 0.8655 | 0.7323 | 0.7405 | 0.5393 | 0.2802 | 0.29959
6 | NMRT07 - S | City and County Service - S | 0.3851 | 0.5011 | 0.5905 | 0.6395 | 0.7585 | 0.6088 | 0.5461 | 0.6099 | 0.6535 | 0.701 | 0.5594 | 0.7709
7 | NMRT08 - S | Municipal Pumping Service - S | 0.80429 | 0.75105 | 0.86795 | 0.85884 | 0.93389 | 0.85189 | 0.9684 | 0.87496 | 0.87049 | 0.9264 | 0.88516 | 0.77015
8 | NMRT08 - P | Municipal Pumping Service - P | 0.78625 | 0.84741 | 0.87657 | 0.87695 | 0.89905 | 0.93296 | 0.77049 | 0.78993 | 0.82337 | 0.36266 | 0.29608 | 0.82893
9 | NMRT09 - S | Large Power Service - S | 0.98784 | 1.0142 | 0.8661 | 0.95931 | 1.014 | 0.97119 | 0.96385 | 0.89509 | 0.97978 | 0.93605 | 0.95783 | 0.9051
10 | NMRT09 - P | Large Power Service - P | 0.93656 | 0.92897 | 0.93215 | 0.87395 | 0.83563 | 0.87502 | 0.88961 | 0.8663 | 0.8586 | 0.83766 | 0.79167 | 0.94166
11 | NMRT10 - T | Military Research & Development - T | 0.74234 | 0.73617 | 0.82243 | 0.92023 | 0.83389 | 0.86835 | 0.90371 | 0.87912 | 0.90135 | 0.77603 | 0.77302 | 0.75507
12 | NMRT10 - T/ALA | Military Research & Development - T/115 ALA | 0.62264 | 0.72414 | 0.72656 | 0.65517 | 0.6383 | 0.81065 | 0.92899 | 0.71707 | 0.79375 | 0.55897 | 0.56296 | 0.56647
13 | NMRT10 - T/115 | Military Research & Development - T/115 | 0.81108 | 0.86772 | 0.83004 | 0.8871 | 0.92016 | 0.93602 | 0.93471 | 0.9546 | 0.7201 | 0.90711 | 0.72087 | 0.82173
14 | NMRT11 - S | Street Lighting Service - S | 1 | 1 | 1 | 0 | 0 | 0 | 0 | 0 | 0 | 0 | 0 | 1
15 | NMRT12 - S | Private Area Lighting Service - S | 1 | 1 | 1 | 0 | 0 | 0 | 0 | 0 | 0 | 0 | 0 | 1
16 | NMRT19 - S | Seasonal-Agricultural Processing Service - S | 0.2121 | 0.1134 | 0.11043 | 0.6177 | 0.399 | 0.5924 | 0.8655 | 0.742 | 0.7412 | 0.5354 | 0.479 | 0.4522
17 | NMRT25 - S | Outdoor Recreational Lighting Service - S | 1 | 1 | 1 | 0 | 0 | 0 | 0 | 0 | 0 | 0 | 1 | 1
18 | NMRT26 - P | State University Service - P | 0.35869 | 0.57006 | 0.45108 | 0.47613 | 0.94053 | 0.97246 | 0.78414 | 0.56117 | 0.6548 | 0.55203 | 0.83688 | 0.3151
19 | NMRT29 - S | Large Power Interruptible Service - S | 0.22597 | 0.10243 | 0.029232 | 0.39455 | 0.48984 | 0.6339 | 0.48762 | 0.45175 | 0.52367 | 0.70015 | 0.6002 | 0.58847
|  |  | 2019-01-01 | 2019-02-01 | 2019-03-01 | 2019-04-01 | 2019-05-01 | 2019-06-01 | 2019-07-01 | 2019-08-01 | 2019-09-01 | 2019-10-01 | 2019-11-01 | 2019-12-01
No | Rate | FERC Coincidence Factors | 2020-01-01 | 2020-02-01 | 2020-03-01 | 2020-04-01 | 2020-05-01 | 2020-06-01 | 2020-07-01 | 2020-08-01 | 2020-09-01 | 2020-10-01 | 2020-11-01 | 2020-12-01
1 | TXRT94 - T/69 | Rio Grande Co-Op - Van Horn | 0.60816 | 0.57421 | 0.30104 | 0.97898 | 0.87788 | 0.95287 | 0.95532 | 0.82209 | 0.68018 | 0.90547 | 0.71756 | 0.64929
2 | TXRT95 - T/115 | Rio Grande Co-Op - Dell City | 0.88689 | 0.70213 | 0.65612 | 0.9623 | 0.77475 | 0.96419 | 0.95413 | 0.9411 | 0.79973 | 0.93562 | 0.62247 | 0.70125

## Adjusted CPD
EL PASO ELECTRIC COMPANY | [9 empty] | SOAH Docket No. 473-21-2606 | [5 empty] | SOAH Docket No. 473-21-2606
ADJUSTED COINCIDENT DEMAND | [9 empty] | PUC Docket No. 52195 | [5 empty] | PUC Docket No. 52195
FOR THE PERIOD ENDED DECEMBER 31, 2020 | [9 empty] | STAFF's 4th, Q. No. STAFF 4-4 | [5 empty] | STAFF's 4th, Q. No. STAFF 4-4
[10 empty] | Attachment 1 | [5 empty] | Attachment 1
[10 empty] | PAGE 71 OF 78 | [5 empty] | PAGE 72 OF 78
|  |  |  | 2019-01-01 | 2019-02-01 | 2019-03-01 | 2019-04-01 | 2019-05-01 | 2019-06-01 | 2019-07-01 | 2019-08-01 | 2019-09-01 | 2019-10-01 | 2019-11-01 | 2019-12-01 | Coincident Peak
No | Rate & Voltage | Texas Coincident Demand at Meter |  | 2020-01-01 | 2020-02-01 | 2020-03-01 | 2020-04-01 | 2020-05-01 | 2020-06-01 | 2020-07-01 | 2020-08-01 | 2020-09-01 | 2020-10-01 | 2020-11-01 | 2020-12-01 | Demand
1 | TXRT01 - S | Residential Service - S |  | 342346.4334 | 370600.045 | 235901.7126 | 538696.5057 | 610448.3453 | 710829.4944 | 849404.8783 | 792136.6654 | 697027.494 | 486505.8303 | 295464.2654 | 287787.3507 | 849404.8783
2 | TXRT02 - S | Small Commercial Service - S |  | 36391.2083 | 39107.1312 | 37347.757 | 36916.7205 | 53485.1955 | 65391.5549 | 70859.6642 | 67125.6506 | 58958.4365 | 51033.6716 | 31917.5542 | 44522.7334 | 70859.6642
3 | TXRT07 - S | Outdoor Recreational Lighting Service - S |  | 4894.6115 | 5832.0977 | 5938.218 | 0 | 0 | 0 | 0 | 0 | 0 | 0 | 1075.1102 | 441.1184 | 0
4 | TXRT07 - P | Outdoor Recreational Lighting Service - P |  | 207.7602 | 247.5 | 253.3717 | 0 | 0 | 0 | 0 | 0 | 0 | 0 | 46.2056 | 18.9108 | 0
5 | TXRT08 - S | Street Lighting |  | 8378.632 | 8378.632 | 8378.632 | 0 | 0 | 0 | 0 | 0 | 0 | 0 | 0 | 8378.632 | 0
6 | TXRT09 - S | Traffic Signals |  | 179.8488 | 179.9933 | 179.9022 | 179.9636 | 179.9177 | 180.3766 | 179.3382 | 179.3369 | 179.2362 | 179.1694 | 179.1639 | 179.2003 | 179.3382
7 | TXRT11 - S TOU | Municipal Pumping Service TOU - S |  | 11765.9152 | 11125.8167 | 8750.4905 | 13440.0303 | 13396.3803 | 13918.9189 | 23688.7721 | 16042.4836 | 13671.2486 | 18373.0179 | 15595.8928 | 16740.0452 | 23688.7721
8 | TXRT11 - P TOU | Municipal Pumping Service TOU - P |  | 6170.3576 | 5890.6161 | 5356.8366 | 4781.6616 | 5066.2843 | 5733.3688 | 5929.6398 | 5093.1044 | 4313.0209 | 5590.4644 | 5196.7363 | 3725.5927 | 5929.6398
9 | TXRT15 - Sta | Electrolytic Refining Service - Sta |  | 7318.0801 | 5118.1199 | 7500 | 7500 | 6047.9998 | 7500 | 7500 | 7500 | 7500 | 7500 | 7500 | 7500 | 7500
10 | TXRT15/A-Sta | Curtailable Electrolytic Refining Service - Sta |  | 0 | 0 | 1511.52 | 5563.6797 | 0 | 1866.8398 | 7688.04 | 2229.7197 | 3847.5596 | 2848.7993 | 3137.7598 | 587.52 | 7688.04
11 | TXRTWH | Water Heating Service |  | 645.9633 | 569.876 | 535.864 | 522.3005 | 439.0463 | 391.5999 | 360.9069 | 312.0187 | 344.8971 | 356.0305 | 407.2806 | 507.6228 | 360.9069
12 | TXRT22 - S | Irrigation Service - S |  | 152.1693 | 141.7087 | 200.6681 | 800.405 | 378.8804 | 1279.187 | 1738.1697 | 1152.2163 | 1184.4115 | 886.8519 | 548.6679 | 234.7548 | 1738.1697
13 | TXRT24 - S | General Service - S |  | 164729.1527 | 167899.2982 | 183446.6618 | 207813.4696 | 238799.3802 | 289216.4565 | 296892.7998 | 278484.4049 | 277103.5677 | 256969.0391 | 221118.1296 | 194728.7829 | 296892.7998
14 | TXRT24 - P | General Service - P |  | 3657.2162 | 3773.0604 | 3460.2376 | 4133.3263 | 4607.4934 | 5249.6394 | 6734.98 | 6886.5313 | 6667.9727 | 4322.7102 | 3120.6812 | 3654.2087 | 6734.98
15 | TXRT25 - S | Large Power Service - S |  | 48780.2932 | 52278.4195 | 52374.2842 | 48944.8645 | 58831.0795 | 65547.4832 | 70454.1319 | 71090.3789 | 69396.8877 | 63974.9976 | 58162.9594 | 49199.4503 | 70454.1319
16 | TXRT25 - P | Large Power Service - P |  | 20478.1862 | 20456.3609 | 23107.3909 | 21478.2766 | 20812.0946 | 23547.1377 | 24287.7067 | 24792.3477 | 26416.7849 | 23863.1167 | 23618.3448 | 21408.7448 | 24287.7067
17 | TXRT25 - T/115 | Large Power Service - T |  | 1500 | 1500 | 1500 | 1493.9985 | 1413.6816 | 1500 | 1500 | 1500 | 1500 | 1500 | 1500 | 221.8161 | 1500
18 | TXRT26 - T/115 | Petroleum Refining Service - T |  | 40400 | 20347.2006 | 40400 | 40400 | 40400 | 40400 | 40400 | 40400 | 40400 | 40400 | 40400 | 40400 | 40400
19 | TXRT28 - S | Private Area Lighting Service - S |  | 6293.9673 | 6268.9455 | 6254.2729 | 0 | 0 | 0 | 0 | 0 | 0 | 0 | 0 | 6262.4467 | 0
20 | TXRT30 - T/69 | Electric Furnace Rate - T/69 |  | 1328 | 1591 | 1697 | 1955 | 1432 | 1849 | 1757 | 2189 | 1237 | 2174.1961 | 1406 | 1313 | 1757
21 | TXRT30 - T/115 | Electric Furnace Rate - T/115 |  | 3672 | 3409 | 3303 | 3045 | 3568 | 3151 | 3243 | 2811 | 3763 | 2825.9431 | 3594 | 3687 | 3243
22 | TXRT31 - T/115 | Military Reservation Service - T |  | 38703.8001 | 40889.7757 | 38532.2465 | 45960.6771 | 46123.9028 | 51000 | 51000 | 51000 | 51000 | 46522.7212 | 38322.3009 | 39448.6988 | 51000
23 | TXRT34 - S | Cotton Gin Service - S |  | 20.8 | 6.55 | 6.34 | 2.66 | 15.126 | 18.506 | 10.08 | 13.32 | 20.36 | 25.16 | 928.56 | 947.32 | 10.08
24 | TXRT38 - P | Interruptible Service Rate - Large Power - P |  | 2580.1199 | 3286.8397 | 2189.3199 | 6917.8796 | 7676.9996 | 8425.1994 | 7077.7996 | 8296.3997 | 8227.3995 | 3105.9999 | 3796.3998 | 2978.5998 | 7077.7996
25 | TXRT38 - 25/115 | Interruptible Power Rate - Transmission Service |  | 782.5391 | 637.7229 | 2540.6523 | 0 | 0 | 2944.9792 | 390.419 | 1890.0055 | 3158.2415 | 2177.9249 | 1928.0885 | 0 | 390.419
26 | TXRT38 - 26/115 | Interruptible Power Rate - Petroleum Refining |  | 6558.4009 | 0 | 6299.2002 | 3491.2008 | 4960.001 | 5996.8008 | 7724.801 | 7465.6002 | 10230.4008 | 8156.8004 | 8632 | 8027.2012 | 7724.801
27 | TXRT38 - 30/115 | Interruptible Power Service - Electric Furnace |  | 22941.4001 | 24148.7505 | 23446.7505 | 24080.3501 | 23449.9001 | 15564.1003 | 25638.7002 | 14976.3999 | 18440.1997 | 16750.8825 | 23844.0984 | 26570.7993 | 25638.7002
28 | TXRT38 - 31/115 | Interruptible Power Service - Military Service |  | 0 | 0 | 0 | 0 | 0 | 4960.5411 | 9964.0427 | 6774.0035 | 3767.6039 | 0 | 0 | 0 | 9964.0427
29 | TXRT41 - 24 S | City and County Service - S |  | 19506.1197 | 25937.159 | 25892.5755 | 19295.8958 | 22303.1527 | 37383.3926 | 42698.2646 | 40250.1321 | 40076.7411 | 33235.9206 | 22079.161 | 18018.8378 | 42698.2646
30 | TXRT41 - 24 P | City and County Service - P |  | 2905.1922 | 3176.7787 | 3285.1774 | 2793.7389 | 2660.1277 | 3289.4125 | 3458.5927 | 3548.418 | 4020.3306 | 2874.0336 | 2744.6236 | 2467.3065 | 3458.5927
|  | Total Texas |  | 803288.1671 | 822798.3981 | 729590.0825 | 1040207.6047 | 1166494.9889 | 1367134.9893 | 1560581.7274 | 1454139.1374 | 1352452.7944 | 1082153.2811 | 816263.9839 | 789957.6939 | 1560581.7274
|  | Texas Non-Firm |  | 32862.46 | 28073.3131 | 35987.4429 | 40053.1102 | 36086.9008 | 39758.4608 | 58483.8025 | 41632.1286 | 47671.405 | 33040.407 | 41338.3464 | 38164.1203 | 58483.8025
|  | Texas Firm |  | 770425.7071 | 794725.085 | 693602.6396 | 1000154.4945 | 1130408.0881 | 1327376.5285 | 1502097.9249 | 1412507.0088 | 1304781.3894 | 1049112.8741 | 774925.6375 | 751793.5736 | 1502097.9249
EL PASO ELECTRIC COMPANY |  |  |  | 2020-07-01: SOAH Docket No. 473-21-2606 | SOAH Docket No. 473-21-2606
ADJUSTED COINCIDENT DEMAND |  |  |  | 2020-07-01: PUC Docket No. 52195 | PUC Docket No. 52195
FOR THE PERIOD ENDED DECEMBER 31, 2020 |  |  |  | 2020-07-01: STAFF's 4th, Q. No. STAFF 4-4 | STAFF's 4th, Q. No. STAFF 4-4
|  |  |  | 2020-07-01: Attachment 1 | Attachment 1
|  |  |  | 2020-07-01: PAGE 73 OF 78 | PAGE 74 OF 78
|  |  |  | 2019-01-01 | 2019-02-01 | 2019-03-01 | 2019-04-01 | 2019-05-01 | 2019-06-01 | 2019-07-01 | 2019-08-01 | 2019-09-01 | 2019-10-01 | 2019-11-01 | 2019-12-01 | Coincident Peak
No | Rate | New Mexico Coincident Demand at Meter |  | 2020-01-01 | 2020-02-01 | 2020-03-01 | 2020-04-01 | 2020-05-01 | 2020-06-01 | 2020-07-01 | 2020-08-01 | 2020-09-01 | 2020-10-01 | 2020-11-01 | 2020-12-01 | Demand
1 | NMRT01 - S | Residential Service - S |  | 108307.3396 | 114372.5521 | 96074.3777 | 123037.1179 | 148350.1226 | 190853.5632 | 213189.6938 | 180699.4779 | 159597.7474 | 116856.7317 | 69154.6914 | 122469.3361 | 213189.6938
2 | NMRT03 - S | Small Commercial Service - S |  | 20050.6648 | 20086.7704 | 19654.5217 | 21907.716 | 26173.3389 | 32949.2682 | 39191.2275 | 37587.5751 | 34095.6703 | 29922.8773 | 21080.3697 | 15242.1595 | 39191.2275
3 | NMRT04 - S | General Service - S |  | 25830.0881 | 27512.5084 | 28445.6288 | 34524.0633 | 37210.2971 | 43539.3494 | 49245.6009 | 46508.8124 | 45260.26 | 37701.5403 | 27811.504 | 24969.2352 | 49245.6009
4 | NMRT04 - P | General Service - P |  | 2826.2441 | 3501.9201 | 3086.464 | 2692.176 | 2384.0907 | 2547.5697 | 2550.3752 | 2884.7293 | 2639.8933 | 2288.9092 | 2070.7097 | 2114.0459 | 2550.3752
5 | NMRT05 - S | Irrigation Service - S |  | 288.4168 | 81.5548 | 1228.2374 | 7979.0523 | 5095.1657 | 5206.7924 | 8858.5594 | 8472.598 | 10852.7595 | 6372.6774 | 2011.6359 | 1610.1821 | 8858.5594
6 | NMRT07 - S | City and County Service - S |  | 4547.4698 | 6038.1547 | 5955.2503 | 4909.6014 | 7255.9718 | 7340.605 | 8399.7878 | 9801.8421 | 9189.4585 | 7345.0892 | 4230.2821 | 6345.8438 | 8399.7878
7 | NMRT08 - S | Municipal Pumping Service - S |  | 3834.0235 | 3664.6652 | 4138.6999 | 4622.7253 | 5243.1911 | 5334.5889 | 6165.3469 | 5246.419 | 5548.4217 | 5645.3688 | 4150.4365 | 3682.7842 | 6165.3469
8 | NMRT08 - P | Municipal Pumping Service - P |  | 679.32 | 671.76 | 751.68 | 608.04 | 615.6 | 721.44 | 609.12 | 694.44 | 654.48 | 218.16 | 220.32 | 643.68 | 609.12
9 | NMRT09 - S | Large Power Service - S |  | 10540.9858 | 10875.5761 | 8962.1793 | 8392.1003 | 9562.5301 | 10811.544 | 11684.0978 | 10567.4344 | 11381.3144 | 10705.9718 | 10062.9795 | 8930.8792 | 11684.0978
10 | NMRT09 - P | Large Power Service - P |  | 11696.9604 | 11851.2302 | 10716.5202 | 8990.1301 | 9282.9902 | 10194.7903 | 10886.3704 | 10624.8502 | 9793.7803 | 9507.7203 | 9096.3901 | 11664.9702 | 10886.3704
11 | NMRT10 - T | Military Research & Development - T |  | 6608.88 | 6783.66 | 6122.5201 | 5986.86 | 6988.1999 | 8303.5374 | 9437.9307 | 8215.8268 | 8015.6801 | 6562.8599 | 4954.02 | 6863.22 | 9437.9307
12 | NMRT10 - T/ALA | Military Research & Development - T/115 ALA |  | 1188 | 1512 | 1116 | 1368 | 1440 | 1644 | 1884 | 1764 | 1524 | 1308 | 912 | 1176 | 1884
13 | NMRT10 - T/115 | Military Research & Development - T/115 |  | 6862.4001 | 7467.2002 | 6948.8003 | 8326.4005 | 10246.2666 | 11388.5118 | 12419.8203 | 11359.3337 | 8121.044 | 9281.6001 | 6769.0549 | 6516.8 | 12419.8203
14 | NMRT11 - S | Street Lighting Service - S |  | 417.897 | 417.897 | 417.897 | 0 | 0 | 0 | 0 | 0 | 0 | 0 | 0 | 417.897 | 0
15 | NMRT12 - S | Private Area Lighting Service - S |  | 1203.1495 | 1204.868 | 1198.4294 | 0 | 0 | 0 | 0 | 0 | 0 | 0 | 0 | 1203.3385 | 0
16 | NMRT19 - S | Seasonal-Agricultural Processing Service - S |  | 891.779 | 227.5709 | 85.4037 | 163.2955 | 231.0058 | 787.961 | 2448.7082 | 2536.9934 | 1166.0202 | 832.7616 | 1344.4705 | 2180.3958 | 2448.7082
17 | NMRT25 - S | Outdoor Recreational Lighting Service - S |  | 1155.0307 | 1375.3759 | 1408.012 | 0 | 0 | 0 | 0 | 0 | 0 | 0 | 257.3808 | 101.2879 | 0
18 | NMRT26 - P | State University Service - P |  | 2244.7081 | 2899.0801 | 3262.3202 | 3206.4841 | 4632.84 | 5939.3523 | 5416.2724 | 4994.4243 | 3930.8762 | 5001.0123 | 4128.5882 | 2109.24 | 5416.2724
19 | NMRT29 - S | Large Power Interruptible Service - S |  | 287.47 | 116 | 34.64 | 382.0801 | 581.9601 | 913.0011 | 736.36 | 631.828 | 791.639 | 937.551 | 730.7749 | 693.421 | 736.36
|  | Total New Mexico |  | 209460.8272 | 220660.3443 | 199607.5823 | 237095.8428 | 275293.5706 | 338475.8745 | 383123.2713 | 342590.5846 | 312563.0451 | 250488.8309 | 168985.6083 | 218934.7166 | 383123.2713
|  | New Mexico Non-Firm |  | 287.47 | 116 | 34.64 | 382.0801 | 581.9601 | 913.0011 | 736.36 | 631.828 | 791.639 | 937.551 | 730.7749 | 693.421 | 736.36
|  | New Mexico Firm |  | 209173.3572 | 220544.3442 | 199572.9422 | 236713.7628 | 274711.6105 | 337562.8735 | 382386.9113 | 341958.7567 | 311771.4061 | 249551.2799 | 168254.8334 | 218241.2956 | 382386.9113
|  |  |  | 2019-01-01 | 2019-02-01 | 2019-03-01 | 2019-04-01 | 2019-05-01 | 2019-06-01 | 2019-07-01 | 2019-08-01 | 2019-09-01 | 2019-10-01 | 2019-11-01 | 2019-12-01 | Coincident Peak
No | Rate | FERC Coincident Demand at Meter |  | 2020-01-01 | 2020-02-01 | 2020-03-01 | 2020-04-01 | 2020-05-01 | 2020-06-01 | 2020-07-01 | 2020-08-01 | 2020-09-01 | 2020-10-01 | 2020-11-01 | 2020-12-01 | Demand
1 | TXRT94 - T/69 | Rio Grande Co-Op - Van Horn |  | 1609.2 | 2548.8 | 939.6 | 3520.8 | 4114.8001 | 5022.0002 | 4849.2 | 4341.6002 | 3261.6 | 1965.6 | 1015.2 | 1479.6 | 4849.2
2 | TXRT95 - T/115 | Rio Grande Co-Op - Dell City |  | 4140 | 3960 | 3732 | 5820 | 6480 | 8400 | 8736 | 8820 | 7092 | 5232 | 3324 | 4704 | 8736
|  | Total FERC |  | 5749.2 | 6508.8 | 4671.6 | 9340.8 | 10594.8001 | 13422.0002 | 13585.2 | 13161.6002 | 10353.6 | 7197.6 | 4339.2 | 6183.6 | 13585.2
Total Company at Meter
|  | Total Company |  | 1018498.1942 | 1049967.5424 | 933869.2647 | 1286644.2475 | 1452383.3596 | 1719032.8639 | 1957290.1988 | 1809891.3222 | 1675369.4395 | 1339839.712 | 989588.7922 | 1015076.0105 | 1957290.1988
|  | Total Non-Firm Energy |  | 33149.93 | 28189.3131 | 36022.0829 | 40435.1903 | 36668.8608 | 40671.4618 | 59220.1625 | 42263.9566 | 48463.044 | 33977.958 | 42069.1214 | 38857.5413 | 59220.1625
|  | Total Firm Energy |  | 985348.2642 | 1021778.2293 | 897847.1818 | 1246209.0572 | 1415714.4987 | 1678361.4021 | 1898070.0363 | 1767627.3656 | 1626906.3955 | 1305861.754 | 947519.6709 | 976218.4692 | 1898070.0363
EL PASO ELECTRIC COMPANY |  |  |  | 2020-07-01: SOAH Docket No. 473-21-2606 | SOAH Docket No. 473-21-2606
ADJUSTED COINCIDENT DEMAND |  |  |  | 2020-07-01: PUC Docket No. 52195 | PUC Docket No. 52195
FOR THE PERIOD ENDED DECEMBER 31, 2020 |  |  |  | 2020-07-01: STAFF's 4th, Q. No. STAFF 4-4 | STAFF's 4th, Q. No. STAFF 4-4
|  |  |  | 2020-07-01: Attachment 1 | Attachment 1
|  |  |  | 2020-07-01: PAGE 75 OF 78 | PAGE 76 OF 78
|  |  |  | 2019-01-01 | 2019-02-01 | 2019-03-01 | 2019-04-01 | 2019-05-01 | 2019-06-01 | 2019-07-01 | 2019-08-01 | 2019-09-01 | 2019-10-01 | 2019-11-01 | 2019-12-01 | Coincident Peak
No | Rate & Voltage | Texas Coincident Demand at Source |  | 2020-01-01 | 2020-02-01 | 2020-03-01 | 2020-04-01 | 2020-05-01 | 2020-06-01 | 2020-07-01 | 2020-08-01 | 2020-09-01 | 2020-10-01 | 2020-11-01 | 2020-12-01 | Demand
1 | TXRT01 - S | Residential Service - S | 1.0821 | 370459.9225 | 401033.7207 | 255273.9612 | 582934.2627 | 660578.3634 | 769202.8125 | 919158.0069 | 857186.9284 | 754267.3918 | 526457.689 | 319727.7909 | 311420.4479 | 919158.0069
2 | TXRT02 - S | Small Commercial Service - S | 1.0821 | 39379.6543 | 42318.6088 | 40414.7548 | 39948.3216 | 57877.3997 | 70761.5094 | 76678.6598 | 72638.009 | 63800.1033 | 55224.5567 | 34538.6237 | 48178.9402 | 76678.6598
3 | TXRT07 - S | Outdoor Recreational Lighting Service - S | 1.0821 | 5296.557 | 6311.0295 | 6425.8645 | 0 | 0 | 0 | 0 | 0 | 0 | 0 | 1163.3983 | 477.3431 | 0
4 | TXRT07 - P | Outdoor Recreational Lighting Service - P | 1.0627 | 220.7764 | 263.0059 | 269.2455 | 0 | 0 | 0 | 0 | 0 | 0 | 0 | 49.1004 | 20.0956 | 0
5 | TXRT08 - S | Street Lighting | 1.0821 | 9066.6853 | 9066.6853 | 9066.6853 | 0 | 0 | 0 | 0 | 0 | 0 | 0 | 0 | 9066.6853 | 0
6 | TXRT09 - S | Traffic Signals | 1.0821 | 194.618 | 194.7744 | 194.6757 | 194.7422 | 194.6925 | 195.1891 | 194.0655 | 194.0641 | 193.9551 | 193.8828 | 193.8769 | 193.9163 | 194.0655
7 | TXRT11 - S TOU | Municipal Pumping Service TOU - S | 1.0821 | 12732.1322 | 12039.4687 | 9469.0807 | 14543.7256 | 14496.491 | 15061.9406 | 25634.094 | 17359.8923 | 14793.9315 | 19881.8101 | 16876.6275 | 18114.7377 | 25634.094
8 | TXRT11 - P TOU | Municipal Pumping Service TOU - P | 1.0627 | 6556.9305 | 6259.6632 | 5692.4424 | 5081.2327 | 5383.687 | 6092.5643 | 6301.1318 | 5412.1874 | 4583.2317 | 5940.707 | 5522.3119 | 3959.0011 | 6301.1318
9 | TXRT15 - Sta | Electrolytic Refining Service - Sta | 1.0316 | 7549.185 | 5279.7501 | 7736.85 | 7736.85 | 6238.9956 | 7736.85 | 7736.85 | 7736.85 | 7736.85 | 7736.85 | 7736.85 | 7736.85 | 7736.85
10 | TXRT15/A-Sta | Curtailable Electrolytic Refining Service - Sta | 1.0316 | 0 | 0 | 1559.2538 | 5739.3807 | 0 | 1925.7946 | 7930.8283 | 2300.1343 | 3969.0655 | 2938.7644 | 3236.8502 | 606.0739 | 7930.8283
11 | TXRTWH | Water Heating Service | 1.0821 | 699.0098 | 616.6742 | 579.8692 | 565.1918 | 475.1008 | 423.7581 | 390.5445 | 337.6417 | 373.22 | 385.2677 | 440.7264 | 549.3088 | 390.5445
12 | TXRT22 - S | Irrigation Service - S | 1.0821 | 164.6654 | 153.3458 | 217.147 | 866.1343 | 409.9941 | 1384.2338 | 1880.9082 | 1246.8363 | 1281.6753 | 959.6802 | 593.7246 | 254.0329 | 1880.9082
13 | TXRT24 - S | General Service - S | 1.0821 | 178256.7107 | 181687.1885 | 198511.3016 | 224879.1117 | 258409.5853 | 312966.9119 | 321273.6365 | 301353.5442 | 299859.3126 | 278071.3366 | 239276.3504 | 210719.9106 | 321273.6365
14 | TXRT24 - P | General Service - P | 1.0627 | 3886.3408 | 4009.4426 | 3677.0215 | 4392.2792 | 4896.1528 | 5578.5293 | 7156.9265 | 7317.9725 | 7085.7212 | 4593.528 | 3316.1919 | 3883.1448 | 7156.9265
15 | TXRT25 - S | Large Power Service - S | 1.0821 | 52786.1309 | 56571.5233 | 56675.2604 | 52964.2167 | 63662.2878 | 70930.2426 | 76239.8252 | 76928.3208 | 75095.7602 | 69228.6244 | 62939.3016 | 53239.7091 | 76239.8252
16 | TXRT25 - P | Large Power Service - P | 1.0627 | 21761.1445 | 21737.952 | 24555.0689 | 22823.8906 | 22115.9724 | 25022.3659 | 25809.3315 | 26345.5883 | 28071.7964 | 25358.141 | 25098.0342 | 22750.0027 | 25809.3315
17 | TXRT25 - T/115 | Large Power Service - T | 1.0241 | 1536.18 | 1536.18 | 1536.18 | 1530.0338 | 1447.7796 | 1536.18 | 1536.18 | 1536.18 | 1536.18 | 1536.18 | 1536.18 | 227.1663 | 1536.18
18 | TXRT26 - T/115 | Petroleum Refining Service - T | 1.0241 | 41374.448 | 20837.9751 | 41374.448 | 41374.448 | 41374.448 | 41374.448 | 41374.448 | 41374.448 | 41374.448 | 41374.448 | 41374.448 | 41374.448 | 41374.448
19 | TXRT28 - S | Private Area Lighting Service - S | 1.0821 | 6810.8279 | 6783.7513 | 6767.8738 | 0 | 0 | 0 | 0 | 0 | 0 | 0 | 0 | 6776.7189 | 0
20 | TXRT30 - T/69 | Electric Furnace Rate - T/69 | 1.0279 | 1365.0512 | 1635.3889 | 1744.3463 | 2009.5445 | 1471.9528 | 1900.5871 | 1806.0203 | 2250.0731 | 1271.5123 | 2234.8561 | 1445.2274 | 1349.6327 | 1806.0203
21 | TXRT30 - T/115 | Electric Furnace Rate - T/115 | 1.0241 | 3760.5686 | 3491.2251 | 3382.6684 | 3118.4454 | 3654.0602 | 3227.0021 | 3321.2212 | 2878.8013 | 3853.7636 | 2894.1049 | 3680.6873 | 3775.9304 | 3321.2212
22 | TXRT31 - T/115 | Military Reservation Service - T | 1.0241 | 39637.3358 | 41876.037 | 39461.6443 | 47069.2487 | 47236.4113 | 52230.12 | 52230.12 | 52230.12 | 52230.12 | 47644.8492 | 39246.6348 | 40400.2014 | 52230.12
23 | TXRT34 - S | Cotton Gin Service - S | 1.0821 | 22.5081 | 7.0879 | 6.8606 | 2.8784 | 16.3681 | 20.0257 | 10.9078 | 14.4138 | 22.032 | 27.2261 | 1004.8133 | 1025.1139 | 10.9078
24 | TXRT38 - P | Interruptible Service Rate - Large Power - P | 1.0627 | 2741.7644 | 3492.7602 | 2326.4807 | 7351.2848 | 8157.9636 | 8953.0381 | 7521.2237 | 8816.1692 | 8742.8461 | 3300.5908 | 4034.2442 | 3165.2091 | 7521.2237
25 | TXRT38 - 25/115 | Interruptible Power Rate - Transmission Service | 1.0241 | 801.4139 | 653.1048 | 2601.9329 | 0 | 0 | 3016.0121 | 399.8359 | 1935.5924 | 3234.4182 | 2230.4565 | 1974.594 | 0 | 399.8359
26 | TXRT38 - 26/115 | Interruptible Power Rate - Petroleum Refining | 1.0241 | 6716.5895 | 0 | 6451.1369 | 3575.4086 | 5079.6363 | 6141.4437 | 7911.1232 | 7645.6705 | 10477.1581 | 8353.5424 | 8840.2038 | 8220.8173 | 7911.1232
27 | TXRT38 - 30/115 | Interruptible Power Service - Electric Furnace | 1.0241 | 23494.7467 | 24731.2184 | 24012.2861 | 24661.1681 | 24015.5117 | 15939.5064 | 26257.1056 | 15337.6307 | 18884.9773 | 17154.9138 | 24419.218 | 27211.687 | 26257.1056
28 | TXRT38 - 31/115 | Interruptible Power Service - Military Service | 1.0241 | 0 | 0 | 0 | 0 | 0 | 5080.1894 | 10204.3754 | 6937.3925 | 3858.4786 | 0 | 0 | 0 | 10204.3754
29 | TXRT41 - 24 S | City and County Service - S | 1.0821 | 21107.9622 | 28067.1185 | 28018.8738 | 20880.4748 | 24134.6876 | 40453.3168 | 46204.646 | 43555.473 | 43367.8431 | 35965.2544 | 23892.3017 | 19498.5448 | 46204.646
30 | TXRT41 - 24 P | City and County Service - P | 1.0627 | 3087.2025 | 3375.8039 | 3490.9938 | 2968.7666 | 2826.7847 | 3495.4942 | 3675.2736 | 3770.7264 | 4272.2043 | 3054.0918 | 2916.5743 | 2621.8832 | 3675.2736
|  | Total Texas |  | 861467.062 | 884030.4841 | 781494.2083 | 1117211.0415 | 1254154.3264 | 1470650.0658 | 1678837.2896 | 1564640.6601 | 1454237.9961 | 1162741.3519 | 875074.8856 | 846817.5527 | 1678837.2896
|  | Texas Non-Firm |  | 33754.5145 | 28877.0834 | 36951.0905 | 41327.2422 | 37253.1116 | 41055.9844 | 60224.4922 | 42972.5895 | 49166.9438 | 33978.2679 | 42505.1103 | 39203.7873 | 60224.4922
|  | Texas Firm |  | 827712.5475 | 855153.4007 | 744543.1178 | 1075883.7993 | 1216901.2148 | 1429594.0814 | 1618612.7974 | 1521668.0706 | 1405071.0523 | 1128763.0841 | 832569.7754 | 807613.7655 | 1618612.7974
EL PASO ELECTRIC COMPANY |  |  |  | 2020-07-01: SOAH Docket No. 473-21-2606 | SOAH Docket No. 473-21-2606
ADJUSTED COINCIDENT DEMAND |  |  |  | 2020-07-01: PUC Docket No. 52195 | PUC Docket No. 52195
FOR THE PERIOD ENDED DECEMBER 31, 2020 |  |  |  | 2020-07-01: STAFF's 4th, Q. No. STAFF 4-4 | STAFF's 4th, Q. No. STAFF 4-4
|  |  |  | 2020-07-01: Attachment 1 | Attachment 1
|  |  |  | 2020-07-01: PAGE 77 OF 78 | PAGE 78 OF 78
|  |  |  | 2019-01-01 | 2019-02-01 | 2019-03-01 | 2019-04-01 | 2019-05-01 | 2019-06-01 | 2019-07-01 | 2019-08-01 | 2019-09-01 | 2019-10-01 | 2019-11-01 | 2019-12-01 | Coincident Peak
No | Rate | New Mexico Coincident Demand at Source |  | 2020-01-01 | 2020-02-01 | 2020-03-01 | 2020-04-01 | 2020-05-01 | 2020-06-01 | 2020-07-01 | 2020-08-01 | 2020-09-01 | 2020-10-01 | 2020-11-01 | 2020-12-01 | Demand
1 | NMRT01 - S | Residential Service - S | 1.0821 | 117201.5383 | 123764.8261 | 103964.0056 | 133140.926 | 160532.6347 | 206526.4578 | 230696.8315 | 195538.519 | 172703.9144 | 126453.0065 | 74833.6746 | 132526.518 | 230696.8315
2 | NMRT03 - S | Small Commercial Service - S | 1.0821 | 21697.2254 | 21736.296 | 21268.5511 | 23706.7776 | 28322.6935 | 35655.0621 | 42409.6111 | 40674.2668 | 36895.6068 | 32380.144 | 22811.4897 | 16493.8457 | 42409.6111
3 | NMRT04 - S | General Service - S | 1.0821 | 27951.2549 | 29771.8356 | 30781.5839 | 37359.1794 | 40266.0067 | 47114.8007 | 53289.6496 | 50328.1161 | 48977.0325 | 40797.5908 | 30095.3847 | 27019.7087 | 53289.6496
4 | NMRT04 - P | General Service - P | 1.0627 | 3003.3083 | 3721.3154 | 3279.831 | 2860.8408 | 2533.454 | 2707.175 | 2710.1562 | 3065.4576 | 2805.2826 | 2432.3094 | 2200.4396 | 2246.4909 | 2710.1562
5 | NMRT05 - S | Irrigation Service - S | 1.0821 | 312.1016 | 88.2521 | 1329.1003 | 8634.2921 | 5513.5807 | 5634.3741 | 9586.0243 | 9168.3677 | 11743.9881 | 6896.0016 | 2176.8314 | 1742.4103 | 9586.0243
6 | NMRT07 - S | City and County Service - S | 1.0821 | 4920.908 | 6534.008 | 6444.2954 | 5312.7778 | 7851.8322 | 7943.4155 | 9089.5784 | 10606.7693 | 9944.0969 | 7948.2679 | 4577.6729 | 6866.9645 | 9089.5784
7 | NMRT08 - S | Municipal Pumping Service - S | 1.0821 | 4148.8735 | 3965.6075 | 4478.57 | 5002.3435 | 5673.762 | 5772.6653 | 6671.6452 | 5677.2549 | 6004.0581 | 6108.9665 | 4491.2704 | 3985.2145 | 6671.6452
8 | NMRT08 - P | Municipal Pumping Service - P | 1.0627 | 721.8794 | 713.8458 | 798.7728 | 646.1337 | 654.1674 | 766.6382 | 647.2814 | 737.9467 | 695.4832 | 231.8277 | 234.1231 | 684.0066 | 647.2814
9 | NMRT09 - S | Large Power Service - S | 1.0821 | 11406.6116 | 11768.6784 | 9698.1535 | 9081.2596 | 10347.8051 | 11699.388 | 12643.5959 | 11435.2321 | 12315.948 | 11585.1462 | 10889.3514 | 9664.283 | 12643.5959
10 | NMRT09 - P | Large Power Service - P | 1.0627 | 12429.7749 | 12593.7098 | 11387.9102 | 9553.3618 | 9864.5695 | 10833.4939 | 11568.4015 | 11290.4971 | 10407.3607 | 10103.379 | 9666.279 | 12395.7806 | 11568.4015
11 | NMRT10 - T | Military Research & Development - T | 1.0316 | 6817.5884 | 6997.8879 | 6315.8693 | 6175.925 | 7208.8872 | 8565.7631 | 9735.9806 | 8475.2826 | 8268.8153 | 6770.115 | 5110.468 | 7079.9605 | 9735.9806
12 | NMRT10 - T/ALA | Military Research & Development - T/115 ALA | 1.0241 | 1216.6546 | 1548.4694 | 1142.9179 | 1400.9962 | 1474.7328 | 1683.6533 | 1929.4421 | 1806.5477 | 1560.7589 | 1339.549 | 933.9974 | 1204.3651 | 1929.4421
13 | NMRT10 - T/115 | Military Research & Development - T/115 | 1.0241 | 7027.9212 | 7647.3091 | 7116.4054 | 8527.2333 | 10493.4066 | 11663.2027 | 12719.3863 | 11633.3208 | 8316.9236 | 9505.4723 | 6932.3245 | 6673.9853 | 12719.3863
14 | NMRT11 - S | Street Lighting Service - S | 1.0821 | 452.2147 | 452.2147 | 452.2147 | 0 | 0 | 0 | 0 | 0 | 0 | 0 | 0 | 452.2147 | 0
15 | NMRT12 - S | Private Area Lighting Service - S | 1.0821 | 1301.9521 | 1303.8118 | 1296.8444 | 0 | 0 | 0 | 0 | 0 | 0 | 0 | 0 | 1302.1567 | 0
16 | NMRT19 - S | Seasonal-Agricultural Processing Service - S | 1.0821 | 965.0119 | 246.259 | 92.4171 | 176.7053 | 249.9759 | 852.6684 | 2649.7961 | 2745.3313 | 1261.7738 | 901.1479 | 1454.8784 | 2359.4499 | 2649.7961
17 | NMRT25 - S | Outdoor Recreational Lighting Service - S | 1.0821 | 1249.8818 | 1488.3218 | 1523.638 | 0 | 0 | 0 | 0 | 0 | 0 | 0 | 278.517 | 109.6057 | 0
18 | NMRT26 - P | State University Service - P | 1.0627 | 2385.3391 | 3080.7074 | 3466.7045 | 3407.3704 | 4923.0874 | 6311.4527 | 5755.6019 | 5307.325 | 4177.1456 | 5314.3257 | 4387.2442 | 2241.3839 | 5755.6019
19 | NMRT29 - S | Large Power Interruptible Service - S | 1.0821 | 311.0771 | 125.526 | 37.4847 | 413.4565 | 629.7506 | 987.9767 | 796.8299 | 683.7137 | 856.6483 | 1014.5427 | 790.7862 | 750.3647 | 796.8299
|  | Total New Mexico |  | 225521.1167 | 237548.8819 | 214875.2696 | 255399.579 | 296540.3463 | 364718.1875 | 412899.812 | 369173.9485 | 336934.8368 | 269781.7922 | 181864.7325 | 235798.7092 | 412899.812
|  | New Mexico Non-Firm |  | 311.0771 | 125.526 | 37.4847 | 413.4565 | 629.7506 | 987.9767 | 796.8299 | 683.7137 | 856.6483 | 1014.5427 | 790.7862 | 750.3647 | 796.8299
|  | New Mexico Firm |  | 225210.0396 | 237423.3559 | 214837.785 | 254986.1226 | 295910.5957 | 363730.2108 | 412102.9821 | 368490.2348 | 336078.1884 | 268767.2496 | 181073.9463 | 235048.3445 | 412102.9821
|  |  |  | 2019-01-01 | 2019-02-01 | 2019-03-01 | 2019-04-01 | 2019-05-01 | 2019-06-01 | 2019-07-01 | 2019-08-01 | 2019-09-01 | 2019-10-01 | 2019-11-01 | 2019-12-01 | Coincident Peak
No | Rate | FERC Coincident Demand at Source |  | 2020-01-01 | 2020-02-01 | 2020-03-01 | 2020-04-01 | 2020-05-01 | 2020-06-01 | 2020-07-01 | 2020-08-01 | 2020-09-01 | 2020-10-01 | 2020-11-01 | 2020-12-01 | Demand
1 | TXRT94 - T/69 | Rio Grande Co-Op - Van Horn | 1.0279 | 1654.0967 | 2619.9115 | 965.8148 | 3619.0303 | 4229.603 | 5162.114 | 4984.4927 | 4462.7308 | 3352.5987 | 2020.4402 | 1043.5241 | 1520.8809 | 4984.4927
2 | TXRT95 - T/115 | Rio Grande Co-Op - Dell City | 1.0241 | 4239.8568 | 4055.5152 | 3822.0158 | 5960.3784 | 6636.2976 | 8602.608 | 8946.7123 | 9032.7384 | 7263.059 | 5358.1958 | 3404.1749 | 4817.4605 | 8946.7123
|  | Total FERC |  | 5893.9535 | 6675.4267 | 4787.8307 | 9579.4087 | 10865.9006 | 13764.722 | 13931.205 | 13495.4692 | 10615.6577 | 7378.6361 | 4447.699 | 6338.3413 | 13931.205
Total Company at Source
|  | Total Company |  | 1092882.1322 | 1128254.7927 | 1001157.3086 | 1382190.0292 | 1561560.5734 | 1849132.9753 | 2105668.3066 | 1947310.0778 | 1801788.4906 | 1439901.7803 | 1061387.3171 | 1088954.6032 | 2105668.3066
|  | Total Non-Firm Energy |  | 34065.5916 | 29002.6093 | 36988.5751 | 41740.6987 | 37882.8622 | 42043.9611 | 61021.3221 | 43656.3032 | 50023.5921 | 34992.8105 | 43295.8965 | 39954.152 | 61021.3221
|  | Total Firm Energy |  | 1058816.5406 | 1099252.1834 | 964168.7334 | 1340449.3306 | 1523677.7112 | 1807089.0142 | 2044646.9844 | 1903653.7746 | 1751764.8985 | 1404908.9697 | 1018091.4206 | 1049000.4513 | 2044646.9844