## GEN DEMAND
PUBLIC UTILITY COMMISSION OF TEXAS
SWEPCO RATE CASE
PUC DOCKET NO. 46449
COMMISSION NUMBER RUN CLASS MODEL
FOR TEST YEAR JUNE 30, 2016
| DESCRIPTION | TOTAL GENERATION DEMAND | COMMISSION ADJUSTMENT | ADJUSTED GENERATION DEMAND | CAF# | CLASS ALLOCATION FACTOR | RESIDENTIAL BASIC | GS W/DEMAND | GS WO/DEMAND | COTTON GIN | GS PRI | LIGHT & POWER SEC | LIGHT & POWER PRI | LIGHT & POWER TRAN | LLP PRI | LLP TRAN | OILFIELD LIPRI & SEC | METAL MELTING PRI | METAL MELTING TRANS | METAL MELTING SEC | PUMPING SERVICE | MUNICIPAL SERVICE | MUNICIPAL LIGHTING | PUBLIC HIGHWAY | PRIVATE AREA LIGHTING | CUST-OWNED LIGHTING | TOTAL RESIDENTIAL | TOTAL COMMERCIAL | TOTAL INDUSTRIAL | TOTAL MUNICIPAL | TOTAL LIGHTING | TOTAL
SUMMARY OF RATE BASE
| GROSS ELECT PLANT IN SERVICE | 1592972221.1149 | 0 | 1592972221.1149 |  |  | 658224347.8199 | 79505268.277 | 23961651.1853 | 787732.3864 | 36523.7491 | 450653310.4241 | 95444608.7925 | 3908649.8344 | 42829803.1102 | 135367818.4239 | 64860845.8163 | 8242094.032 | 3863728.3874 | 557097.5571 | 8487762.4934 | 6442452.6752 | 2906348.0285 | 211561.8633 | 5954687.0669 | 725929.192 | 658224347.8199 | 654297744.6487 | 255721387.327 | 14930215.1686 | 9798526.1507 | 1592972221.1149
| LESS: ACCUM PROV FOR DEPR | -452794209.6572 | 0 | -452794209.6572 |  |  | -187100106.1797 | -22598179.5727 | -6810796.9636 | -223860.7269 | -10380.9393 | -128100918.8006 | -27127700.5742 | -1111288.3167 | -12172387.7991 | -38476395.2532 | -18433555.8888 | -2342413.3538 | -1098735.1841 | -158433.7349 | -2412458.8974 | -1831040.6888 | -826203.5719 | -60112.1047 | -1692904.3009 | -206336.8062 | -187100106.1797 | -185983125.8939 | -72681921.2139 | -4243499.5862 | -2785556.7836 | -452794209.6572
| NET ELECT PLANT IN SERVICE | 1140178011.4577 | 0 | 1140178011.4577 |  |  | 471124241.6402 | 56907088.7043 | 17150854.2217 | 563871.6595 | 26142.8098 | 322552391.6235 | 68316908.2183 | 2797361.5178 | 30657415.3111 | 96891423.1707 | 46427289.9276 | 5899680.6781 | 2764993.2034 | 398663.8222 | 6075303.596 | 4611411.9865 | 2080144.4566 | 151449.7586 | 4261782.7661 | 519592.3858 | 471124241.6402 | 468314618.7548 | 183039466.113 | 10686715.5825 | 7012969.3671 | 1140178011.4577
ADDITIONS
| PLANT HELD FOR FUTURE USE | 0 | 0 | 0 |  |  | 0 | 0 | 0 | 0 | 0 | 0 | 0 | 0 | 0 | 0 | 0 | 0 | 0 | 0 | 0 | 0 | 0 | 0 | 0 | 0 | 0 | 0 | 0 | 0 | 0 | 0
| WORKING CAPITAL | 8495276.9714 | 0 | 8495276.9714 |  |  | 3513677.4886 | 423167.5764 | 127596.5683 | 4149.9992 | 193.9873 | 2408630.5676 | 506949.9564 | 21135.1472 | 226543.5862 | 720627.6945 | 342931.1856 | 43574.3707 | 21123.5771 | 3057.2961 | 45112.4878 | 34152.7103 | 15593.6123 | 1103.6376 | 32089.2973 | 3866.225 | 3513677.4886 | 3491823.8023 | 1357857.7102 | 79265.1981 | 52652.7722 | 8495276.9714
| CONSTRUCTION WORK IN PROGRESS | 0 | 0 | 0 |  |  | 0 | 0 | 0 | 0 | 0 | 0 | 0 | 0 | 0 | 0 | 0 | 0 | 0 | 0 | 0 | 0 | 0 | 0 | 0 | 0 | 0 | 0 | 0 | 0 | 0 | 0
| PLANT ACQUISITION ADJUSTMENT | 0 | 0 | 0 |  |  | 0 | 0 | 0 | 0 | 0 | 0 | 0 | 0 | 0 | 0 | 0 | 0 | 0 | 0 | 0 | 0 | 0 | 0 | 0 | 0 | 0 | 0 | 0 | 0 | 0 | 0
| PREPAYMENTS (in working capital) | 0 | 0 | 0 |  |  | 0 | 0 | 0 | 0 | 0 | 0 | 0 | 0 | 0 | 0 | 0 | 0 | 0 | 0 | 0 | 0 | 0 | 0 | 0 | 0 | 0 | 0 | 0 | 0 | 0 | 0
| MISCELLANEOUS OTHER ADDITIONS | -55910995.0714 | 0 | -55910995.0714 |  |  | -23102246.8128 | -2790632.9128 | -841045.0487 | -27655.2552 | -1282.0391 | -15816542.7063 | -3350248.2933 | -137147.9922 | -1503519.8858 | -4751388.9979 | -2276928.8454 | -289337.7193 | -135539.992 | -19541.4517 | -297929.0027 | -226148.7906 | -101995.6317 | -7428.8938 | -208955.0416 | -25479.7584 | -23102246.8128 | -22964554.2475 | -8976256.8921 | -524077.7933 | -343859.3256 | -55910995.0714
| TOTAL ADDITIONS | -47415718.1 | 0 | -47415718.1 |  |  | -19588569.3242 | -2367465.3363 | -713448.4804 | -23505.256 | -1088.0518 | -13407912.1387 | -2843298.3369 | -116012.845 | -1276976.2996 | -4030761.3035 | -1933997.6598 | -245763.3485 | -114416.4149 | -16484.1556 | -252816.5149 | -191996.0804 | -86402.0194 | -6325.2562 | -176865.7443 | -21613.5334 | -19588569.3242 | -19472730.4452 | -7618399.1819 | -444812.5952 | -291206.5534 | -47415718.1
DEDUCTIONS
| ACCUM DEFERRED INCOME TAX | -232891925.942 | 0 | -232891925.942 |  |  | -96230209.2274 | -11624115.6649 | -3503293.0634 | -115195.3322 | -5340.2118 | -65882302.54 | -13955140.244 | -571276.9019 | -6262768.9144 | -19791458.4281 | -9484330.2888 | -1205208.7179 | -564578.9301 | -81398.0562 | -1240994.8909 | -942001.2526 | -424853.0917 | -30944.3499 | -870382.3283 | -106133.5074 | -96230209.2274 | -95656663.9582 | -37389743.3357 | -2182996.1436 | -1432313.2773 | -232891925.942
| CUSTOMER DEPOSITS | 0 | 0 | 0 |  |  | 0 | 0 | 0 | 0 | 0 | 0 | 0 | 0 | 0 | 0 | 0 | 0 | 0 | 0 | 0 | 0 | 0 | 0 | 0 | 0 | 0 | 0 | 0 | 0 | 0 | 0
| PRE-1971 ITC | 0 | 0 | 0 |  |  | 0 | 0 | 0 | 0 | 0 | 0 | 0 | 0 | 0 | 0 | 0 | 0 | 0 | 0 | 0 | 0 | 0 | 0 | 0 | 0 | 0 | 0 | 0 | 0 | 0 | 0
| MISCELLANEOUS OTHER DEDUCTIONS | -2788622.4056 | 0 | -2788622.4056 |  |  | -1152249.9823 | -139185.8874 | -41948.0473 | -1379.3363 | -63.9431 | -788867.4726 | -167097.3204 | -6840.407 | -74989.7088 | -236980.7549 | -113564.3318 | -14431.0371 | -6760.2063 | -974.6514 | -14859.5369 | -11279.4198 | -5087.1444 | -370.5243 | -10421.8626 | -1270.831 | -1152249.9823 | -1145382.4141 | -447700.6903 | -26138.9567 | -17150.3623 | -2788622.4056
| TOTAL DEDUCTIONS | -235680548.3476 | 0 | -235680548.3476 |  |  | -97382459.2097 | -11763301.5523 | -3545241.1107 | -116574.6685 | -5404.1549 | -66671170.0126 | -14122237.5644 | -578117.3089 | -6337758.6232 | -20028439.183 | -9597894.6206 | -1219639.7551 | -571339.1364 | -82372.7076 | -1255854.4278 | -953280.6724 | -429940.236 | -31314.8741 | -880804.1909 | -107404.3384 | -97382459.2097 | -96802046.3723 | -37837444.0259 | -2209135.1002 | -1449463.6395 | -235680548.3476
| TOTAL RATE BASE | 857081745.0101 | 0 | 857081745.0101 |  |  | 354153213.1063 | 42776321.8156 | 12892164.6306 | 423791.735 | 19650.603 | 242473309.4723 | 51351372.317 | 2103231.3639 | 23042680.3883 | 72832222.6842 | 34895397.6472 | 4434277.5745 | 2079237.6521 | 299806.959 | 4566632.6533 | 3466135.2337 | 1563802.2012 | 113809.6282 | 3204112.8308 | 390574.514 | 354153213.1063 | 352039841.9374 | 137583622.9052 | 8032767.887 | 5272299.1742 | 857081745.0101
SUMMARY - EQUALIZED RETURN AT PROP ROR
| RATE BASE | 857081745.0101 | 0 | 857081745.0101 |  |  | 354153213.1063 | 42776321.8156 | 12892164.6306 | 423791.735 | 19650.603 | 242473309.4723 | 51351372.317 | 2103231.3639 | 23042680.3883 | 72832222.6842 | 34895397.6472 | 4434277.5745 | 2079237.6521 | 299806.959 | 4566632.6533 | 3466135.2337 | 1563802.2012 | 113809.6282 | 3204112.8308 | 390574.514 | 354153213.1063 | 352039841.9374 | 137583622.9052 | 8032767.887 | 5272299.1742 | 857081745.0101
| RETURN | 61518070.7462 | 0 | 61518070.7462 |  |  | 25419771.8546 | 3070321.8299 | 925350.587 | 30418.1603 | 1410.4456 | 17403812.7553 | 3685806.3697 | 150961.955 | 1653916.0361 | 5227620.1818 | 2504659.0406 | 318275.594 | 149239.7776 | 21519.0042 | 327775.5387 | 248786.0158 | 112243.7796 | 8168.8226 | 229979.0434 | 28033.9544 | 25419771.8546 | 25268082.1029 | 9875229.6344 | 576561.5544 | 378425.6 | 61518070.7462
| RATE OF RETURN ON RATE BASE | 7.178% | 0% | 7.178% |  |  | 7.178% | 7.178% | 7.178% | 7.178% | 7.178% | 7.178% | 7.178% | 7.178% | 7.178% | 7.178% | 7.178% | 7.178% | 7.178% | 7.178% | 7.178% | 7.178% | 7.178% | 7.178% | 7.178% | 7.178% | 0.071776 | 0.50243 | 0.43066 | 0.14355 | 0.2871 | 1.4355
| PRESENT O&M EXP | 39714607.3988 | 0 | 39714607.3988 |  |  | 16426580.0093 | 1978151.5298 | 596475.1264 | 19393.7177 | 906.7609 | 11260860.5703 | 2369655.1602 | 98845.4392 | 1058808.3598 | 3368685.6886 | 1602754.8353 | 203652.7637 | 98823.2594 | 14304.6467 | 210875.2205 | 159632.0033 | 72911.8216 | 5155.9552 | 150061.0177 | 18073.5133 | 16426580.0093 | 16324288.3045 | 6347029.5534 | 370507.2238 | 246202.3077 | 39714607.3988
| INCR IN 903-CUST ACCT & COLL FACTC | 313912.9935 |  | 313912.9935 |  |  | 122825.0089 | 17204.6251 | 5081.8658 | 273.7605 | 9.6072 | 79391.8091 | 23043.1637 | 106.7199 | 11938.6061 | 28228.7786 | 18593.6658 | 2480.9574 | -304.5234 | -67.6026 | 2013.2505 | 1590.773 | 522.3818 | 95.5806 | 716.5666 | 167.999 | 122825.0089 | 125111.5513 | 60869.8818 | 3604.0236 | 1502.528 | 313912.9935
| TOT OPERATION & MAINT EXP | 40028520.3923 | 0 | 40028520.3923 |  |  | 16549405.0182 | 1995356.155 | 601556.9921 | 19667.4782 | 916.3681 | 11340252.3794 | 2392698.3239 | 98952.1591 | 1070746.9659 | 3396914.4671 | 1621348.5011 | 206133.7211 | 98518.7359 | 14237.044 | 212888.4711 | 161222.7763 | 73434.2034 | 5251.5358 | 150777.5843 | 18241.5123 | 16549405.0182 | 16449399.8558 | 6407899.4352 | 374111.2474 | 247704.8357 | 40028520.3923
| DEPRECIATION & AMORTIZATION EXP | 38064993.1662 | 0 | 38064993.1662 |  |  | 15728723.8971 | 1899806.6693 | 572573.4677 | 18822.2352 | 872.7392 | 10768734.8289 | 2280660.396 | 93405.6403 | 1023403.1476 | 3234664.9734 | 1549824.1461 | 196941.497 | 92337.076 | 13314.0082 | 202816.7463 | 153941.7719 | 69450.8748 | 5054.8685 | 142297.7941 | 17346.3887 | 15728723.8971 | 15634875.9766 | 6110484.8483 | 356758.5181 | 234149.926 | 38064993.1662
| SO2 ALLOWANCE | 0 | 0 | 0 |  |  | 0 | 0 | 0 | 0 | 0 | 0 | 0 | 0 | 0 | 0 | 0 | 0 | 0 | 0 | 0 | 0 | 0 | 0 | 0 | 0 | 0 | 0 | 0 | 0 | 0 | 0
| NON-REVENUE TAXES OTHER THAN INC | 12699021.2686 | 0 | 12699021.2686 |  |  | 5247573.4031 | 633741.4524 | 191004.677 | 6275.6289 | 291.1 | 3592991.771 | 760710.0928 | 31182.7365 | 341284.9584 | 1079035.8706 | 516825.5794 | 65674.5814 | 30842.9626 | 4448.0692 | 67651.3605 | 51342.1497 | 23176.6975 | 1684.5712 | 47496.9816 | 5786.6247 | 5247573.4031 | 5216197.4588 | 2038112.0215 | 118993.5102 | 78144.875 | 12699021.2686
| REVENUE RELATED TAXES ARK | 0 | 0 | 0 |  |  | 0 | 0 | 0 | 0 | 0 | 0 | 0 | 0 | 0 | 0 | 0 | 0 | 0 | 0 | 0 | 0 | 0 | 0 | 0 | 0 | 0 | 0 | 0 | 0 | 0 | 0
| REVENUE RELATED TAXES LA | 0 | 0 | 0 |  |  | 0 | 0 | 0 | 0 | 0 | 0 | 0 | 0 | 0 | 0 | 0 | 0 | 0 | 0 | 0 | 0 | 0 | 0 | 0 | 0 | 0 | 0 | 0 | 0 | 0 | 0
| REVENUE RELATED TAXES TX | 5001537.9217 | 0 | 5001537.9217 |  |  | 2110116.7523 | 225453.9956 | 76774.3939 | 3560.4983 | 223.9104 | 1777427.8249 | 256989.0329 | 4503.0645 | 45652.2664 | 205034.364 | 98893.7886 | 32283.5034 | 20597.8179 | 3082.5393 | 28865.1221 | 22123.2977 | 30999.7274 | 804.6084 | 53626.5136 | 4524.8998 | 2110116.7523 | 2344932.7206 | 405544.2797 | 50988.4198 | 89955.7492 | 5001537.9217
| TOTAL TAXES OTHER THAN INCOME | 17700559.1902 | 0 | 17700559.1902 |  |  | 7357690.1554 | 859195.4481 | 267779.0709 | 9836.1272 | 515.0105 | 5370419.5959 | 1017699.1258 | 35685.801 | 386937.2248 | 1284070.2346 | 615719.368 | 97958.0848 | 51440.7805 | 7530.6086 | 96516.4826 | 73465.4474 | 54176.4249 | 2489.1796 | 101123.4953 | 10311.5245 | 7357690.1554 | 7561130.1794 | 2443656.3011 | 169981.9301 | 168100.6242 | 17700559.1902
| REV RELATED TAX ON REVENUE DEFCIENCY | 1621148.7297 |  | 1621148.7297 |  |  | 634308.2679 | 88850.2762 | 26244.4065 | 1413.788 | 49.6146 | 410005.107 | 119002.387 | 551.1363 | 61654.8423 | 145782.5877 | 96023.7338 | 12812.4702 | -1572.6581 | -349.1219 | 10397.0802 | 8215.269 | 2697.7493 | 493.6095 | 3700.5829 | 867.6013 | 634308.2679 | 646116.7157 | 314351.854 | 18612.3492 | 7759.5429 | 1621148.7297
| FED INCOME TAX LIABILITY | 21643539.6975 | 0 | 21643539.6975 |  |  | 8943289.8824 | 1080212.8124 | 325560.5448 | 10701.8177 | 496.2284 | 6123083.2191 | 1296754.5274 | 53112.1908 | 581886.6337 | 1839202.143 | 881198.0015 | 111976.8436 | 52506.3951 | 7570.945 | 115319.2608 | 87528.8186 | 39490.1109 | 2873.977 | 80912.3268 | 9863.0183 | 8943289.8824 | 8889921.3407 | 3474340.962 | 202848.0794 | 133139.433 | 21643539.6975
| TOTAL OPERATING EXPENSES | 119058761.176 | 0 | 119058761.176 |  |  | 49213417.221 | 5923421.3611 | 1793714.4821 | 60441.4463 | 2849.9608 | 34012495.1304 | 7106814.76 | 281706.9276 | 3124628.8142 | 9900634.4058 | 4764113.7505 | 625822.6167 | 293230.3294 | 42303.484 | 637938.041 | 484374.0833 | 239249.3632 | 16163.1704 | 478811.7833 | 56630.045 | 49213417.221 | 49181444.0682 | 18750733.4006 | 1122312.1243 | 790854.3619 | 119058761.176
| COST OF SERVICE | 180576831.9222 | 0 | 180576831.9222 |  |  | 74633189.0755 | 8993743.191 | 2719065.0691 | 90859.6066 | 4260.4064 | 51416307.8857 | 10792621.1297 | 432668.8826 | 4778544.8503 | 15128254.5876 | 7268772.7911 | 944098.2108 | 442470.107 | 63822.4882 | 965713.5797 | 733160.099 | 351493.1428 | 24331.993 | 708790.8267 | 84663.9995 | 74633189.0755 | 74449526.1711 | 28625963.035 | 1698873.6787 | 1169279.9619 | 180576831.9222
| TOTAL PROPOSED CEEDITS | -3929649.0702 | 0 | -3929649.0702 |  |  | -1623782.9815 | -196121.0582 | -59108.4022 | -1942.7532 | -90.0918 | -1111751.0495 | -235429.8382 | -9644.8346 | -105637.9112 | -333922.2417 | -159975.2123 | -20328.5796 | -9536.154 | -1375.0931 | -20936.7451 | -15890.7511 | -7170.4526 | -521.6643 | -14692.534 | -1790.722 | -1623782.9815 | -1614088.0277 | -630775.1919 | -36827.4962 | -24175.3729 | -3929649.0702
| BASE REVENUE REQUIREMENT | 176647182.852 | 0 | 176647182.852 |  |  | 73009406.094 | 8797622.1327 | 2659956.6668 | 88916.8534 | 4170.3146 | 50304556.8363 | 10557191.2916 | 423024.048 | 4672906.9391 | 14794332.3459 | 7108797.5788 | 923769.6312 | 432933.953 | 62447.3951 | 944776.8345 | 717269.3479 | 344322.6902 | 23810.3287 | 694098.2926 | 82873.2775 | 73009406.094 | 72835438.1434 | 27995187.8432 | 1662046.1825 | 1145104.589 | 176647182.852
SUMMARY - EQUALIZED RETURN AT PROP ROR
| TOTAL PROPOSED REVENUE | 180576831.9222 | 0 | 180576831.9222 |  |  | 74633189.0755 | 8993743.191 | 2719065.0691 | 90859.6066 | 4260.4064 | 51416307.8857 | 10792621.1297 | 432668.8826 | 4778544.8503 | 15128254.5876 | 7268772.7911 | 944098.2108 | 442470.107 | 63822.4882 | 965713.5797 | 733160.099 | 351493.1428 | 24331.993 | 708790.8267 | 84663.9995 | 74633189.0755 | 74449526.1711 | 28625963.035 | 1698873.6787 | 1169279.9619 | 180576831.9222
PRESENT REVENUE
| BASE FIRM | 119533717.0223 |  | 119533717.0223 |  |  | 50863246.6656 | 5604392.0337 | 1715346.9086 | 36963.0365 | 2396.061 | 36123594.8769 | 6269470.8058 | 419525.4125 | 2402601.4729 | 9599187.8327 | 3576224.2628 | 453099.5124 | 515247.8613 | 79316.5519 | 570618.2722 | 394455.7581 | 259002.351 | 5176.3855 | 591610.5625 | 52240.3983 | 50863246.6656 | 50171689.1351 | 16625677.4939 | 965074.0303 | 908029.6974 | 119533717.0223
| FUEL | 0 |  | 0 | 33 | PROPFUEL | 0 | 0 | 0 | 0 | 0 | 0 | 0 | 0 | 0 | 0 | 0 | 0 | 0 | 0 | 0 | 0 | 0 | 0 | 0 | 0 | 0 | 0 | 0 | 0 | 0 | 0
| TOTAL PRESENT FIRM REVENUE | 119533717.0223 | 0 | 119533717.0223 |  |  | 50863246.6656 | 5604392.0337 | 1715346.9086 | 36963.0365 | 2396.061 | 36123594.8769 | 6269470.8058 | 419525.4125 | 2402601.4729 | 9599187.8327 | 3576224.2628 | 453099.5124 | 515247.8613 | 79316.5519 | 570618.2722 | 394455.7581 | 259002.351 | 5176.3855 | 591610.5625 | 52240.3983 | 50863246.6656 | 50171689.1351 | 16625677.4939 | 965074.0303 | 908029.6974 | 119533717.0223
PRESENT CREDITS
| NON-FIRM REVENUE-DEMAND | 701010.2233 | 0 | 701010.2233 |  |  | 289655.2132 | 34988.864 | 10544.9952 | 346.7407 | 16.0742 | 198307.2939 | 42005.3033 | 1719.557 | 18851.083 | 59572.7595 | 28548.0592 | 3627.7068 | 1699.396 | 245.0101 | 3735.4241 | 2835.4461 | 1278.8179 | 93.1432 | 2619.8715 | 319.4644 | 289655.2132 | 287928.8283 | 112544.0146 | 6570.8702 | 4311.297 | 701010.2233
| NON-FIRM REVENUE-ENERGY | 0 | 0 | 0 |  |  | 0 | 0 | 0 | 0 | 0 | 0 | 0 | 0 | 0 | 0 | 0 | 0 | 0 | 0 | 0 | 0 | 0 | 0 | 0 | 0 | 0 | 0 | 0 | 0 | 0 | 0
| OTHER OPERATING REVENUE | 3228638.8469 | 0 | 3228638.8469 |  |  | 1334127.7684 | 161132.1942 | 48563.407 | 1596.0125 | 74.0176 | 913443.7555 | 193424.5349 | 7925.2776 | 86786.8281 | 274349.4823 | 131427.1531 | 16700.8727 | 7836.758 | 1130.083 | 17201.3211 | 13055.305 | 5891.6347 | 428.5211 | 12072.6626 | 1471.2576 | 1334127.7684 | 1326159.1994 | 518231.1772 | 30256.626 | 19864.076 | 3228638.8469
| TOTAL PRESENT CREDITS | 3929649.0702 | 0 | 3929649.0702 |  |  | 1623782.9815 | 196121.0582 | 59108.4022 | 1942.7532 | 90.0918 | 1111751.0495 | 235429.8382 | 9644.8346 | 105637.9112 | 333922.2417 | 159975.2123 | 20328.5796 | 9536.154 | 1375.0931 | 20936.7451 | 15890.7511 | 7170.4526 | 521.6643 | 14692.534 | 1790.722 | 1623782.9815 | 1614088.0277 | 630775.1919 | 36827.4962 | 24175.3729 | 3929649.0702
| TOTAL PRESENT REVENUE | 123463366.0925 | 0 | 123463366.0925 |  |  | 52487029.6471 | 5800513.0919 | 1774455.3108 | 38905.7897 | 2486.1528 | 37235345.9263 | 6504900.644 | 429170.2471 | 2508239.3841 | 9933110.0744 | 3736199.4751 | 473428.0919 | 524784.0153 | 80691.645 | 591555.0173 | 410346.5092 | 266172.8036 | 5698.0499 | 606303.0965 | 54031.1203 | 52487029.6471 | 51785777.1628 | 17256452.6858 | 1001901.5265 | 932205.0703 | 123463366.0925
| REVENUE DEFICIENCY / (SURPLUS) | 57113465.8298 | 0 | 57113465.8298 |  |  | 22146159.4284 | 3193230.099 | 944609.7583 | 51953.8169 | 1774.2536 | 14180961.9594 | 4287720.4858 | 3498.6354 | 2270305.4662 | 5195144.5132 | 3532573.316 | 470670.1188 | -82313.9083 | -16869.1568 | 374158.5624 | 322813.5898 | 85320.3392 | 18633.9431 | 102487.7301 | 30632.8792 | 22146159.4284 | 22663749.0083 | 11369510.3493 | 696972.1522 | 237074.8916 | 57113465.8298
SUMMARY OF RETURN
| RATE BASE | 857081745.0101 | 0 | 857081745.0101 |  |  | 354153213.1063 | 42776321.8156 | 12892164.6306 | 423791.735 | 19650.603 | 242473309.4723 | 51351372.317 | 2103231.3639 | 23042680.3883 | 72832222.6842 | 34895397.6472 | 4434277.5745 | 2079237.6521 | 299806.959 | 4566632.6533 | 3466135.2337 | 1563802.2012 | 113809.6282 | 3204112.8308 | 390574.514 | 354153213.1063 | 352039841.9374 | 137583622.9052 | 8032767.887 | 5272299.1742 | 857081745.0101
| RETURN | 6339666.6397 |  | 6339666.6397 |  |  | 4030745.7029 | -16853.3677 | 12067.101 | -19848.1081 | -304.5862 | 3712247.7121 | -459868.5654 | 148121.1758 | -542795.9817 | 206487.0348 | -913296.8758 | -137101.0972 | 229676.5043 | 37971.4365 | -33972.693 | -64221.532 | 30143.5714 | -9875.9304 | 131908.4627 | -1563.3245 | 4030745.7029 | 3375561.3615 | -1119058.9791 | -98194.2249 | 150612.7793 | 6339666.6397
| RATE OF RETURN ON RATE BASE | 0.73968 |  | 0.73968 |  |  | 1.1381 | -0.039399 | 0.0936 | -4.6835 | -1.55 | 1.531 | -0.89553 | 7.0426 | -2.3556 | 0.28351 | -2.6172 | -3.0918 | 11.0462 | 12.6653 | -0.74393 | -1.8528 | 1.9276 | -8.6776 | 4.1168 | -0.40026 | 1.1381 | 1.4987 | 15.9303 | -2.5968 | -3.0334 | 12.937
| RELATIVE RATE OF RETURN | 0.47823 |  | 0.47823 |  |  | 1.5387 | -0.053265 | 0.12654 | -6.3317 | -2.0955 | 2.0698 | -1.2107 | 9.5211 | -3.1846 | 0.38329 | -3.5383 | -4.18 | 14.9337 | 17.1227 | -1.0057 | -2.5049 | 2.606 | -11.7315 | 5.5657 | -0.54113 | 1.5387 | 2.0262 | 21.5367 | -3.5107 | -4.101 | 17.49
| OPERATIONS AND MAINT EXP | 39714607.3988 | 0 | 39714607.3988 |  |  | 16426580.0093 | 1978151.5298 | 596475.1264 | 19393.7177 | 906.7609 | 11260860.5703 | 2369655.1602 | 98845.4392 | 1058808.3598 | 3368685.6886 | 1602754.8353 | 203652.7637 | 98823.2594 | 14304.6467 | 210875.2205 | 159632.0033 | 72911.8216 | 5155.9552 | 150061.0177 | 18073.5133 | 16426580.0093 | 16324288.3045 | 6347029.5534 | 370507.2238 | 246202.3077 | 39714607.3988
| DEPRECIATION & AMORTIZATION EXP | 38064993.1662 | 0 | 38064993.1662 |  |  | 15728723.8971 | 1899806.6693 | 572573.4677 | 18822.2352 | 872.7392 | 10768734.8289 | 2280660.396 | 93405.6403 | 1023403.1476 | 3234664.9734 | 1549824.1461 | 196941.497 | 92337.076 | 13314.0082 | 202816.7463 | 153941.7719 | 69450.8748 | 5054.8685 | 142297.7941 | 17346.3887 | 15728723.8971 | 15634875.9766 | 6110484.8483 | 356758.5181 | 234149.926 | 38064993.1662
| SO2 ALLOWANCE | 0 | 0 | 0 |  |  | 0 | 0 | 0 | 0 | 0 | 0 | 0 | 0 | 0 | 0 | 0 | 0 | 0 | 0 | 0 | 0 | 0 | 0 | 0 | 0 | 0 | 0 | 0 | 0 | 0 | 0
| TAXES OTHER THAN INCOME | 18138859.8201 | 0 | 18138859.8201 |  |  | 7538238.2169 | 875043.905 | 278075.4662 | 10808.9742 | 559.011 | 5526340.2132 | 1045918.0162 | 35479.473 | 386344.9325 | 1284641.7985 | 625145.7651 | 101634.2993 | 51978.3643 | 7839.0766 | 100869.8445 | 74978.9555 | 63033.7009 | 2644.5318 | 118277.9047 | 11007.3707 | 7538238.2169 | 7772225.0588 | 2457584.2363 | 175848.8 | 194963.5081 | 18138859.8201
| STATE INCOME TAX | 0 |  | 0 |  |  | 0 | 0 | 0 | 0 | 0 | 0 | 0 | 0 | 0 | 0 | 0 | 0 | 0 | 0 | 0 | 0 | 0 | 0 | 0 | 0 | 0 | 0 | 0 | 0 | 0 | 0
| FEDERAL INCOME TAXES | 400289.194 | 0 | 400289.194 |  |  | 666973.8031 | -94384.1365 | -24729.5422 | -8132.375 | -160.5008 | 770833.3885 | -272973.4904 | 47708.5224 | -235180.3458 | -73370.962 | -392515.9821 | -58113.8324 | 76019.4588 | 12585.3605 | -22198.5987 | -24832.6476 | 4321.3836 | -3737.3988 | 33748.2347 | -1571.1452 | 666973.8031 | 418161.8659 | -670576.3031 | -47031.2463 | 32761.0744 | 400289.194
| TOTAL OPERATING EXPENSES | 96318749.5792 | 0 | 96318749.5792 |  |  | 40360515.9265 | 4658617.9676 | 1422394.518 | 40892.552 | 2178.0103 | 28326769.0009 | 5423260.0819 | 275439.075 | 2233376.0942 | 7814621.4985 | 3385208.7643 | 444114.7275 | 319158.1585 | 48043.092 | 492363.2127 | 363720.083 | 209717.7808 | 9117.9567 | 444384.9512 | 44856.1276 | 40360515.9265 | 40149551.2058 | 14244522.335 | 856083.2957 | 708076.8163 | 96318749.5792
| COST OF SERVICE | 102658416.2189 | 0 | 102658416.2189 |  |  | 44391261.6294 | 4641764.5999 | 1434461.619 | 21044.4439 | 1873.4241 | 32039016.713 | 4963391.5166 | 423560.2508 | 1690580.1124 | 8021108.5333 | 2471911.8886 | 307013.6303 | 548834.6628 | 86014.5285 | 458390.5197 | 299498.551 | 239861.3523 | -757.9737 | 576293.4139 | 43292.8031 | 44391261.6294 | 43525112.5673 | 13125463.3559 | 757889.0707 | 858689.5956 | 102658416.2189
| OPERATING REVENUE CREDIT | -3929649.0702 | 0 | -3929649.0702 |  |  | -1623782.9815 | -196121.0582 | -59108.4022 | -1942.7532 | -90.0918 | -1111751.0495 | -235429.8382 | -9644.8346 | -105637.9112 | -333922.2417 | -159975.2123 | -20328.5796 | -9536.154 | -1375.0931 | -20936.7451 | -15890.7511 | -7170.4526 | -521.6643 | -14692.534 | -1790.722 | -1623782.9815 | -1614088.0277 | -630775.1919 | -36827.4962 | -24175.3729 | -3929649.0702
| PRESENT BASE FIRM REVENUE | 98728767.1487 | 0 | 98728767.1487 |  |  | 42767478.6479 | 4445643.5417 | 1375353.2167 | 19101.6907 | 1783.3323 | 30927265.6635 | 4727961.6784 | 413915.4162 | 1584942.2012 | 7687186.2916 | 2311936.6763 | 286685.0508 | 539298.5089 | 84639.4353 | 437453.7746 | 283607.7999 | 232690.8997 | -1279.638 | 561600.8799 | 41502.0811 | 42767478.6479 | 41911024.5396 | 12494688.164 | 721061.5745 | 834514.2227 | 98728767.1487
| ADJUSTED OPERATING INCOME | 6339666.6397 | 0 | 6339666.6397 |  |  | 4030745.7029 | -16853.3677 | 12067.101 | -19848.1081 | -304.5862 | 3712247.7121 | -459868.5654 | 148121.1758 | -542795.9817 | 206487.0348 | -913296.8758 | -137101.0972 | 229676.5043 | 37971.4365 | -33972.693 | -64221.532 | 30143.5714 | -9875.9304 | 131908.4627 | -1563.3245 | 4030745.7029 | 3375561.3615 | -1119058.9791 | -98194.2249 | 150612.7793 | 6339666.6397
ELECTRIC PLANT IN SERVICE
PLANT IN SERVICE
INTANGIBLE PLANT
301
| PROD - INTANGIBLE PLANT | 325.2241 |  | 325.2241 | 191 | LABPROD | 134.3816 | 16.2326 | 4.8922 | 0.16087 | 0.0074574 | 92.0019 | 19.4878 | 0.79776 | 8.7457 | 27.638 | 13.2445 | 1.683 | 0.78841 | 0.11367 | 1.733 | 1.3155 | 0.59329 | 0.043213 | 1.2155 | 0.14821 | 134.3816 | 133.5806 | 52.2132 | 3.0485 | 2.0002 | 325.2241
| TRAN - INTANGIBLE PLANT | 11.7498 |  | 11.7498 | 192 | LABTRAN | 4.855 | 0.58645 | 0.17675 | 0.0058118 | 0.00026942 | 3.3239 | 0.70406 | 0.028822 | 0.31597 | 0.99851 | 0.4785 | 0.060805 | 0.028484 | 0.0041067 | 0.06261 | 0.047525 | 0.021434 | 0.0015612 | 0.043912 | 0.0053546 | 4.855 | 4.826 | 1.8864 | 0.11014 | 0.072262 | 11.7498
| DIST - INTANGIBLE PLANT | 0 |  | 0 | 193 | LABDIST | 0 | 0 | 0 | 0 | 0 | 0 | 0 | 0 | 0 | 0 | 0 | 0 | 0 | 0 | 0 | 0 | 0 | 0 | 0 | 0 | 0 | 0 | 0 | 0 | 0 | 0
| TOTAL ACCOUNT 301 | 336.9738 | 0 | 336.9738 |  |  | 139.2365 | 16.8191 | 5.069 | 0.16668 | 0.0077268 | 95.3258 | 20.1918 | 0.82659 | 9.0617 | 28.6365 | 13.723 | 1.7438 | 0.8169 | 0.11778 | 1.7956 | 1.363 | 0.61472 | 0.044774 | 1.2594 | 0.15357 | 139.2365 | 138.4066 | 54.0996 | 3.1586 | 2.0724 | 336.9738
303
| PROD - INTANGIBLE PLANT | 5141378.006 |  | 5141378.006 | 191 | LABPROD | 2124401.1755 | 256616.765 | 77339.5378 | 2543.0798 | 117.8918 | 1454433.5098 | 308077.0226 | 12611.6459 | 138258.3884 | 436920.9824 | 209378.3499 | 26606.4767 | 12463.7799 | 1796.963 | 27396.5008 | 20795.8456 | 9379.1587 | 683.1349 | 19214.769 | 2343.0288 | 2124401.1755 | 2111739.4526 | 825424.9402 | 48192.3464 | 31620.0914 | 5141378.006
| TRAN - INTANGIBLE PLANT | 102579.1708 |  | 102579.1708 | 192 | LABTRAN | 42385.3898 | 5119.9377 | 1543.0543 | 50.7387 | 2.3521 | 29018.4039 | 6146.6567 | 251.6236 | 2758.4883 | 8717.3112 | 4177.4515 | 530.8441 | 248.6734 | 35.8524 | 546.6064 | 414.9122 | 187.1301 | 13.6297 | 383.3671 | 46.7474 | 42385.3898 | 42132.7671 | 16468.621 | 961.5187 | 630.8742 | 102579.1708
| DIST - INTANGIBLE PLANT | 0 |  | 0 | 193 | LABDIST | 0 | 0 | 0 | 0 | 0 | 0 | 0 | 0 | 0 | 0 | 0 | 0 | 0 | 0 | 0 | 0 | 0 | 0 | 0 | 0 | 0 | 0 | 0 | 0 | 0 | 0
|  | 5243957.1768 | 0 | 5243957.1768 |  |  | 2166786.5653 | 261736.7026 | 78882.5921 | 2593.8185 | 120.2439 | 1483451.9137 | 314223.6792 | 12863.2695 | 141016.8767 | 445638.2936 | 213555.8014 | 27137.3208 | 12712.4533 | 1832.8155 | 27943.1073 | 21210.7578 | 9566.2888 | 696.7646 | 19598.1361 | 2389.7761 | 2166786.5653 | 2153872.2197 | 841893.5612 | 49153.865 | 32250.9656 | 5243957.1768
| TOTAL INTANGIBLE PLANT | 5244294.1506 | 0 | 5244294.1506 |  |  | 2166925.8018 | 261753.5217 | 78887.6611 | 2593.9852 | 120.2517 | 1483547.2395 | 314243.8711 | 12864.0961 | 141025.9383 | 445666.93 | 213569.5244 | 27139.0646 | 12713.2702 | 1832.9332 | 27944.9029 | 21212.1208 | 9566.9035 | 696.8094 | 19599.3954 | 2389.9297 | 2166925.8018 | 2154010.6263 | 841947.6608 | 49157.0236 | 32253.038 | 5244294.1506
PRODUCTION PLANT
PRODUCTION PLANT STEAM
310 | LAND & LAND RIGHTS | 8991043.7095 |  | 8991043.7095 | 1 | DEMPROD | 3715070.9018 | 448761.5086 | 135248.403 | 4447.2399 | 206.1646 | 2543457.2685 | 538753.2238 | 22054.7603 | 241780.9412 | 764070.5752 | 366152.7888 | 46528.381 | 21796.1779 | 3142.4597 | 47909.9448 | 36366.9732 | 16401.9113 | 1194.64 | 33602.0475 | 4097.3984 | 3715070.9018 | 3692928.5688 | 1443471.3237 | 84276.918 | 55295.9972 | 8991043.7095
311 | STRUCTURES & IMPROVEMENTS | 208236267.8794 |  | 208236267.8794 | 1 | DEMPROD | 86042569.0831 | 10393500.9926 | 3132408.6048 | 102999.9042 | 4774.8576 | 58907515.7705 | 12477746.1065 | 510797.3129 | 5599745.9768 | 17696188.5746 | 8480249.0885 | 1077616.4284 | 504808.4379 | 72780.6573 | 1109614.013 | 842274.0479 | 379875.0079 | 27668.3526 | 778237.2314 | 94897.431 | 86042569.0831 | 85529743.549 | 33431389.1634 | 1951888.0609 | 1280678.023 | 208236267.8794
312 | BOILER PLANT EQUIPMENT | 848632146.6134 |  | 848632146.6134 | 1 | DEMPROD | 350652126.2829 | 42356978.1961 | 12765608.342 | 419758.9145 | 19459.1349 | 240067746.4546 | 50850971.2119 | 2081669.1759 | 22820829.9023 | 72117862.3198 | 34559839.4605 | 4391645.8558 | 2057262.5156 | 296605.4186 | 4522046.6702 | 3432547.2723 | 1548117.178 | 112757.7522 | 3171575.9172 | 386738.638 | 350652126.2829 | 348562191.43 | 136244045.4727 | 7954593.9425 | 5219189.4853 | 848632146.6134
314 | TURBOGENERATOR UNITS | 229973440.5932 |  | 229973440.5932 | 1 | DEMPROD | 95024300.2865 | 11478448.0505 | 3459391.5437 | 113751.7618 | 5273.2909 | 65056698.4151 | 13780261.3933 | 564117.9449 | 6184287.0209 | 19543441.7516 | 9365477.3965 | 1190105.644 | 557503.9088 | 80378.0164 | 1225443.3625 | 930196.5632 | 419529.0448 | 30556.5707 | 859475.1315 | 104803.4953 | 95024300.2865 | 94457942.4003 | 36921193.7383 | 2155639.9257 | 1414364.2423 | 229973440.5932
315 | ACCESSORY ELECTRIC EQUIPMENT | 103996000.7409 |  | 103996000.7409 | 1 | DEMPROD | 42970819.489 | 5190654.5768 | 1564367.1052 | 51439.5413 | 2384.6283 | 29419207.8839 | 6231554.6977 | 255099.0674 | 2796588.6667 | 8837715.2494 | 4235150.7711 | 538176.1786 | 252108.1424 | 36347.6419 | 554156.2039 | 420643.0196 | 189714.7025 | 13817.9485 | 388662.1698 | 47393.057 | 42970819.489 | 42714707.5006 | 16696086.6501 | 974799.2235 | 639587.8777 | 103996000.7409
316 | MISC POWER PLANT EQUIPMENT | 70821972.9152 |  | 70821972.9152 | 1 | DEMPROD | 29263415.8267 | 3534870.5261 | 1065344.4745 | 35030.6721 | 1623.9478 | 20034677.575 | 4243730.4788 | 173724.1732 | 1904495.6094 | 6018543.2667 | 2884166.0359 | 366501.5815 | 171687.3332 | 24752.9875 | 377384.0858 | 286460.7132 | 129196.9828 | 9410.1154 | 264681.5403 | 32274.9892 | 29263415.8267 | 29089001.8475 | 11370146.8143 | 663844.7989 | 435563.6277 | 70821972.9152
317 | ARO STEAM PRODUCTION PLANT | 19740800.4814 |  | 19740800.4814 | 1 | DEMPROD | 8156836.4938 | 985304.0082 | 296952.3701 | 9764.392 | 452.6566 | 5584433.1418 | 1182890.4679 | 48423.5909 | 530855.9801 | 1677598.8712 | 803927.7067 | 102158.0492 | 47855.8455 | 6899.6071 | 105191.4206 | 79847.589 | 36012.1549 | 2622.9601 | 73776.8981 | 8996.2775 | 8156836.4938 | 8108220.6276 | 3169296.0598 | 185039.0096 | 121408.2906 | 19740800.4814
| TOTAL PRODUCTION PLANT STEAM | 1490391672.933 | 0 | 1490391672.933 | 1 | DEMPROD | 615825138.3639 | 74388517.859 | 22419320.8433 | 737192.4258 | 34174.6807 | 421613736.5095 | 89305907.5799 | 3655886.0254 | 40078584.0975 | 126655420.6085 | 60694963.2482 | 7712732.1186 | 3613022.3613 | 520906.7884 | 7941745.7007 | 6028336.1784 | 2718846.9822 | 198028.3396 | 5570010.9357 | 679201.2864 | 615825138.3639 | 612154735.9237 | 239275629.2224 | 13970081.8791 | 9166087.5439 | 1490391672.933
PRODUCTION PLANT OTHER
340 | LAND & LAND RIGHTS | 484016.1839 |  | 484016.1839 | 1 | DEMPROD | 199993.9605 | 24158.2446 | 7280.8473 | 239.4089 | 11.0985 | 136922.3108 | 29002.7819 | 1187.2772 | 13015.8291 | 41132.3241 | 19711.1572 | 2504.7692 | 1173.3569 | 169.1685 | 2579.1431 | 1957.7486 | 882.9665 | 64.3112 | 1808.904 | 220.5759 | 199993.9605 | 198801.9691 | 77706.605 | 4536.8918 | 2976.7576 | 484016.1839
341 | STRUCTURES & IMPROVEMENTS | 11629704.5498 |  | 11629704.5498 | 1 | DEMPROD | 4805357.2383 | 580462.5055 | 174940.643 | 5752.4007 | 266.6691 | 3289902.4322 | 696864.6823 | 28527.3161 | 312737.9871 | 988307.4014 | 473610.0604 | 60183.3716 | 28192.8458 | 4064.698 | 61970.3919 | 47039.8285 | 21215.4883 | 1545.2388 | 43463.4618 | 5299.8889 | 4805357.2383 | 4776716.6489 | 1867096.3642 | 109010.2204 | 71524.0778 | 11629704.5498
342 | FUEL HOLDERS, PRODUCERS | 0 |  | 0 | 1 | DEMPROD | 0 | 0 | 0 | 0 | 0 | 0 | 0 | 0 | 0 | 0 | 0 | 0 | 0 | 0 | 0 | 0 | 0 | 0 | 0 | 0 | 0 | 0 | 0 | 0 | 0 | 0
343 | PRIME MOVERS | 0 |  | 0 | 1 | DEMPROD | 0 | 0 | 0 | 0 | 0 | 0 | 0 | 0 | 0 | 0 | 0 | 0 | 0 | 0 | 0 | 0 | 0 | 0 | 0 | 0 | 0 | 0 | 0 | 0 | 0 | 0
344 | GENERATORS | 28006108.2874 |  | 28006108.2874 | 1 | DEMPROD | 11572035.6094 | 1397842.5432 | 421283.8401 | 13852.6612 | 642.1801 | 7922588.5213 | 1678156.7985 | 68698.1428 | 753120.9323 | 2379995.4664 | 1140525.5035 | 144930.7688 | 67892.6871 | 9788.4148 | 149234.1873 | 113279.1057 | 51090.1425 | 3721.1716 | 104666.6673 | 12762.9435 | 11572035.6094 | 11503064.6872 | 4496253.7729 | 262513.293 | 172240.925 | 28006108.2874
345 | ACCESSORY ELECTRIC EQUIPMENT | 2914694.2046 |  | 2914694.2046 | 1 | DEMPROD | 1204342.452 | 145478.3906 | 43844.4912 | 1441.6952 | 66.8339 | 824531.6561 | 174651.6812 | 7149.6574 | 78379.9446 | 247694.5001 | 118698.5011 | 15083.4549 | 7065.8308 | 1018.7148 | 15531.3268 | 11789.355 | 5317.1308 | 387.2754 | 10893.0282 | 1328.2844 | 1204342.452 | 1197164.4055 | 467940.9463 | 27320.6818 | 17925.7189 | 2914694.2046
346 | MISC POWER PLANT EQUIPMENT | 250029.8445 |  | 250029.8445 | 1 | DEMPROD | 103311.5431 | 12479.5045 | 3761.0914 | 123.6723 | 5.7332 | 70730.4119 | 14982.0632 | 613.3157 | 6723.63 | 21247.861 | 10182.2578 | 1293.8969 | 606.1248 | 87.3879 | 1332.3165 | 1011.3207 | 456.1169 | 33.2215 | 934.4315 | 113.9436 | 103311.5431 | 102695.7921 | 40141.1585 | 2343.6372 | 1537.7135 | 250029.8445
| TOTAL PRODUCTION PLANT OTHER | 43284553.0702 | 0 | 43284553.0702 | 1 | DEMPROD | 17885040.8034 | 2160421.1883 | 651110.913 | 21409.8383 | 992.5148 | 12244675.3323 | 2593658.007 | 106175.7091 | 1163978.3232 | 3678377.553 | 1762727.48 | 223996.2614 | 104930.8453 | 15128.384 | 230647.3657 | 175077.3585 | 78961.8451 | 5751.2185 | 161766.4929 | 19725.6363 | 17885040.8034 | 17778443.5028 | 6949138.8469 | 405724.7242 | 266205.1929 | 43284553.0702
| UNADJUSTED PRODUCTION PLANT | 1533676226.0031 | 0 | 1533676226.0031 |  |  | 633710179.1673 | 76548939.0474 | 23070431.7563 | 758602.2641 | 35167.1955 | 433858411.8418 | 91899565.587 | 3762061.7345 | 41242562.4207 | 130333798.1615 | 62457690.7281 | 7936728.3799 | 3717953.2067 | 536035.1724 | 8172393.0664 | 6203413.5369 | 2797808.8273 | 203779.5581 | 5731777.4286 | 698926.9227 | 633710179.1673 | 629933179.4265 | 246224768.0693 | 14375806.6033 | 9432292.7367 | 1533676226.0031
| CONTRA ADJ TO EPIS - PROD | 0 |  | 0 | 1 | DEMPROD | 0 | 0 | 0 | 0 | 0 | 0 | 0 | 0 | 0 | 0 | 0 | 0 | 0 | 0 | 0 | 0 | 0 | 0 | 0 | 0 | 0 | 0 | 0 | 0 | 0 | 0
| NON-AFUDC ADJUSTED VALUE | 1533676226.0031 | 0 | 1533676226.0031 |  |  | 633710179.1673 | 76548939.0474 | 23070431.7563 | 758602.2641 | 35167.1955 | 433858411.8418 | 91899565.587 | 3762061.7345 | 41242562.4207 | 130333798.1615 | 62457690.7281 | 7936728.3799 | 3717953.2067 | 536035.1724 | 8172393.0664 | 6203413.5369 | 2797808.8273 | 203779.5581 | 5731777.4286 | 698926.9227 | 633710179.1673 | 629933179.4265 | 246224768.0693 | 14375806.6033 | 9432292.7367 | 1533676226.0031
| AFUDC ADJ TO EPIS-PROD | -548760.2811 |  | -548760.2811 | 1 | DEMPROD | -226746.0173 | -27389.7558 | -8254.7649 | -271.4333 | -12.5831 | -155237.631 | -32882.3194 | -1346.0925 | -14756.8827 | -46634.3616 | -22347.8068 | -2839.818 | -1330.3101 | -191.7972 | -2924.1405 | -2219.6256 | -1001.0759 | -72.9138 | -2050.8708 | -250.081 | -226746.0173 | -225394.5799 | -88100.9764 | -5143.766 | -3374.9415 | -548760.2811
| OTHER PRODUCTION | -2338915.2974 |  | -2338915.2974 | 1 | DEMPROD | -966432.4237 | -116740.0795 | -35183.2967 | -1156.8977 | -53.6313 | -661650.7834 | -140150.376 | -5737.289 | -62896.4957 | -198764.0606 | -95250.3832 | -12103.8164 | -5670.0218 | -817.4743 | -12463.2141 | -9460.4445 | -4266.7662 | -310.7717 | -8741.1813 | -1065.8905 | -966432.4237 | -960672.3536 | -375502.252 | -21923.6586 | -14384.6096 | -2338915.2974
| TOTAL PRODUCTION PLANT | 1530788550.4246 | 0 | 1530788550.4246 |  |  | 632517000.7263 | 76404809.2121 | 23026993.6947 | 757173.9331 | 35100.9811 | 433041523.4275 | 91726532.8916 | 3754978.353 | 41164909.0423 | 130088399.7393 | 62340092.5381 | 7921784.7456 | 3710952.8747 | 535025.9009 | 8157005.7119 | 6191733.4668 | 2792540.9852 | 203395.8727 | 5720985.3765 | 697610.9512 | 632517000.7263 | 628747112.493 | 245761164.8409 | 14348739.1787 | 9414533.1856 | 1530788550.4246
TRANSMISSION PLANT
350 | LAND & LAND RIGHTS | 0 |  | 0 | 1 | DEMPROD | 0 | 0 | 0 | 0 | 0 | 0 | 0 | 0 | 0 | 0 | 0 | 0 | 0 | 0 | 0 | 0 | 0 | 0 | 0 | 0 | 0 | 0 | 0 | 0 | 0 | 0
352 | STRUCTURES & IMPROVEMENTS | 0 |  | 0 | 1 | DEMPROD | 0 | 0 | 0 | 0 | 0 | 0 | 0 | 0 | 0 | 0 | 0 | 0 | 0 | 0 | 0 | 0 | 0 | 0 | 0 | 0 | 0 | 0 | 0 | 0 | 0 | 0
352 | STRUCTURES & IMPROVEMENTS GEN | 2651759.6433 |  | 2651759.6433 | 1 | DEMPROD | 1095698.7206 | 132354.7851 | 39889.2797 | 1311.6399 | 60.8048 | 750150.6563 | 158896.3532 | 6504.6868 | 71309.2899 | 225349.9795 | 107990.7094 | 13722.7765 | 6428.4222 | 926.8165 | 14130.2458 | 10725.8373 | 4837.4725 | 352.3393 | 9910.3682 | 1208.4599 | 1095698.7206 | 1089168.2057 | 425727.994 | 24856.0831 | 16308.6399 | 2651759.6433
353 | STATION EQUIPMENT | 0 |  | 0 | 1 | DEMPROD | 0 | 0 | 0 | 0 | 0 | 0 | 0 | 0 | 0 | 0 | 0 | 0 | 0 | 0 | 0 | 0 | 0 | 0 | 0 | 0 | 0 | 0 | 0 | 0 | 0 | 0
353 | STATION EQUIPMENT GEN | 9945670.2761 |  | 9945670.2761 | 1 | DEMPROD | 4109519.5881 | 496408.8866 | 149608.4398 | 4919.4268 | 228.0542 | 2813509.5514 | 595955.4972 | 24396.4306 | 267452.0999 | 845195.981 | 405029.163 | 51468.5448 | 24110.3931 | 3476.1112 | 52996.7965 | 40228.2467 | 18143.3888 | 1321.4812 | 37169.7542 | 4532.4408 | 4109519.5881 | 4085026.2867 | 1596732.293 | 93225.0432 | 61167.0651 | 9945670.2761
354 | TOWERS & FIXTURES | 0 |  | 0 | 1 | DEMPROD | 0 | 0 | 0 | 0 | 0 | 0 | 0 | 0 | 0 | 0 | 0 | 0 | 0 | 0 | 0 | 0 | 0 | 0 | 0 | 0 | 0 | 0 | 0 | 0 | 0 | 0
355 | POLES & FIXTURES | 0 |  | 0 | 1 | DEMPROD | 0 | 0 | 0 | 0 | 0 | 0 | 0 | 0 | 0 | 0 | 0 | 0 | 0 | 0 | 0 | 0 | 0 | 0 | 0 | 0 | 0 | 0 | 0 | 0 | 0 | 0
356 | OVERHEAD CONDUCTORS & DEVICES | 0 |  | 0 | 1 | DEMPROD | 0 | 0 | 0 | 0 | 0 | 0 | 0 | 0 | 0 | 0 | 0 | 0 | 0 | 0 | 0 | 0 | 0 | 0 | 0 | 0 | 0 | 0 | 0 | 0 | 0 | 0
357 | UNDERGROUND CONDUIT | 0 |  | 0 | 1 | DEMPROD | 0 | 0 | 0 | 0 | 0 | 0 | 0 | 0 | 0 | 0 | 0 | 0 | 0 | 0 | 0 | 0 | 0 | 0 | 0 | 0 | 0 | 0 | 0 | 0 | 0 | 0
358 | UNDERGROUND COND & DEVICES | 0 |  | 0 | 1 | DEMPROD | 0 | 0 | 0 | 0 | 0 | 0 | 0 | 0 | 0 | 0 | 0 | 0 | 0 | 0 | 0 | 0 | 0 | 0 | 0 | 0 | 0 | 0 | 0 | 0 | 0 | 0
359 | ROADS AND TRAILS | 0 |  | 0 | 1 | DEMPROD | 0 | 0 | 0 | 0 | 0 | 0 | 0 | 0 | 0 | 0 | 0 | 0 | 0 | 0 | 0 | 0 | 0 | 0 | 0 | 0 | 0 | 0 | 0 | 0 | 0 | 0
| UNADJUSTED TRANSMISSION PLANT | 12597429.9194 | 0 | 12597429.9194 |  |  | 5205218.3087 | 628763.6717 | 189497.7195 | 6231.0667 | 288.8591 | 3563660.2077 | 754851.8504 | 30901.1174 | 338761.3898 | 1070545.9605 | 513019.8725 | 65191.3213 | 30538.8153 | 4402.9277 | 67127.0423 | 50954.084 | 22980.8613 | 1673.8205 | 47080.1224 | 5740.9007 | 5205218.3087 | 5174194.4924 | 2022460.287 | 118081.1263 | 77475.7049 | 12597429.9194
| CONTRA ADJ TO EPIS-TRANS | 0 |  | 0 | 3 | DEMTRANS | 0 | 0 | 0 | 0 | 0 | 0 | 0 | 0 | 0 | 0 | 0 | 0 | 0 | 0 | 0 | 0 | 0 | 0 | 0 | 0 | 0 | 0 | 0 | 0 | 0 | 0
| NON-AFUDC ADJUSTED VALUE | 12597429.9194 | 0 | 12597429.9194 |  |  | 5205218.3087 | 628763.6717 | 189497.7195 | 6231.0667 | 288.8591 | 3563660.2077 | 754851.8504 | 30901.1174 | 338761.3898 | 1070545.9605 | 513019.8725 | 65191.3213 | 30538.8153 | 4402.9277 | 67127.0423 | 50954.084 | 22980.8613 | 1673.8205 | 47080.1224 | 5740.9007 | 5205218.3087 | 5174194.4924 | 2022460.287 | 118081.1263 | 77475.7049 | 12597429.9194
| AFUDC ADJ TO EPIS - TRANS | 0 |  | 0 | 1 | DEMPROD | 0 | 0 | 0 | 0 | 0 | 0 | 0 | 0 | 0 | 0 | 0 | 0 | 0 | 0 | 0 | 0 | 0 | 0 | 0 | 0 | 0 | 0 | 0 | 0 | 0 | 0
| OTHER TRANSMISSION | 0 |  | 0 | 1 | DEMPROD | 0 | 0 | 0 | 0 | 0 | 0 | 0 | 0 | 0 | 0 | 0 | 0 | 0 | 0 | 0 | 0 | 0 | 0 | 0 | 0 | 0 | 0 | 0 | 0 | 0 | 0
| TOTAL TRANSMISSION PLANT | 12597429.9194 | 0 | 12597429.9194 |  |  | 5205218.3087 | 628763.6717 | 189497.7195 | 6231.0667 | 288.8591 | 3563660.2077 | 754851.8504 | 30901.1174 | 338761.3898 | 1070545.9605 | 513019.8725 | 65191.3213 | 30538.8153 | 4402.9277 | 67127.0423 | 50954.084 | 22980.8613 | 1673.8205 | 47080.1224 | 5740.9007 | 5205218.3087 | 5174194.4924 | 2022460.287 | 118081.1263 | 77475.7049 | 12597429.9194
DISTRIBUTION PLANT
360 | LAND & LAND RIGHTS | 0 |  | 0 | 4 | DEM360DA | 0 | 0 | 0 | 0 | 0 | 0 | 0 | 0 | 0 | 0 | 0 | 0 | 0 | 0 | 0 | 0 | 0 | 0 | 0 | 0 | 0 | 0 | 0 | 0 | 0 | 0
361 | STRUCTURES & IMPROVEMENTS | 0 |  | 0 | 5 | DEM361DA | 0 | 0 | 0 | 0 | 0 | 0 | 0 | 0 | 0 | 0 | 0 | 0 | 0 | 0 | 0 | 0 | 0 | 0 | 0 | 0 | 0 | 0 | 0 | 0 | 0 | 0
362 | STATION EQUIPMENT | 0 |  | 0 | 6 | DEM362DA | 0 | 0 | 0 | 0 | 0 | 0 | 0 | 0 | 0 | 0 | 0 | 0 | 0 | 0 | 0 | 0 | 0 | 0 | 0 | 0 | 0 | 0 | 0 | 0 | 0 | 0
364 | POLES TOWERS & FIXTURES
| PRIMARY | 0 |  | 0 | 7 | DEM364DAP | 0 | 0 | 0 | 0 | 0 | 0 | 0 | 0 | 0 | 0 | 0 | 0 | 0 | 0 | 0 | 0 | 0 | 0 | 0 | 0 | 0 | 0 | 0 | 0 | 0 | 0
| SECONDARY | 0 |  | 0 | 8 | DEM364DAS | 0 | 0 | 0 | 0 | 0 | 0 | 0 | 0 | 0 | 0 | 0 | 0 | 0 | 0 | 0 | 0 | 0 | 0 | 0 | 0 | 0 | 0 | 0 | 0 | 0 | 0
| TOTAL ACCOUNT 364 | 0 | 0 | 0 |  |  | 0 | 0 | 0 | 0 | 0 | 0 | 0 | 0 | 0 | 0 | 0 | 0 | 0 | 0 | 0 | 0 | 0 | 0 | 0 | 0 | 0 | 0 | 0 | 0 | 0 | 0
365 | OVERHEAD CONDUCTORS & DEVICES
| PRIMARY | 0 |  | 0 | 9 | DEM365DAP | 0 | 0 | 0 | 0 | 0 | 0 | 0 | 0 | 0 | 0 | 0 | 0 | 0 | 0 | 0 | 0 | 0 | 0 | 0 | 0 | 0 | 0 | 0 | 0 | 0 | 0
| SECONDARY | 0 |  | 0 | 10 | DEM365DAS | 0 | 0 | 0 | 0 | 0 | 0 | 0 | 0 | 0 | 0 | 0 | 0 | 0 | 0 | 0 | 0 | 0 | 0 | 0 | 0 | 0 | 0 | 0 | 0 | 0 | 0
| TOTAL ACCOUNT 365 | 0 | 0 | 0 |  |  | 0 | 0 | 0 | 0 | 0 | 0 | 0 | 0 | 0 | 0 | 0 | 0 | 0 | 0 | 0 | 0 | 0 | 0 | 0 | 0 | 0 | 0 | 0 | 0 | 0 | 0
366 | UNDERGROUND CONDUIT
| PRIMARY | 0 |  | 0 | 11 | DEM366DAP | 0 | 0 | 0 | 0 | 0 | 0 | 0 | 0 | 0 | 0 | 0 | 0 | 0 | 0 | 0 | 0 | 0 | 0 | 0 | 0 | 0 | 0 | 0 | 0 | 0 | 0
| SECONDARY | 0 |  | 0 | 12 | DEM366DAS | 0 | 0 | 0 | 0 | 0 | 0 | 0 | 0 | 0 | 0 | 0 | 0 | 0 | 0 | 0 | 0 | 0 | 0 | 0 | 0 | 0 | 0 | 0 | 0 | 0 | 0
| TOTAL ACCOUNT 366 | 0 | 0 | 0 |  |  | 0 | 0 | 0 | 0 | 0 | 0 | 0 | 0 | 0 | 0 | 0 | 0 | 0 | 0 | 0 | 0 | 0 | 0 | 0 | 0 | 0 | 0 | 0 | 0 | 0 | 0
367 | UNDERGROUND CONDUCTORS & DEV.
| PRIMARY | 0 |  | 0 | 13 | DEM367DAP | 0 | 0 | 0 | 0 | 0 | 0 | 0 | 0 | 0 | 0 | 0 | 0 | 0 | 0 | 0 | 0 | 0 | 0 | 0 | 0 | 0 | 0 | 0 | 0 | 0 | 0
| SECONDARY | 0 |  | 0 | 14 | DEM367DAS | 0 | 0 | 0 | 0 | 0 | 0 | 0 | 0 | 0 | 0 | 0 | 0 | 0 | 0 | 0 | 0 | 0 | 0 | 0 | 0 | 0 | 0 | 0 | 0 | 0 | 0
| TOTAL ACCOUNT 367 | 0 | 0 | 0 |  |  | 0 | 0 | 0 | 0 | 0 | 0 | 0 | 0 | 0 | 0 | 0 | 0 | 0 | 0 | 0 | 0 | 0 | 0 | 0 | 0 | 0 | 0 | 0 | 0 | 0 | 0
368 | LINE TRANSFORMERS | 0 |  | 0 | 15 | DEM368DA | 0 | 0 | 0 | 0 | 0 | 0 | 0 | 0 | 0 | 0 | 0 | 0 | 0 | 0 | 0 | 0 | 0 | 0 | 0 | 0 | 0 | 0 | 0 | 0 | 0 | 0
369 | SERVICES | 0 |  | 0 | 38 | CUST369 | 0 | 0 | 0 | 0 | 0 | 0 | 0 | 0 | 0 | 0 | 0 | 0 | 0 | 0 | 0 | 0 | 0 | 0 | 0 | 0 | 0 | 0 | 0 | 0 | 0 | 0
370 | METERS | 0 |  | 0 | 39 | CUST370 | 0 | 0 | 0 | 0 | 0 | 0 | 0 | 0 | 0 | 0 | 0 | 0 | 0 | 0 | 0 | 0 | 0 | 0 | 0 | 0 | 0 | 0 | 0 | 0 | 0 | 0
371 | INSTALLATIONS | 0 |  | 0 | 40 | CUST371L | 0 | 0 | 0 | 0 | 0 | 0 | 0 | 0 | 0 | 0 | 0 | 0 | 0 | 0 | 0 | 0 | 0 | 0 | 0 | 0 | 0 | 0 | 0 | 0 | 0 | 0
373 | STREET LIGHTS | 0 |  | 0 | 41 | CUST373 | 0 | 0 | 0 | 0 | 0 | 0 | 0 | 0 | 0 | 0 | 0 | 0 | 0 | 0 | 0 | 0 | 0 | 0 | 0 | 0 | 0 | 0 | 0 | 0 | 0 | 0
| UNADJUSTED DISTRIBUTION PLANT | 0 | 0 | 0 |  |  | 0 | 0 | 0 | 0 | 0 | 0 | 0 | 0 | 0 | 0 | 0 | 0 | 0 | 0 | 0 | 0 | 0 | 0 | 0 | 0 | 0 | 0 | 0 | 0 | 0 | 0
| CONTRA ADJ TO EPIS- DIST | 0 |  | 0 | 246 | DISTPLTX | 0 | 0 | 0 | 0 | 0 | 0 | 0 | 0 | 0 | 0 | 0 | 0 | 0 | 0 | 0 | 0 | 0 | 0 | 0 | 0 | 0 | 0 | 0 | 0 | 0 | 0
| NON-AFUDC ADJUSTED VALUE | 0 | 0 | 0 |  |  | 0 | 0 | 0 | 0 | 0 | 0 | 0 | 0 | 0 | 0 | 0 | 0 | 0 | 0 | 0 | 0 | 0 | 0 | 0 | 0 | 0 | 0 | 0 | 0 | 0 | 0
| AFUDC ADJ TO EPIS - DIST | 0 |  | 0 | 92 | DISTPLT | 0 | 0 | 0 | 0 | 0 | 0 | 0 | 0 | 0 | 0 | 0 | 0 | 0 | 0 | 0 | 0 | 0 | 0 | 0 | 0 | 0 | 0 | 0 | 0 | 0 | 0
| OTHER DISTRIBUTION | 0 |  | 0 | 92 | DISTPLT | 0 | 0 | 0 | 0 | 0 | 0 | 0 | 0 | 0 | 0 | 0 | 0 | 0 | 0 | 0 | 0 | 0 | 0 | 0 | 0 | 0 | 0 | 0 | 0 | 0 | 0
| TOTAL DISTRIBUTION PLANT | 0 | 0 | 0 |  |  | 0 | 0 | 0 | 0 | 0 | 0 | 0 | 0 | 0 | 0 | 0 | 0 | 0 | 0 | 0 | 0 | 0 | 0 | 0 | 0 | 0 | 0 | 0 | 0 | 0 | 0
GENERAL PLANT
389 | LAND | 2546621.153 |  | 2546621.153 | 188 | LABORT | 1053016.8231 | 126920.1094 | 38264.9563 | 1248.1802 | 58.2158 | 721601.6999 | 152134.7048 | 6312.0735 | 68062.3681 | 216126.2689 | 103041.3872 | 13093.153 | 6290.0864 | 909.4723 | 13535.7158 | 10254.5533 | 4666.8361 | 332.8358 | 9592.3213 | 1159.3917 | 1053016.8231 | 1046539.9399 | 407522.7359 | 23790.2692 | 15751.3849 | 2546621.153
390 | STRUCTURES AND IMPROVEMENTS | 13985256.0644 |  | 13985256.0644 | 188 | LABORT | 5782842.8442 | 697006.0026 | 210139.31 | 6854.6198 | 319.7031 | 3962813.4471 | 835476.7651 | 34663.9563 | 373777.4835 | 1186898.6516 | 565871.4426 | 71903.5483 | 34543.21 | 4994.5406 | 74333.9668 | 56314.8366 | 25628.8211 | 1827.8314 | 52678.0629 | 6367.0209 | 5782842.8442 | 5747273.8039 | 2237988.8766 | 130648.8033 | 86501.7364 | 13985256.0644
391 | OFFICE FURNITURE, EQUIPMENT | 1414946.5636 |  | 1414946.5636 | 188 | LABORT | 585074.2791 | 70518.9983 | 21260.6686 | 693.5104 | 32.3457 | 400934.33 | 84528.6616 | 3507.0967 | 37816.6237 | 120083.4765 | 57251.569 | 7274.7812 | 3494.8803 | 505.3185 | 7520.6768 | 5697.6064 | 2592.9745 | 184.9293 | 5329.6589 | 644.178 | 585074.2791 | 581475.6113 | 226426.6493 | 13218.2832 | 8751.7407 | 1414946.5636
391.11 | OFFICE EQUIP - COMPUTERS | 63886.1547 |  | 63886.1547 | 188 | LABORT | 26416.6484 | 3183.9984 | 959.939 | 31.3126 | 1.4604 | 18102.5583 | 3816.5478 | 158.3487 | 1707.4558 | 5421.8808 | 2584.9616 | 328.4631 | 157.7971 | 22.8156 | 339.5656 | 257.2522 | 117.0752 | 8.3497 | 240.6391 | 29.0852 | 26416.6484 | 26254.1652 | 10223.374 | 596.8178 | 395.1492 | 63886.1547
392 | TRANSPORTATION EQUIPMENT | 571542.1963 |  | 571542.1963 | 188 | LABORT | 236330.2241 | 28484.8801 | 8587.8644 | 280.131 | 13.0655 | 161950.206 | 34143.8314 | 1416.6286 | 15275.3445 | 48505.5589 | 23125.7408 | 2938.5169 | 1411.694 | 204.1143 | 3037.842 | 2301.4456 | 1047.3854 | 74.6989 | 2152.8198 | 260.2041 | 236330.2241 | 234876.607 | 91460.9695 | 5339.2876 | 3535.1081 | 571542.1963
393 | STORES EQUIPMENT | 355147.4062 |  | 355147.4062 | 188 | LABORT | 146851.9151 | 17700.0602 | 5336.365 | 174.0691 | 8.1187 | 100633.332 | 21216.4443 | 880.2709 | 9491.8608 | 30140.5978 | 14369.9746 | 1825.9486 | 877.2046 | 126.8334 | 1887.6677 | 1430.0824 | 650.8289 | 46.4167 | 1337.7286 | 161.6868 | 146851.9151 | 145948.6601 | 56832.4199 | 3317.75 | 2196.6611 | 355147.4062
394 | TOOLS | 2916289.7865 |  | 2916289.7865 | 188 | LABORT | 1205873.2029 | 145343.8877 | 43819.514 | 1429.3666 | 66.6664 | 826349.7163 | 174218.6447 | 7228.3369 | 77942.331 | 247499.252 | 117998.9198 | 14993.7608 | 7203.1581 | 1041.4917 | 15500.5662 | 11743.1087 | 5344.2761 | 381.1504 | 10984.7468 | 1327.6895 | 1205873.2029 | 1198456.1325 | 466678.9134 | 27243.675 | 18037.8628 | 2916289.7865
395 | LABORATORY EQUIPMENT | 736154.7922 |  | 736154.7922 | 188 | LABORT | 304396.82 | 36688.9463 | 11061.2962 | 360.8129 | 16.8285 | 208594.2579 | 43977.7593 | 1824.6386 | 19674.8693 | 62475.8765 | 29786.2958 | 3784.8532 | 1818.2827 | 262.9022 | 3912.7854 | 2964.2959 | 1349.0478 | 96.2132 | 2772.8637 | 335.1467 | 304396.82 | 302524.5397 | 117803.0798 | 6877.0813 | 4553.2715 | 736154.7922
396 | POWER OPERATED EQUIPMENT | 105435.1236 |  | 105435.1236 | 188 | LABORT | 43596.9672 | 5254.7421 | 1584.2444 | 51.6771 | 2.4102 | 29875.7294 | 6298.6759 | 261.3323 | 2817.9159 | 8948.0525 | 4266.1161 | 542.0823 | 260.4219 | 37.6539 | 560.4053 | 424.5587 | 193.2162 | 13.7801 | 397.141 | 48.0011 | 43596.9672 | 43328.8115 | 16872.2426 | 984.9639 | 652.1383 | 105435.1236
397 | COMMUNICATION EQUIPMENT | 9203243.5915 |  | 9203243.5915 | 188 | LABORT | 3805501.3867 | 458677.0522 | 138285.8669 | 4510.803 | 210.3862 | 2607799.0488 | 549800.1716 | 22811.2258 | 245970.8434 | 781059.5215 | 372381.6499 | 47317.3939 | 22731.7666 | 3286.7452 | 48916.7735 | 37058.9681 | 16865.4962 | 1202.8366 | 34665.7253 | 4189.9301 | 3805501.3867 | 3782094.5545 | 1472747.9205 | 85975.7416 | 56923.9882 | 9203243.5915
397.11 | COMM EQUIP-MOBILE RADIOS | 48223.04 |  | 48223.04 | 188 | LABORT | 19940.0183 | 2403.3702 | 724.5885 | 23.6356 | 1.1024 | 13664.3127 | 2880.836 | 119.526 | 1288.8349 | 4092.5859 | 1951.2007 | 247.9331 | 119.1096 | 17.2218 | 256.3135 | 194.1811 | 88.3716 | 6.3026 | 181.641 | 21.9543 | 19940.0183 | 19817.3715 | 7716.886 | 450.4946 | 298.2696 | 48223.04
397.12 | COMM EQUIP-SCADA, RTU | 109278.2407 |  | 109278.2407 | 188 | LABORT | 45186.0795 | 5446.2778 | 1641.9902 | 53.5607 | 2.4981 | 30964.7016 | 6528.2631 | 270.8578 | 2920.6291 | 9274.2096 | 4421.6163 | 561.8412 | 269.9143 | 39.0264 | 580.8321 | 440.0339 | 200.2589 | 14.2823 | 411.6168 | 49.7507 | 45186.0795 | 44908.1495 | 17487.237 | 1020.8659 | 675.9088 | 109278.2407
397.13 | COMM EQUIP-MASTS, ANTENNAS | 16892.6141 |  | 16892.6141 | 188 | LABORT | 6985.0228 | 841.9047 | 253.8246 | 8.2796 | 0.38617 | 4786.6323 | 1009.1618 | 41.8702 | 451.4811 | 1433.6399 | 683.509 | 86.8514 | 41.7243 | 6.0328 | 89.7871 | 68.022 | 30.9567 | 2.2078 | 63.6292 | 7.6906 | 6985.0228 | 6942.0594 | 2703.2385 | 157.809 | 104.4844 | 16892.6141
398 | MISCELLANEOUS EQUIPMENT | 354314.1767 |  | 354314.1767 | 188 | LABORT | 146507.3783 | 17658.5332 | 5323.8451 | 173.6607 | 8.0996 | 100397.231 | 21166.6673 | 878.2057 | 9469.5915 | 30069.8834 | 14336.2605 | 1821.6646 | 875.1466 | 126.5359 | 1883.2389 | 1426.7272 | 649.302 | 46.3078 | 1334.5901 | 161.3074 | 146507.3783 | 145606.2425 | 56699.0824 | 3309.9661 | 2191.5074 | 354314.1767
399 | OTHER PROPERTY-LAND | 9065449.0999 |  | 9065449.0999 | 188 | LABORT | 3748523.9609 | 451809.5636 | 136215.3978 | 4443.2656 | 207.2362 | 2568754.0816 | 541568.3526 | 22469.6874 | 242288.0736 | 769365.1988 | 366806.2091 | 46608.9397 | 22391.4178 | 3237.5348 | 48184.3728 | 36504.107 | 16612.9796 | 1184.8273 | 34146.6967 | 4127.1968 | 3748523.9609 | 3725467.5848 | 1450697.374 | 84688.4799 | 56071.7004 | 9065449.0999
399.1 | OTHER PROPERTY-LAND RIGHTS | 2758.7737 |  | 2758.7737 | 188 | LABORT | 1140.741 | 137.4935 | 41.4527 | 1.3522 | 0.063066 | 781.7165 | 164.8087 | 6.8379 | 73.7325 | 234.1312 | 111.6255 | 14.1839 | 6.8141 | 0.98524 | 14.6633 | 11.1088 | 5.0556 | 0.36056 | 10.3914 | 1.256 | 1140.741 | 1133.7245 | 441.4724 | 25.7722 | 17.0636 | 2758.7737
399.19 | ARO GENERAL PLANT | 110341.7042 |  | 110341.7042 | 188 | LABORT | 45625.817 | 5499.2794 | 1657.9696 | 54.082 | 2.5224 | 31266.041 | 6591.7942 | 273.4937 | 2949.0518 | 9364.4635 | 4464.6461 | 567.3089 | 272.5411 | 39.4062 | 586.4845 | 444.3161 | 202.2078 | 14.4213 | 415.6225 | 50.2349 | 45625.817 | 45345.1823 | 17657.4176 | 1030.8007 | 682.4865 | 110341.7042
399.3 | OTHER TANGIBLE PROPERTY (B) | 3135862.8897 |  | 3135862.8897 | 188 | LABORT | 1296665.7306 | 156287.1103 | 47118.77 | 1536.9864 | 71.6858 | 888567.1861 | 187335.9037 | 7772.5723 | 83810.76 | 266133.9498 | 126883.2869 | 16122.67 | 7745.4978 | 1119.9076 | 16667.6339 | 12627.2701 | 5746.657 | 409.848 | 11811.8096 | 1427.6539 | 1296665.7306 | 1288690.2146 | 501816.0721 | 29294.904 | 19395.9684 | 3135862.8897
| UNADJUSTED GENERAL PLANT | 44741643.3708 | 0 | 44741643.3708 |  |  | 18500475.8591 | 2229862.21 | 672277.8634 | 21929.3055 | 1022.7943 | 12677836.2284 | 2672857.9938 | 110896.9592 | 1195789.2504 | 3797127.199 | 1810336.4116 | 230033.8943 | 110510.6676 | 15978.5386 | 237809.2912 | 180162.4741 | 81991.7468 | 5847.6 | 168527.7045 | 20369.379 | 18500475.8591 | 18386683.3547 | 7159775.9615 | 417971.7653 | 276736.4302 | 44741643.3708
| CONTRA ADJ TO EPIS- GENERAL PLT | 0 |  | 0 | 96 | GENPLT | 0 | 0 | 0 | 0 | 0 | 0 | 0 | 0 | 0 | 0 | 0 | 0 | 0 | 0 | 0 | 0 | 0 | 0 | 0 | 0 | 0 | 0 | 0 | 0 | 0 | 0
| NON-AFUDC ADJUSTED VALUE | 44741643.3708 | 0 | 44741643.3708 |  |  | 18500475.8591 | 2229862.21 | 672277.8634 | 21929.3055 | 1022.7943 | 12677836.2284 | 2672857.9938 | 110896.9592 | 1195789.2504 | 3797127.199 | 1810336.4116 | 230033.8943 | 110510.6676 | 15978.5386 | 237809.2912 | 180162.4741 | 81991.7468 | 5847.6 | 168527.7045 | 20369.379 | 18500475.8591 | 18386683.3547 | 7159775.9615 | 417971.7653 | 276736.4302 | 44741643.3708
| AFUDC ADJ TO EPIS - GENERAL - FUEL RELATED | 0 |  | 0 | 25 | ENERGY | 0 | 0 | 0 | 0 | 0 | 0 | 0 | 0 | 0 | 0 | 0 | 0 | 0 | 0 | 0 | 0 | 0 | 0 | 0 | 0 | 0 | 0 | 0 | 0 | 0 | 0
| AFUDC ADJ TO EPIS - GENERAL - NON FUEL | -315620.685 |  | -315620.685 | 96 | GENPLT | -130507.787 | -15730.1025 | -4742.4454 | -154.6958 | -7.2151 | -89433.178 | -18855.1248 | -782.2997 | -8435.4484 | -26786.0498 | -12770.6444 | -1622.7266 | -779.5747 | -112.7173 | -1677.5765 | -1270.919 | -578.3938 | -41.2507 | -1188.8439 | -143.6916 | -130507.787 | -129705.0613 | -50507.1612 | -2948.4955 | -1952.18 | -315620.685
| OTHER GENERAL | -84076.0655 |  | -84076.0655 | 96 | GENPLT | -34765.0891 | -4190.2359 | -1263.308 | -41.2084 | -1.922 | -23823.5011 | -5022.6895 | -208.3915 | -2247.0622 | -7135.3551 | -3401.8858 | -432.2672 | -207.6656 | -30.026 | -446.8783 | -338.5515 | -154.0744 | -10.9885 | -316.6881 | -38.277 | -34765.0891 | -34551.2565 | -13454.262 | -785.4298 | -520.0281 | -84076.0655
| TOTAL GENERAL PLANT | 44341946.6203 | 0 | 44341946.6203 |  |  | 18335202.983 | 2209941.8715 | 666272.11 | 21733.4014 | 1013.6572 | 12564579.5494 | 2648980.1794 | 109906.268 | 1185106.7398 | 3763205.7941 | 1794163.8813 | 227978.9005 | 109523.4273 | 15835.7953 | 235684.8363 | 178553.0036 | 81259.2785 | 5795.3608 | 167022.1725 | 20187.4103 | 18335202.983 | 18222427.037 | 7095814.5383 | 414237.8399 | 274264.2222 | 44341946.6203
| TOTAL ELEC PLANT IN SERVICE | 1592972221.1149 | 0 | 1592972221.1149 |  |  | 658224347.8199 | 79505268.277 | 23961651.1853 | 787732.3864 | 36523.7491 | 450653310.4241 | 95444608.7925 | 3908649.8344 | 42829803.1102 | 135367818.4239 | 64860845.8163 | 8242094.032 | 3863728.3874 | 557097.5571 | 8487762.4934 | 6442452.6752 | 2906348.0285 | 211561.8633 | 5954687.0669 | 725929.192 | 658224347.8199 | 654297744.6487 | 255721387.327 | 14930215.1686 | 9798526.1507 | 1592972221.1149
RESERVE FOR DEPRECIATION
| PRODUCTION PLANT | -422976108.7006 |  | -422976108.7006 | 75 | PRODPLT | -174772393.9926 | -21111608.7049 | -6362647.6598 | -209216.6706 | -9698.8421 | -119654813.4844 | -25345193.4536 | -1037547.695 | -11374381.5479 | -35945059.2269 | -17225350.7844 | -2188888.6514 | -1025382.9022 | -147834.3783 | -2253883.1596 | -1710853.7474 | -771614.1586 | -56200.835 | -1580780.1357 | -192758.6703 | -174772393.9926 | -173730726.5104 | -67906897.491 | -3964736.9069 | -2601353.7996 | -422976108.7006
| CONTRA ADJ TO DEPR - PROD | 0 |  | 0 | 75 | PRODPLT | 0 | 0 | 0 | 0 | 0 | 0 | 0 | 0 | 0 | 0 | 0 | 0 | 0 | 0 | 0 | 0 | 0 | 0 | 0 | 0 | 0 | 0 | 0 | 0 | 0 | 0
| NON-AFUDC ADJUSTED VALUE | -422976108.7006 | 0 | -422976108.7006 |  |  | -174772393.9926 | -21111608.7049 | -6362647.6598 | -209216.6706 | -9698.8421 | -119654813.4844 | -25345193.4536 | -1037547.695 | -11374381.5479 | -35945059.2269 | -17225350.7844 | -2188888.6514 | -1025382.9022 | -147834.3783 | -2253883.1596 | -1710853.7474 | -771614.1586 | -56200.835 | -1580780.1357 | -192758.6703 | -174772393.9926 | -173730726.5104 | -67906897.491 | -3964736.9069 | -2601353.7996 | -422976108.7006
| AFUDC ADJ TO DEPR - PROD | 0 |  | 0 | 75 | PRODPLT | 0 | 0 | 0 | 0 | 0 | 0 | 0 | 0 | 0 | 0 | 0 | 0 | 0 | 0 | 0 | 0 | 0 | 0 | 0 | 0 | 0 | 0 | 0 | 0 | 0 | 0
| TOTAL PROD ACCUM DEPR | -422976108.7006 | 0 | -422976108.7006 |  |  | -174772393.9926 | -21111608.7049 | -6362647.6598 | -209216.6706 | -9698.8421 | -119654813.4844 | -25345193.4536 | -1037547.695 | -11374381.5479 | -35945059.2269 | -17225350.7844 | -2188888.6514 | -1025382.9022 | -147834.3783 | -2253883.1596 | -1710853.7474 | -771614.1586 | -56200.835 | -1580780.1357 | -192758.6703 | -174772393.9926 | -173730726.5104 | -67906897.491 | -3964736.9069 | -2601353.7996 | -422976108.7006
| TRANSMISSION PLANT | -4266887.1797 |  | -4266887.1797 | 81 | TRANPLT | -1763064.3243 | -212969.1268 | -64184.9484 | -2110.5304 | -97.8397 | -1207050.6564 | -255676.5708 | -10466.5461 | -114742.1847 | -362605.6159 | -173765.4371 | -22081.0129 | -10343.8305 | -1491.3197 | -22736.6628 | -17258.7051 | -7783.8689 | -566.9413 | -15946.552 | -1944.5058 | -1763064.3243 | -1752556.2187 | -685029.4009 | -39995.3679 | -26241.8679 | -4266887.1797
| CONTRA ADJ TO DEPR - TRAN | 0 |  | 0 | 81 | TRANPLT | 0 | 0 | 0 | 0 | 0 | 0 | 0 | 0 | 0 | 0 | 0 | 0 | 0 | 0 | 0 | 0 | 0 | 0 | 0 | 0 | 0 | 0 | 0 | 0 | 0 | 0
| NON-AFUDC ADJUSTED VALUE | -4266887.1797 | 0 | -4266887.1797 |  |  | -1763064.3243 | -212969.1268 | -64184.9484 | -2110.5304 | -97.8397 | -1207050.6564 | -255676.5708 | -10466.5461 | -114742.1847 | -362605.6159 | -173765.4371 | -22081.0129 | -10343.8305 | -1491.3197 | -22736.6628 | -17258.7051 | -7783.8689 | -566.9413 | -15946.552 | -1944.5058 | -1763064.3243 | -1752556.2187 | -685029.4009 | -39995.3679 | -26241.8679 | -4266887.1797
| AFUDC ADJ TO DEPR - TRAN | 0 |  | 0 | 81 | TRANPLT | 0 | 0 | 0 | 0 | 0 | 0 | 0 | 0 | 0 | 0 | 0 | 0 | 0 | 0 | 0 | 0 | 0 | 0 | 0 | 0 | 0 | 0 | 0 | 0 | 0 | 0
| TOTAL TRAN ACCUM DEPR | -4266887.1797 | 0 | -4266887.1797 |  |  | -1763064.3243 | -212969.1268 | -64184.9484 | -2110.5304 | -97.8397 | -1207050.6564 | -255676.5708 | -10466.5461 | -114742.1847 | -362605.6159 | -173765.4371 | -22081.0129 | -10343.8305 | -1491.3197 | -22736.6628 | -17258.7051 | -7783.8689 | -566.9413 | -15946.552 | -1944.5058 | -1763064.3243 | -1752556.2187 | -685029.4009 | -39995.3679 | -26241.8679 | -4266887.1797
| DISTRIBUTION PLANT | 0 |  | 0 | 92 | DISTPLT | 0 | 0 | 0 | 0 | 0 | 0 | 0 | 0 | 0 | 0 | 0 | 0 | 0 | 0 | 0 | 0 | 0 | 0 | 0 | 0 | 0 | 0 | 0 | 0 | 0 | 0
| CONTRA ADJ TO DEPR - DIST | 0 |  | 0 | 92 | DISTPLT | 0 | 0 | 0 | 0 | 0 | 0 | 0 | 0 | 0 | 0 | 0 | 0 | 0 | 0 | 0 | 0 | 0 | 0 | 0 | 0 | 0 | 0 | 0 | 0 | 0 | 0
| NON-AFUDC ADJUSTED VALUE | 0 | 0 | 0 |  |  | 0 | 0 | 0 | 0 | 0 | 0 | 0 | 0 | 0 | 0 | 0 | 0 | 0 | 0 | 0 | 0 | 0 | 0 | 0 | 0 | 0 | 0 | 0 | 0 | 0 | 0
| AFUDC ADJ TO DEPR - DIST | 0 |  | 0 | 92 | DISTPLT | 0 | 0 | 0 | 0 | 0 | 0 | 0 | 0 | 0 | 0 | 0 | 0 | 0 | 0 | 0 | 0 | 0 | 0 | 0 | 0 | 0 | 0 | 0 | 0 | 0 | 0
| TOTAL DIST ACCUM DEPR | 0 | 0 | 0 |  |  | 0 | 0 | 0 | 0 | 0 | 0 | 0 | 0 | 0 | 0 | 0 | 0 | 0 | 0 | 0 | 0 | 0 | 0 | 0 | 0 | 0 | 0 | 0 | 0 | 0 | 0
GENERAL PLANT
| GENERAL | -23314357.0094 |  | -23314357.0094 | 96 | GENPLT | -9640385.7017 | -1161955.6129 | -350316.2811 | -11427.1095 | -532.9664 | -6606274.9973 | -1392795.6331 | -57787.1331 | -623112.0583 | -1978639.4164 | -943345.5329 | -119868.023 | -57585.8409 | -8326.2331 | -123919.6931 | -93880.5981 | -42724.9585 | -3047.1172 | -87817.8532 | -10614.2497 | -9640385.7017 | -9581089.7333 | -3730877.1046 | -217800.2912 | -144204.1786 | -23314357.0094
| GENERAL FUEL | 0 |  | 0 | 25 | ENERGY | 0 | 0 | 0 | 0 | 0 | 0 | 0 | 0 | 0 | 0 | 0 | 0 | 0 | 0 | 0 | 0 | 0 | 0 | 0 | 0 | 0 | 0 | 0 | 0 | 0 | 0
| TRANSPORTATION | 0 |  | 0 | 188 | LABORT | 0 | 0 | 0 | 0 | 0 | 0 | 0 | 0 | 0 | 0 | 0 | 0 | 0 | 0 | 0 | 0 | 0 | 0 | 0 | 0 | 0 | 0 | 0 | 0 | 0 | 0
| RWIP GENERATION | 0 |  | 0 | 75 | PRODPLT | 0 | 0 | 0 | 0 | 0 | 0 | 0 | 0 | 0 | 0 | 0 | 0 | 0 | 0 | 0 | 0 | 0 | 0 | 0 | 0 | 0 | 0 | 0 | 0 | 0 | 0
| RWIP TRANSMISSION | 0 |  | 0 | 81 | TRANPLT | 0 | 0 | 0 | 0 | 0 | 0 | 0 | 0 | 0 | 0 | 0 | 0 | 0 | 0 | 0 | 0 | 0 | 0 | 0 | 0 | 0 | 0 | 0 | 0 | 0 | 0
| RWIP DISTRIBUTION | 0 |  | 0 | 92 | DISTPLT | 0 | 0 | 0 | 0 | 0 | 0 | 0 | 0 | 0 | 0 | 0 | 0 | 0 | 0 | 0 | 0 | 0 | 0 | 0 | 0 | 0 | 0 | 0 | 0 | 0 | 0
| INTANGIBLE | -2236856.7675 |  | -2236856.7675 | 252 | INTPLT | -924262.161 | -111646.1281 | -33648.0742 | -1106.4165 | -51.2911 | -632779.6625 | -134034.9167 | -5486.9425 | -60152.0082 | -190090.9941 | -91094.1344 | -11575.6666 | -5422.6105 | -781.8038 | -11919.382 | -9047.6382 | -4080.5859 | -297.2112 | -8359.76 | -1019.3804 | -924262.161 | -918753.4315 | -359117.2175 | -20967.0201 | -13756.9374 | -2236856.7675
| TOTAL GENERAL PLANT | -25551213.7769 | 0 | -25551213.7769 |  |  | -10564647.8627 | -1273601.741 | -383964.3553 | -12533.526 | -584.2575 | -7239054.6597 | -1526830.5498 | -63274.0756 | -683264.0664 | -2168730.4105 | -1034439.6672 | -131443.6895 | -63008.4514 | -9108.0369 | -135839.075 | -102928.2363 | -46805.5444 | -3344.3284 | -96177.6132 | -11633.63 | -10564647.8627 | -10499843.1648 | -4089994.322 | -238767.3113 | -157961.116 | -25551213.7769
| CONTRA ADJ TO DEPR - GENL | 0 |  | 0 | 96 | GENPLT | 0 | 0 | 0 | 0 | 0 | 0 | 0 | 0 | 0 | 0 | 0 | 0 | 0 | 0 | 0 | 0 | 0 | 0 | 0 | 0 | 0 | 0 | 0 | 0 | 0 | 0
| NON-AFUDC ADJUSTED VALUE | -25551213.7769 | 0 | -25551213.7769 |  |  | -10564647.8627 | -1273601.741 | -383964.3553 | -12533.526 | -584.2575 | -7239054.6597 | -1526830.5498 | -63274.0756 | -683264.0664 | -2168730.4105 | -1034439.6672 | -131443.6895 | -63008.4514 | -9108.0369 | -135839.075 | -102928.2363 | -46805.5444 | -3344.3284 | -96177.6132 | -11633.63 | -10564647.8627 | -10499843.1648 | -4089994.322 | -238767.3113 | -157961.116 | -25551213.7769
| AFUDC ADJ TO DEPR - GENL | 0 |  | 0 | 96 | GENPLT | 0 | 0 | 0 | 0 | 0 | 0 | 0 | 0 | 0 | 0 | 0 | 0 | 0 | 0 | 0 | 0 | 0 | 0 | 0 | 0 | 0 | 0 | 0 | 0 | 0 | 0
| TOTAL GENL ACCUM DEPR | -25551213.7769 | 0 | -25551213.7769 |  |  | -10564647.8627 | -1273601.741 | -383964.3553 | -12533.526 | -584.2575 | -7239054.6597 | -1526830.5498 | -63274.0756 | -683264.0664 | -2168730.4105 | -1034439.6672 | -131443.6895 | -63008.4514 | -9108.0369 | -135839.075 | -102928.2363 | -46805.5444 | -3344.3284 | -96177.6132 | -11633.63 | -10564647.8627 | -10499843.1648 | -4089994.322 | -238767.3113 | -157961.116 | -25551213.7769
| TOT ACCUM PROV FOR DEPR | -452794209.6572 | 0 | -452794209.6572 | 0 | 0 | -187100106.1797 | -22598179.5727 | -6810796.9636 | -223860.7269 | -10380.9393 | -128100918.8006 | -27127700.5742 | -1111288.3167 | -12172387.7991 | -38476395.2532 | -18433555.8888 | -2342413.3538 | -1098735.1841 | -158433.7349 | -2412458.8974 | -1831040.6888 | -826203.5719 | -60112.1047 | -1692904.3009 | -206336.8062 | -187100106.1797 | -185983125.8939 | -72681921.2139 | -4243499.5862 | -2785556.7836 | -452794209.6572
| NET ELECTRIC PLANT IN SERVICE | 1140178011.4577 | 0 | 1140178011.4577 |  |  | 471124241.6402 | 56907088.7043 | 17150854.2217 | 563871.6595 | 26142.8098 | 322552391.6235 | 68316908.2183 | 2797361.5178 | 30657415.3111 | 96891423.1707 | 46427289.9276 | 5899680.6781 | 2764993.2034 | 398663.8222 | 6075303.596 | 4611411.9865 | 2080144.4566 | 151449.7586 | 4261782.7661 | 519592.3858 | 471124241.6402 | 468314618.7548 | 183039466.113 | 10686715.5825 | 7012969.3671 | 1140178011.4577
ADDITIONS TO RATE BASE
PLANT HELD FOR FUTURE USE
| PRODUCTION | 0 |  | 0 | 75 | PRODPLT | 0 | 0 | 0 | 0 | 0 | 0 | 0 | 0 | 0 | 0 | 0 | 0 | 0 | 0 | 0 | 0 | 0 | 0 | 0 | 0 | 0 | 0 | 0 | 0 | 0 | 0
| TRANSMISSION | 0 |  | 0 | 81 | TRANPLT | 0 | 0 | 0 | 0 | 0 | 0 | 0 | 0 | 0 | 0 | 0 | 0 | 0 | 0 | 0 | 0 | 0 | 0 | 0 | 0 | 0 | 0 | 0 | 0 | 0 | 0
| DISTRIBUTION | 0 |  | 0 | 92 | DISTPLT | 0 | 0 | 0 | 0 | 0 | 0 | 0 | 0 | 0 | 0 | 0 | 0 | 0 | 0 | 0 | 0 | 0 | 0 | 0 | 0 | 0 | 0 | 0 | 0 | 0 | 0
| GENERAL | 0 |  | 0 | 96 | GENPLT | 0 | 0 | 0 | 0 | 0 | 0 | 0 | 0 | 0 | 0 | 0 | 0 | 0 | 0 | 0 | 0 | 0 | 0 | 0 | 0 | 0 | 0 | 0 | 0 | 0 | 0
| LIGNITE | 0 |  | 0 | 25 | ENERGY | 0 | 0 | 0 | 0 | 0 | 0 | 0 | 0 | 0 | 0 | 0 | 0 | 0 | 0 | 0 | 0 | 0 | 0 | 0 | 0 | 0 | 0 | 0 | 0 | 0 | 0
| TOTAL PLANT HELD FOR FUTURE USE | 0 | 0 | 0 |  |  | 0 | 0 | 0 | 0 | 0 | 0 | 0 | 0 | 0 | 0 | 0 | 0 | 0 | 0 | 0 | 0 | 0 | 0 | 0 | 0 | 0 | 0 | 0 | 0 | 0 | 0
| CONSTRUCTION WORK IN PROGRESS | 0
| PRODUCTION | 0 |  | 0 | 75 | PRODPLT | 0 | 0 | 0 | 0 | 0 | 0 | 0 | 0 | 0 | 0 | 0 | 0 | 0 | 0 | 0 | 0 | 0 | 0 | 0 | 0 | 0 | 0 | 0 | 0 | 0 | 0
| TRANSMISSION | 0 |  | 0 | 81 | TRANPLT | 0 | 0 | 0 | 0 | 0 | 0 | 0 | 0 | 0 | 0 | 0 | 0 | 0 | 0 | 0 | 0 | 0 | 0 | 0 | 0 | 0 | 0 | 0 | 0 | 0 | 0
| DISTRIBUTION | 0 |  | 0 | 246 | DISTPLTX | 0 | 0 | 0 | 0 | 0 | 0 | 0 | 0 | 0 | 0 | 0 | 0 | 0 | 0 | 0 | 0 | 0 | 0 | 0 | 0 | 0 | 0 | 0 | 0 | 0 | 0
GENERAL
| FUEL | 0 |  | 0 | 25 | ENERGY | 0 | 0 | 0 | 0 | 0 | 0 | 0 | 0 | 0 | 0 | 0 | 0 | 0 | 0 | 0 | 0 | 0 | 0 | 0 | 0 | 0 | 0 | 0 | 0 | 0 | 0
| OTHER | 0 |  | 0 | 96 | GENPLT | 0 | 0 | 0 | 0 | 0 | 0 | 0 | 0 | 0 | 0 | 0 | 0 | 0 | 0 | 0 | 0 | 0 | 0 | 0 | 0 | 0 | 0 | 0 | 0 | 0 | 0
| TOTAL GENERAL | 0 | 0 | 0 |  |  | 0 | 0 | 0 | 0 | 0 | 0 | 0 | 0 | 0 | 0 | 0 | 0 | 0 | 0 | 0 | 0 | 0 | 0 | 0 | 0 | 0 | 0 | 0 | 0 | 0 | 0
| TOTAL CONSTRUCTION WORK IN PROGRESS | 0 | 0 | 0 |  |  | 0 | 0 | 0 | 0 | 0 | 0 | 0 | 0 | 0 | 0 | 0 | 0 | 0 | 0 | 0 | 0 | 0 | 0 | 0 | 0 | 0 | 0 | 0 | 0 | 0 | 0
WORKING CAPITAL
MATERIALS & SUPPLIES
| PRODUCTION | 18654404.3852 |  | 18654404.3852 | 75 | PRODPLT | 7707941.0535 | 931079.7416 | 280610.181 | 9227.0279 | 427.7455 | 5277104.8564 | 1117792.4194 | 45758.6939 | 501641.3662 | 1585275.5195 | 759685.1278 | 96535.9821 | 45222.1932 | 6519.9008 | 99402.4178 | 75453.3341 | 34030.2969 | 2478.6107 | 69716.7317 | 8501.1851 | 7707941.0535 | 7662000.6657 | 2994880.0896 | 174855.7519 | 114726.8243 | 18654404.3852
| TRANSMISSION | 40132.1402 |  | 40132.1402 | 81 | TRANPLT | 16582.4737 | 2003.0778 | 603.6905 | 19.8506 | 0.92023 | 11352.8959 | 2404.762 | 98.4429 | 1079.2058 | 3410.4814 | 1634.3481 | 207.6826 | 97.2887 | 14.0266 | 213.8493 | 162.3265 | 73.2111 | 5.3324 | 149.985 | 18.289 | 16582.4737 | 16483.6399 | 6443.0332 | 376.1758 | 246.8175 | 40132.1402
| DISTRIBUTION | 0 |  | 0 | 92 | DISTPLT | 0 | 0 | 0 | 0 | 0 | 0 | 0 | 0 | 0 | 0 | 0 | 0 | 0 | 0 | 0 | 0 | 0 | 0 | 0 | 0 | 0 | 0 | 0 | 0 | 0 | 0
| TOT PLANT MAT & SUPP | 18694536.5253 | 0 | 18694536.5253 |  |  | 7724523.5272 | 933082.8194 | 281213.8715 | 9246.8785 | 428.6657 | 5288457.7523 | 1120197.1814 | 45857.1368 | 502720.572 | 1588686.0009 | 761319.4759 | 96743.6647 | 45319.4819 | 6533.9274 | 99616.2672 | 75615.6606 | 34103.5079 | 2483.943 | 69866.7168 | 8519.4741 | 7724523.5272 | 7678484.3056 | 3001323.1229 | 175231.9278 | 114973.6418 | 18694536.5253
| PREPAYMENTS | 0
| FAS 87 PENSION | 12425082.1279 |  | 12425082.1279 | 188 | LABORT | 5137717.675 | 619249.071 | 186696.4876 | 6089.9288 | 284.0375 | 3520727.9947 | 742272.2454 | 30796.898 | 332079.4348 | 1054490.0398 | 502743.6835 | 63882.0976 | 30689.622 | 4437.3572 | 66041.3823 | 50032.4389 | 22769.7087 | 1623.9213 | 46801.3781 | 5656.7258 | 5137717.675 | 5106116.6629 | 1988322.2349 | 116073.8211 | 76851.734 | 12425082.1279
| INSURANCE/MISC/AR FAC | 3946264.6747 |  | 3946264.6747 | 99 | RBX | 1630628.9598 | 196955.1781 | 59359.4417 | 1951.2659 | 90.4773 | 1116420.763 | 236437.3151 | 9683.916 | 106095.4992 | 335341.6745 | 160669.0095 | 20416.7608 | 9573.4417 | 1380.4023 | 21026.1638 | 15959.1394 | 7200.2203 | 524.0141 | 14752.7087 | 1798.3237 | 1630628.9598 | 1620898.357 | 633476.788 | 36985.3031 | 24275.2667 | 3946264.6747
| FUEL RELATED | 0 |  | 0 | 25 | ENERGY | 0 | 0 | 0 | 0 | 0 | 0 | 0 | 0 | 0 | 0 | 0 | 0 | 0 | 0 | 0 | 0 | 0 | 0 | 0 | 0 | 0 | 0 | 0 | 0 | 0 | 0
| PLANT | 0 |  | 0 | 97 | PLANT | 0 | 0 | 0 | 0 | 0 | 0 | 0 | 0 | 0 | 0 | 0 | 0 | 0 | 0 | 0 | 0 | 0 | 0 | 0 | 0 | 0 | 0 | 0 | 0 | 0 | 0
| TOTAL PREPAYMENTS | 16371346.8026 | 0 | 16371346.8026 |  |  | 6768346.6348 | 816204.2491 | 246055.9293 | 8041.1947 | 374.5148 | 4637148.7577 | 978709.5605 | 40480.814 | 438174.9341 | 1389831.7143 | 663412.693 | 84298.8584 | 40263.0636 | 5817.7595 | 87067.546 | 65991.5783 | 29969.929 | 2147.9354 | 61554.0868 | 7455.0494 | 6768346.6348 | 6727015.0199 | 2621799.0229 | 153059.1243 | 101127.0007 | 16371346.8026
| FUEL INVENTORY | 0 |  | 0 | 25 | ENERGY | 0 | 0 | 0 | 0 | 0 | 0 | 0 | 0 | 0 | 0 | 0 | 0 | 0 | 0 | 0 | 0 | 0 | 0 | 0 | 0 | 0 | 0 | 0 | 0 | 0 | 0
| MISCELLANEOUS WORKING CAP | -26570606.3565 |  | -26570606.3565 | 99 | RBX | -10979192.6734 | -1326119.4921 | -399673.2324 | -13138.074 | -609.1933 | -7516975.9424 | -1591956.7855 | -65202.8036 | -714351.9198 | -2257890.0207 | -1081800.9833 | -137468.1524 | -64458.9685 | -9294.3908 | -141571.3254 | -107454.5286 | -48479.8246 | -3528.2409 | -99331.5063 | -12108.2986 | -10979192.6734 | -10913675.5232 | -4265264.4355 | -249025.854 | -163447.8704 | -26570606.3565
| TOTAL WORKING CAPITAL | 8495276.9714 | 0 | 8495276.9714 |  |  | 3513677.4886 | 423167.5764 | 127596.5683 | 4149.9992 | 193.9873 | 2408630.5676 | 506949.9564 | 21135.1472 | 226543.5862 | 720627.6945 | 342931.1856 | 43574.3707 | 21123.5771 | 3057.2961 | 45112.4878 | 34152.7103 | 15593.6123 | 1103.6376 | 32089.2973 | 3866.225 | 3513677.4886 | 3491823.8023 | 1357857.7102 | 79265.1981 | 52652.7722 | 8495276.9714
| PLANT ACQ ADJ NET | 0 |  | 0 | 217 | DISTPLTLA | 0 | 0 | 0 | 0 | 0 | 0 | 0 | 0 | 0 | 0 | 0 | 0 | 0 | 0 | 0 | 0 | 0 | 0 | 0 | 0 | 0 | 0 | 0 | 0 | 0 | 0
OTHER ADDITIONS (DEDUCTIONS) TO RATE BASE
| TRADING DEPOSITS | -19205.6014 |  | -19205.6014 | 75 | PRODPLT | -7935.6939 | -958.5911 | -288.9016 | -9.4997 | -0.44038 | -5433.0318 | -1150.8207 | -47.1108 | -516.4638 | -1632.117 | -782.1322 | -99.3884 | -46.5584 | -6.7125 | -102.3395 | -77.6828 | -35.0358 | -2.5518 | -71.7767 | -8.7524 | -7935.6939 | -7888.3961 | -3083.3723 | -180.0224 | -118.1168 | -19205.6014
| Net CCS FEED Study Costs | 0 |  | 0 | 75 | PRODPLT | 0 | 0 | 0 | 0 | 0 | 0 | 0 | 0 | 0 | 0 | 0 | 0 | 0 | 0 | 0 | 0 | 0 | 0 | 0 | 0 | 0 | 0 | 0 | 0 | 0 | 0
| TV Pole Attachments | 0 |  | 0 | 92 | DISTPLT | 0 | 0 | 0 | 0 | 0 | 0 | 0 | 0 | 0 | 0 | 0 | 0 | 0 | 0 | 0 | 0 | 0 | 0 | 0 | 0 | 0 | 0 | 0 | 0 | 0 | 0
| Sabine Mine Closing | 0 |  | 0 | 25 | ENERGY | 0 | 0 | 0 | 0 | 0 | 0 | 0 | 0 | 0 | 0 | 0 | 0 | 0 | 0 | 0 | 0 | 0 | 0 | 0 | 0 | 0 | 0 | 0 | 0 | 0 | 0
| Oxbox Lignite Investment (Acct 1231101) | 0 |  | 0 | 25 | ENERGY | 0 | 0 | 0 | 0 | 0 | 0 | 0 | 0 | 0 | 0 | 0 | 0 | 0 | 0 | 0 | 0 | 0 | 0 | 0 | 0 | 0 | 0 | 0 | 0 | 0 | 0
| IMPAIRED PLANT | -55891789.47 |  | -55891789.47 | 1 | DEMPROD | -23094311.1189 | -2789674.3216 | -840756.1471 | -27645.7555 | -1281.5987 | -15811109.6745 | -3349097.4725 | -137100.8814 | -1503003.4221 | -4749756.881 | -2276146.7132 | -289238.3309 | -135493.4336 | -19534.7391 | -297826.6631 | -226071.1078 | -101960.5959 | -7426.342 | -208883.2649 | -25471.006 | -23094311.1189 | -22956665.8515 | -8973173.5199 | -523897.7709 | -343741.2088 | -55891789.47
| AFFILIATED IPP - GENERATION | 0 |  | 0 | 263 | AVAIL | 0 | 0 | 0 | 0 | 0 | 0 | 0 | 0 | 0 | 0 | 0 | 0 | 0 | 0 | 0 | 0 | 0 | 0 | 0 | 0 | 0 | 0 | 0 | 0 | 0 | 0
| AFFILIATED IPP - TRANSMISSION | 0 |  | 0 | 263 | AVAIL | 0 | 0 | 0 | 0 | 0 | 0 | 0 | 0 | 0 | 0 | 0 | 0 | 0 | 0 | 0 | 0 | 0 | 0 | 0 | 0 | 0 | 0 | 0 | 0 | 0 | 0
| AVAILABLE | 0 |  | 0 | 263 | AVAIL | 0 | 0 | 0 | 0 | 0 | 0 | 0 | 0 | 0 | 0 | 0 | 0 | 0 | 0 | 0 | 0 | 0 | 0 | 0 | 0 | 0 | 0 | 0 | 0 | 0 | 0
| TOTAL OTHER ADDITIONS TO RATE BASE | -55910995.0714 | 0 | -55910995.0714 |  |  | -23102246.8128 | -2790632.9128 | -841045.0487 | -27655.2552 | -1282.0391 | -15816542.7063 | -3350248.2933 | -137147.9922 | -1503519.8858 | -4751388.9979 | -2276928.8454 | -289337.7193 | -135539.992 | -19541.4517 | -297929.0027 | -226148.7906 | -101995.6317 | -7428.8938 | -208955.0416 | -25479.7584 | -23102246.8128 | -22964554.2475 | -8976256.8921 | -524077.7933 | -343859.3256 | -55910995.0714
| TOTAL ADDITIONS-RATE-BASE | -47415718.1 | 0 | -47415718.1 |  |  | -19588569.3242 | -2367465.3363 | -713448.4804 | -23505.256 | -1088.0518 | -13407912.1387 | -2843298.3369 | -116012.845 | -1276976.2996 | -4030761.3035 | -1933997.6598 | -245763.3485 | -114416.4149 | -16484.1556 | -252816.5149 | -191996.0804 | -86402.0194 | -6325.2562 | -176865.7443 | -21613.5334 | -19588569.3242 | -19472730.4452 | -7618399.1819 | -444812.5952 | -291206.5534 | -47415718.1
ALLOCATION OF RATE BASE
DEDUCTIONS FROM RATE BASE
ACCUM DEFERRED INCOME TAX
| PRODUCTION | -230969060.8017 |  | -230969060.8017 | 75 | PRODPLT | -95435687.4164 | -11528141.5056 | -3474368.2302 | -114244.2254 | -5296.1205 | -65338347.3024 | -13839920.0508 | -566560.1714 | -6211060.5523 | -19628050.8504 | -9406023.2028 | -1195257.9486 | -559917.5013 | -80725.9956 | -1230748.6542 | -934223.6478 | -421345.305 | -30688.8588 | -863196.0429 | -105257.2193 | -95435687.4164 | -94866877.6063 | -37081036.0511 | -2164972.3019 | -1420487.426 | -230969060.8017
| CONTRA ADJ TO ADIT PROD | 0 |  | 0 | 75 | PRODPLT | 0 | 0 | 0 | 0 | 0 | 0 | 0 | 0 | 0 | 0 | 0 | 0 | 0 | 0 | 0 | 0 | 0 | 0 | 0 | 0 | 0 | 0 | 0 | 0 | 0 | 0
| NON AFUDC ADJ BASIS | -230969060.8017 | 0 | -230969060.8017 |  |  | -95435687.4164 | -11528141.5056 | -3474368.2302 | -114244.2254 | -5296.1205 | -65338347.3024 | -13839920.0508 | -566560.1714 | -6211060.5523 | -19628050.8504 | -9406023.2028 | -1195257.9486 | -559917.5013 | -80725.9956 | -1230748.6542 | -934223.6478 | -421345.305 | -30688.8588 | -863196.0429 | -105257.2193 | -95435687.4164 | -94866877.6063 | -37081036.0511 | -2164972.3019 | -1420487.426 | -230969060.8017
| AFUDC ADJ TO ADIT - PROD | 0 |  | 0 | 75 | PRODPLT | 0 | 0 | 0 | 0 | 0 | 0 | 0 | 0 | 0 | 0 | 0 | 0 | 0 | 0 | 0 | 0 | 0 | 0 | 0 | 0 | 0 | 0 | 0 | 0 | 0 | 0
| TOTAL PROD ADIT | -230969060.8017 | 0 | -230969060.8017 |  |  | -95435687.4164 | -11528141.5056 | -3474368.2302 | -114244.2254 | -5296.1205 | -65338347.3024 | -13839920.0508 | -566560.1714 | -6211060.5523 | -19628050.8504 | -9406023.2028 | -1195257.9486 | -559917.5013 | -80725.9956 | -1230748.6542 | -934223.6478 | -421345.305 | -30688.8588 | -863196.0429 | -105257.2193 | -95435687.4164 | -94866877.6063 | -37081036.0511 | -2164972.3019 | -1420487.426 | -230969060.8017
| TRANSMISSION | -1922865.1403 |  | -1922865.1403 | 81 | TRANPLT | -794521.811 | -95974.1593 | -28924.8332 | -951.1068 | -44.0913 | -543955.2376 | -115220.1932 | -4716.7305 | -51708.3621 | -163407.5777 | -78307.0861 | -9950.7693 | -4661.4289 | -672.0606 | -10246.2368 | -7777.6048 | -3507.7867 | -255.4911 | -7186.2854 | -876.2881 | -794521.811 | -789786.3518 | -308707.2846 | -18023.8416 | -11825.8512 | -1922865.1403
| CONTRA ADJ TO ADIT TRAN | 0 |  | 0 | 81 | TRANPLT | 0 | 0 | 0 | 0 | 0 | 0 | 0 | 0 | 0 | 0 | 0 | 0 | 0 | 0 | 0 | 0 | 0 | 0 | 0 | 0 | 0 | 0 | 0 | 0 | 0 | 0
| NON AFUDC ADJ BASIS | -1922865.1403 | 0 | -1922865.1403 |  |  | -794521.811 | -95974.1593 | -28924.8332 | -951.1068 | -44.0913 | -543955.2376 | -115220.1932 | -4716.7305 | -51708.3621 | -163407.5777 | -78307.0861 | -9950.7693 | -4661.4289 | -672.0606 | -10246.2368 | -7777.6048 | -3507.7867 | -255.4911 | -7186.2854 | -876.2881 | -794521.811 | -789786.3518 | -308707.2846 | -18023.8416 | -11825.8512 | -1922865.1403
| AFUDC ADJ TO ADIT - TRAN | 0 |  | 0 | 81 | TRANPLT | 0 | 0 | 0 | 0 | 0 | 0 | 0 | 0 | 0 | 0 | 0 | 0 | 0 | 0 | 0 | 0 | 0 | 0 | 0 | 0 | 0 | 0 | 0 | 0 | 0 | 0
| TOTAL TRAN ADIT | -1922865.1403 | 0 | -1922865.1403 |  |  | -794521.811 | -95974.1593 | -28924.8332 | -951.1068 | -44.0913 | -543955.2376 | -115220.1932 | -4716.7305 | -51708.3621 | -163407.5777 | -78307.0861 | -9950.7693 | -4661.4289 | -672.0606 | -10246.2368 | -7777.6048 | -3507.7867 | -255.4911 | -7186.2854 | -876.2881 | -794521.811 | -789786.3518 | -308707.2846 | -18023.8416 | -11825.8512 | -1922865.1403
| DISTRIBUTION | 0 |  | 0 | 92 | DISTPLT | 0 | 0 | 0 | 0 | 0 | 0 | 0 | 0 | 0 | 0 | 0 | 0 | 0 | 0 | 0 | 0 | 0 | 0 | 0 | 0 | 0 | 0 | 0 | 0 | 0 | 0
| CONTRA ADJ TO ADIT DIST | 0 |  | 0 | 92 | DISTPLT | 0 | 0 | 0 | 0 | 0 | 0 | 0 | 0 | 0 | 0 | 0 | 0 | 0 | 0 | 0 | 0 | 0 | 0 | 0 | 0 | 0 | 0 | 0 | 0 | 0 | 0
| NON AFUDC ADJ BASIS | 0 | 0 | 0 |  |  | 0 | 0 | 0 | 0 | 0 | 0 | 0 | 0 | 0 | 0 | 0 | 0 | 0 | 0 | 0 | 0 | 0 | 0 | 0 | 0 | 0 | 0 | 0 | 0 | 0 | 0
| AFUDC ADJ TO ADIT - DIST | 0 |  | 0 | 92 | DISTPLT | 0 | 0 | 0 | 0 | 0 | 0 | 0 | 0 | 0 | 0 | 0 | 0 | 0 | 0 | 0 | 0 | 0 | 0 | 0 | 0 | 0 | 0 | 0 | 0 | 0 | 0
| TOTAL DIST ADIT | 0 | 0 | 0 |  |  | 0 | 0 | 0 | 0 | 0 | 0 | 0 | 0 | 0 | 0 | 0 | 0 | 0 | 0 | 0 | 0 | 0 | 0 | 0 | 0 | 0 | 0 | 0 | 0 | 0 | 0
| GENERAL | 0 |  | 0 | 96 | GENPLT | 0 | 0 | 0 | 0 | 0 | 0 | 0 | 0 | 0 | 0 | 0 | 0 | 0 | 0 | 0 | 0 | 0 | 0 | 0 | 0 | 0 | 0 | 0 | 0 | 0 | 0
| CONTRA ADJ TO ADIT GEN | 0 |  | 0 | 96 | GENPLT | 0 | 0 | 0 | 0 | 0 | 0 | 0 | 0 | 0 | 0 | 0 | 0 | 0 | 0 | 0 | 0 | 0 | 0 | 0 | 0 | 0 | 0 | 0 | 0 | 0 | 0
| NON AFUDC ADJ BASIS | 0 | 0 | 0 |  |  | 0 | 0 | 0 | 0 | 0 | 0 | 0 | 0 | 0 | 0 | 0 | 0 | 0 | 0 | 0 | 0 | 0 | 0 | 0 | 0 | 0 | 0 | 0 | 0 | 0 | 0
| AFUDC ADJ TO ADIT - GEN | 0 |  | 0 | 96 | GENPLT | 0 | 0 | 0 | 0 | 0 | 0 | 0 | 0 | 0 | 0 | 0 | 0 | 0 | 0 | 0 | 0 | 0 | 0 | 0 | 0 | 0 | 0 | 0 | 0 | 0 | 0
| TOTAL GEN ADIT | 0 | 0 | 0 |  |  | 0 | 0 | 0 | 0 | 0 | 0 | 0 | 0 | 0 | 0 | 0 | 0 | 0 | 0 | 0 | 0 | 0 | 0 | 0 | 0 | 0 | 0 | 0 | 0 | 0 | 0
| PLANT RELATED | 0 |  | 0 | 97 | PLANT | 0 | 0 | 0 | 0 | 0 | 0 | 0 | 0 | 0 | 0 | 0 | 0 | 0 | 0 | 0 | 0 | 0 | 0 | 0 | 0 | 0 | 0 | 0 | 0 | 0 | 0
| PLANT RELATED | 0 |  | 0 | 97 | PLANT | 0 | 0 | 0 | 0 | 0 | 0 | 0 | 0 | 0 | 0 | 0 | 0 | 0 | 0 | 0 | 0 | 0 | 0 | 0 | 0 | 0 | 0 | 0 | 0 | 0 | 0
| PLANT RELATED | 0 |  | 0 | 97 | PLANT | 0 | 0 | 0 | 0 | 0 | 0 | 0 | 0 | 0 | 0 | 0 | 0 | 0 | 0 | 0 | 0 | 0 | 0 | 0 | 0 | 0 | 0 | 0 | 0 | 0 | 0
| PLANT RELATED | 0 |  | 0 | 97 | PLANT | 0 | 0 | 0 | 0 | 0 | 0 | 0 | 0 | 0 | 0 | 0 | 0 | 0 | 0 | 0 | 0 | 0 | 0 | 0 | 0 | 0 | 0 | 0 | 0 | 0 | 0
| PLANT RELATED | 0 |  | 0 | 97 | PLANT | 0 | 0 | 0 | 0 | 0 | 0 | 0 | 0 | 0 | 0 | 0 | 0 | 0 | 0 | 0 | 0 | 0 | 0 | 0 | 0 | 0 | 0 | 0 | 0 | 0 | 0
| PLANT RELATED | 0 |  | 0 | 97 | PLANT | 0 | 0 | 0 | 0 | 0 | 0 | 0 | 0 | 0 | 0 | 0 | 0 | 0 | 0 | 0 | 0 | 0 | 0 | 0 | 0 | 0 | 0 | 0 | 0 | 0 | 0
| PLANT RELATED | 0 |  | 0 | 97 | PLANT | 0 | 0 | 0 | 0 | 0 | 0 | 0 | 0 | 0 | 0 | 0 | 0 | 0 | 0 | 0 | 0 | 0 | 0 | 0 | 0 | 0 | 0 | 0 | 0 | 0 | 0
| PLANT RELATED | 0 |  | 0 | 97 | PLANT | 0 | 0 | 0 | 0 | 0 | 0 | 0 | 0 | 0 | 0 | 0 | 0 | 0 | 0 | 0 | 0 | 0 | 0 | 0 | 0 | 0 | 0 | 0 | 0 | 0 | 0
| PLANT RELATED | 0 |  | 0 | 97 | PLANT | 0 | 0 | 0 | 0 | 0 | 0 | 0 | 0 | 0 | 0 | 0 | 0 | 0 | 0 | 0 | 0 | 0 | 0 | 0 | 0 | 0 | 0 | 0 | 0 | 0 | 0
| TOTAL ACCUM DEF INC TAX | -232891925.942 | 0 | -232891925.942 |  |  | -96230209.2274 | -11624115.6649 | -3503293.0634 | -115195.3322 | -5340.2118 | -65882302.54 | -13955140.244 | -571276.9019 | -6262768.9144 | -19791458.4281 | -9484330.2888 | -1205208.7179 | -564578.9301 | -81398.0562 | -1240994.8909 | -942001.2526 | -424853.0917 | -30944.3499 | -870382.3283 | -106133.5074 | -96230209.2274 | -95656663.9582 | -37389743.3357 | -2182996.1436 | -1432313.2773 | -232891925.942
| CUSTOMER DEPOSITS | 0 |  | 0 | 46 | CUSTDEPA | 0 | 0 | 0 | 0 | 0 | 0 | 0 | 0 | 0 | 0 | 0 | 0 | 0 | 0 | 0 | 0 | 0 | 0 | 0 | 0 | 0 | 0 | 0 | 0 | 0 | 0
| PRE-1971 ITC | 0 |  | 0 | 98 | NETPLT | 0 | 0 | 0 | 0 | 0 | 0 | 0 | 0 | 0 | 0 | 0 | 0 | 0 | 0 | 0 | 0 | 0 | 0 | 0 | 0 | 0 | 0 | 0 | 0 | 0 | 0
OTHER DEDUCTIONS
| IPP CREDITS | -65146.4056 |  | -65146.4056 | 81 | TRANPLT | -26918.2893 | -3251.5913 | -979.9694 | -32.2234 | -1.4938 | -18429.1284 | -3903.6442 | -159.8022 | -1751.8722 | -5536.2262 | -2653.0333 | -337.1307 | -157.9286 | -22.7693 | -347.1411 | -263.5042 | -118.8433 | -8.656 | -243.4704 | -29.6885 | -26918.2893 | -26757.8526 | -10458.9602 | -610.6453 | -400.6582 | -65146.4056
| EXCESS EARNINGS DEFERRAL | -2723476 |  | -2723476 | 75 | PRODPLT | -1125331.693 | -135934.2962 | -40968.078 | -1347.1129 | -62.4493 | -770438.3442 | -163193.6761 | -6680.6049 | -73237.8367 | -231444.5287 | -110911.2985 | -14093.9065 | -6602.2777 | -951.8821 | -14512.3958 | -11015.9156 | -4968.301 | -361.8683 | -10178.3923 | -1241.1425 | -1125331.693 | -1118624.5615 | -437241.7301 | -25528.3114 | -16749.704 | -2723476
| ADVANCES FOR CONSTRUCTION | 0 |  | 0 | 92 | DISTPLT | 0 | 0 | 0 | 0 | 0 | 0 | 0 | 0 | 0 | 0 | 0 | 0 | 0 | 0 | 0 | 0 | 0 | 0 | 0 | 0 | 0 | 0 | 0 | 0 | 0 | 0
| TOTAL OTHER DEDUCTIONS | -2788622.4056 | 0 | -2788622.4056 |  |  | -1152249.9823 | -139185.8874 | -41948.0473 | -1379.3363 | -63.9431 | -788867.4726 | -167097.3204 | -6840.407 | -74989.7088 | -236980.7549 | -113564.3318 | -14431.0371 | -6760.2063 | -974.6514 | -14859.5369 | -11279.4198 | -5087.1444 | -370.5243 | -10421.8626 | -1270.831 | -1152249.9823 | -1145382.4141 | -447700.6903 | -26138.9567 | -17150.3623 | -2788622.4056
| TOTAL DEDUCTIONS-RATE BASE | -235680548.3476 | 0 | -235680548.3476 |  |  | -97382459.2097 | -11763301.5523 | -3545241.1107 | -116574.6685 | -5404.1549 | -66671170.0126 | -14122237.5644 | -578117.3089 | -6337758.6232 | -20028439.183 | -9597894.6206 | -1219639.7551 | -571339.1364 | -82372.7076 | -1255854.4278 | -953280.6724 | -429940.236 | -31314.8741 | -880804.1909 | -107404.3384 | -97382459.2097 | -96802046.3723 | -37837444.0259 | -2209135.1002 | -1449463.6395 | -235680548.3476
| TOTAL RATE BASE | 857081745.0101 | 0 | 857081745.0101 |  |  | 354153213.1063 | 42776321.8156 | 12892164.6306 | 423791.735 | 19650.603 | 242473309.4723 | 51351372.317 | 2103231.3639 | 23042680.3883 | 72832222.6842 | 34895397.6472 | 4434277.5745 | 2079237.6521 | 299806.959 | 4566632.6533 | 3466135.2337 | 1563802.2012 | 113809.6282 | 3204112.8308 | 390574.514 | 354153213.1063 | 352039841.9374 | 137583622.9052 | 8032767.887 | 5272299.1742 | 857081745.0101
| RATE OF RETURN | 7.178% |  | 7.178% |  |  | 7.178% | 7.178% | 7.178% | 7.178% | 7.178% | 7.178% | 7.178% | 7.178% | 7.178% | 7.178% | 7.178% | 7.178% | 7.178% | 7.178% | 7.178% | 7.178% | 7.178% | 7.178% | 7.178% | 7.178% | 7.178% | 7.178% | 7.178% | 7.178% | 7.178% | 1.4355
| RETURN ON RATE BASE | 61518070.7462 | 0 | 61518070.7462 |  |  | 25419771.8546 | 3070321.8299 | 925350.587 | 30418.1603 | 1410.4456 | 17403812.7553 | 3685806.3697 | 150961.955 | 1653916.0361 | 5227620.1818 | 2504659.0406 | 318275.594 | 149239.7776 | 21519.0042 | 327775.5387 | 248786.0158 | 112243.7796 | 8168.8226 | 229979.0434 | 28033.9544 | 25419771.8546 | 25268082.1029 | 9875229.6344 | 576561.5544 | 378425.6 | 61518070.7462
ALLOCATION OF REV DEDUCTIONS
OPERATION & MAINTENANCE EXPENSE
POWER PRODUCTION EXPENSES
STEAM POWER GENERATION
OPERATION
| 500-SUPERVISION & ENGINEERI NG | 4979617.0127 |  | 4979617.0127 | 175 | LAB501_507 | 2057562.0433 | 248542.9406 | 74906.2367 | 2463.0679 | 114.1826 | 1408673.2859 | 298384.126 | 12214.851 | 133908.4234 | 423174.323 | 202790.7677 | 25769.3684 | 12071.6372 | 1740.4259 | 26534.5363 | 20141.5547 | 9084.0662 | 661.6417 | 18610.2229 | 2269.311 | 2057562.0433 | 2045298.6908 | 799454.9457 | 46676.091 | 30625.2419 | 4979617.0127
501-FUEL
| DIRECT ASSIGNED COMMODITY FUEL | 0 |  | 0 | 25 | ENERGY | 0 | 0 | 0 | 0 | 0 | 0 | 0 | 0 | 0 | 0 | 0 | 0 | 0 | 0 | 0 | 0 | 0 | 0 | 0 | 0 | 0 | 0 | 0 | 0 | 0 | 0
| DIRECT ASSIGNED OFF SYSTEM WSALE | 0 |  | 0 | 33 | PROPFUEL | 0 | 0 | 0 | 0 | 0 | 0 | 0 | 0 | 0 | 0 | 0 | 0 | 0 | 0 | 0 | 0 | 0 | 0 | 0 | 0 | 0 | 0 | 0 | 0 | 0 | 0
| DIRECT ASSIGNED RETAIL NFIRM | 0 |  | 0 | 33 | PROPFUEL | 0 | 0 | 0 | 0 | 0 | 0 | 0 | 0 | 0 | 0 | 0 | 0 | 0 | 0 | 0 | 0 | 0 | 0 | 0 | 0 | 0 | 0 | 0 | 0 | 0 | 0
| NON-ELIGIBLE | 0 |  | 0 | 25 | ENERGY | 0 | 0 | 0 | 0 | 0 | 0 | 0 | 0 | 0 | 0 | 0 | 0 | 0 | 0 | 0 | 0 | 0 | 0 | 0 | 0 | 0 | 0 | 0 | 0 | 0 | 0
| MINE CLOSING | 0 |  | 0 | 28 | MINECLOSE | 0 | 0 | 0 | 0 | 0 | 0 | 0 | 0 | 0 | 0 | 0 | 0 | 0 | 0 | 0 | 0 | 0 | 0 | 0 | 0 | 0 | 0 | 0 | 0 | 0 | 0
| AVAILABLE | 0 |  | 0 | 28 | MINECLOSE | 0 | 0 | 0 | 0 | 0 | 0 | 0 | 0 | 0 | 0 | 0 | 0 | 0 | 0 | 0 | 0 | 0 | 0 | 0 | 0 | 0 | 0 | 0 | 0 | 0 | 0
| TOTAL ACCOUNT 501 | 0 | 0 | 0 |  |  | 0 | 0 | 0 | 0 | 0 | 0 | 0 | 0 | 0 | 0 | 0 | 0 | 0 | 0 | 0 | 0 | 0 | 0 | 0 | 0 | 0 | 0 | 0 | 0 | 0 | 0
| 502-STEAM | 3786708.2455 |  | 3786708.2455 | 75 | PRODPLT | 1564655.9033 | 189002.4073 | 56961.8233 | 1873.0195 | 86.8292 | 1071213.857 | 226903.7212 | 9288.6816 | 101829.5443 | 321799.3862 | 154210.5488 | 19596.1014 | 9179.7759 | 1323.4924 | 20177.967 | 15316.4774 | 6907.9024 | 503.1399 | 14151.9889 | 1725.6787 | 1564655.9033 | 1555330.3391 | 607938.849 | 35494.4443 | 23288.7099 | 3786708.2455
| 505-ELECTRIC | 3123364.3677 |  | 3123364.3677 | 75 | PRODPLT | 1290564.3052 | 155893.5482 | 46983.4267 | 1544.9097 | 71.6187 | 883561.9156 | 187155.4267 | 7661.519 | 83991.3586 | 265427.5617 | 127196.4202 | 16163.3167 | 7571.6911 | 1091.6471 | 16643.2529 | 12633.3841 | 5697.7974 | 415.0014 | 11672.8871 | 1423.3796 | 1290564.3052 | 1282872.3646 | 501441.9954 | 29276.637 | 19209.0655 | 3123364.3677
| 506-MISCELLANEOUS POWER | 5366643.0051 |  | 5366643.0051 | 75 | PRODPLT | 2217479.9626 | 267860.205 | 80728.1023 | 2654.5026 | 123.0571 | 1518158.2472 | 321575.149 | 13164.2142 | 144316.0593 | 456064.2946 | 218552.0799 | 27772.2163 | 13009.8695 | 1875.6954 | 28596.8546 | 21706.9974 | 9790.0984 | 713.0658 | 20056.6474 | 2445.6865 | 2217479.9626 | 2204263.4773 | 861590.215 | 50303.852 | 33005.4981 | 5366643.0051
| 507-RENTS | 175157.7096 |  | 175157.7096 | 75 | PRODPLT | 72374.6132 | 8742.482 | 2634.8221 | 86.6383 | 4.0164 | 49549.9927 | 10495.6425 | 429.6566 | 4710.2202 | 14885.1297 | 7133.1523 | 906.4359 | 424.6191 | 61.2194 | 933.3506 | 708.4779 | 319.5314 | 23.2732 | 654.6134 | 79.8229 | 72374.6132 | 71943.2505 | 28120.7765 | 1641.8285 | 1077.2409 | 175157.7096
| 509-ALLOWANCE EXPENSE | -11658.2447 |  | -11658.2447 | 75 | PRODPLT | -4817.15 | -581.887 | -175.37 | -5.7665 | -0.26732 | -3297.9761 | -698.5748 | -28.5973 | -313.5055 | -990.7328 | -474.7723 | -60.3311 | -28.262 | -4.0747 | -62.1225 | -47.1553 | -21.2676 | -1.549 | -43.5701 | -5.3129 | -4817.15 | -4788.4391 | -1871.6784 | -109.2777 | -71.6996 | -11658.2447
| TOTAL STEAM OPERATION | 17419832.0959 | 0 | 17419832.0959 |  |  | 7197819.6776 | 869459.6961 | 262039.0411 | 8616.3715 | 399.4367 | 4927859.3223 | 1043815.4906 | 42730.3251 | 468442.1004 | 1480359.9625 | 709408.1966 | 90147.1076 | 42229.3307 | 6088.4055 | 92823.839 | 70459.7362 | 31778.1284 | 2314.5731 | 65102.7894 | 7938.5658 | 7197819.6776 | 7154919.6833 | 2796675.1032 | 163283.5751 | 107134.0567 | 17419832.0959
MAINTENANCE
| 510-SUPERVISION & ENGINEERING | 520624.9688 |  | 520624.9688 | 176 | LAB511_514 | 215120.595 | 25985.4644 | 7831.5375 | 257.5167 | 11.9379 | 147278.4922 | 31196.4205 | 1277.0774 | 14000.2873 | 44243.3862 | 21202.0195 | 2694.2186 | 1262.1042 | 181.9636 | 2774.2178 | 2105.8239 | 949.7501 | 69.1754 | 1945.7213 | 237.2592 | 215120.595 | 213838.4467 | 83583.9795 | 4880.0417 | 3201.906 | 520624.9688
| 511-STRUCTURES | 2741602.317 |  | 2741602.317 | 75 | PRODPLT | 1132821.43 | 136839.018 | 41240.7444 | 1356.0787 | 62.8649 | 775566.0595 | 164279.825 | 6725.0682 | 73725.2771 | 232984.9266 | 111649.4777 | 14187.7096 | 6646.2197 | 958.2174 | 14608.9842 | 11089.2329 | 5001.368 | 364.2767 | 10246.1354 | 1249.403 | 1132821.43 | 1126069.6586 | 440151.8281 | 25698.2171 | 16861.1831 | 2741602.317
| 512-BOILER PLANT | 0 |  | 0 | 25 | ENERGY | 0 | 0 | 0 | 0 | 0 | 0 | 0 | 0 | 0 | 0 | 0 | 0 | 0 | 0 | 0 | 0 | 0 | 0 | 0 | 0 | 0 | 0 | 0 | 0 | 0 | 0
| 513-ELECTRIC PLANT | 0 |  | 0 | 25 | ENERGY | 0 | 0 | 0 | 0 | 0 | 0 | 0 | 0 | 0 | 0 | 0 | 0 | 0 | 0 | 0 | 0 | 0 | 0 | 0 | 0 | 0 | 0 | 0 | 0 | 0 | 0
| 514-MISC STEAM PLANT | 2646157.2703 |  | 2646157.2703 | 75 | PRODPLT | 1093383.8377 | 132075.1591 | 39805.0056 | 1308.8688 | 60.6764 | 748565.8128 | 158560.6528 | 6490.9443 | 71158.6348 | 224873.8826 | 107762.5574 | 13693.7844 | 6414.8409 | 924.8584 | 14100.3929 | 10703.1768 | 4827.2524 | 351.5949 | 9889.4305 | 1205.9068 | 1093383.8377 | 1086867.1198 | 424828.5584 | 24803.5697 | 16274.1846 | 2646157.2703
| TOTAL STEAM MAINTENANCE | 5908384.5561 | 0 | 5908384.5561 |  |  | 2441325.8627 | 294899.6415 | 88877.2874 | 2922.4642 | 135.4793 | 1671410.3646 | 354036.8983 | 14493.0899 | 158884.1991 | 502102.1955 | 240614.0547 | 30575.7125 | 14323.1648 | 2065.0395 | 31483.5949 | 23898.2336 | 10778.3704 | 785.047 | 22081.2872 | 2692.569 | 2441325.8627 | 2426775.2252 | 948564.366 | 55381.8285 | 36337.2737 | 5908384.5561
| TOTAL STEAM GENERATION EXPENSE | 23328216.652 | 0 | 23328216.652 |  |  | 9639145.5403 | 1164359.3376 | 350916.3285 | 11538.8357 | 534.916 | 6599269.6869 | 1397852.3888 | 57223.415 | 627326.2995 | 1982462.1579 | 950022.2512 | 120722.8201 | 56552.4955 | 8153.4449 | 124307.4339 | 94357.9698 | 42556.4988 | 3099.6201 | 87184.0767 | 10631.1348 | 9639145.5403 | 9581694.9085 | 3745239.4692 | 218665.4036 | 143471.3304 | 23328216.652
POWER PRODUCTION EXPENSES-OTHER
OPERATION
| 546-OPERATION & SUPERVISION | 2372.5812 |  | 2372.5812 | 75 | PRODPLT | 980.3431 | 118.4204 | 35.6897 | 1.1735 | 0.054403 | 671.1744 | 142.1677 | 5.8199 | 63.8018 | 201.625 | 96.6214 | 12.278 | 5.7516 | 0.82924 | 12.6426 | 9.5966 | 4.3282 | 0.31524 | 8.867 | 1.0812 | 980.3431 | 974.5001 | 380.9072 | 22.2392 | 14.5917 | 2372.5812
| 547-FUEL | 0 |  | 0 | 25 | ENERGY | 0 | 0 | 0 | 0 | 0 | 0 | 0 | 0 | 0 | 0 | 0 | 0 | 0 | 0 | 0 | 0 | 0 | 0 | 0 | 0 | 0 | 0 | 0 | 0 | 0 | 0
| 548-GEN EXP | 67818.7109 |  | 67818.7109 | 75 | PRODPLT | 28022.4774 | 3384.9715 | 1020.1677 | 33.5452 | 1.5551 | 19185.0912 | 4063.7717 | 166.3573 | 1823.734 | 5763.3222 | 2761.8607 | 350.9598 | 164.4068 | 23.7033 | 361.3808 | 274.3131 | 123.7183 | 9.0111 | 253.4575 | 30.9063 | 28022.4774 | 27855.4596 | 10887.9867 | 635.6939 | 417.0932 | 67818.7109
| 549-MISCELLANEOUS OTHER POWER GEN | -80.8576 |  | -80.8576 | 75 | PRODPLT | -33.4101 | -4.0358 | -1.2163 | -0.039995 | -0.0018541 | -22.8736 | -4.8451 | -0.19834 | -2.1744 | -6.8714 | -3.2929 | -0.41844 | -0.19602 | -0.028261 | -0.43086 | -0.32705 | -0.1475 | -0.010744 | -0.30219 | -0.036848 | -33.4101 | -33.211 | -12.9813 | -0.75791 | -0.49728 | -80.8576
| 550-RENTS | 0 |  | 0 | 75 | PRODPLT | 0 | 0 | 0 | 0 | 0 | 0 | 0 | 0 | 0 | 0 | 0 | 0 | 0 | 0 | 0 | 0 | 0 | 0 | 0 | 0 | 0 | 0 | 0 | 0 | 0 | 0
| TOTAL OTHER POWER OPERATION | 70110.4345 | 0 | 70110.4345 |  |  | 28969.4104 | 3499.3562 | 1054.6411 | 34.6787 | 1.6076 | 19833.392 | 4201.0943 | 171.9788 | 1885.3614 | 5958.0758 | 2855.1892 | 362.8194 | 169.9624 | 24.5043 | 373.5926 | 283.5827 | 127.899 | 9.3156 | 262.0223 | 31.9507 | 28969.4104 | 28796.7487 | 11255.9125 | 657.1752 | 431.1876 | 70110.4345
MAINTENANCE
| 551-SUPERVISION & ENGINEERING | 0 |  | 0 | 178 | LAB552_554 | 0 | 0 | 0 | 0 | 0 | 0 | 0 | 0 | 0 | 0 | 0 | 0 | 0 | 0 | 0 | 0 | 0 | 0 | 0 | 0 | 0 | 0 | 0 | 0 | 0 | 0
| 552-STRUCTURES | 0 |  | 0 | 75 | PRODPLT | 0 | 0 | 0 | 0 | 0 | 0 | 0 | 0 | 0 | 0 | 0 | 0 | 0 | 0 | 0 | 0 | 0 | 0 | 0 | 0 | 0 | 0 | 0 | 0 | 0 | 0
| 553-GENERAL & ELECTRIC PLANT | 393105.0933 |  | 393105.0933 | 75 | PRODPLT | 162429.7847 | 19620.6848 | 5913.3108 | 194.4416 | 9.0139 | 111204.6654 | 23555.2894 | 964.275 | 10571.1108 | 33406.5815 | 16008.8785 | 2034.307 | 952.9693 | 137.3942 | 2094.7116 | 1590.0315 | 717.122 | 52.2319 | 1469.1438 | 179.1459 | 162429.7847 | 161461.6808 | 63111.2413 | 3684.743 | 2417.6435 | 393105.0933
| 554-MISCELLANEOUS OTHER GEN | 8796.5507 |  | 8796.5507 | 75 | PRODPLT | 3634.707 | 439.054 | 132.3227 | 4.351 | 0.2017 | 2488.4376 | 527.099 | 21.5777 | 236.5508 | 747.5423 | 358.2322 | 45.5219 | 21.3247 | 3.0745 | 46.8736 | 35.5803 | 16.0471 | 1.1688 | 32.8752 | 4.0088 | 3634.707 | 3613.0437 | 1412.2464 | 82.4539 | 54.0998 | 8796.5507
| TOTAL OTHER POWER MAINTENANCE | 401901.644 | 0 | 401901.644 |  |  | 166064.4917 | 20059.7388 | 6045.6336 | 198.7926 | 9.2156 | 113693.1029 | 24082.3884 | 985.8527 | 10807.6616 | 34154.1238 | 16367.1107 | 2079.8289 | 974.294 | 140.4686 | 2141.5851 | 1625.6118 | 733.1691 | 53.4007 | 1502.019 | 183.1546 | 166064.4917 | 165074.7245 | 64523.4877 | 3767.1969 | 2471.7433 | 401901.644
| TOTAL OTHER POWER | 472012.0785 | 0 | 472012.0785 |  |  | 195033.9021 | 23559.0949 | 7100.2747 | 233.4713 | 10.8232 | 133526.4949 | 28283.4827 | 1157.8315 | 12693.023 | 40112.1996 | 19222.2999 | 2442.6483 | 1144.2564 | 164.9729 | 2515.1777 | 1909.1944 | 861.068 | 62.7162 | 1764.0413 | 215.1053 | 195033.9021 | 193871.4732 | 75779.4002 | 4424.3721 | 2902.9309 | 472012.0785
OTHER GENERATION EXPENSES
| 555-PURCHASED POWER DEMAND | 3335692.735 |  | 3335692.735 | 1 | DEMPROD | 1378297.7169 | 166491.2943 | 50177.391 | 1649.9337 | 76.4874 | 943627.0367 | 199878.3759 | 8182.3541 | 89701.1465 | 283471.5022 | 135843.3166 | 17262.1097 | 8086.4196 | 1165.858 | 17774.6722 | 13492.2098 | 6085.1374 | 443.2135 | 12466.4176 | 1520.1419 | 1378297.7169 | 1370082.8731 | 535530.3526 | 31266.882 | 20514.9104 | 3335692.735
| 555-PURCHASED POWER ENERGY | 0 |  | 0 | 25 | ENERGY | 0 | 0 | 0 | 0 | 0 | 0 | 0 | 0 | 0 | 0 | 0 | 0 | 0 | 0 | 0 | 0 | 0 | 0 | 0 | 0 | 0 | 0 | 0 | 0 | 0 | 0
| 555-PURCHASED POWER FUEL | 0 |  | 0 | 25 | ENERGY | 0 | 0 | 0 | 0 | 0 | 0 | 0 | 0 | 0 | 0 | 0 | 0 | 0 | 0 | 0 | 0 | 0 | 0 | 0 | 0 | 0 | 0 | 0 | 0 | 0 | 0
| TOTAL ACCOUNT 555 | 3335692.735 | 0 | 3335692.735 |  |  | 1378297.7169 | 166491.2943 | 50177.391 | 1649.9337 | 76.4874 | 943627.0367 | 199878.3759 | 8182.3541 | 89701.1465 | 283471.5022 | 135843.3166 | 17262.1097 | 8086.4196 | 1165.858 | 17774.6722 | 13492.2098 | 6085.1374 | 443.2135 | 12466.4176 | 1520.1419 | 1378297.7169 | 1370082.8731 | 535530.3526 | 31266.882 | 20514.9104 | 3335692.735
| 556-SYSTEM DISPATCHING | 568083.5451 |  | 568083.5451 | 75 | PRODPLT | 234730.329 | 28354.2197 | 8545.4364 | 280.9912 | 13.0262 | 160703.9481 | 34040.1906 | 1393.4919 | 15276.5106 | 48276.4777 | 23134.7306 | 2939.8153 | 1377.1538 | 198.5509 | 3027.107 | 2297.7843 | 1036.3264 | 75.4813 | 2123.0873 | 258.887 | 234730.329 | 233331.304 | 91203.2388 | 5324.8913 | 3493.7819 | 568083.5451
| 557-Fuel Related | 0 |  | 0 | 31 | FUELADJ | 0 | 0 | 0 | 0 | 0 | 0 | 0 | 0 | 0 | 0 | 0 | 0 | 0 | 0 | 0 | 0 | 0 | 0 | 0 | 0 | 0 | 0 | 0 | 0 | 0 | 0
| 557-OTHER | 1181575.6621 |  | 1181575.6621 | 75 | PRODPLT | 488223.3367 | 58974.8748 | 17773.9344 | 584.4428 | 27.0935 | 334253.4308 | 70801.3127 | 2898.3696 | 31774.1171 | 100411.8348 | 48118.6876 | 6114.6185 | 2864.3875 | 412.9725 | 6296.1795 | 4779.2372 | 2155.4894 | 156.996 | 4415.879 | 538.4677 | 488223.3367 | 485313.4586 | 189696.6181 | 11075.4166 | 7266.832 | 1181575.6621
| TOTAL OTHER PRODUCTION EXPENSE | 5085351.9422 | 0 | 5085351.9422 |  |  | 2101251.3826 | 253820.3887 | 76496.7618 | 2515.3676 | 116.6071 | 1438584.4156 | 304719.8792 | 12474.2156 | 136751.7742 | 432159.8147 | 207096.7349 | 26316.5435 | 12327.9609 | 1777.3813 | 27097.9586 | 20569.2313 | 9276.9532 | 675.6907 | 19005.3839 | 2317.4966 | 2101251.3826 | 2088727.6357 | 816430.2095 | 47667.19 | 31275.5244 | 5085351.9422
| TOTAL PRODUCTION O&M EXPENSE | 28885580.6726 | 0 | 28885580.6726 |  |  | 11935430.825 | 1441738.8212 | 434513.3649 | 14287.6746 | 662.3464 | 8171380.5973 | 1730855.7507 | 70855.4621 | 776771.0966 | 2454734.1723 | 1176341.2861 | 149482.0119 | 70024.7128 | 10095.7992 | 153920.5702 | 116836.3955 | 52694.52 | 3838.0271 | 107953.5019 | 13163.7367 | 11935430.825 | 11864294.0173 | 4637449.0789 | 270756.9657 | 177649.7856 | 28885580.6726
TRANSMISSION EXPENSES
OPERATION
| 560-SUPERVISION & ENGR | 33134.9744 |  | 33134.9744 | 179 | LAB561_567 | 13691.2669 | 1653.8348 | 498.4352 | 16.3896 | 0.75978 | 9373.4826 | 1985.4841 | 81.2791 | 891.0429 | 2815.8532 | 1349.3943 | 171.4725 | 80.3261 | 11.581 | 176.564 | 134.0243 | 60.4465 | 4.4026 | 123.8347 | 15.1003 | 13691.2669 | 13609.6651 | 5319.67 | 310.5884 | 203.7841 | 33134.9744
| 561-LOAD DISPATCHING | 25830.6318 |  | 25830.6318 | 81 | TRANPLT | 10673.1356 | 1289.26 | 388.5591 | 12.7766 | 0.5923 | 7307.1726 | 1547.7999 | 63.3618 | 694.6195 | 2195.1206 | 1051.931 | 133.6727 | 62.6189 | 9.0281 | 137.6419 | 104.4797 | 47.1215 | 3.4321 | 96.5363 | 11.7715 | 10673.1356 | 10609.5222 | 4146.9909 | 242.1216 | 158.8615 | 25830.6318
| SPP FEES | 0 |  | 0 | 17 | SPPDEMAND | 0 | 0 | 0 | 0 | 0 | 0 | 0 | 0 | 0 | 0 | 0 | 0 | 0 | 0 | 0 | 0 | 0 | 0 | 0 | 0 | 0 | 0 | 0 | 0 | 0 | 0
| 562-STATION EQUIPMENT | 11495.6552 |  | 11495.6552 | 78 | TRANSUB | 4749.9685 | 573.7718 | 172.9242 | 5.6861 | 0.2636 | 3251.9815 | 688.8323 | 28.1985 | 309.1332 | 976.9157 | 468.151 | 59.4897 | 27.8679 | 4.0178 | 61.2561 | 46.4976 | 20.9709 | 1.5274 | 42.9625 | 5.2388 | 4749.9685 | 4721.658 | 1845.5753 | 107.7537 | 70.6997 | 11495.6552
| 563-OVERHEAD LINES | 0 |  | 0 | 79 | TRANOHLN | 0 | 0 | 0 | 0 | 0 | 0 | 0 | 0 | 0 | 0 | 0 | 0 | 0 | 0 | 0 | 0 | 0 | 0 | 0 | 0 | 0 | 0 | 0 | 0 | 0 | 0
| 564-UNDERGROUND LINES | 0 |  | 0 | 80 | TRANUGLN | 0 | 0 | 0 | 0 | 0 | 0 | 0 | 0 | 0 | 0 | 0 | 0 | 0 | 0 | 0 | 0 | 0 | 0 | 0 | 0 | 0 | 0 | 0 | 0 | 0 | 0
565-TRANSMISSION FOR OTHERS
| OATT AFFILIATED | 0 |  | 0 | 81 | TRANPLT | 0 | 0 | 0 | 0 | 0 | 0 | 0 | 0 | 0 | 0 | 0 | 0 | 0 | 0 | 0 | 0 | 0 | 0 | 0 | 0 | 0 | 0 | 0 | 0 | 0 | 0
| SPP FEES | 0 |  | 0 | 17 | SPPDEMAND | 0 | 0 | 0 | 0 | 0 | 0 | 0 | 0 | 0 | 0 | 0 | 0 | 0 | 0 | 0 | 0 | 0 | 0 | 0 | 0 | 0 | 0 | 0 | 0 | 0 | 0
| 3RD PARTY WHEELING | 283251.008 | 0 | 283251.008 |  |  | 117038.4231 | 14137.6412 | 4260.8231 | 140.1044 | 6.4949 | 80128.2764 | 16972.7118 | 694.8062 | 7616.9906 | 24071.0386 | 11535.1621 | 1465.8155 | 686.6599 | 98.9991 | 1509.3398 | 1145.6937 | 516.7206 | 37.6356 | 1058.5883 | 129.0831 | 117038.4231 | 116340.858 | 45474.6658 | 2655.0335 | 1742.0277 | 283251.008
| CLECO | 108410.3413 |  | 108410.3413 | 1 | DEMPROD | 44794.8111 | 5410.9834 | 1630.7701 | 53.623 | 2.4858 | 30667.9713 | 6496.0668 | 265.9273 | 2915.2961 | 9212.8516 | 4414.9211 | 561.0203 | 262.8094 | 37.8905 | 577.6786 | 438.4981 | 197.7676 | 14.4045 | 405.1598 | 49.4048 | 44794.8111 | 44527.8278 | 17404.789 | 1016.1767 | 666.7366 | 108410.3413
| ONCOR | 6428.5368 |  | 6428.5368 | 1 | DEMPROD | 2656.2511 | 320.8615 | 96.7017 | 3.1797 | 0.14741 | 1818.5551 | 385.205 | 15.769 | 172.8718 | 546.3054 | 261.7968 | 33.2675 | 15.5841 | 2.2468 | 34.2553 | 26.0021 | 11.7273 | 0.85416 | 24.0252 | 2.9296 | 2656.2511 | 2640.4195 | 1032.0725 | 60.2574 | 39.5363 | 6428.5368
| MISO | 46366.2762 |  | 46366.2762 | 1 | DEMPROD | 19158.3991 | 2314.2363 | 697.4679 | 22.9342 | 1.0632 | 13116.4575 | 2778.3182 | 113.7351 | 1246.8499 | 3940.2664 | 1888.2281 | 239.9441 | 112.4016 | 16.2055 | 247.0687 | 187.5423 | 84.5837 | 6.1607 | 173.2838 | 21.13 | 19158.3991 | 19044.2124 | 7443.8955 | 434.611 | 285.1582 | 46366.2762
| PT TO PT | 3.0004 |  | 3.0004 | 1 | DEMPROD | 1.2398 | 0.14976 | 0.045134 | 0.0014841 | 6.8799e-05 | 0.84878 | 0.17979 | 0.0073599 | 0.080685 | 0.25498 | 0.12219 | 0.015527 | 0.0072736 | 0.0010487 | 0.015988 | 0.012136 | 0.0054735 | 0.00039866 | 0.011213 | 0.0013673 | 1.2398 | 1.2324 | 0.4817 | 0.028124 | 0.018453 | 3.0004
| SPP ANNUAL FEE | 2010.2721 |  | 2010.2721 | 1 | DEMPROD | 830.6381 | 100.3368 | 30.2397 | 0.99434 | 0.046096 | 568.6816 | 120.4577 | 4.9311 | 54.0589 | 170.8355 | 81.8667 | 10.4031 | 4.8733 | 0.70261 | 10.712 | 8.1311 | 3.6672 | 0.2671 | 7.5129 | 0.91612 | 830.6381 | 825.6874 | 322.7401 | 18.8431 | 12.3634 | 2010.2721
| CRAIG JUNCTION FAC CHARGE | 14737.995 |  | 14737.995 | 1 | DEMPROD | 6089.693 | 735.6037 | 221.6973 | 7.2899 | 0.33794 | 4169.2001 | 883.1169 | 36.1519 | 396.324 | 1252.454 | 600.1926 | 76.2687 | 35.728 | 5.1511 | 78.5333 | 59.6122 | 26.8858 | 1.9582 | 55.08 | 6.7164 | 6089.693 | 6053.3976 | 2366.1183 | 138.1456 | 90.6404 | 14737.995
| RTO AFFILIATED PROVISION | -111255.0597 |  | -111255.0597 | 1 | DEMPROD | -45970.2397 | -5552.9692 | -1673.562 | -55.0301 | -2.5511 | -31472.7077 | -6666.5255 | -272.9053 | -2991.7943 | -9454.5995 | -4530.7699 | -575.7416 | -269.7056 | -38.8848 | -592.837 | -450.0045 | -202.957 | -14.7825 | -415.7913 | -50.7012 | -45970.2397 | -45696.2508 | -17861.4957 | -1042.8415 | -684.232 | -111255.0597
| SPP SCH 2 | 174282.9246 |  | 174282.9246 | 1 | DEMPROD | 72013.1547 | 8698.8197 | 2621.6631 | 86.2056 | 3.9963 | 49302.5266 | 10443.2244 | 427.5108 | 4686.6961 | 14810.7893 | 7097.5274 | 901.9089 | 422.4984 | 60.9136 | 928.6892 | 704.9396 | 317.9356 | 23.157 | 651.3441 | 79.4242 | 72013.1547 | 71583.9464 | 27980.3338 | 1633.6288 | 1071.8609 | 174282.9246
| SCH 1 | 54626.0609 |  | 54626.0609 | 1 | DEMPROD | 22571.3161 | 2726.4992 | 821.7163 | 27.0197 | 1.2526 | 15453.0504 | 3273.2536 | 133.9961 | 1468.9663 | 4642.1936 | 2224.601 | 282.6882 | 132.425 | 19.0924 | 291.0821 | 220.9515 | 99.6516 | 7.2582 | 204.1529 | 24.8942 | 22571.3161 | 22436.7879 | 8769.9665 | 512.0336 | 335.9568 | 54626.0609
| SCH 1A | -12359.3396 |  | -12359.3396 | 1 | DEMPROD | -5106.8402 | -616.8801 | -185.9162 | -6.1133 | -0.2834 | -3496.3074 | -740.5852 | -30.3171 | -332.3588 | -1050.3127 | -503.3238 | -63.9592 | -29.9616 | -4.3197 | -65.8583 | -49.9911 | -22.5465 | -1.6422 | -46.1903 | -5.6324 | -5106.8402 | -5076.4027 | -1984.236 | -115.8494 | -76.0114 | -12359.3396
| TOTAL TRANSMISSION BY OTHERS | 283251.008 | 0 | 283251.008 | 1 | DEMPROD | 117038.4231 | 14137.6412 | 4260.8231 | 140.1044 | 6.4949 | 80128.2764 | 16972.7118 | 694.8062 | 7616.9906 | 24071.0386 | 11535.1621 | 1465.8155 | 686.6599 | 98.9991 | 1509.3398 | 1145.6937 | 516.7206 | 37.6356 | 1058.5883 | 129.0831 | 117038.4231 | 116340.858 | 45474.6658 | 2655.0335 | 1742.0277 | 283251.008
| 566-MISC TRANSMISSION | 35470.2514 |  | 35470.2514 | 81 | TRANPLT | 14656.196 | 1770.3933 | 533.5637 | 17.5447 | 0.81333 | 10034.1041 | 2125.4165 | 87.0075 | 953.8415 | 3014.308 | 1444.4965 | 183.5575 | 85.9873 | 12.3972 | 189.0078 | 143.4701 | 64.7066 | 4.7129 | 132.5623 | 16.1645 | 14656.196 | 14568.843 | 5694.5881 | 332.4779 | 218.1463 | 35470.2514
| 566-MISC TRANSMISSION SPP | 0 |  | 0 | 17 | SPPDEMAND | 0 | 0 | 0 | 0 | 0 | 0 | 0 | 0 | 0 | 0 | 0 | 0 | 0 | 0 | 0 | 0 | 0 | 0 | 0 | 0 | 0 | 0 | 0 | 0 | 0 | 0
| 567-RENTS | 200.5792 |  | 200.5792 | 81 | TRANPLT | 82.8787 | 10.0113 | 3.0172 | 0.099212 | 0.0045993 | 56.7414 | 12.0189 | 0.49201 | 5.3938 | 17.0455 | 8.1684 | 1.038 | 0.48625 | 0.070104 | 1.0688 | 0.8113 | 0.36591 | 0.026651 | 0.74962 | 0.091408 | 82.8787 | 82.3847 | 32.2021 | 1.8801 | 1.2336 | 200.5792
| 5757-SPP Admin-MAM&SC | 0 |  | 0 | 3 | DEMTRANS | 0 | 0 | 0 | 0 | 0 | 0 | 0 | 0 | 0 | 0 | 0 | 0 | 0 | 0 | 0 | 0 | 0 | 0 | 0 | 0 | 0 | 0 | 0 | 0 | 0 | 0
| TOTAL TRANSMISSION OPERATION | 389383.0999 | 0 | 389383.0999 |  |  | 160891.8687 | 19434.9124 | 5857.3225 | 192.6006 | 8.9286 | 110151.7585 | 23332.2634 | 955.1451 | 10471.0215 | 33090.2817 | 15857.3034 | 2015.0458 | 943.9464 | 136.0933 | 2074.8784 | 1574.9767 | 710.3321 | 51.7373 | 1455.2337 | 177.4497 | 160891.8687 | 159932.9311 | 62513.6922 | 3649.8552 | 2394.7528 | 389383.0999
MAINTENANCE
| 568-SUPERVISION & ENGR | 657.9134 |  | 657.9134 | 180 | LAB569_573 | 271.8478 | 32.8378 | 9.8967 | 0.32542 | 0.015086 | 186.1157 | 39.4229 | 1.6138 | 17.6922 | 55.9103 | 26.793 | 3.4047 | 1.5949 | 0.22995 | 3.5058 | 2.6611 | 1.2002 | 0.087417 | 2.4588 | 0.29982 | 271.8478 | 270.2275 | 105.625 | 6.1669 | 4.0462 | 657.9134
| 569-STRUCTURES | 21995.6195 |  | 21995.6195 | 78 | TRANSUB | 9088.5206 | 1097.8467 | 330.8706 | 10.8797 | 0.50436 | 6222.2941 | 1318.0017 | 53.9546 | 591.491 | 1869.2163 | 895.7533 | 113.8267 | 53.322 | 7.6877 | 117.2065 | 88.9679 | 40.1255 | 2.9226 | 82.2038 | 10.0238 | 9088.5206 | 9034.3518 | 3531.297 | 206.1744 | 135.2757 | 21995.6195
| 570-STATION EQUIPMENT | 50250.6621 |  | 50250.6621 | 78 | TRANSUB | 20763.4151 | 2508.114 | 755.8991 | 24.8555 | 1.1522 | 14215.3031 | 3011.0749 | 123.2634 | 1351.3061 | 4270.3666 | 2046.4165 | 260.0457 | 121.8182 | 17.5631 | 267.7672 | 203.2539 | 91.6698 | 6.6768 | 187.8008 | 22.9002 | 20763.4151 | 20639.6623 | 8067.5161 | 471.0211 | 309.0476 | 50250.6621
| 571-OVERHEAD LINES | 0 |  | 0 | 79 | TRANOHLN | 0 | 0 | 0 | 0 | 0 | 0 | 0 | 0 | 0 | 0 | 0 | 0 | 0 | 0 | 0 | 0 | 0 | 0 | 0 | 0 | 0 | 0 | 0 | 0 | 0 | 0
| 571-OVERHEAD LINES | 0 |  | 0 | 3 | DEMTRANS | 0 | 0 | 0 | 0 | 0 | 0 | 0 | 0 | 0 | 0 | 0 | 0 | 0 | 0 | 0 | 0 | 0 | 0 | 0 | 0 | 0 | 0 | 0 | 0 | 0 | 0
| 572-UNDERGROUND LINES | 0 |  | 0 | 80 | TRANUGLN | 0 | 0 | 0 | 0 | 0 | 0 | 0 | 0 | 0 | 0 | 0 | 0 | 0 | 0 | 0 | 0 | 0 | 0 | 0 | 0 | 0 | 0 | 0 | 0 | 0 | 0
| 573-MISCELLANEOUS | 1487.2014 |  | 1487.2014 | 81 | TRANPLT | 614.5069 | 74.2293 | 22.3713 | 0.73561 | 0.034102 | 420.7113 | 89.1147 | 3.6481 | 39.9928 | 126.3843 | 60.565 | 7.6962 | 3.6053 | 0.51979 | 7.9247 | 6.0154 | 2.713 | 0.1976 | 5.5581 | 0.67775 | 614.5069 | 610.8444 | 238.7634 | 13.9402 | 9.1465 | 1487.2014
| TOTAL TRANSMISSION MAINTENANCE | 74391.3965 | 0 | 74391.3965 |  |  | 30738.2904 | 3713.0278 | 1119.0378 | 36.7962 | 1.7058 | 21044.4242 | 4457.6143 | 182.4799 | 2000.4821 | 6321.8775 | 3029.5278 | 384.9732 | 180.3404 | 26.0005 | 396.4042 | 300.8983 | 135.7085 | 9.8844 | 278.0215 | 33.9016 | 30738.2904 | 30555.086 | 11943.2016 | 697.3025 | 457.516 | 74391.3965
| TOTAL TRANSMISSION O&M EXP | 463774.4964 | 0 | 463774.4964 |  |  | 191630.1591 | 23147.9403 | 6976.3603 | 229.3968 | 10.6343 | 131196.1828 | 27789.8777 | 1137.6249 | 12471.5036 | 39412.1592 | 18886.8312 | 2400.0191 | 1124.2868 | 162.0938 | 2471.2827 | 1875.8751 | 846.0406 | 61.6217 | 1733.2551 | 211.3513 | 191630.1591 | 190488.017 | 74456.8938 | 4347.1577 | 2852.2688 | 463774.4964
ALLOCATION OF REV DEDUCTIONS
OPERATION & MAINTENANCE EXPENSE
DISTRIBUTION EXPENSES
OPERATION
| 580-SUPERVISION & ENGR | 0 |  | 0 | 181 | LAB581_589 | 0 | 0 | 0 | 0 | 0 | 0 | 0 | 0 | 0 | 0 | 0 | 0 | 0 | 0 | 0 | 0 | 0 | 0 | 0 | 0 | 0 | 0 | 0 | 0 | 0 | 0
| 581-LOAD DISPATCHING | 0 |  | 0 | 92 | DISTPLT | 0 | 0 | 0 | 0 | 0 | 0 | 0 | 0 | 0 | 0 | 0 | 0 | 0 | 0 | 0 | 0 | 0 | 0 | 0 | 0 | 0 | 0 | 0 | 0 | 0 | 0
| 582-STATION EQUIPMENT | 0 |  | 0 | 84 | PLT362 | 0 | 0 | 0 | 0 | 0 | 0 | 0 | 0 | 0 | 0 | 0 | 0 | 0 | 0 | 0 | 0 | 0 | 0 | 0 | 0 | 0 | 0 | 0 | 0 | 0 | 0
| 583-OVERHEAD LINES | 0 |  | 0 | 90 | DISTOHLN | 0 | 0 | 0 | 0 | 0 | 0 | 0 | 0 | 0 | 0 | 0 | 0 | 0 | 0 | 0 | 0 | 0 | 0 | 0 | 0 | 0 | 0 | 0 | 0 | 0 | 0
| 584-UNDERGROUND LINES | 0 |  | 0 | 91 | DISTUGLN | 0 | 0 | 0 | 0 | 0 | 0 | 0 | 0 | 0 | 0 | 0 | 0 | 0 | 0 | 0 | 0 | 0 | 0 | 0 | 0 | 0 | 0 | 0 | 0 | 0 | 0
| 585-STREET LIGHTING & SIGNAL | 0 |  | 0 | 88 | PLT373 | 0 | 0 | 0 | 0 | 0 | 0 | 0 | 0 | 0 | 0 | 0 | 0 | 0 | 0 | 0 | 0 | 0 | 0 | 0 | 0 | 0 | 0 | 0 | 0 | 0 | 0
| 586-METERS | 0 |  | 0 | 86 | PLT370 | 0 | 0 | 0 | 0 | 0 | 0 | 0 | 0 | 0 | 0 | 0 | 0 | 0 | 0 | 0 | 0 | 0 | 0 | 0 | 0 | 0 | 0 | 0 | 0 | 0 | 0
| 587-CUST INSTALLATION | 0 |  | 0 | 87 | PLT371 | 0 | 0 | 0 | 0 | 0 | 0 | 0 | 0 | 0 | 0 | 0 | 0 | 0 | 0 | 0 | 0 | 0 | 0 | 0 | 0 | 0 | 0 | 0 | 0 | 0 | 0
| 588-MISC DISTRIBUTION | 0 |  | 0 | 92 | DISTPLT | 0 | 0 | 0 | 0 | 0 | 0 | 0 | 0 | 0 | 0 | 0 | 0 | 0 | 0 | 0 | 0 | 0 | 0 | 0 | 0 | 0 | 0 | 0 | 0 | 0 | 0
| 589-RENTS | 0 |  | 0 | 92 | DISTPLT | 0 | 0 | 0 | 0 | 0 | 0 | 0 | 0 | 0 | 0 | 0 | 0 | 0 | 0 | 0 | 0 | 0 | 0 | 0 | 0 | 0 | 0 | 0 | 0 | 0 | 0
| TOTAL DISTRIBUTION OPERATION | 0 | 0 | 0 |  |  | 0 | 0 | 0 | 0 | 0 | 0 | 0 | 0 | 0 | 0 | 0 | 0 | 0 | 0 | 0 | 0 | 0 | 0 | 0 | 0 | 0 | 0 | 0 | 0 | 0 | 0
MAINTENANCE
| 590-SUPERVISION & ENGR | 0 |  | 0 | 182 | LAB591_598 | 0 | 0 | 0 | 0 | 0 | 0 | 0 | 0 | 0 | 0 | 0 | 0 | 0 | 0 | 0 | 0 | 0 | 0 | 0 | 0 | 0 | 0 | 0 | 0 | 0 | 0
| 591-STRUCTURES | 0 |  | 0 | 83 | PLT361 | 0 | 0 | 0 | 0 | 0 | 0 | 0 | 0 | 0 | 0 | 0 | 0 | 0 | 0 | 0 | 0 | 0 | 0 | 0 | 0 | 0 | 0 | 0 | 0 | 0 | 0
| 592-STATION EQUIPMENT | 0 |  | 0 | 84 | PLT362 | 0 | 0 | 0 | 0 | 0 | 0 | 0 | 0 | 0 | 0 | 0 | 0 | 0 | 0 | 0 | 0 | 0 | 0 | 0 | 0 | 0 | 0 | 0 | 0 | 0 | 0
| 593-OVERHEAD LINES | 0 |  | 0 | 90 | DISTOHLN | 0 | 0 | 0 | 0 | 0 | 0 | 0 | 0 | 0 | 0 | 0 | 0 | 0 | 0 | 0 | 0 | 0 | 0 | 0 | 0 | 0 | 0 | 0 | 0 | 0 | 0
| 593-OVERHEAD LINES | 0 |  | 0 | 92 | DISTPLT | 0 | 0 | 0 | 0 | 0 | 0 | 0 | 0 | 0 | 0 | 0 | 0 | 0 | 0 | 0 | 0 | 0 | 0 | 0 | 0 | 0 | 0 | 0 | 0 | 0 | 0
| 594-UNDERGROUND LINES | 0 |  | 0 | 91 | DISTUGLN | 0 | 0 | 0 | 0 | 0 | 0 | 0 | 0 | 0 | 0 | 0 | 0 | 0 | 0 | 0 | 0 | 0 | 0 | 0 | 0 | 0 | 0 | 0 | 0 | 0 | 0
| 595-LINE TRANSFORMERS | 0 |  | 0 | 85 | PLT368 | 0 | 0 | 0 | 0 | 0 | 0 | 0 | 0 | 0 | 0 | 0 | 0 | 0 | 0 | 0 | 0 | 0 | 0 | 0 | 0 | 0 | 0 | 0 | 0 | 0 | 0
| 596-STREET LIGHTING & SIGNAL | 0 |  | 0 | 88 | PLT373 | 0 | 0 | 0 | 0 | 0 | 0 | 0 | 0 | 0 | 0 | 0 | 0 | 0 | 0 | 0 | 0 | 0 | 0 | 0 | 0 | 0 | 0 | 0 | 0 | 0 | 0
| 597-METERS | 0 |  | 0 | 86 | PLT370 | 0 | 0 | 0 | 0 | 0 | 0 | 0 | 0 | 0 | 0 | 0 | 0 | 0 | 0 | 0 | 0 | 0 | 0 | 0 | 0 | 0 | 0 | 0 | 0 | 0 | 0
| 598-MISCELLANEOUS PLANT | 0 |  | 0 | 87 | PLT371 | 0 | 0 | 0 | 0 | 0 | 0 | 0 | 0 | 0 | 0 | 0 | 0 | 0 | 0 | 0 | 0 | 0 | 0 | 0 | 0 | 0 | 0 | 0 | 0 | 0 | 0
| TOTAL DISTRIBUTION MAINTENANCE | 0 | 0 | 0 |  |  | 0 | 0 | 0 | 0 | 0 | 0 | 0 | 0 | 0 | 0 | 0 | 0 | 0 | 0 | 0 | 0 | 0 | 0 | 0 | 0 | 0 | 0 | 0 | 0 | 0 | 0
0
| TOTAL DISTRIBUTION EXPENSES | 0 | 0 | 0 |  |  | 0 | 0 | 0 | 0 | 0 | 0 | 0 | 0 | 0 | 0 | 0 | 0 | 0 | 0 | 0 | 0 | 0 | 0 | 0 | 0 | 0 | 0 | 0 | 0 | 0 | 0
CUSTOMER ACCOUNTS EXPENSES
OPERATION
| 901-SUPERVISION & ENGR | 21270.6917 |  | 21270.6917 | 183 | LAB902_905 | 9050.9729 | 997.2859 | 305.2412 | 6.5775 | 0.42637 | 6428.093 | 1115.6349 | 74.6534 | 427.5362 | 1708.1487 | 636.3791 | 80.6278 | 91.6869 | 14.1142 | 101.5399 | 70.1923 | 46.0887 | 0.92112 | 105.2755 | 9.296 | 9050.9729 | 8927.9122 | 2958.493 | 171.7322 | 161.5814 | 21270.6917
| 902-METER READING | 0 |  | 0 | 42 | CUST902 | 0 | 0 | 0 | 0 | 0 | 0 | 0 | 0 | 0 | 0 | 0 | 0 | 0 | 0 | 0 | 0 | 0 | 0 | 0 | 0 | 0 | 0 | 0 | 0 | 0 | 0
| 903-CUST ACCT & COLL-GENL | 0 |  | 0 | 53 | CUSER5 | 0 | 0 | 0 | 0 | 0 | 0 | 0 | 0 | 0 | 0 | 0 | 0 | 0 | 0 | 0 | 0 | 0 | 0 | 0 | 0 | 0 | 0 | 0 | 0 | 0 | 0
| CUST ACCT & COLL-BILLING | 0 |  | 0 | 43 | CUST903 | 0 | 0 | 0 | 0 | 0 | 0 | 0 | 0 | 0 | 0 | 0 | 0 | 0 | 0 | 0 | 0 | 0 | 0 | 0 | 0 | 0 | 0 | 0 | 0 | 0 | 0
| FACTORING EXP | 1005848.1557 |  | 1005848.1557 | 199 | REVSALES | 428002.2752 | 47159.6427 | 14434.2414 | 311.0353 | 20.1623 | 303971.5671 | 52756.1244 | 3530.2078 | 20217.3271 | 80774.9112 | 30093.0873 | 3812.726 | 4335.6897 | 667.4302 | 4801.6187 | 3319.2526 | 2179.444 | 43.5581 | 4978.2639 | 439.5907 | 428002.2752 | 422182.981 | 139901.1715 | 8120.8713 | 7640.8566 | 1005848.1557
| INTEREST ON CUSTOMER DEPOSITS | 0 |  | 0 | 46 | CUSTDEPA | 0 | 0 | 0 | 0 | 0 | 0 | 0 | 0 | 0 | 0 | 0 | 0 | 0 | 0 | 0 | 0 | 0 | 0 | 0 | 0 | 0 | 0 | 0 | 0 | 0 | 0
| TOTAL 903 | 1005848.1557 | 0 | 1005848.1557 |  |  | 428002.2752 | 47159.6427 | 14434.2414 | 311.0353 | 20.1623 | 303971.5671 | 52756.1244 | 3530.2078 | 20217.3271 | 80774.9112 | 30093.0873 | 3812.726 | 4335.6897 | 667.4302 | 4801.6187 | 3319.2526 | 2179.444 | 43.5581 | 4978.2639 | 439.5907 | 428002.2752 | 422182.981 | 139901.1715 | 8120.8713 | 7640.8566 | 1005848.1557
| 904-UNCOLLECTABLE | 108944.4932 |  | 108944.4932 | 199 | REVSALES | 46357.3857 | 5107.9115 | 1563.3882 | 33.6886 | 2.1838 | 32923.4866 | 5714.0725 | 382.3606 | 2189.7604 | 8748.8173 | 3259.4146 | 412.9604 | 469.6032 | 72.2901 | 520.0685 | 359.5118 | 236.0579 | 4.7178 | 539.2011 | 47.6125 | 46357.3857 | 45727.0917 | 15152.846 | 879.5803 | 827.5894 | 108944.4932
| 905-MISCELLANEOUS | 2228.9357 |  | 2228.9357 | 242 | LAB902_903 | 948.4429 | 104.5047 | 31.9859 | 0.68925 | 0.044679 | 673.5938 | 116.9063 | 7.8229 | 44.8011 | 178.9953 | 66.6856 | 8.4489 | 9.6078 | 1.479 | 10.6403 | 7.3554 | 4.8296 | 0.096524 | 11.0317 | 0.97412 | 948.4429 | 935.5475 | 310.0177 | 17.9957 | 16.932 | 2228.9357
| TOT CUSTOMER ACCOUNTS | 1138292.2762 | 0 | 1138292.2762 |  |  | 484359.0768 | 53369.3449 | 16334.8567 | 351.9906 | 22.8171 | 343996.7405 | 59702.738 | 3995.0447 | 22879.4249 | 91410.8725 | 34055.5666 | 4314.7631 | 4906.5877 | 755.3134 | 5433.8674 | 3756.3121 | 2466.4202 | 49.2935 | 5633.7722 | 497.4734 | 484359.0768 | 477773.5324 | 158322.5282 | 9190.1795 | 8646.9593 | 1138292.2762
CUSTOMER INFORMATION
OPERATION
| 907-SUPERVISION | 0 |  | 0 | 184 | LAB908_910 | 0 | 0 | 0 | 0 | 0 | 0 | 0 | 0 | 0 | 0 | 0 | 0 | 0 | 0 | 0 | 0 | 0 | 0 | 0 | 0 | 0 | 0 | 0 | 0 | 0 | 0
908-CUSTOMER ASSISTANCE
| CUSTOMER ASSISTANCE | 0 |  | 0 | 37 | CUST | 0 | 0 | 0 | 0 | 0 | 0 | 0 | 0 | 0 | 0 | 0 | 0 | 0 | 0 | 0 | 0 | 0 | 0 | 0 | 0 | 0 | 0 | 0 | 0 | 0 | 0
| MAJOR ACCT REP EXPENSE | 0 |  | 0 | 54 | CUSER6 | 0 | 0 | 0 | 0 | 0 | 0 | 0 | 0 | 0 | 0 | 0 | 0 | 0 | 0 | 0 | 0 | 0 | 0 | 0 | 0 | 0 | 0 | 0 | 0 | 0 | 0
| TOTAL ACCOUNT 908 | 0 | 0 | 0 |  |  | 0 | 0 | 0 | 0 | 0 | 0 | 0 | 0 | 0 | 0 | 0 | 0 | 0 | 0 | 0 | 0 | 0 | 0 | 0 | 0 | 0 | 0 | 0 | 0 | 0 | 0
| 909-INFO & INSTRUCTION | 0 |  | 0 | 37 | CUST | 0 | 0 | 0 | 0 | 0 | 0 | 0 | 0 | 0 | 0 | 0 | 0 | 0 | 0 | 0 | 0 | 0 | 0 | 0 | 0 | 0 | 0 | 0 | 0 | 0 | 0
| 910-MISC CUSTOMER SERVICE | 0 |  | 0 | 37 | CUST | 0 | 0 | 0 | 0 | 0 | 0 | 0 | 0 | 0 | 0 | 0 | 0 | 0 | 0 | 0 | 0 | 0 | 0 | 0 | 0 | 0 | 0 | 0 | 0 | 0 | 0
| TOT CUSTOMER INFO | 0 | 0 | 0 |  |  | 0 | 0 | 0 | 0 | 0 | 0 | 0 | 0 | 0 | 0 | 0 | 0 | 0 | 0 | 0 | 0 | 0 | 0 | 0 | 0 | 0 | 0 | 0 | 0 | 0 | 0
CONSUMER SERVICES
OPERATION
| 911-SUPERVISION | 0 |  | 0 | 185 | LAB912_916 | 0 | 0 | 0 | 0 | 0 | 0 | 0 | 0 | 0 | 0 | 0 | 0 | 0 | 0 | 0 | 0 | 0 | 0 | 0 | 0 | 0 | 0 | 0 | 0 | 0 | 0
| 912-DEMO & SELLING | 0 |  | 0 | 37 | CUST | 0 | 0 | 0 | 0 | 0 | 0 | 0 | 0 | 0 | 0 | 0 | 0 | 0 | 0 | 0 | 0 | 0 | 0 | 0 | 0 | 0 | 0 | 0 | 0 | 0 | 0
| 913-ADVERTISING | 0 |  | 0 | 37 | CUST | 0 | 0 | 0 | 0 | 0 | 0 | 0 | 0 | 0 | 0 | 0 | 0 | 0 | 0 | 0 | 0 | 0 | 0 | 0 | 0 | 0 | 0 | 0 | 0 | 0 | 0
| 916-MISC SALES EXP | 0 |  | 0 | 37 | CUST | 0 | 0 | 0 | 0 | 0 | 0 | 0 | 0 | 0 | 0 | 0 | 0 | 0 | 0 | 0 | 0 | 0 | 0 | 0 | 0 | 0 | 0 | 0 | 0 | 0 | 0
| TOT CONSUMER SVCS | 0 | 0 | 0 |  |  | 0 | 0 | 0 | 0 | 0 | 0 | 0 | 0 | 0 | 0 | 0 | 0 | 0 | 0 | 0 | 0 | 0 | 0 | 0 | 0 | 0 | 0 | 0 | 0 | 0 | 0
ADMINISTRATIVE & GENERAL EXP
| 920-ADMINISTRATIVE AND GENERAL | 3197847.8852 |  | 3197847.8852 | 188 | LABORT | 1322296.2579 | 159376.3576 | 48050.1426 | 1567.3672 | 73.1028 | 906131.0385 | 191038.8765 | 7926.2088 | 85467.4044 | 271394.4833 | 129391.3238 | 16441.3586 | 7898.5991 | 1142.0442 | 16997.0945 | 12876.8669 | 5860.2482 | 417.9492 | 12045.2876 | 1455.8736 | 1322296.2579 | 1314163.094 | 511735.2134 | 29873.9614 | 19779.3586 | 3197847.8852
| 921-OFFICE SUPPLIES AND EXPNESES | 151447.2672 |  | 151447.2672 | 188 | LABORT | 62622.7894 | 7547.9243 | 2275.6126 | 74.2291 | 3.4621 | 42913.5701 | 9047.4334 | 375.3783 | 4047.6612 | 12853.0044 | 6127.8595 | 778.6483 | 374.0707 | 54.0862 | 804.9675 | 609.8371 | 277.5362 | 19.7937 | 570.4542 | 68.9489 | 62622.7894 | 62237.6099 | 24235.3302 | 1414.8046 | 936.7331 | 151447.2672
| 922-ADMIN EXPENSE TRANSFERRED | -569671.1236 |  | -569671.1236 | 188 | LABORT | -235556.5437 | -28391.6284 | -8559.7501 | -279.214 | -13.0227 | -161420.0254 | -34032.0539 | -1411.9909 | -15225.3372 | -48346.765 | -23050.0335 | -2928.897 | -1407.0725 | -203.4461 | -3027.897 | -2293.9112 | -1043.9565 | -74.4543 | -2145.772 | -259.3523 | -235556.5437 | -234107.6853 | -91161.5513 | -5321.8082 | -3523.5352 | -569671.1236
| 923-OUTSIDE SERVICES | 1134937.5721 |  | 1134937.5721 | 188 | LABORT | 469291.7732 | 56563.7337 | 17053.3165 | 556.2691 | 25.9447 | 321591.9574 | 67800.9732 | 2813.0644 | 30332.9526 | 96319.7147 | 45921.845 | 5835.148 | 2803.2656 | 405.3191 | 6032.3823 | 4570.0861 | 2079.8412 | 148.333 | 4274.953 | 516.6992 | 469291.7732 | 466405.259 | 181618.245 | 10602.4684 | 7019.8265 | 1134937.5721
| 924-PROPERTY INSURANCE | 516161.7914 |  | 516161.7914 | 97 | PLANT | 213280.7176 | 25761.643 | 7764.1585 | 255.2445 | 11.8346 | 146022.6468 | 30926.3775 | 1266.4977 | 13877.8992 | 43862.4696 | 21016.4935 | 2670.6392 | 1251.9421 | 180.5132 | 2750.2417 | 2087.5116 | 941.7275 | 68.5512 | 1929.4636 | 235.2187 | 213280.7176 | 212008.4026 | 82859.9568 | 4837.7533 | 3174.9611 | 516161.7914
| 925-INJURIES AND DAMAGES | 596224.1153 |  | 596224.1153 | 188 | LABORT | 246536.0908 | 29714.9931 | 8958.7294 | 292.2284 | 13.6297 | 168943.9886 | 35618.325 | 1477.8054 | 15935.0067 | 50600.2604 | 24124.4207 | 3065.4161 | 1472.6577 | 212.9289 | 3169.0305 | 2400.833 | 1092.6165 | 77.9247 | 2245.7888 | 271.441 | 246536.0908 | 245019.6996 | 95410.6905 | 5569.8635 | 3687.771 | 596224.1153
| 926-EMPLOYEE PENSION AND BENEFITS | 2459940.9431 |  | 2459940.9431 | 188 | LABORT | 1017174.9315 | 122600.0865 | 36962.519 | 1205.6955 | 56.2343 | 697040.2976 | 146956.4441 | 6097.2273 | 65745.7061 | 208769.9056 | 99534.1325 | 12647.4969 | 6075.9886 | 878.5163 | 13074.9961 | 9905.5156 | 4507.9894 | 321.507 | 9265.8242 | 1119.9291 | 1017174.9315 | 1010918.5042 | 393651.746 | 22980.5117 | 15215.2497 | 2459940.9431
| 928-REGULATORY COMMISSION EXPENSE - Ark | 0 |  | 0 | 213 | REVSALEAR | 0 | 0 | 0 | 0 | 0 | 0 | 0 | 0 | 0 | 0 | 0 | 0 | 0 | 0 | 0 | 0 | 0 | 0 | 0 | 0 | 0 | 0 | 0 | 0 | 0 | 0
| 928-REGULATORY COMMISSION EXPENSE - La | 0 |  | 0 | 214 | REVSALELA | 0 | 0 | 0 | 0 | 0 | 0 | 0 | 0 | 0 | 0 | 0 | 0 | 0 | 0 | 0 | 0 | 0 | 0 | 0 | 0 | 0 | 0 | 0 | 0 | 0 | 0
| 928-REGULATORY COMMISSION EXPENSE - Tx | 0 |  | 0 | 215 | REVSALETX | 0 | 0 | 0 | 0 | 0 | 0 | 0 | 0 | 0 | 0 | 0 | 0 | 0 | 0 | 0 | 0 | 0 | 0 | 0 | 0 | 0 | 0 | 0 | 0 | 0 | 0
| 928-REGULATORY COMMISSION EXPENSE - FERC | 0 |  | 0 | 212 | REVSALESW | 0 | 0 | 0 | 0 | 0 | 0 | 0 | 0 | 0 | 0 | 0 | 0 | 0 | 0 | 0 | 0 | 0 | 0 | 0 | 0 | 0 | 0 | 0 | 0 | 0 | 0
| 928-REGULATORY COMMISSION EXPENSE | 74161.0476 |  | 74161.0476 | 188 | LABORT | 30665.2721 | 3696.085 | 1114.3272 | 36.3487 | 1.6953 | 21014.0161 | 4430.3681 | 183.8161 | 1982.0681 | 6293.8889 | 3000.7044 | 381.2903 | 183.1758 | 26.4851 | 394.1783 | 298.6264 | 135.9046 | 9.6926 | 279.3414 | 33.7631 | 30665.2721 | 30476.6566 | 11867.6125 | 692.8048 | 458.7016 | 74161.0476
| 9301-GENERAL ADVERTISING EXPENSE | 33904.0555 |  | 33904.0555 | 187 | LABORXR | 14021.0776 | 1689.2654 | 509.3281 | 16.5889 | 0.7746 | 9609.9108 | 2024.2713 | 84.1976 | 905.0918 | 2876.644 | 1370.1612 | 174.1004 | 84.0327 | 12.1565 | 180.1202 | 136.4077 | 62.184 | 4.4174 | 127.8926 | 15.4325 | 14021.0776 | 13934.3367 | 5422.1867 | 316.5279 | 209.9265 | 33904.0555
| 9302-MISCELLANEOUS GENERAL EXPENSE | 261068.1953 |  | 261068.1953 | 188 | LABORT | 107950.5687 | 13011.2812 | 3922.7519 | 127.9578 | 5.968 | 73975.3745 | 15596.1686 | 647.0855 | 6977.4492 | 22156.2971 | 10563.3415 | 1342.2514 | 644.8315 | 93.235 | 1387.621 | 1051.2509 | 478.4231 | 34.1208 | 983.3618 | 118.8556 | 107950.5687 | 107286.5876 | 41777.4057 | 2438.8718 | 1614.7614 | 261068.1953
| 931-RENTS | 162678.4576 |  | 162678.4576 | 96 | GENPLT | 67266.838 | 8107.6715 | 2444.3699 | 79.7339 | 3.7188 | 46096.0011 | 9718.3828 | 403.216 | 4347.832 | 13806.1714 | 6582.2959 | 836.3921 | 401.8115 | 58.0972 | 864.6631 | 655.0621 | 298.118 | 21.2616 | 612.7586 | 74.0621 | 67266.838 | 66853.094 | 26032.6001 | 1519.7252 | 1006.2003 | 162678.4576
| 935-MAINTENANCE OF GENERAL PLANT | 1208259.7471 |  | 1208259.7471 | 96 | GENPLT | 499610.1752 | 60218.0105 | 18155.039 | 592.2066 | 27.6208 | 342368.2735 | 72181.2272 | 2994.8013 | 32292.6005 | 102542.4102 | 48888.6069 | 6212.1253 | 2984.3694 | 431.5046 | 6422.1019 | 4865.3346 | 2214.2085 | 157.916 | 4551.1346 | 550.0804 | 499610.1752 | 496537.1789 | 193351.617 | 11287.4365 | 7473.3395 | 1208259.7471
| TOT ADMIN & GEN EXP | 9226959.9536 | 0 | 9226959.9536 |  |  | 3815159.9484 | 459895.4235 | 138650.5445 | 4524.6557 | 210.9631 | 2614287.0497 | 551306.7937 | 22857.3075 | 246686.3347 | 783128.4846 | 373471.1514 | 47455.9696 | 22767.6721 | 3291.4402 | 49049.5002 | 37163.4206 | 16904.8407 | 1207.0129 | 34740.4885 | 4200.9519 | 3815159.9484 | 3791732.7377 | 1476801.0526 | 86212.9208 | 57053.294 | 9226959.9536
| TOTAL OPERATION & MAINT EXP | 39714607.3988 | 0 | 39714607.3988 |  |  | 16426580.0093 | 1978151.5298 | 596475.1264 | 19393.7177 | 906.7609 | 11260860.5703 | 2369655.1602 | 98845.4392 | 1058808.3598 | 3368685.6886 | 1602754.8353 | 203652.7637 | 98823.2594 | 14304.6467 | 210875.2205 | 159632.0033 | 72911.8216 | 5155.9552 | 150061.0177 | 18073.5133 | 16426580.0093 | 16324288.3045 | 6347029.5534 | 370507.2238 | 246202.3077 | 39714607.3988
ALLOCATION OF REV DEDUCTIONS
DEPRECIATION EXPENSE - ACCT 403
PRODUCTION PLANT
PRODUCTION PLANT STEAM
310 | LAND & LAND RIGHTS | 0 |  | 0 | 75 | PRODPLT | 0 | 0 | 0 | 0 | 0 | 0 | 0 | 0 | 0 | 0 | 0 | 0 | 0 | 0 | 0 | 0 | 0 | 0 | 0 | 0 | 0 | 0 | 0 | 0 | 0 | 0
311 | STRUCTURES & IMPROVEMENTS | 4743013.0222 |  | 4743013.0222 | 75 | PRODPLT | 1959798.0207 | 236733.5482 | 71347.1047 | 2346.0365 | 108.7573 | 1341740.8853 | 284206.5548 | 11634.4685 | 127545.8322 | 403067.4085 | 193155.2667 | 24544.9499 | 11498.0595 | 1657.7305 | 25273.7612 | 19184.5389 | 8652.4414 | 630.2041 | 17725.9675 | 2161.4859 | 1959798.0207 | 1948117.3552 | 761469.2473 | 44458.3001 | 29170.099 | 4743013.0222
312 | BOILER PLANT EQUIPMENT | 20441075.9385 |  | 20441075.9385 | 75 | PRODPLT | 8446188.104 | 1020256.1985 | 307486.3126 | 10110.7693 | 468.7139 | 5782532.5793 | 1224851.7432 | 50141.3455 | 549687.3043 | 1737109.1893 | 832445.8432 | 105781.9537 | 49553.4602 | 7144.3604 | 108922.9294 | 82680.0631 | 37289.6324 | 2716.0057 | 76394.0235 | 9315.407 | 8446188.104 | 8395847.6623 | 3281722.111 | 191602.9925 | 125715.0687 | 20441075.9385
312.1 | RAILCARS | 99791.1746 |  | 99791.1746 | 75 | PRODPLT | 41233.3986 | 4980.783 | 1501.1157 | 49.3597 | 2.2882 | 28229.7135 | 5979.5969 | 244.7848 | 2683.5154 | 8480.3837 | 4063.9127 | 516.4163 | 241.9148 | 34.878 | 531.7502 | 403.6353 | 182.044 | 13.2593 | 372.9476 | 45.4768 | 41233.3986 | 40987.6419 | 16021.0209 | 935.3856 | 613.7277 | 99791.1746
314 | TURBOGENERATOR UNITS | 5751568.542 |  | 5751568.542 | 75 | PRODPLT | 2376529.9804 | 287072.6313 | 86518.3715 | 2844.8983 | 131.8835 | 1627049.0153 | 344640.3103 | 14108.4249 | 154667.2111 | 488775.7669 | 234227.8527 | 29764.1944 | 13943.0098 | 2010.2307 | 30647.9804 | 23263.9442 | 10492.2988 | 764.2109 | 21495.2219 | 2621.1048 | 2376529.9804 | 2362365.5351 | 923388.2656 | 53911.9246 | 35372.8364 | 5751568.542
315 | ACCESSORY ELECTRIC EQUIPMENT | 2701449.6728 |  | 2701449.6728 | 75 | PRODPLT | 1116230.4841 | 134834.9168 | 40636.7454 | 1336.218 | 61.9442 | 764207.3632 | 161873.8344 | 6626.5749 | 72645.5199 | 229572.7028 | 110014.2946 | 13979.9209 | 6548.8812 | 944.1837 | 14395.0256 | 10926.8235 | 4928.1195 | 358.9416 | 10096.0737 | 1231.1046 | 1116230.4841 | 1109577.597 | 433705.5031 | 25321.8492 | 16614.2395 | 2701449.6728
316 | MISC POWER PLANT EQUIPMENT | 1995426.4376 |  | 1995426.4376 | 75 | PRODPLT | 824503.9102 | 99595.8431 | 30016.3416 | 986.9978 | 45.7551 | 564481.949 | 119568.1459 | 4894.7211 | 53659.6304 | 169573.931 | 81262.0847 | 10326.2718 | 4837.3327 | 697.4215 | 10632.8891 | 8071.1008 | 3640.1566 | 265.1323 | 7457.4672 | 909.3557 | 824503.9102 | 819589.7536 | 320356.6721 | 18703.9898 | 12272.1119 | 1995426.4376
317 | ARO STEAM PRODUCTION PLANT | 541986.7242 |  | 541986.7242 | 75 | PRODPLT | 223947.205 | 27051.6736 | 8152.8732 | 268.0829 | 12.4278 | 153321.4739 | 32476.4404 | 1329.4772 | 14574.7329 | 46058.7359 | 22071.9593 | 2804.765 | 1313.8896 | 189.4298 | 2888.0467 | 2192.2279 | 988.7193 | 72.0138 | 2025.5561 | 246.9942 | 223947.205 | 222612.4488 | 87013.5125 | 5080.2746 | 3333.2834 | 541986.7242
116 | TEXAS IMPAIRMENT | -1130962.2 |  | -1130962.2 | 75 | PRODPLT | -467310.0138 | -56448.6526 | -17012.5779 | -559.4078 | -25.933 | -319935.4959 | -67768.4984 | -2774.2163 | -30413.0548 | -96110.637 | -46057.4964 | -5852.6954 | -2741.6898 | -395.2826 | -6026.479 | -4574.5159 | -2063.1578 | -150.2709 | -4226.7224 | -515.4021 | -467310.0138 | -464524.7819 | -181570.8561 | -10600.9949 | -6955.5532 | -1130962.2
PRODUCTION PLANT OTHER
340 | LAND & LAND RIGHTS | 0 |  | 0 | 75 | PRODPLT | 0 | 0 | 0 | 0 | 0 | 0 | 0 | 0 | 0 | 0 | 0 | 0 | 0 | 0 | 0 | 0 | 0 | 0 | 0 | 0 | 0 | 0 | 0 | 0 | 0 | 0
341 | STRUCTURES & IMPROVEMENTS | 289056.7939 |  | 289056.7939 | 75 | PRODPLT | 119437.3555 | 14427.4199 | 4348.157 | 142.9762 | 6.6281 | 81770.6628 | 17320.6009 | 709.0476 | 7773.1158 | 24564.4219 | 11771.5979 | 1495.8602 | 700.7344 | 101.0282 | 1540.2767 | 1169.1769 | 527.3119 | 38.407 | 1080.2862 | 131.729 | 119437.3555 | 118725.4925 | 46406.7584 | 2709.4536 | 1777.734 | 289056.7939
343 | PRIME MOVERS | 0 |  | 0 | 75 | PRODPLT | 0 | 0 | 0 | 0 | 0 | 0 | 0 | 0 | 0 | 0 | 0 | 0 | 0 | 0 | 0 | 0 | 0 | 0 | 0 | 0 | 0 | 0 | 0 | 0 | 0 | 0
344 | GENERATORS | 695980.8758 |  | 695980.8758 | 75 | PRODPLT | 287577.1027 | 34737.8389 | 10469.3409 | 344.253 | 15.9588 | 196884.5525 | 41703.9392 | 1707.2202 | 18715.8373 | 59145.359 | 28343.2432 | 3601.6801 | 1687.2038 | 243.2523 | 3708.6245 | 2815.1034 | 1269.6431 | 92.475 | 2601.0754 | 317.1724 | 287577.1027 | 285863.1036 | 111736.5757 | 6523.728 | 4280.3659 | 695980.8758
345 | ACCESSORY ELECTRIC EQUIPMENT | 73410.6036 |  | 73410.6036 | 75 | PRODPLT | 30333.0299 | 3664.0744 | 1104.2841 | 36.3111 | 1.6833 | 20766.9698 | 4398.8441 | 180.074 | 1974.1073 | 6238.5285 | 2989.5859 | 379.8977 | 177.9627 | 25.6577 | 391.1779 | 296.9312 | 133.9193 | 9.7541 | 274.356 | 33.4547 | 30333.0299 | 30152.2409 | 11785.7397 | 688.1091 | 451.484 | 73410.6036
346 | MISC POWER PLANT EQUIPMENT | 6697.2399 |  | 6697.2399 | 75 | PRODPLT | 2767.2784 | 334.273 | 100.7437 | 3.3127 | 0.15357 | 1894.568 | 401.306 | 16.4281 | 180.0976 | 569.1401 | 272.7395 | 34.658 | 16.2355 | 2.3408 | 35.6871 | 27.089 | 12.2174 | 0.88986 | 25.0295 | 3.0521 | 2767.2784 | 2750.785 | 1075.2115 | 62.7761 | 41.1888 | 6697.2399
| OTHER PRODUCTION | -1190801.4431 |  | -1190801.4431 | 75 | PRODPLT | -492035.4003 | -59435.3525 | -17912.7139 | -589.0061 | -27.3051 | -336863.2924 | -71354.1316 | -2921.0002 | -32022.2104 | -101195.8537 | -48494.3999 | -6162.3617 | -2886.7527 | -416.197 | -6345.3402 | -4816.5536 | -2172.3195 | -158.2218 | -4450.3584 | -542.672 | -492035.4003 | -489102.8017 | -191177.7754 | -11161.8939 | -7323.5717 | -1190801.4431
| TOTAL PRODUCTION PLANT | 35017693.3822 | 0 | 35017693.3822 |  |  | 14469200.4551 | 1747805.1957 | 526756.0987 | 17320.8015 | 802.9557 | 9906080.9443 | 2098298.6859 | 85897.3505 | 941671.6388 | 2975849.0769 | 1426066.484 | 181215.5109 | 84890.2416 | 12239.0339 | 186596.3296 | 141639.5648 | 63881.0265 | 4652.8009 | 130870.9238 | 15958.2631 | 14469200.4551 | 14382962.0323 | 5621931.9861 | 328235.8944 | 215363.0143 | 35017693.3822
TRANSMISSION PLANT
350 | LAND | 0 |  | 0 | 81 | TRANPLT | 0 | 0 | 0 | 0 | 0 | 0 | 0 | 0 | 0 | 0 | 0 | 0 | 0 | 0 | 0 | 0 | 0 | 0 | 0 | 0 | 0 | 0 | 0 | 0 | 0 | 0
350.1 | LAND & LAND RIGHTS | 8313.9509 |  | 8313.9509 | 81 | TRANPLT | 3435.2983 | 414.9664 | 125.0632 | 4.1123 | 0.19064 | 2351.9159 | 498.1811 | 20.3939 | 223.573 | 706.5303 | 338.5787 | 43.0244 | 20.1548 | 2.9058 | 44.302 | 33.6283 | 15.1667 | 1.1047 | 31.0716 | 3.7888 | 3435.2983 | 3414.8234 | 1334.7671 | 77.9302 | 51.1318 | 8313.9509
352 | STRUCTURES & IMPROVEMENTS | 1177.6979 |  | 1177.6979 | 81 | TRANPLT | 486.6211 | 58.7813 | 17.7156 | 0.58252 | 0.027005 | 333.1565 | 70.569 | 2.8889 | 31.6698 | 100.0823 | 47.9608 | 6.0946 | 2.855 | 0.41162 | 6.2755 | 4.7636 | 2.1484 | 0.15648 | 4.4014 | 0.5367 | 486.6211 | 483.7207 | 189.0741 | 11.0391 | 7.243 | 1177.6979
353 | STATION EQUIPMENT | 80002.6909 |  | 80002.6909 | 81 | TRANPLT | 33056.8596 | 3993.0991 | 1203.4461 | 39.5717 | 1.8345 | 22631.7914 | 4793.8492 | 196.2442 | 2151.3771 | 6798.7326 | 3258.0432 | 414.0115 | 193.9433 | 27.9617 | 426.3047 | 323.5949 | 145.9449 | 10.63 | 298.9925 | 36.4588 | 33056.8596 | 32859.8361 | 12844.0695 | 749.8996 | 492.0261 | 80002.6909
354 | TOWERS & FIXTURES | 4786.1869 |  | 4786.1869 | 81 | TRANPLT | 1977.6373 | 238.8884 | 71.9966 | 2.3674 | 0.10975 | 1353.9542 | 286.7936 | 11.7404 | 128.7068 | 406.7364 | 194.9135 | 24.7684 | 11.6027 | 1.6728 | 25.5038 | 19.3592 | 8.7312 | 0.63594 | 17.8873 | 2.1812 | 1977.6373 | 1965.8503 | 768.4006 | 44.863 | 29.4356 | 4786.1869
355 | POLES & FIXTURES | 125149.6315 |  | 125149.6315 | 81 | TRANPLT | 51711.433 | 6246.4759 | 1882.5721 | 61.9028 | 2.8697 | 35403.3136 | 7499.1035 | 306.9883 | 3365.4375 | 10635.3783 | 5096.6148 | 647.6456 | 303.389 | 43.741 | 666.8761 | 506.2052 | 228.3042 | 16.6286 | 467.7192 | 57.0332 | 51711.433 | 51403.2258 | 20092.2062 | 1173.0813 | 769.6852 | 125149.6315
356 | OVERHEAD CONDUCTORS & DEVICES | 53553.3966 |  | 53553.3966 | 81 | TRANPLT | 22128.0946 | 2672.9603 | 805.5807 | 26.4891 | 1.228 | 15149.6067 | 3208.9784 | 131.3649 | 1440.121 | 4551.0372 | 2180.9176 | 277.1372 | 129.8247 | 18.7174 | 285.3662 | 216.6128 | 97.6948 | 7.1156 | 200.144 | 24.4054 | 22128.0946 | 21996.2081 | 8597.7551 | 501.979 | 329.3598 | 53553.3966
357 | UNDERGROUND CONDUIT | 0.56463 |  | 0.56463 | 81 | TRANPLT | 0.2333 | 0.028182 | 0.0084935 | 0.00027928 | 1.2947e-05 | 0.15973 | 0.033833 | 0.001385 | 0.015184 | 0.047983 | 0.022994 | 0.0029219 | 0.0013688 | 0.00019734 | 0.0030087 | 0.0022838 | 0.00103 | 7.5022e-05 | 0.0021102 | 0.00025731 | 0.2333 | 0.23191 | 0.090649 | 0.0052925 | 0.0034725 | 0.56463
358 | UNDERGROUND COND & DEVICES | 0.042775 |  | 0.042775 | 81 | TRANPLT | 0.017674 | 0.002135 | 0.00064345 | 2.1158e-05 | 9.8083e-07 | 0.012101 | 0.0025631 | 0.00010493 | 0.0011503 | 0.0036351 | 0.001742 | 0.00022136 | 0.0001037 | 1.495e-05 | 0.00022793 | 0.00017302 | 7.8032e-05 | 5.6835e-06 | 0.00015986 | 1.9493e-05 | 0.017674 | 0.017569 | 0.0068673 | 0.00040095 | 0.00026307 | 0.042775
359 | ROADS AND TRAILS | 15.2279 |  | 15.2279 | 81 | TRANPLT | 6.2921 | 0.76006 | 0.22907 | 0.0075322 | 0.00034918 | 4.3078 | 0.91247 | 0.037354 | 0.4095 | 1.2941 | 0.62014 | 0.078804 | 0.036916 | 0.0053223 | 0.081144 | 0.061594 | 0.027779 | 0.0020233 | 0.056911 | 0.0069397 | 6.2921 | 6.2546 | 2.4448 | 0.14274 | 0.093653 | 15.2279
| OTHER TRANSMISSION | -25173.7679 |  | -25173.7679 | 81 | TRANPLT | -10401.7215 | -1256.4746 | -378.6782 | -12.4517 | -0.57723 | -7121.3538 | -1508.4398 | -61.7505 | -676.9556 | -2139.2995 | -1025.1808 | -130.2735 | -61.0265 | -8.7985 | -134.1417 | -101.8229 | -45.9232 | -3.3448 | -94.0814 | -11.4722 | -10401.7215 | -10339.7258 | -4041.5344 | -235.9645 | -154.8217 | -25173.7679
| TOTAL TRANSMISSION PLANT | 247825.6222 | 0 | 247825.6222 |  |  | 102400.7654 | 12369.4872 | 3727.9342 | 122.582 | 5.6826 | 70106.8642 | 14849.9837 | 607.9088 | 6664.3556 | 21060.5433 | 10092.4927 | 1282.4901 | 600.7813 | 86.6175 | 1320.571 | 1002.4051 | 452.0959 | 32.9286 | 926.1937 | 112.9391 | 102400.7654 | 101790.4428 | 39787.2806 | 2322.9761 | 1524.1573 | 247825.6222
DISTRIBUTION PLANT
360 | LAND | 0 |  | 0 | 92 | DISTPLT | 0 | 0 | 0 | 0 | 0 | 0 | 0 | 0 | 0 | 0 | 0 | 0 | 0 | 0 | 0 | 0 | 0 | 0 | 0 | 0 | 0 | 0 | 0 | 0 | 0 | 0
360.1 | LAND & LAND RIGHTS | 0 |  | 0 | 92 | DISTPLT | 0 | 0 | 0 | 0 | 0 | 0 | 0 | 0 | 0 | 0 | 0 | 0 | 0 | 0 | 0 | 0 | 0 | 0 | 0 | 0 | 0 | 0 | 0 | 0 | 0 | 0
361 | STRUCTURES & IMPROVEMENTS | 0 |  | 0 | 92 | DISTPLT | 0 | 0 | 0 | 0 | 0 | 0 | 0 | 0 | 0 | 0 | 0 | 0 | 0 | 0 | 0 | 0 | 0 | 0 | 0 | 0 | 0 | 0 | 0 | 0 | 0 | 0
362 | STATION EQUIPMENT | 0 |  | 0 | 92 | DISTPLT | 0 | 0 | 0 | 0 | 0 | 0 | 0 | 0 | 0 | 0 | 0 | 0 | 0 | 0 | 0 | 0 | 0 | 0 | 0 | 0 | 0 | 0 | 0 | 0 | 0 | 0
364 | POLES TOWERS & FIXTURES | 0 |  | 0 | 92 | DISTPLT | 0 | 0 | 0 | 0 | 0 | 0 | 0 | 0 | 0 | 0 | 0 | 0 | 0 | 0 | 0 | 0 | 0 | 0 | 0 | 0 | 0 | 0 | 0 | 0 | 0 | 0
365 | OVERHEAD CONDUCTORS, DEVICES | 0 |  | 0 | 92 | DISTPLT | 0 | 0 | 0 | 0 | 0 | 0 | 0 | 0 | 0 | 0 | 0 | 0 | 0 | 0 | 0 | 0 | 0 | 0 | 0 | 0 | 0 | 0 | 0 | 0 | 0 | 0
366 | UNDERGROUND CONDUIT | 0 |  | 0 | 92 | DISTPLT | 0 | 0 | 0 | 0 | 0 | 0 | 0 | 0 | 0 | 0 | 0 | 0 | 0 | 0 | 0 | 0 | 0 | 0 | 0 | 0 | 0 | 0 | 0 | 0 | 0 | 0
367 | UNDERGROUND CONDUCTORS, DEVICES | 0 |  | 0 | 92 | DISTPLT | 0 | 0 | 0 | 0 | 0 | 0 | 0 | 0 | 0 | 0 | 0 | 0 | 0 | 0 | 0 | 0 | 0 | 0 | 0 | 0 | 0 | 0 | 0 | 0 | 0 | 0
368 | LINE TRANSFORMERS | 0 |  | 0 | 92 | DISTPLT | 0 | 0 | 0 | 0 | 0 | 0 | 0 | 0 | 0 | 0 | 0 | 0 | 0 | 0 | 0 | 0 | 0 | 0 | 0 | 0 | 0 | 0 | 0 | 0 | 0 | 0
369 | SERVICES | 0 |  | 0 | 92 | DISTPLT | 0 | 0 | 0 | 0 | 0 | 0 | 0 | 0 | 0 | 0 | 0 | 0 | 0 | 0 | 0 | 0 | 0 | 0 | 0 | 0 | 0 | 0 | 0 | 0 | 0 | 0
370 | METERS | 0 |  | 0 | 92 | DISTPLT | 0 | 0 | 0 | 0 | 0 | 0 | 0 | 0 | 0 | 0 | 0 | 0 | 0 | 0 | 0 | 0 | 0 | 0 | 0 | 0 | 0 | 0 | 0 | 0 | 0 | 0
371 | INSTALLATIONS | 0 |  | 0 | 92 | DISTPLT | 0 | 0 | 0 | 0 | 0 | 0 | 0 | 0 | 0 | 0 | 0 | 0 | 0 | 0 | 0 | 0 | 0 | 0 | 0 | 0 | 0 | 0 | 0 | 0 | 0 | 0
373 | STREET LIGHTS | 0 |  | 0 | 92 | DISTPLT | 0 | 0 | 0 | 0 | 0 | 0 | 0 | 0 | 0 | 0 | 0 | 0 | 0 | 0 | 0 | 0 | 0 | 0 | 0 | 0 | 0 | 0 | 0 | 0 | 0 | 0
| OTHER DISTRIBUTION | 0 |  | 0 | 92 | DISTPLT | 0 | 0 | 0 | 0 | 0 | 0 | 0 | 0 | 0 | 0 | 0 | 0 | 0 | 0 | 0 | 0 | 0 | 0 | 0 | 0 | 0 | 0 | 0 | 0 | 0 | 0
| TOTAL DISTRIBUTION PLANT | 0 | 0 | 0 |  |  | 0 | 0 | 0 | 0 | 0 | 0 | 0 | 0 | 0 | 0 | 0 | 0 | 0 | 0 | 0 | 0 | 0 | 0 | 0 | 0 | 0 | 0 | 0 | 0 | 0 | 0
GENERAL PLANT
389 | LAND | 0 |  | 0 | 96 | GENPLT | 0 | 0 | 0 | 0 | 0 | 0 | 0 | 0 | 0 | 0 | 0 | 0 | 0 | 0 | 0 | 0 | 0 | 0 | 0 | 0 | 0 | 0 | 0 | 0 | 0 | 0
390 | STRUCTURES AND IMPROVEMENTS | 226822.9258 |  | 226822.9258 | 96 | GENPLT | 93790.2979 | 11304.5439 | 3408.1902 | 111.1731 | 5.1852 | 64271.7542 | 13550.3621 | 562.2049 | 6062.1916 | 19249.9747 | 9177.7094 | 1166.1834 | 560.2466 | 81.005 | 1205.6017 | 913.3545 | 415.6666 | 29.6451 | 854.3707 | 103.2649 | 93790.2979 | 93213.4137 | 36297.3107 | 2118.9561 | 1402.9473 | 226822.9258
391 | OFFICE FURNITURE, EQUIPMENT | 61065.5865 |  | 61065.5865 | 96 | GENPLT | 25250.3557 | 3043.4252 | 917.5578 | 29.9302 | 1.396 | 17303.3319 | 3648.0475 | 151.3576 | 1632.0717 | 5182.5052 | 2470.8358 | 313.9615 | 150.8304 | 21.8083 | 324.5738 | 245.8946 | 111.9064 | 7.9811 | 230.0149 | 27.8011 | 25250.3557 | 25095.0461 | 9772.0129 | 570.4683 | 377.7034 | 61065.5865
391.11 | OFFICE EQUIP - COMPUTERS | 6829.6115 |  | 6829.6115 | 96 | GENPLT | 2824.0148 | 340.3785 | 102.6202 | 3.3474 | 0.15612 | 1935.2149 | 407.9998 | 16.9279 | 182.5319 | 579.6145 | 276.3397 | 35.1136 | 16.869 | 2.4391 | 36.3005 | 27.501 | 12.5157 | 0.89261 | 25.725 | 3.1093 | 2824.0148 | 2806.6449 | 1092.9077 | 63.8015 | 42.2426 | 6829.6115
392 | TRANSPORTATION EQUIPMENT | 10423.5742 |  | 10423.5742 | 96 | GENPLT | 4310.1028 | 519.4967 | 156.6223 | 5.1089 | 0.23828 | 2953.5877 | 622.7025 | 25.8359 | 278.5861 | 884.6264 | 421.7587 | 53.5916 | 25.746 | 3.7226 | 55.403 | 41.9729 | 19.1018 | 1.3623 | 39.2623 | 4.7455 | 4310.1028 | 4283.5923 | 1668.0312 | 97.3759 | 64.472 | 10423.5742
393 | STORES EQUIPMENT | 14004.0759 |  | 14004.0759 | 96 | GENPLT | 5790.6247 | 697.944 | 210.4221 | 6.8638 | 0.32013 | 3968.1462 | 836.6011 | 34.7106 | 374.2805 | 1188.4958 | 566.6329 | 72.0003 | 34.5897 | 5.0013 | 74.434 | 56.3906 | 25.6633 | 1.8303 | 52.749 | 6.3756 | 5790.6247 | 5755.0078 | 2241.0005 | 130.8246 | 86.6181 | 14004.0759
394 | TOOLS | 89817.4267 |  | 89817.4267 | 96 | GENPLT | 37139.1172 | 4476.3775 | 1349.5764 | 44.0224 | 2.0532 | 25450.3532 | 5365.6775 | 222.6221 | 2400.5089 | 7622.6121 | 3634.1928 | 461.7857 | 221.8467 | 32.0764 | 477.3946 | 361.6704 | 164.5958 | 11.7389 | 338.314 | 40.8909 | 37139.1172 | 36910.6823 | 14373.0226 | 839.065 | 555.5396 | 89817.4267
395 | LABORATORY EQUIPMENT | 11217.2213 |  | 11217.2213 | 96 | GENPLT | 4638.2725 | 559.0509 | 168.5474 | 5.4979 | 0.25643 | 3178.4728 | 670.1149 | 27.8031 | 299.7975 | 951.9815 | 453.8712 | 57.672 | 27.7062 | 4.006 | 59.6214 | 45.1687 | 20.5562 | 1.4661 | 42.2517 | 5.1068 | 4638.2725 | 4609.7434 | 1795.0345 | 104.7901 | 69.3809 | 11217.2213
396 | POWER OPERATED EQUIPMENT | 5834.1874 |  | 5834.1874 | 96 | GENPLT | 2412.4112 | 290.7679 | 87.6632 | 2.8595 | 0.13337 | 1653.155 | 348.5333 | 14.4607 | 155.9276 | 495.135 | 236.0629 | 29.9958 | 14.4103 | 2.0836 | 31.0097 | 23.4927 | 10.6915 | 0.76251 | 21.9755 | 2.6561 | 2412.4112 | 2397.573 | 933.6151 | 54.5024 | 36.0857 | 5834.1874
397 | COMMUNICATION EQUIPMENT | 808841.8549 |  | 808841.8549 | 96 | GENPLT | 334452.6057 | 40311.5699 | 12153.4757 | 396.4392 | 18.4901 | 229190.6108 | 48320.0717 | 2004.8012 | 21617.5429 | 68644.6714 | 32727.3598 | 4158.5652 | 1997.8178 | 288.8609 | 4299.1293 | 3256.987 | 1482.2512 | 105.7132 | 3046.653 | 368.2387 | 334452.6057 | 332395.4587 | 129434.8181 | 7556.1162 | 5002.8562 | 808841.8549
397.11 | COMM EQUIP-MOBILE RADIOS | 4238.1505 |  | 4238.1505 | 96 | GENPLT | 1752.4569 | 211.2236 | 63.6815 | 2.0773 | 0.096884 | 1200.9076 | 253.1864 | 10.5047 | 113.2711 | 359.6827 | 171.484 | 21.79 | 10.4681 | 1.5136 | 22.5265 | 17.0659 | 7.7667 | 0.55391 | 15.9638 | 1.9295 | 1752.4569 | 1741.6779 | 678.2095 | 39.5924 | 26.2138 | 4238.1505
397.12 | COMM EQUIP-SCADA, RTU | 9604.1152 |  | 9604.1152 | 96 | GENPLT | 3971.2601 | 478.6559 | 144.3093 | 4.7073 | 0.21955 | 2721.3886 | 573.7482 | 23.8048 | 256.6848 | 815.0806 | 388.6017 | 49.3784 | 23.7219 | 3.4299 | 51.0475 | 38.6732 | 17.6001 | 1.2552 | 36.1757 | 4.3724 | 3971.2601 | 3946.8337 | 1536.8974 | 89.7206 | 59.4035 | 9604.1152
397.13 | COMM EQUIP-MASTS, ANTENNAS | 1484.6016 |  | 1484.6016 | 96 | GENPLT | 613.8763 | 73.9905 | 22.3073 | 0.72765 | 0.033938 | 420.6715 | 88.6898 | 3.6797 | 39.6783 | 125.995 | 60.07 | 7.6329 | 3.6669 | 0.53019 | 7.8909 | 5.9781 | 2.7206 | 0.19403 | 5.592 | 0.67589 | 613.8763 | 610.1005 | 237.5732 | 13.869 | 9.1826 | 1484.6016
398 | MISCELLANEOUS EQUIPMENT | 22408.492 |  | 22408.492 | 96 | GENPLT | 9265.8144 | 1116.8085 | 336.705 | 10.9831 | 0.51226 | 6349.5922 | 1338.6794 | 55.5418 | 598.9014 | 1901.7606 | 906.6924 | 115.2106 | 55.3484 | 8.0027 | 119.1049 | 90.2329 | 41.0649 | 2.9287 | 84.4057 | 10.2018 | 9265.8144 | 9208.8224 | 3585.9162 | 209.3378 | 138.6012 | 22408.492
399 | OTHER PROPERTY-LAND | 0 |  | 0 | 96 | GENPLT | 0 | 0 | 0 | 0 | 0 | 0 | 0 | 0 | 0 | 0 | 0 | 0 | 0 | 0 | 0 | 0 | 0 | 0 | 0 | 0 | 0 | 0 | 0 | 0 | 0 | 0
399.1 | OTHER PROPERTY-LAND RIGHTS | 0 |  | 0 | 96 | GENPLT | 0 | 0 | 0 | 0 | 0 | 0 | 0 | 0 | 0 | 0 | 0 | 0 | 0 | 0 | 0 | 0 | 0 | 0 | 0 | 0 | 0 | 0 | 0 | 0 | 0 | 0
399.19 | ARO GENERAL PLANT | 5155.5546 |  | 5155.5546 | 96 | GENPLT | 2131.7995 | 256.9458 | 77.4662 | 2.5269 | 0.11786 | 1460.86 | 307.9919 | 12.7786 | 137.7901 | 437.5408 | 208.6041 | 26.5067 | 12.7341 | 1.8412 | 27.4026 | 20.76 | 9.4479 | 0.67382 | 19.4194 | 2.3472 | 2131.7995 | 2118.6873 | 825.017 | 48.1627 | 31.8882 | 5155.5546
399.3 | OTHER TANGIBLE PROPERTY (B) | 9529.8712 |  | 9529.8712 | 96 | GENPLT | 3940.5605 | 474.9557 | 143.1937 | 4.6709 | 0.21785 | 2700.3511 | 569.3129 | 23.6208 | 254.7005 | 808.7797 | 385.5977 | 48.9967 | 23.5385 | 3.4034 | 50.6529 | 38.3742 | 17.4641 | 1.2455 | 35.896 | 4.3386 | 3940.5605 | 3916.323 | 1525.0165 | 89.0271 | 58.9442 | 9529.8712
| OTHER GENERAL | -1409.0673 |  | -1409.0673 | 96 | GENPLT | -582.6432 | -70.226 | -21.1723 | -0.69063 | -0.032211 | -399.2684 | -84.1774 | -3.4925 | -37.6595 | -119.5845 | -57.0137 | -7.2446 | -3.4804 | -0.50322 | -7.4894 | -5.6739 | -2.5822 | -0.18416 | -5.3075 | -0.6415 | -582.6432 | -579.0595 | -225.4858 | -13.1634 | -8.7154 | -1409.0673
| TOTAL GENERAL PLANT | 1285868.1821 | 0 | 1285868.1821 |  |  | 531700.9271 | 64085.9086 | 19321.1659 | 630.245 | 29.395 | 364359.1293 | 76817.5416 | 3187.1621 | 34366.8054 | 109128.8715 | 52028.7995 | 6611.1399 | 3176.0602 | 459.2208 | 6834.6037 | 5177.8427 | 2356.4306 | 168.0592 | 4843.4612 | 585.4129 | 531700.9271 | 528430.5474 | 205770.8972 | 12012.4464 | 7953.3639 | 1285868.1821
| SUBTOTAL DEPRECIATION EXPENSE | 36551387.1864 | 0 | 36551387.1864 |  |  | 15103302.1476 | 1824260.5914 | 549805.1988 | 18073.6285 | 838.0333 | 10340546.9378 | 2189966.2112 | 89692.4214 | 982702.7997 | 3106038.4917 | 1488187.7762 | 189109.141 | 88667.0831 | 12784.8722 | 194751.5043 | 147819.8126 | 66689.553 | 4853.7886 | 136640.5787 | 16656.6151 | 15103302.1476 | 15013183.0225 | 5867490.164 | 342571.3169 | 224840.5355 | 36551387.1864
AMORTIZATION EXPENSE
| 404-INTANGIBLE PLANT | 1154432.4837 |  | 1154432.4837 | 252 | INTPLT | 477007.861 | 57620.1028 | 17365.6313 | 571.0169 | 26.4711 | 326574.9547 | 69174.8636 | 2831.7882 | 31044.2015 | 98105.1722 | 47013.3043 | 5974.1534 | 2798.5867 | 403.4857 | 6151.5435 | 4669.4485 | 2105.9734 | 153.3894 | 4314.4374 | 526.098 | 477007.861 | 474164.8287 | 185338.9038 | 10820.992 | 7099.8982 | 1154432.4837
| 406-PLANT ACQ ADJUSTMENT | 0 |  | 0 | 217 | DISTPLTLA | 0 | 0 | 0 | 0 | 0 | 0 | 0 | 0 | 0 | 0 | 0 | 0 | 0 | 0 | 0 | 0 | 0 | 0 | 0 | 0 | 0 | 0 | 0 | 0 | 0 | 0
| 4073-Amortization Exp Ark | 0 |  | 0 | 213 | REVSALEAR | 0 | 0 | 0 | 0 | 0 | 0 | 0 | 0 | 0 | 0 | 0 | 0 | 0 | 0 | 0 | 0 | 0 | 0 | 0 | 0 | 0 | 0 | 0 | 0 | 0 | 0
| 4073-Amortization Exp La | 0 |  | 0 | 214 | REVSALELA | 0 | 0 | 0 | 0 | 0 | 0 | 0 | 0 | 0 | 0 | 0 | 0 | 0 | 0 | 0 | 0 | 0 | 0 | 0 | 0 | 0 | 0 | 0 | 0 | 0 | 0
| 4073-Amortization Exp Tx | 0 |  | 0 | 215 | REVSALETX | 0 | 0 | 0 | 0 | 0 | 0 | 0 | 0 | 0 | 0 | 0 | 0 | 0 | 0 | 0 | 0 | 0 | 0 | 0 | 0 | 0 | 0 | 0 | 0 | 0 | 0
| 4074-EXCESS EARNINS AMORTIZATION TX | -72000 |  | -72000 | 248 | PRODPLTR | -29750.1729 | -3593.6683 | -1083.065 | -35.6134 | -1.651 | -20367.9272 | -4314.3192 | -176.6138 | -1936.1743 | -6118.6535 | -2932.1402 | -372.5978 | -174.5431 | -25.1647 | -383.6614 | -291.2256 | -131.346 | -9.5666 | -269.0842 | -32.8118 | -29750.1729 | -29572.8578 | -11559.2737 | -674.887 | -442.8086 | -72000
| Accretion | 431173.496 |  | 431173.496 | 255 | DEPEXP | 178164.0613 | 21519.6434 | 6485.7027 | 213.2031 | 9.8857 | 121980.8636 | 25833.6403 | 1058.0445 | 11592.3207 | 36639.963 | 17555.2059 | 2230.8004 | 1045.9493 | 150.815 | 2297.3598 | 1743.7364 | 786.6943 | 57.2571 | 1611.8621 | 196.4875 | 178164.0613 | 177100.9833 | 69215.0542 | 4041.0962 | 2652.301 | 431173.496
| SUBTOTAL AMORTIZATION | 1513605.9798 | 0 | 1513605.9798 |  |  | 625421.7495 | 75546.0779 | 22768.2689 | 748.6067 | 34.7059 | 428187.8911 | 90694.1847 | 3713.2189 | 40700.3479 | 128626.4817 | 61636.3699 | 7832.356 | 3669.9929 | 529.136 | 8065.2419 | 6121.9593 | 2761.3217 | 201.0799 | 5657.2153 | 689.7736 | 625421.7495 | 621692.9541 | 242994.6844 | 14187.2012 | 9309.3906 | 1513605.9798
| TOTAL DEPRECIATION & AMORT EXP | 38064993.1662 | 0 | 38064993.1662 |  |  | 15728723.8971 | 1899806.6693 | 572573.4677 | 18822.2352 | 872.7392 | 10768734.8289 | 2280660.396 | 93405.6403 | 1023403.1476 | 3234664.9734 | 1549824.1461 | 196941.497 | 92337.076 | 13314.0082 | 202816.7463 | 153941.7719 | 69450.8748 | 5054.8685 | 142297.7941 | 17346.3887 | 15728723.8971 | 15634875.9766 | 6110484.8483 | 356758.5181 | 234149.926 | 38064993.1662
| SO2 ALLOWANCE | 0 |  | 0 | 75 | PRODPLT | 0 | 0 | 0 | 0 | 0 | 0 | 0 | 0 | 0 | 0 | 0 | 0 | 0 | 0 | 0 | 0 | 0 | 0 | 0 | 0 | 0 | 0 | 0 | 0 | 0 | 0
TAXES OTHER THAN INCOME TAX
NON REVENUE RELATED TAXES
| PAYROLL RELATED TAXES | 928494.2593 |  | 928494.2593 | 188 | LABORT | 383928.357 | 46274.8819 | 13951.3458 | 455.0846 | 21.2254 | 263094.8993 | 55468.0856 | 2301.3726 | 24815.4375 | 78799.314 | 37568.7355 | 4773.744 | 2293.3561 | 331.5922 | 4935.1017 | 3738.7948 | 1701.5215 | 121.3514 | 3497.346 | 422.7125 | 383928.357 | 381566.8951 | 148582.1793 | 8673.8965 | 5742.9314 | 928494.2593
| PLANT RELATED TAXES | 10948545.1936 |  | 10948545.1936 | 97 | PLANT | 4523995.4119 | 546442.0605 | 164689.1373 | 5414.108 | 251.0288 | 3097353.5322 | 655993.6193 | 26864.2659 | 294370.5036 | 930387.02 | 445790.5118 | 56648.1561 | 26555.5195 | 3828.948 | 58336.6427 | 44279.1678 | 19975.416 | 1454.0709 | 40926.7403 | 4989.3328 | 4523995.4119 | 4497007.7522 | 1757580.659 | 102615.8105 | 67345.5601 | 10948545.1936
| STATE FRANCHISE ( DEL, NE, OK ) | 821981.8156 |  | 821981.8156 | 99 | RBX | 339649.6341 | 41024.5101 | 12364.1939 | 406.4363 | 18.8459 | 232543.3394 | 49248.3879 | 2017.0981 | 22099.0172 | 69849.5365 | 33466.3321 | 4252.6813 | 1994.087 | 287.529 | 4379.6161 | 3324.1872 | 1499.7601 | 109.1488 | 3072.8953 | 374.5794 | 339649.6341 | 337622.8115 | 131949.1832 | 7703.8032 | 5056.3836 | 821981.8156
| TOTAL NON-REV RELATED TAX | 12699021.2686 | 0 | 12699021.2686 |  |  | 5247573.4031 | 633741.4524 | 191004.677 | 6275.6289 | 291.1 | 3592991.771 | 760710.0928 | 31182.7365 | 341284.9584 | 1079035.8706 | 516825.5794 | 65674.5814 | 30842.9626 | 4448.0692 | 67651.3605 | 51342.1497 | 23176.6975 | 1684.5712 | 47496.9816 | 5786.6247 | 5247573.4031 | 5216197.4588 | 2038112.0215 | 118993.5102 | 78144.875 | 12699021.2686
REVENUE RELATED TAXES
| REVENUE RELATED TAXES ARK | 0 |  | 0 | 243 | RVSALEARR | 0 | 0 | 0 | 0 | 0 | 0 | 0 | 0 | 0 | 0 | 0 | 0 | 0 | 0 | 0 | 0 | 0 | 0 | 0 | 0 | 0 | 0 | 0 | 0 | 0 | 0
| REVENUE RELATED TAXES LA | 0 |  | 0 | 244 | RVSALELAR | 0 | 0 | 0 | 0 | 0 | 0 | 0 | 0 | 0 | 0 | 0 | 0 | 0 | 0 | 0 | 0 | 0 | 0 | 0 | 0 | 0 | 0 | 0 | 0 | 0 | 0
| STATE GROSS RECEIPTS | 2205113.6953 |  | 2205113.6953 | 262 | MGRT | 1022698.6889 | 110502.0717 | 39953.5659 | 1665.7686 | 126.7306 | 762771.1691 | 90870.1048 | 0.38874 | 9750.0913 | 41285.4032 | 23819.9073 | 11754.0673 | 10457.2169 | 1654.8837 | 10911.27 | 10757.3273 | 19526.2285 | 260.8473 | 34296.5614 | 2051.4027 | 1022698.6889 | 1005889.7993 | 98721.5698 | 21668.5974 | 56135.04 | 2205113.6953
| LOCAL GROSS RECEIPTS | 1513494.6395 |  | 1513494.6395 | 261 | MFF | 541513.8143 | 54801.1938 | 18410.3799 | 1498.0135 | 71.4634 | 626949.9082 | 98830.0511 | 0 | 10115.572 | 60722.9495 | 36691.0381 | 15666.4169 | 4610.5569 | 576.3682 | 11829.5293 | 7132.3618 | 8693.6826 | 488.204 | 12980.3237 | 1912.8121 | 541513.8143 | 800561.0099 | 128382.9015 | 18961.8912 | 24075.0225 | 1513494.6395
| PUC ASSESSMENT | 339085.9206 |  | 339085.9206 | 199 | REVSALES | 144285.74 | 15898.1958 | 4865.991 | 104.8545 | 6.797 | 102473.1994 | 17784.8504 | 1190.084 | 6815.5526 | 27230.3876 | 10144.8138 | 1285.3249 | 1461.6235 | 225.0003 | 1618.6949 | 1118.9679 | 734.722 | 14.6841 | 1678.2446 | 148.1924 | 144285.74 | 142323.972 | 47162.7027 | 2737.6628 | 2575.843 | 339085.9206
| GROSS MARGIN TAX | 943843.6663 |  | 943843.6663 | 199 | REVSALES | 401618.5091 | 44252.5344 | 13544.4572 | 291.8618 | 18.9194 | 285233.5481 | 49504.0266 | 3312.5917 | 18971.0505 | 75795.6237 | 28238.0294 | 3577.6944 | 4068.4205 | 626.2871 | 4505.6278 | 3114.6406 | 2045.0943 | 40.873 | 4671.3839 | 412.4926 | 401618.5091 | 396157.9394 | 131277.1057 | 7620.2684 | 7169.8438 | 943843.6663
| REVENUE RELATED TAXES TX | 5001537.9217 | 0 | 5001537.9217 |  |  | 2110116.7523 | 225453.9956 | 76774.3939 | 3560.4983 | 223.9104 | 1777427.8249 | 256989.0329 | 4503.0645 | 45652.2664 | 205034.364 | 98893.7886 | 32283.5034 | 20597.8179 | 3082.5393 | 28865.1221 | 22123.2977 | 30999.7274 | 804.6084 | 53626.5136 | 4524.8998 | 2110116.7523 | 2344932.7206 | 405544.2797 | 50988.4198 | 89955.7492 | 5001537.9217
| TOTAL REVENUE-RELATED TAX | 5001537.9217 | 0 | 5001537.9217 |  |  | 2110116.7523 | 225453.9956 | 76774.3939 | 3560.4983 | 223.9104 | 1777427.8249 | 256989.0329 | 4503.0645 | 45652.2664 | 205034.364 | 98893.7886 | 32283.5034 | 20597.8179 | 3082.5393 | 28865.1221 | 22123.2977 | 30999.7274 | 804.6084 | 53626.5136 | 4524.8998 | 2110116.7523 | 2344932.7206 | 405544.2797 | 50988.4198 | 89955.7492 | 5001537.9217
| TOT TAX OTHER THAN INCOME | 17700559.1902 | 0 | 17700559.1902 |  |  | 7357690.1554 | 859195.4481 | 267779.0709 | 9836.1272 | 515.0105 | 5370419.5959 | 1017699.1258 | 35685.801 | 386937.2248 | 1284070.2346 | 615719.368 | 97958.0848 | 51440.7805 | 7530.6086 | 96516.4826 | 73465.4474 | 54176.4249 | 2489.1796 | 101123.4953 | 10311.5245 | 7357690.1554 | 7561130.1794 | 2443656.3011 | 169981.9301 | 168100.6242 | 17700559.1902
FEDERAL INCOME TAX CALCULATION - PRESENT
| OPERATING INCOME BEFORE TAXES | 61518070.7462 | 0 | 61518070.7462 |  |  | 25419771.8546 | 3070321.8299 | 925350.587 | 30418.1603 | 1410.4456 | 17403812.7553 | 3685806.3697 | 150961.955 | 1653916.0361 | 5227620.1818 | 2504659.0406 | 318275.594 | 149239.7776 | 21519.0042 | 327775.5387 | 248786.0158 | 112243.7796 | 8168.8226 | 229979.0434 | 28033.9544 | 25419771.8546 | 25268082.1029 | 9875229.6344 | 576561.5544 | 378425.6 | 61518070.7462
| LESS: INTEREST | -21644869.0888 |  | -21644869.0888 | 99 | RBX | -8943837.5974 | -1080279.5546 | -325580.6314 | -10702.4991 | -496.2592 | -6123456.8016 | -1296835.1476 | -53115.3158 | -581923.2569 | -1839315.7183 | -881253.5307 | -111983.9014 | -52509.375 | -7571.3693 | -115326.4161 | -87534.2916 | -39492.492 | -2874.1652 | -80917.1391 | -9863.6265 | -8943837.5974 | -8890466.2095 | -3474557.1515 | -202860.7077 | -133147.4227 | -21644869.0888
| DITC Amortization | -496144.6829 |  | -496144.6829 | 97 | PLANT | -205009.545 | -24762.5888 | -7463.0591 | -245.3459 | -11.3756 | -140359.7883 | -29727.0314 | -1217.3821 | -13339.7047 | -42161.4529 | -20201.4595 | -2567.07 | -1203.3909 | -173.5128 | -2643.5855 | -2006.5564 | -905.2067 | -65.8927 | -1854.6377 | -226.0968 | -205009.545 | -203786.5712 | -79646.5908 | -4650.1419 | -3051.8339 | -496144.6829
| Amortization of Protected Excess DFIT | -21572.6538 |  | -21572.6538 | 97 | PLANT | -8913.9319 | -1076.6915 | -324.4981 | -10.6678 | -0.49462 | -6102.9236 | -1292.5483 | -52.9325 | -580.018 | -1833.204 | -878.371 | -111.6177 | -52.3241 | -7.5444 | -114.9446 | -87.2462 | -39.3589 | -2.8651 | -80.6407 | -9.8308 | -8913.9319 | -8860.7563 | -3463.0792 | -202.1908 | -132.6955 | -21572.6538
| Preferred Dividend Exclusion | 0 |  | 0 | 97 | PLANT | 0 | 0 | 0 | 0 | 0 | 0 | 0 | 0 | 0 | 0 | 0 | 0 | 0 | 0 | 0 | 0 | 0 | 0 | 0 | 0 | 0 | 0 | 0 | 0 | 0 | 0
| Medicare Subsidy | 0 |  | 0 | 188 | LABORT | 0 | 0 | 0 | 0 | 0 | 0 | 0 | 0 | 0 | 0 | 0 | 0 | 0 | 0 | 0 | 0 | 0 | 0 | 0 | 0 | 0 | 0 | 0 | 0 | 0 | 0
| Accelerated Book Depletion | 0 |  | 0 | 25 | ENERGY | 0 | 0 | 0 | 0 | 0 | 0 | 0 | 0 | 0 | 0 | 0 | 0 | 0 | 0 | 0 | 0 | 0 | 0 | 0 | 0 | 0 | 0 | 0 | 0 | 0 | 0
| Parent Company Tax Loss Saving | 0 |  | 0 |  |  | 0 | 0 | 0 | 0 | 0 | 0 | 0 | 0 | 0 | 0 | 0 | 0 | 0 | 0 | 0 | 0 | 0 | 0 | 0 | 0 | 0 | 0 | 0 | 0 | 0 | 0
| TOTAL | -22162586.4254 | 0 | -22162586.4254 |  |  | -9157761.0744 | -1106118.835 | -333368.1886 | -10958.5128 | -508.1295 | -6269919.5136 | -1327854.7273 | -54385.6303 | -595842.9796 | -1883310.3752 | -902333.3611 | -114662.589 | -53765.0901 | -7752.4264 | -118084.9462 | -89628.0942 | -40437.0576 | -2942.923 | -82852.4175 | -10099.5541 | -9157761.0744 | -9103113.537 | -3557666.8215 | -207713.0404 | -136331.9521 | -22162586.4254
Plus:
| AFUDC | 0 |  | 0 | 99 | RBX | 0 | 0 | 0 | 0 | 0 | 0 | 0 | 0 | 0 | 0 | 0 | 0 | 0 | 0 | 0 | 0 | 0 | 0 | 0 | 0 | 0 | 0 | 0 | 0 | 0 | 0
| Additional Depreciation | 1801135.8854 |  | 1801135.8854 | 173 | DEPREXP | 744242.6015 | 89893.7487 | 27092.6482 | 890.6108 | 41.2956 | 509549.2018 | 107914.5563 | 4419.7567 | 48424.4625 | 153055.6791 | 73333.1513 | 9318.6959 | 4369.2313 | 629.9978 | 9596.7335 | 7284.0893 | 3286.2487 | 239.1792 | 6733.2123 | 820.7849 | 744242.6015 | 739801.8182 | 289131.2179 | 16880.8229 | 11079.4251 | 1801135.8854
| Businesws Meals not Deductible | 0 |  | 0 | 188 | LABORT | 0 | 0 | 0 | 0 | 0 | 0 | 0 | 0 | 0 | 0 | 0 | 0 | 0 | 0 | 0 | 0 | 0 | 0 | 0 | 0 | 0 | 0 | 0 | 0 | 0 | 0
| AOFUDC-BIP Amortization | 0 |  | 0 | 252 | INTPLT | 0 | 0 | 0 | 0 | 0 | 0 | 0 | 0 | 0 | 0 | 0 | 0 | 0 | 0 | 0 | 0 | 0 | 0 | 0 | 0 | 0 | 0 | 0 | 0 | 0 | 0
| FAS 106 (Medicare Reimbursement) | 0 |  | 0 | 99 | RBX | 0 | 0 | 0 | 0 | 0 | 0 | 0 | 0 | 0 | 0 | 0 | 0 | 0 | 0 | 0 | 0 | 0 | 0 | 0 | 0 | 0 | 0 | 0 | 0 | 0 | 0
| Business Meals Not Deductible | 0 |  | 0 | 188 | LABORT | 0 | 0 | 0 | 0 | 0 | 0 | 0 | 0 | 0 | 0 | 0 | 0 | 0 | 0 | 0 | 0 | 0 | 0 | 0 | 0 | 0 | 0 | 0 | 0 | 0 | 0
| TOTAL | 1801135.8854 | 0 | 1801135.8854 |  |  | 744242.6015 | 89893.7487 | 27092.6482 | 890.6108 | 41.2956 | 509549.2018 | 107914.5563 | 4419.7567 | 48424.4625 | 153055.6791 | 73333.1513 | 9318.6959 | 4369.2313 | 629.9978 | 9596.7335 | 7284.0893 | 3286.2487 | 239.1792 | 6733.2123 | 820.7849 | 744242.6015 | 739801.8182 | 289131.2179 | 16880.8229 | 11079.4251 | 1801135.8854
| TAXABLE COMPONENT OF RETURN | 41156620.2062 | 0 | 41156620.2062 |  |  | 17006253.3817 | 2054096.7437 | 619075.0466 | 20350.2583 | 943.6117 | 11643442.4435 | 2465866.1987 | 100996.0814 | 1106497.519 | 3497365.4857 | 1675658.8308 | 212931.7009 | 99843.9188 | 14396.5756 | 219287.326 | 166442.0109 | 75092.9707 | 5465.0789 | 153859.8382 | 18755.1852 | 17006253.3817 | 16904770.384 | 6606694.0308 | 385729.3369 | 253173.073 | 41156620.2062
| TAX FACTOR | 53.85% |  | 53.85% |  |  | 53.85% | 53.85% | 53.85% | 53.85% | 53.85% | 53.85% | 53.85% | 53.85% | 53.85% | 53.85% | 53.85% | 53.85% | 53.85% | 53.85% | 53.85% | 53.85% | 53.85% | 53.85% | 53.85% | 53.85% | 53.85% | 53.85% | 53.85% | 53.85% | 53.85% | 53.85%
| TAX AT PRESENT BEFORE CREDITS | 22161257.0341 | 0 | 22161257.0341 |  |  | 9157213.3594 | 1106052.0928 | 333348.102 | 10957.8314 | 508.0986 | 6269545.9311 | 1327774.107 | 54382.5054 | 595806.3564 | 1883196.8 | 902277.832 | 114655.5313 | 53762.1101 | 7752.0022 | 118077.7909 | 89622.6212 | 40434.6765 | 2942.7348 | 82847.6052 | 10098.9459 | 9157213.3594 | 9102568.6683 | 3557450.632 | 207700.4122 | 136323.9624 | 22161257.0341
| AFTER TAX PROVISIONS | 0
| Prior Years Current FIT | 0 |  | 0 | 99 | RBX | 0 | 0 | 0 | 0 | 0 | 0 | 0 | 0 | 0 | 0 | 0 | 0 | 0 | 0 | 0 | 0 | 0 | 0 | 0 | 0 | 0 | 0 | 0 | 0 | 0 | 0
| Prior Years Deferred FIT | 0 |  | 0 | 99 | RBX | 0 | 0 | 0 | 0 | 0 | 0 | 0 | 0 | 0 | 0 | 0 | 0 | 0 | 0 | 0 | 0 | 0 | 0 | 0 | 0 | 0 | 0 | 0 | 0 | 0 | 0
| Other - Consolidated Tax Savings | 0 |  | 0 | 99 | RBX | 0 | 0 | 0 | 0 | 0 | 0 | 0 | 0 | 0 | 0 | 0 | 0 | 0 | 0 | 0 | 0 | 0 | 0 | 0 | 0 | 0 | 0 | 0 | 0 | 0 | 0
| DEFERRED - EXCESS | -21572.6538 |  | -21572.6538 | 97 | PLANT | -8913.9319 | -1076.6915 | -324.4981 | -10.6678 | -0.49462 | -6102.9236 | -1292.5483 | -52.9325 | -580.018 | -1833.204 | -878.371 | -111.6177 | -52.3241 | -7.5444 | -114.9446 | -87.2462 | -39.3589 | -2.8651 | -80.6407 | -9.8308 | -8913.9319 | -8860.7563 | -3463.0792 | -202.1908 | -132.6955 | -21572.6538
| ITC | -496144.6829 |  | -496144.6829 | 97 | PLANT | -205009.545 | -24762.5888 | -7463.0591 | -245.3459 | -11.3756 | -140359.7883 | -29727.0314 | -1217.3821 | -13339.7047 | -42161.4529 | -20201.4595 | -2567.07 | -1203.3909 | -173.5128 | -2643.5855 | -2006.5564 | -905.2067 | -65.8927 | -1854.6377 | -226.0968 | -205009.545 | -203786.5712 | -79646.5908 | -4650.1419 | -3051.8339 | -496144.6829
| INCOME TAXES CHARGED TO UTILITY | 21643539.6975 | 0 | 21643539.6975 |  |  | 8943289.8824 | 1080212.8124 | 325560.5448 | 10701.8177 | 496.2284 | 6123083.2191 | 1296754.5274 | 53112.1908 | 581886.6337 | 1839202.143 | 881198.0015 | 111976.8436 | 52506.3951 | 7570.945 | 115319.2608 | 87528.8186 | 39490.1109 | 2873.977 | 80912.3268 | 9863.0183 | 8943289.8824 | 8889921.3407 | 3474340.962 | 202848.0794 | 133139.433 | 21643539.6975
REVENUE CREDITS
NON-FIRM CREDITS
| NON-FIRM REVENUE-DEMAND | 701010.2233 |  | 701010.2233 | 1 | DEMPROD | 289655.2132 | 34988.864 | 10544.9952 | 346.7407 | 16.0742 | 198307.2939 | 42005.3033 | 1719.557 | 18851.083 | 59572.7595 | 28548.0592 | 3627.7068 | 1699.396 | 245.0101 | 3735.4241 | 2835.4461 | 1278.8179 | 93.1432 | 2619.8715 | 319.4644 | 289655.2132 | 287928.8283 | 112544.0146 | 6570.8702 | 4311.297 | 701010.2233
| NON-FIRM REVENUE-ENERGY | 0 |  | 0 | 25 | ENERGY | 0 | 0 | 0 | 0 | 0 | 0 | 0 | 0 | 0 | 0 | 0 | 0 | 0 | 0 | 0 | 0 | 0 | 0 | 0 | 0 | 0 | 0 | 0 | 0 | 0 | 0
| NON-FIRM REVENUE FUEL | 0 |  | 0 | 1 | DEMPROD | 0 | 0 | 0 | 0 | 0 | 0 | 0 | 0 | 0 | 0 | 0 | 0 | 0 | 0 | 0 | 0 | 0 | 0 | 0 | 0 | 0 | 0 | 0 | 0 | 0 | 0
| TOTAL NON-FIRM REVENUE | 701010.2233 | 0 | 701010.2233 |  |  | 289655.2132 | 34988.864 | 10544.9952 | 346.7407 | 16.0742 | 198307.2939 | 42005.3033 | 1719.557 | 18851.083 | 59572.7595 | 28548.0592 | 3627.7068 | 1699.396 | 245.0101 | 3735.4241 | 2835.4461 | 1278.8179 | 93.1432 | 2619.8715 | 319.4644 | 289655.2132 | 287928.8283 | 112544.0146 | 6570.8702 | 4311.297 | 701010.2233
| 450-FORFEITED DISCOUNTS | 0 |  | 0 | 49 | CUSER1 | 0 | 0 | 0 | 0 | 0 | 0 | 0 | 0 | 0 | 0 | 0 | 0 | 0 | 0 | 0 | 0 | 0 | 0 | 0 | 0 | 0 | 0 | 0 | 0 | 0 | 0
| 451-MISCELLANEOUS SERVICE REVENUE | 0 |  | 0 | 37 | CUST | 0 | 0 | 0 | 0 | 0 | 0 | 0 | 0 | 0 | 0 | 0 | 0 | 0 | 0 | 0 | 0 | 0 | 0 | 0 | 0 | 0 | 0 | 0 | 0 | 0 | 0
| 454 - RENT FROM ELECTRIC PROPERTY | 0 |  | 0 | 92 | DISTPLT | 0 | 0 | 0 | 0 | 0 | 0 | 0 | 0 | 0 | 0 | 0 | 0 | 0 | 0 | 0 | 0 | 0 | 0 | 0 | 0 | 0 | 0 | 0 | 0 | 0 | 0
456 - OTHER ELECTRIC REVENUES
| GENERATION RELATED | 1702052.0593 |  | 1702052.0593 | 1 | DEMPROD | 703282.5424 | 84952.9237 | 25603.237 | 841.886 | 39.0281 | 481489.8939 | 101988.8306 | 4175.0826 | 45770.4091 | 144642.5952 | 69314.6567 | 8808.0683 | 4126.1316 | 594.8842 | 9069.6056 | 6884.4601 | 3104.9684 | 226.1517 | 6361.0451 | 775.6592 | 703282.5424 | 699090.8818 | 273256.7451 | 15954.0657 | 10467.8243 | 1702052.0593
| GENERAL OFFICE RENTAL | 215444.7269 |  | 215444.7269 | 96 | GENPLT | 89085.462 | 10737.47 | 3237.224 | 105.5963 | 4.9251 | 61047.6674 | 12870.6305 | 534.0029 | 5758.0918 | 18284.3313 | 8717.3247 | 1107.6837 | 532.1427 | 76.9416 | 1145.1246 | 867.5375 | 394.8154 | 28.158 | 811.5126 | 98.0848 | 89085.462 | 88537.5162 | 34476.5158 | 2012.6622 | 1332.5707 | 215444.7269
| TRANS RELATED REVENUE | 1311142.0608 |  | 1311142.0608 | 81 | TRANPLT | 541759.764 | 65441.8006 | 19722.946 | 648.5302 | 30.0645 | 370906.1942 | 78565.0738 | 3216.1921 | 35258.3273 | 111422.5557 | 53395.1716 | 6785.1208 | 3178.4837 | 458.2573 | 6986.5908 | 5303.3074 | 2391.8509 | 174.2114 | 4900.105 | 597.5137 | 541759.764 | 538530.8014 | 210497.9163 | 12289.8982 | 8063.6809 | 1311142.0608
| TOTAL OTHER ELECTRIC REVENUES | 3228638.8469 | 0 | 3228638.8469 |  |  | 1334127.7684 | 161132.1942 | 48563.407 | 1596.0125 | 74.0176 | 913443.7555 | 193424.5349 | 7925.2776 | 86786.8281 | 274349.4823 | 131427.1531 | 16700.8727 | 7836.758 | 1130.083 | 17201.3211 | 13055.305 | 5891.6347 | 428.5211 | 12072.6626 | 1471.2576 | 1334127.7684 | 1326159.1994 | 518231.1772 | 30256.626 | 19864.076 | 3228638.8469
| TOTAL OTHER OPERATING REVENUE | 3228638.8469 | 0 | 3228638.8469 |  |  | 1334127.7684 | 161132.1942 | 48563.407 | 1596.0125 | 74.0176 | 913443.7555 | 193424.5349 | 7925.2776 | 86786.8281 | 274349.4823 | 131427.1531 | 16700.8727 | 7836.758 | 1130.083 | 17201.3211 | 13055.305 | 5891.6347 | 428.5211 | 12072.6626 | 1471.2576 | 1334127.7684 | 1326159.1994 | 518231.1772 | 30256.626 | 19864.076 | 3228638.8469
| TOTAL PROPOSED CREDITS | 3929649.0702 | 0 | 3929649.0702 |  |  | 1623782.9815 | 196121.0582 | 59108.4022 | 1942.7532 | 90.0918 | 1111751.0495 | 235429.8382 | 9644.8346 | 105637.9112 | 333922.2417 | 159975.2123 | 20328.5796 | 9536.154 | 1375.0931 | 20936.7451 | 15890.7511 | 7170.4526 | 521.6643 | 14692.534 | 1790.722 | 1623782.9815 | 1614088.0277 | 630775.1919 | 36827.4962 | 24175.3729 | 3929649.0702
DEVELOPMENT OF LABOR ALLOCATOR
PRODUCTION LABOR
STEAM POWER GENERATION
OPERATION
| 500-SUPERVISION & ENGR | 2909664.231 |  | 2909664.231 | 100 | OX500 | 1202264.0828 | 145227.3342 | 43768.8274 | 1439.2072 | 66.7186 | 823108.7376 | 174350.2796 | 7137.319 | 78244.6821 | 247267.0464 | 118493.6596 | 15057.425 | 7053.6371 | 1016.9567 | 15504.524 | 11769.0098 | 5307.9549 | 386.6071 | 10874.2298 | 1325.9922 | 1202264.0828 | 1195098.4237 | 467133.4068 | 27273.5337 | 17894.784 | 2909664.231
| 501-FUEL | 0 |  | 0 | 101 | OX501 | 0 | 0 | 0 | 0 | 0 | 0 | 0 | 0 | 0 | 0 | 0 | 0 | 0 | 0 | 0 | 0 | 0 | 0 | 0 | 0 | 0 | 0 | 0 | 0 | 0 | 0
| 502-STEAM | 2374468.3587 |  | 2374468.3587 | 102 | OX502 | 981122.8364 | 118514.606 | 35718.1061 | 1174.4833 | 54.4466 | 671708.3134 | 142280.7545 | 5824.4996 | 63852.5641 | 201785.4059 | 96698.2521 | 12287.8024 | 5756.2099 | 829.9004 | 12652.6632 | 9604.2495 | 4331.6239 | 315.4956 | 8874.053 | 1082.0927 | 981122.8364 | 975275.2095 | 381210.1348 | 22256.9127 | 14603.2652 | 2374468.3587
| 505-ELECTRIC | 1634969.2922 |  | 1634969.2922 | 103 | OX505 | 675564.1546 | 81604.6846 | 24594.1398 | 808.7049 | 37.4898 | 462512.9923 | 97969.1575 | 4010.5306 | 43966.4656 | 138941.8145 | 66582.7667 | 8460.917 | 3963.5089 | 571.4381 | 8712.1463 | 6613.1237 | 2982.5927 | 217.2384 | 6110.338 | 745.0882 | 675564.1546 | 671537.6994 | 262486.9108 | 15325.2701 | 10055.2572 | 1634969.2922
| 506-MISCELLANEOUS POWER | 974768.0196 |  | 974768.0196 | 104 | OX506 | 402771.0711 | 48652.6794 | 14663.016 | 482.1495 | 22.3514 | 275750.0558 | 58409.1714 | 2391.0767 | 26212.7887 | 82837.0527 | 39696.6181 | 5044.3952 | 2363.0424 | 340.6912 | 5194.1781 | 3942.7416 | 1778.2205 | 129.5174 | 3642.981 | 444.2213 | 402771.0711 | 400370.5002 | 156494.5883 | 9136.9197 | 5994.9402 | 974768.0196
| TOT STEAM OPER LABOR | 7893869.9015 | 0 | 7893869.9015 |  |  | 3261722.145 | 393999.3042 | 118744.0894 | 3904.5448 | 181.0064 | 2233080.0991 | 473009.363 | 19363.4259 | 212276.5005 | 670831.3196 | 321471.2966 | 40850.5395 | 19136.3982 | 2758.9864 | 42063.5116 | 31929.1247 | 14400.392 | 1048.8585 | 29501.6018 | 3597.3944 | 3261722.145 | 3242281.8329 | 1267325.0408 | 73992.6362 | 48548.2467 | 7893869.9015
MAINTENANCE
| 510-SUPERVISION & ENGR | 336615.9208 |  | 336615.9208 | 105 | MX510 | 139088.6367 | 16801.1939 | 5063.5685 | 166.5003 | 7.7186 | 95224.5633 | 20170.3961 | 825.7087 | 9052.043 | 28606.0583 | 13708.4038 | 1741.9773 | 816.0277 | 117.6506 | 1793.7017 | 1361.5441 | 614.0716 | 44.7262 | 1258.0279 | 153.4026 | 139088.6367 | 138259.6494 | 54042.1607 | 3155.2457 | 2070.2283 | 336615.9208
| 511-STRUCTURES | 380021.8737 |  | 380021.8737 | 106 | MX511 | 157023.8396 | 18967.6744 | 5716.5056 | 187.9702 | 8.7139 | 107503.5811 | 22771.3285 | 932.1822 | 10219.2859 | 32294.7525 | 15476.0752 | 1966.6018 | 921.2528 | 132.8214 | 2024.9959 | 1537.1125 | 693.2549 | 50.4935 | 1420.2481 | 173.1836 | 157023.8396 | 156087.9559 | 61010.7897 | 3562.1084 | 2337.1801 | 380021.8737
| 512-BOILER PLANT | 0 |  | 0 | 107 | MX512 | 0 | 0 | 0 | 0 | 0 | 0 | 0 | 0 | 0 | 0 | 0 | 0 | 0 | 0 | 0 | 0 | 0 | 0 | 0 | 0 | 0 | 0 | 0 | 0 | 0 | 0
| 513-ELECTRIC PLANT | 0 |  | 0 | 108 | MX513 | 0 | 0 | 0 | 0 | 0 | 0 | 0 | 0 | 0 | 0 | 0 | 0 | 0 | 0 | 0 | 0 | 0 | 0 | 0 | 0 | 0 | 0 | 0 | 0 | 0 | 0
| 514-MISC STEAM PLANT | 562537.9061 |  | 562537.9061 | 109 | MX514 | 232438.8885 | 28077.4254 | 8462.0157 | 278.2481 | 12.899 | 159135.1541 | 33707.8898 | 1379.8886 | 15127.3811 | 47805.2021 | 22908.8891 | 2911.1168 | 1363.71 | 196.6126 | 2997.5563 | 2275.3533 | 1026.2098 | 74.7444 | 2102.3616 | 256.3598 | 232438.8885 | 231053.5208 | 90312.9116 | 5272.9096 | 3459.6756 | 562537.9061
| TOT STEAM MAINT LABOR | 1279175.7006 | 0 | 1279175.7006 |  |  | 528551.3648 | 63846.2937 | 19242.0898 | 632.7187 | 29.3315 | 361863.2985 | 76649.6143 | 3137.7796 | 34398.71 | 108706.0129 | 52093.3682 | 6619.6958 | 3100.9905 | 447.0847 | 6816.2539 | 5174.0098 | 2333.5362 | 169.9641 | 4780.6377 | 582.9459 | 528551.3648 | 525401.126 | 205365.862 | 11990.2638 | 7867.084 | 1279175.7006
| TOTAL STEAM PRODUCTION LABOR | 9173045.6022 | 0 | 9173045.6022 |  |  | 3790273.5098 | 457845.5979 | 137986.1792 | 4537.2635 | 210.3379 | 2594943.3976 | 549658.9773 | 22501.2054 | 246675.2105 | 779537.3324 | 373564.6648 | 47470.2353 | 22237.3887 | 3206.0711 | 48879.7655 | 37103.1345 | 16733.9283 | 1218.8226 | 34282.2395 | 4180.3403 | 3790273.5098 | 3767682.9589 | 1472690.9028 | 85982.9 | 56415.3307 | 9173045.6022
PRODUCTION LABOR-OTHER
OPERATION
| 546-SUPERVISION & ENGR | 209.8117 |  | 209.8117 | 110 | OX546 | 86.6935 | 10.4721 | 3.1561 | 0.10378 | 0.004811 | 59.3532 | 12.5721 | 0.51466 | 5.6421 | 17.8301 | 8.5444 | 1.0858 | 0.50863 | 0.073331 | 1.118 | 0.84865 | 0.38275 | 0.027878 | 0.78413 | 0.095615 | 86.6935 | 86.1768 | 33.6843 | 1.9667 | 1.2904 | 209.8117
| 548-GEN EXP | 52351.4497 |  | 52351.4497 | 111 | OX548 | 21631.4539 | 2612.9687 | 787.5003 | 25.8946 | 1.2004 | 14809.5905 | 3136.9564 | 128.4165 | 1407.799 | 4448.8942 | 2131.9693 | 270.9172 | 126.9109 | 18.2974 | 278.9615 | 211.7511 | 95.5021 | 6.9559 | 195.652 | 23.8576 | 21631.4539 | 21502.5275 | 8404.788 | 490.7126 | 321.9677 | 52351.4497
| 549-MISC OTH PWR GEN EXP | 0 |  | 0 | 112 | OX549 | 0 | 0 | 0 | 0 | 0 | 0 | 0 | 0 | 0 | 0 | 0 | 0 | 0 | 0 | 0 | 0 | 0 | 0 | 0 | 0 | 0 | 0 | 0 | 0 | 0 | 0
| TOT OTHER POWER OPER LABOR | 52561.2614 | 0 | 52561.2614 |  |  | 21718.1474 | 2623.4408 | 790.6564 | 25.9984 | 1.2052 | 14868.9437 | 3149.5286 | 128.9312 | 1413.4412 | 4466.7243 | 2140.5137 | 272.0029 | 127.4195 | 18.3707 | 280.0795 | 212.5998 | 95.8849 | 6.9838 | 196.4361 | 23.9532 | 21718.1474 | 21588.7043 | 8438.4723 | 492.6793 | 323.2581 | 52561.2614
| MAINTENANCE | 0
| 551-SUPERVISION & ENGR | 0 |  | 0 | 113 | MX551 | 0 | 0 | 0 | 0 | 0 | 0 | 0 | 0 | 0 | 0 | 0 | 0 | 0 | 0 | 0 | 0 | 0 | 0 | 0 | 0 | 0 | 0 | 0 | 0 | 0 | 0
| 552-STRUCTURES | 0 |  | 0 | 114 | MX552 | 0 | 0 | 0 | 0 | 0 | 0 | 0 | 0 | 0 | 0 | 0 | 0 | 0 | 0 | 0 | 0 | 0 | 0 | 0 | 0 | 0 | 0 | 0 | 0 | 0 | 0
| 553-GEN & ELEC PLANT | 72441.5258 |  | 72441.5258 | 117 | MX553 | 29932.61 | 3615.7057 | 1089.7067 | 35.8318 | 1.6611 | 20492.8295 | 4340.7759 | 177.6969 | 1948.0475 | 6156.175 | 2950.121 | 374.8827 | 175.6135 | 25.319 | 386.0141 | 293.0115 | 132.1515 | 9.6253 | 270.7343 | 33.0131 | 29932.61 | 29754.2075 | 11630.1587 | 679.0256 | 445.5241 | 72441.5258
| 554-MISC OTH GEN | 0 |  | 0 | 118 | MX554 | 0 | 0 | 0 | 0 | 0 | 0 | 0 | 0 | 0 | 0 | 0 | 0 | 0 | 0 | 0 | 0 | 0 | 0 | 0 | 0 | 0 | 0 | 0 | 0 | 0 | 0
| TOT OTHER POWER MAINT LABOR | 72441.5258 | 0 | 72441.5258 |  |  | 29932.61 | 3615.7057 | 1089.7067 | 35.8318 | 1.6611 | 20492.8295 | 4340.7759 | 177.6969 | 1948.0475 | 6156.175 | 2950.121 | 374.8827 | 175.6135 | 25.319 | 386.0141 | 293.0115 | 132.1515 | 9.6253 | 270.7343 | 33.0131 | 29932.61 | 29754.2075 | 11630.1587 | 679.0256 | 445.5241 | 72441.5258
OTHER POWER SUPPLY EXPENSE
| 556-LOAD DISPATCHING | 361491.1054 |  | 361491.1054 | 119 | OX556 | 149366.9846 | 18042.7656 | 5437.7552 | 178.8043 | 8.289 | 102261.4514 | 21660.9445 | 886.7268 | 9720.9693 | 30719.9838 | 14721.4251 | 1870.7056 | 876.3303 | 126.3448 | 1926.2523 | 1462.1592 | 659.4501 | 48.0313 | 1350.9935 | 164.7387 | 149366.9846 | 148476.7368 | 58035.7588 | 3388.4115 | 2223.2137 | 361491.1054
| 557-OTHER EXPENSES | 693784.6785 |  | 693784.6785 | 120 | OX557 | 286669.6409 | 34628.2222 | 10436.3045 | 343.1667 | 15.9085 | 196263.2749 | 41572.3407 | 1701.833 | 18656.7787 | 58958.7233 | 28253.8049 | 3590.3149 | 1681.8797 | 242.4847 | 3696.9218 | 2806.2202 | 1265.6367 | 92.1832 | 2592.8676 | 316.1716 | 286669.6409 | 284961.0504 | 111383.9862 | 6503.1421 | 4266.859 | 693784.6785
| TOT OTHER POWER OPER LABOR | 1055275.7839 | 0 | 1055275.7839 |  |  | 436036.6254 | 52670.9877 | 15874.0597 | 521.9711 | 24.1975 | 298524.7263 | 63233.2851 | 2588.5598 | 28377.748 | 89678.7071 | 42975.23 | 5461.0205 | 2558.2101 | 368.8294 | 5623.1741 | 4268.3794 | 1925.0868 | 140.2145 | 3943.861 | 480.9103 | 436036.6254 | 433437.7872 | 169419.745 | 9891.5536 | 6490.0726 | 1055275.7839
| TOT PRODUCTION OPER LABOR | 9001706.9469 | 0 | 9001706.9469 |  |  | 3719476.9179 | 449293.7327 | 135408.8055 | 4452.5143 | 206.4091 | 2546473.7691 | 539392.1767 | 22080.9169 | 242067.6896 | 764976.7509 | 366587.0403 | 46583.5629 | 21822.0278 | 3146.1866 | 47966.7652 | 36410.1039 | 16421.3637 | 1196.0568 | 33641.899 | 4102.2578 | 3719476.9179 | 3697308.3244 | 1445183.2581 | 84376.8691 | 55361.5774 | 9001706.9469
0
| TOT PRODUCTION MAINT LABOR | 1351617.2264 | 0 | 1351617.2264 |  |  | 558483.9748 | 67461.9994 | 20331.7965 | 668.5504 | 30.9926 | 382356.1279 | 80990.3902 | 3315.4765 | 36346.7575 | 114862.1879 | 55043.4892 | 6994.5785 | 3276.604 | 472.4037 | 7202.268 | 5467.0213 | 2465.6877 | 179.5894 | 5051.372 | 615.959 | 558483.9748 | 555155.3336 | 216996.0207 | 12669.2893 | 8312.6081 | 1351617.2264
0
| TOT PRODUCTION LABOR | 10353324.1733 | 0 | 10353324.1733 |  |  | 4277960.8927 | 516755.7322 | 155740.6021 | 5121.0647 | 237.4017 | 2928829.8971 | 620382.5669 | 25396.3933 | 278414.4471 | 879838.9388 | 421630.5295 | 53578.1415 | 25098.6317 | 3618.5903 | 55169.0332 | 41877.1252 | 18887.0514 | 1375.6462 | 38693.271 | 4718.2168 | 4277960.8927 | 4252463.6579 | 1662179.2788 | 97046.1584 | 63674.1854 | 10353324.1733
DEVELOPMENT OF LABOR ALLOCATOR
TRANSMISSION LABOR
OPERATION
| 560-SUPERVISION & ENGR | 15966.7129 |  | 15966.7129 | 121 | OX560 | 6597.3954 | 796.9315 | 240.1804 | 7.8976 | 0.36612 | 4516.7895 | 956.743 | 39.1659 | 429.3658 | 1356.872 | 650.2311 | 82.6273 | 38.7067 | 5.5805 | 85.0807 | 64.5822 | 29.1273 | 2.1215 | 59.6721 | 7.2764 | 6597.3954 | 6558.074 | 2563.3834 | 149.6629 | 98.1972 | 15966.7129
| 561-LOAD DISPATCHING | 15895.5522 |  | 15895.5522 | 122 | OX561 | 6567.992 | 793.3797 | 239.11 | 7.8624 | 0.36449 | 4496.659 | 952.479 | 38.9913 | 427.4522 | 1350.8247 | 647.3332 | 82.259 | 38.5342 | 5.5557 | 84.7015 | 64.2943 | 28.9975 | 2.112 | 59.4061 | 7.2439 | 6567.992 | 6528.8459 | 2551.9589 | 148.9958 | 97.7596 | 15895.5522
| 562-STATION EQUIPMENT | 2239.3614 |  | 2239.3614 | 123 | OX562 | 925.297 | 111.7711 | 33.6857 | 1.1077 | 0.051349 | 633.4882 | 134.185 | 5.4931 | 60.2194 | 190.3038 | 91.1961 | 11.5886 | 5.4287 | 0.78268 | 11.9327 | 9.0578 | 4.0852 | 0.29754 | 8.3691 | 1.0205 | 925.297 | 919.7822 | 359.5193 | 20.9905 | 13.7723 | 2239.3614
| 563-OVERHEAD LINES | 0 |  | 0 | 124 | OX563 | 0 | 0 | 0 | 0 | 0 | 0 | 0 | 0 | 0 | 0 | 0 | 0 | 0 | 0 | 0 | 0 | 0 | 0 | 0 | 0 | 0 | 0 | 0 | 0 | 0 | 0
| 564-UNDERGROUND LINES | 0 |  | 0 | 125 | OX564 | 0 | 0 | 0 | 0 | 0 | 0 | 0 | 0 | 0 | 0 | 0 | 0 | 0 | 0 | 0 | 0 | 0 | 0 | 0 | 0 | 0 | 0 | 0 | 0 | 0 | 0
| 565-TRANSMISSION FOR OTHERS | 0 |  | 0 | 126 | OX565 | 0 | 0 | 0 | 0 | 0 | 0 | 0 | 0 | 0 | 0 | 0 | 0 | 0 | 0 | 0 | 0 | 0 | 0 | 0 | 0 | 0 | 0 | 0 | 0 | 0 | 0
| 566-MISC TRANSMISSION | 13089.9398 |  | 13089.9398 | 127 | OX566 | 5408.7219 | 653.3459 | 196.9063 | 6.4747 | 0.30015 | 3702.9853 | 784.3636 | 32.1092 | 352.0056 | 1112.4001 | 533.0769 | 67.74 | 31.7328 | 4.5751 | 69.7514 | 52.9462 | 23.8793 | 1.7393 | 48.9208 | 5.9653 | 5408.7219 | 5376.4851 | 2101.5305 | 122.6976 | 80.5047 | 13089.9398
| 567-RENTS | 0 |  | 0 |  | OX567 | 82.8787 | 10.0113 | 3.0172 | 0.099212 | 0.0045993 | 56.7414 | 12.0189 | 0.49201 | 5.3938 | 17.0455 | 8.1684 | 1.038 | 0.48625 | 0.070104 | 1.0688 | 0.8113 | 0.36591 | 0.026651 | 0.74962 | 0.091408 | 82.8787 | 82.3847 | 32.2021 | 1.8801 | 1.2336 | 200.5792
| TOT TRANS OPER LABOR | 47191.5663 | 0 | 47191.5663 |  |  | 19582.285 | 2365.4396 | 712.8997 | 23.4416 | 1.0867 | 13406.6634 | 2839.7895 | 116.2515 | 1274.4369 | 4027.4461 | 1930.0058 | 245.2529 | 114.8885 | 16.564 | 252.5352 | 191.6917 | 86.4551 | 6.297 | 177.1177 | 21.5975 | 19582.285 | 19465.5719 | 7608.5942 | 444.227 | 291.4674 | 47392.1455
MAINTENANCE
| 568-SUPERVISION & ENGR | 186.5923 |  | 186.5923 | 128 | MX568 | 77.0993 | 9.3132 | 2.8068 | 0.092294 | 0.0042786 | 52.7847 | 11.1808 | 0.45771 | 5.0177 | 15.8569 | 7.5988 | 0.96561 | 0.45234 | 0.065216 | 0.99428 | 0.75473 | 0.34039 | 0.024793 | 0.69735 | 0.085034 | 77.0993 | 76.6398 | 29.9565 | 1.749 | 1.1476 | 186.5923
| 569-STRUCTURES | 6785.1925 |  | 6785.1925 | 129 | MX569 | 2803.6202 | 338.6629 | 102.0667 | 3.3562 | 0.15558 | 1919.4487 | 406.5762 | 16.6439 | 182.4627 | 576.6145 | 276.3213 | 35.1132 | 16.4487 | 2.3715 | 36.1558 | 27.4447 | 12.3779 | 0.90155 | 25.3582 | 3.0921 | 2803.6202 | 2786.9102 | 1089.3319 | 63.6005 | 41.7297 | 6785.1925
| 570-STATION EQUIPMENT | 19479.4851 |  | 19479.4851 | 130 | MX570 | 8048.8618 | 972.2612 | 293.0215 | 9.6351 | 0.44666 | 5510.5102 | 1167.2322 | 47.7826 | 523.8289 | 1655.392 | 793.2859 | 100.8058 | 47.2224 | 6.8083 | 103.799 | 78.7906 | 35.5355 | 2.5882 | 72.8003 | 8.8772 | 8048.8618 | 8000.8895 | 3127.3431 | 182.5896 | 119.8012 | 19479.4851
| 571-OVERHEAD LINES | 0 |  | 0 | 131 | MX571 | 0 | 0 | 0 | 0 | 0 | 0 | 0 | 0 | 0 | 0 | 0 | 0 | 0 | 0 | 0 | 0 | 0 | 0 | 0 | 0 | 0 | 0 | 0 | 0 | 0 | 0
| 572-UNDERGROUND LINES | 0 |  | 0 | 132 | MX572 | 0 | 0 | 0 | 0 | 0 | 0 | 0 | 0 | 0 | 0 | 0 | 0 | 0 | 0 | 0 | 0 | 0 | 0 | 0 | 0 | 0 | 0 | 0 | 0 | 0 | 0
| 573-MISCELLANEOUS | 411.5965 |  | 411.5965 | 133 | MX573 | 170.0704 | 20.5436 | 6.1915 | 0.20359 | 0.0094379 | 116.4357 | 24.6633 | 1.0096 | 11.0684 | 34.978 | 16.7619 | 2.13 | 0.9978 | 0.14386 | 2.1932 | 1.6648 | 0.75085 | 0.054689 | 1.5383 | 0.18757 | 170.0704 | 169.0567 | 66.08 | 3.8581 | 2.5314 | 411.5965
| TOT TRANS MAINT LABOR | 26862.8665 | 0 | 26862.8665 |  |  | 11099.6517 | 1340.781 | 404.0865 | 13.2872 | 0.61597 | 7599.1793 | 1609.6525 | 65.8938 | 722.3777 | 2282.8413 | 1093.9679 | 139.0145 | 65.1212 | 9.3888 | 143.1423 | 108.6549 | 49.0046 | 3.5693 | 100.3941 | 12.2419 | 11099.6517 | 11033.4963 | 4312.7115 | 251.7972 | 165.2099 | 26862.8665
| TOT TRANSMISSION LABOR | 74054.4328 | 0 | 74054.4328 |  |  | 30681.9367 | 3706.2206 | 1116.9862 | 36.7288 | 1.7027 | 21005.8427 | 4449.442 | 182.1453 | 1996.8145 | 6310.2874 | 3023.9737 | 384.2675 | 180.0097 | 25.9529 | 395.6775 | 300.3467 | 135.4597 | 9.8663 | 277.5118 | 33.8395 | 30681.9367 | 30499.0682 | 11921.3057 | 696.0241 | 456.6772 | 74255.012
DISTRIBUTION LABOR
OPERATION
| 580-SUPERVISION & ENGR | 0 |  | 0 | 134 | OX580 | 0 | 0 | 0 | 0 | 0 | 0 | 0 | 0 | 0 | 0 | 0 | 0 | 0 | 0 | 0 | 0 | 0 | 0 | 0 | 0 | 0 | 0 | 0 | 0 | 0 | 0
| 581-LOAD DISPATCHING | 0 |  | 0 | 135 | OX581 | 0 | 0 | 0 | 0 | 0 | 0 | 0 | 0 | 0 | 0 | 0 | 0 | 0 | 0 | 0 | 0 | 0 | 0 | 0 | 0 | 0 | 0 | 0 | 0 | 0 | 0
| 582-STATION EQUIPMENT | 0 |  | 0 | 136 | OX582 | 0 | 0 | 0 | 0 | 0 | 0 | 0 | 0 | 0 | 0 | 0 | 0 | 0 | 0 | 0 | 0 | 0 | 0 | 0 | 0 | 0 | 0 | 0 | 0 | 0 | 0
| 583-OTHER EQUIPMENT | 0 |  | 0 | 137 | OX583 | 0 | 0 | 0 | 0 | 0 | 0 | 0 | 0 | 0 | 0 | 0 | 0 | 0 | 0 | 0 | 0 | 0 | 0 | 0 | 0 | 0 | 0 | 0 | 0 | 0 | 0
| 584-UNDERGROUND LINES | 0 |  | 0 | 138 | OX584 | 0 | 0 | 0 | 0 | 0 | 0 | 0 | 0 | 0 | 0 | 0 | 0 | 0 | 0 | 0 | 0 | 0 | 0 | 0 | 0 | 0 | 0 | 0 | 0 | 0 | 0
| 585-STREET LIGHTING | 0 |  | 0 | 139 | OX585 | 0 | 0 | 0 | 0 | 0 | 0 | 0 | 0 | 0 | 0 | 0 | 0 | 0 | 0 | 0 | 0 | 0 | 0 | 0 | 0 | 0 | 0 | 0 | 0 | 0 | 0
| 586-METERS | 0 |  | 0 | 140 | OX586 | 0 | 0 | 0 | 0 | 0 | 0 | 0 | 0 | 0 | 0 | 0 | 0 | 0 | 0 | 0 | 0 | 0 | 0 | 0 | 0 | 0 | 0 | 0 | 0 | 0 | 0
| 587-CUST INSTALLATION | 0 |  | 0 | 141 | OX587 | 0 | 0 | 0 | 0 | 0 | 0 | 0 | 0 | 0 | 0 | 0 | 0 | 0 | 0 | 0 | 0 | 0 | 0 | 0 | 0 | 0 | 0 | 0 | 0 | 0 | 0
| 588-MISC DISTRIBUTION | 0 |  | 0 | 142 | OX588 | 0 | 0 | 0 | 0 | 0 | 0 | 0 | 0 | 0 | 0 | 0 | 0 | 0 | 0 | 0 | 0 | 0 | 0 | 0 | 0 | 0 | 0 | 0 | 0 | 0 | 0
| 589-RENTS | 0 |  | 0 | 143 | OX589 | 0 | 0 | 0 | 0 | 0 | 0 | 0 | 0 | 0 | 0 | 0 | 0 | 0 | 0 | 0 | 0 | 0 | 0 | 0 | 0 | 0 | 0 | 0 | 0 | 0 | 0
| TOT DISTRIBUTION OPER LABOR | 0 | 0 | 0 |  |  | 0 | 0 | 0 | 0 | 0 | 0 | 0 | 0 | 0 | 0 | 0 | 0 | 0 | 0 | 0 | 0 | 0 | 0 | 0 | 0 | 0 | 0 | 0 | 0 | 0 | 0
MAINTENANCE
| 590-SUPERVISION & ENGR | 0 |  | 0 | 144 | MX590 | 0 | 0 | 0 | 0 | 0 | 0 | 0 | 0 | 0 | 0 | 0 | 0 | 0 | 0 | 0 | 0 | 0 | 0 | 0 | 0 | 0 | 0 | 0 | 0 | 0 | 0
| 591-STRUCTURES | 0 |  | 0 | 145 | MX591 | 0 | 0 | 0 | 0 | 0 | 0 | 0 | 0 | 0 | 0 | 0 | 0 | 0 | 0 | 0 | 0 | 0 | 0 | 0 | 0 | 0 | 0 | 0 | 0 | 0 | 0
| 592-STATION EQUIPMENT | 0 |  | 0 | 146 | MX592 | 0 | 0 | 0 | 0 | 0 | 0 | 0 | 0 | 0 | 0 | 0 | 0 | 0 | 0 | 0 | 0 | 0 | 0 | 0 | 0 | 0 | 0 | 0 | 0 | 0 | 0
| 593-OVERHEAD LINES | 0 |  | 0 | 147 | MX593 | 0 | 0 | 0 | 0 | 0 | 0 | 0 | 0 | 0 | 0 | 0 | 0 | 0 | 0 | 0 | 0 | 0 | 0 | 0 | 0 | 0 | 0 | 0 | 0 | 0 | 0
| 594-UNDERGROUND LINES | 0 |  | 0 | 148 | MX594 | 0 | 0 | 0 | 0 | 0 | 0 | 0 | 0 | 0 | 0 | 0 | 0 | 0 | 0 | 0 | 0 | 0 | 0 | 0 | 0 | 0 | 0 | 0 | 0 | 0 | 0
| 595-LINE TRANSFORMERS | 0 |  | 0 | 149 | MX595 | 0 | 0 | 0 | 0 | 0 | 0 | 0 | 0 | 0 | 0 | 0 | 0 | 0 | 0 | 0 | 0 | 0 | 0 | 0 | 0 | 0 | 0 | 0 | 0 | 0 | 0
| 596-STREET LIGHTING | 0 |  | 0 | 150 | MX596 | 0 | 0 | 0 | 0 | 0 | 0 | 0 | 0 | 0 | 0 | 0 | 0 | 0 | 0 | 0 | 0 | 0 | 0 | 0 | 0 | 0 | 0 | 0 | 0 | 0 | 0
| 597-METERS | 0 |  | 0 | 151 | MX597 | 0 | 0 | 0 | 0 | 0 | 0 | 0 | 0 | 0 | 0 | 0 | 0 | 0 | 0 | 0 | 0 | 0 | 0 | 0 | 0 | 0 | 0 | 0 | 0 | 0 | 0
| 598-MISCELLANEOUS PLANT | 0 |  | 0 | 152 | MX598 | 0 | 0 | 0 | 0 | 0 | 0 | 0 | 0 | 0 | 0 | 0 | 0 | 0 | 0 | 0 | 0 | 0 | 0 | 0 | 0 | 0 | 0 | 0 | 0 | 0 | 0
| TOT DISTRIBUTION MAINT LABOR | 0 | 0 | 0 |  |  | 0 | 0 | 0 | 0 | 0 | 0 | 0 | 0 | 0 | 0 | 0 | 0 | 0 | 0 | 0 | 0 | 0 | 0 | 0 | 0 | 0 | 0 | 0 | 0 | 0 | 0
| TOT DISTRIBUTION LABOR | 0 | 0 | 0 |  |  | 0 | 0 | 0 | 0 | 0 | 0 | 0 | 0 | 0 | 0 | 0 | 0 | 0 | 0 | 0 | 0 | 0 | 0 | 0 | 0 | 0 | 0 | 0 | 0 | 0 | 0
CUSTOMER ACCT LABOR
OPERATION
| 901-SUPERVISION & ENGR | 13287.5031 |  | 13287.5031 | 153 | OX901 | 5654.016 | 622.9906 | 190.6799 | 4.1089 | 0.26635 | 4015.5396 | 696.9215 | 46.6349 | 267.0759 | 1067.0566 | 397.5371 | 50.3671 | 57.2755 | 8.8169 | 63.4306 | 43.8481 | 28.791 | 0.57541 | 65.7641 | 5.8071 | 5654.016 | 5577.1417 | 1848.1291 | 107.2787 | 100.9376 | 13287.5031
| 902-METER READING | 0 |  | 0 | 154 | OX902 | 0 | 0 | 0 | 0 | 0 | 0 | 0 | 0 | 0 | 0 | 0 | 0 | 0 | 0 | 0 | 0 | 0 | 0 | 0 | 0 | 0 | 0 | 0 | 0 | 0 | 0
| 903-CUST ACCT & COLL - XBILLING | 295436.3591 |  | 295436.3591 | 155 | OX903 | 125712.2491 | 13851.6664 | 4239.6058 | 91.3569 | 5.922 | 89282.1173 | 15495.4575 | 1036.8879 | 5938.206 | 23725.0976 | 8838.9009 | 1119.8687 | 1273.4729 | 196.0367 | 1410.325 | 974.9264 | 640.1433 | 12.7938 | 1462.2089 | 129.116 | 125712.2491 | 124003.0138 | 41091.5828 | 2385.2513 | 2244.2621 | 295436.3591
| BILLING | 0 |  | 0
| 904-UNCOLLECTIBLE ACCOUNTS | 0 |  | 0 | 156 | OX904 | 0 | 0 | 0 | 0 | 0 | 0 | 0 | 0 | 0 | 0 | 0 | 0 | 0 | 0 | 0 | 0 | 0 | 0 | 0 | 0 | 0 | 0 | 0 | 0 | 0 | 0
| 905-MISC CUST ACCT EXPENSE | 551.7941 |  | 551.7941 | 159 | OX905 | 234.796 | 25.8711 | 7.9184 | 0.17063 | 0.011061 | 166.7545 | 28.9413 | 1.9366 | 11.0909 | 44.312 | 16.5086 | 2.0916 | 2.3785 | 0.36614 | 2.6341 | 1.8209 | 1.1956 | 0.023895 | 2.731 | 0.24115 | 234.796 | 231.6036 | 76.7478 | 4.455 | 4.1917 | 551.7941
| TOT CUST ACCT OPER LABOR | 309275.6562 | 0 | 309275.6562 |  |  | 131601.061 | 14500.5281 | 4438.2042 | 95.6363 | 6.1995 | 93464.4114 | 16221.3202 | 1085.4594 | 6216.3728 | 24836.4661 | 9252.9466 | 1172.3274 | 1333.127 | 205.2197 | 1476.3896 | 1020.5954 | 670.1299 | 13.3931 | 1530.7041 | 135.1642 | 131601.061 | 129811.7591 | 43016.4597 | 2496.985 | 2349.3913 | 309275.6562
CUSTOMER INFO LABOR
OPERATION
| 907-SUPERVISION | 0 |  | 0 | 160 | OX907 | 0 | 0 | 0 | 0 | 0 | 0 | 0 | 0 | 0 | 0 | 0 | 0 | 0 | 0 | 0 | 0 | 0 | 0 | 0 | 0 | 0 | 0 | 0 | 0 | 0 | 0
| 908-CUSTOMER ASSISTANCE | 0 |  | 0 | 161 | OX908 | 0 | 0 | 0 | 0 | 0 | 0 | 0 | 0 | 0 | 0 | 0 | 0 | 0 | 0 | 0 | 0 | 0 | 0 | 0 | 0 | 0 | 0 | 0 | 0 | 0 | 0
| 909-INFO & INSTRUCTION | 0 |  | 0 | 162 | OX909 | 0 | 0 | 0 | 0 | 0 | 0 | 0 | 0 | 0 | 0 | 0 | 0 | 0 | 0 | 0 | 0 | 0 | 0 | 0 | 0 | 0 | 0 | 0 | 0 | 0 | 0
| 910-MISC CUSTOMER SERVICE | 0 |  | 0 | 163 | OX910 | 0 | 0 | 0 | 0 | 0 | 0 | 0 | 0 | 0 | 0 | 0 | 0 | 0 | 0 | 0 | 0 | 0 | 0 | 0 | 0 | 0 | 0 | 0 | 0 | 0 | 0
| TOT CUSTOMER INFO OPER LABOR | 0 | 0 | 0 |  |  | 0 | 0 | 0 | 0 | 0 | 0 | 0 | 0 | 0 | 0 | 0 | 0 | 0 | 0 | 0 | 0 | 0 | 0 | 0 | 0 | 0 | 0 | 0 | 0 | 0 | 0
CONSUMER SVCS LABOR
OPERATION
| 911-SUPERVISION | 0 |  | 0 | 164 | OX911 | 0 | 0 | 0 | 0 | 0 | 0 | 0 | 0 | 0 | 0 | 0 | 0 | 0 | 0 | 0 | 0 | 0 | 0 | 0 | 0 | 0 | 0 | 0 | 0 | 0 | 0
| 912-DEMO & SELLING | 0 |  | 0 | 165 | OX912 | 0 | 0 | 0 | 0 | 0 | 0 | 0 | 0 | 0 | 0 | 0 | 0 | 0 | 0 | 0 | 0 | 0 | 0 | 0 | 0 | 0 | 0 | 0 | 0 | 0 | 0
| 913-ADVERTISING | 0 |  | 0 | 166 | OX913 | 0 | 0 | 0 | 0 | 0 | 0 | 0 | 0 | 0 | 0 | 0 | 0 | 0 | 0 | 0 | 0 | 0 | 0 | 0 | 0 | 0 | 0 | 0 | 0 | 0 | 0
| 916-MISC SALES EXP | 0 |  | 0 | 167 | OX916 | 0 | 0 | 0 | 0 | 0 | 0 | 0 | 0 | 0 | 0 | 0 | 0 | 0 | 0 | 0 | 0 | 0 | 0 | 0 | 0 | 0 | 0 | 0 | 0 | 0 | 0
| TOT CONS SVCS OPER LABOR | 0 | 0 | 0 |  |  | 0 | 0 | 0 | 0 | 0 | 0 | 0 | 0 | 0 | 0 | 0 | 0 | 0 | 0 | 0 | 0 | 0 | 0 | 0 | 0 | 0 | 0 | 0 | 0 | 0 | 0
ADMINISTRATIVE & GENERAL LABOR
| GENERATION | 2538058.9868 |  | 2538058.9868 | 191 | LABPROD | 1048717.968 | 126679.7512 | 38178.9296 | 1255.4001 | 58.1977 | 717986.1189 | 152083.2848 | 6225.7825 | 68251.7303 | 215687.55 | 103360.3446 | 13134.379 | 6152.7879 | 887.077 | 13524.3771 | 10265.9409 | 4630.0541 | 337.2319 | 9485.437 | 1156.6442 | 1048717.968 | 1042467.4648 | 407473.8688 | 23790.318 | 15609.3672 | 2538058.9868
| TRANMISSION | 18154.0262 |  | 18154.0262 | 192 | LABTRAN | 7501.1864 | 906.1048 | 273.0832 | 8.9795 | 0.41627 | 5135.5539 | 1087.8092 | 44.5313 | 488.1855 | 1542.7527 | 739.3076 | 93.9465 | 44.0092 | 6.345 | 96.7361 | 73.4294 | 33.1175 | 2.4121 | 67.8467 | 8.2732 | 7501.1864 | 7456.4783 | 2914.5466 | 170.1655 | 111.6494 | 18154.0262
| DISTRIBUTION | 0 |  | 0 | 193 | LABDIST | 0 | 0 | 0 | 0 | 0 | 0 | 0 | 0 | 0 | 0 | 0 | 0 | 0 | 0 | 0 | 0 | 0 | 0 | 0 | 0 | 0 | 0 | 0 | 0 | 0 | 0
| CUSTOMER SERVICES | 13560.4175 |  | 13560.4175 | 194 | LABCUSSV | 5770.1448 | 635.7863 | 194.5963 | 4.1932 | 0.27182 | 4098.0155 | 711.2357 | 47.5928 | 272.5614 | 1088.973 | 405.7022 | 51.4016 | 58.4519 | 8.998 | 64.7334 | 44.7488 | 29.3823 | 0.58723 | 67.1148 | 5.9264 | 5770.1448 | 5691.6916 | 1886.0882 | 109.4821 | 103.0108 | 13560.4175
| METERING | 0 |  | 0 | 195 | LABMETER | 0 | 0 | 0 | 0 | 0 | 0 | 0 | 0 | 0 | 0 | 0 | 0 | 0 | 0 | 0 | 0 | 0 | 0 | 0 | 0 | 0 | 0 | 0 | 0 | 0 | 0
| BILLING | 0 |  | 0 | 196 | LABBILL | 0 | 0 | 0 | 0 | 0 | 0 | 0 | 0 | 0 | 0 | 0 | 0 | 0 | 0 | 0 | 0 | 0 | 0 | 0 | 0 | 0 | 0 | 0 | 0 | 0 | 0
| TOT A&G LABOR | 2569773.4305 | 0 | 2569773.4305 |  |  | 1061989.2992 | 128221.6423 | 38646.6091 | 1268.5729 | 58.8858 | 727219.6884 | 153882.3297 | 6317.9065 | 69012.4773 | 218319.2758 | 104505.3545 | 13279.7271 | 6255.249 | 902.42 | 13685.8466 | 10384.119 | 4692.5539 | 340.2313 | 9620.3985 | 1170.8438 | 1061989.2992 | 1055615.6346 | 412274.5036 | 24069.9656 | 15824.0274 | 2569773.4305
| TOTAL O&M LABOR | 13306427.6928 | 0 | 13306427.6928 |  |  | 5502233.1896 | 663184.1231 | 199942.4015 | 6522.0027 | 304.1896 | 3770519.8396 | 794935.6588 | 32981.9046 | 355640.1117 | 1129304.9681 | 538412.8043 | 68414.4634 | 32867.0175 | 4752.1829 | 70726.9469 | 53582.1863 | 24385.195 | 1739.1368 | 50121.8853 | 6058.0643 | 5502233.1896 | 5468390.1199 | 2129391.5478 | 124309.1333 | 82304.2814 | 13306628.272
CAPITALIZED LABOR
| PRODUCTION | 0 |  | 0 | 75 | PRODPLT | 0 | 0 | 0 | 0 | 0 | 0 | 0 | 0 | 0 | 0 | 0 | 0 | 0 | 0 | 0 | 0 | 0 | 0 | 0 | 0 | 0 | 0 | 0 | 0 | 0 | 0
| TRANSMISSION | 0 |  | 0 | 81 | TRANPLT | 0 | 0 | 0 | 0 | 0 | 0 | 0 | 0 | 0 | 0 | 0 | 0 | 0 | 0 | 0 | 0 | 0 | 0 | 0 | 0 | 0 | 0 | 0 | 0 | 0 | 0
| DISTRIBUTION | 0 |  | 0 | 92 | DISTPLT | 0 | 0 | 0 | 0 | 0 | 0 | 0 | 0 | 0 | 0 | 0 | 0 | 0 | 0 | 0 | 0 | 0 | 0 | 0 | 0 | 0 | 0 | 0 | 0 | 0 | 0
| GENERAL | 0 |  | 0 | 96 | GENPLT | 0 | 0 | 0 | 0 | 0 | 0 | 0 | 0 | 0 | 0 | 0 | 0 | 0 | 0 | 0 | 0 | 0 | 0 | 0 | 0 | 0 | 0 | 0 | 0 | 0 | 0
| TOTAL CAPITALIZED LABOR | 0 | 0 | 0 |  |  | 0 | 0 | 0 | 0 | 0 | 0 | 0 | 0 | 0 | 0 | 0 | 0 | 0 | 0 | 0 | 0 | 0 | 0 | 0 | 0 | 0 | 0 | 0 | 0 | 0 | 0
| TOTAL LABOR | 13306427.6928 | 0 | 13306427.6928 |  |  | 5502233.1896 | 663184.1231 | 199942.4015 | 6522.0027 | 304.1896 | 3770519.8396 | 794935.6588 | 32981.9046 | 355640.1117 | 1129304.9681 | 538412.8043 | 68414.4634 | 32867.0175 | 4752.1829 | 70726.9469 | 53582.1863 | 24385.195 | 1739.1368 | 50121.8853 | 6058.0643 | 5502233.1896 | 5468390.1199 | 2129391.5478 | 124309.1333 | 82304.2814 | 13306628.272
|  | DESCRIPTION |  |  |  |  | RESIDENTIAL | COMMERCIAL | [6 empty] | INDUSTRIAL | [5 empty] | MUNICIPAL |  | LIGHTING
[5 empty] | CAF# | CLASS ALLOCATION FACTOR | RESIDENTIAL BASIC | GS W/DEMAND | GS WO/DEMAND | COTTON GIN | GS PRI | LIGHT & POWER SEC | LIGHT & POWER PRI | LIGHT & POWER TRAN | LLP PRI | LLP TRAN | OILFIELD LIPRI & SEC | METAL MELTING PRI | METAL MELTING TRANS | METAL MELTING SEC | PUMPING SERVICE | MUNICIPAL SERVICE | MUNICIPAL LIGHTING | PUBLIC HIGHWAY | PRIVATE AREA LIGHTING | CUST-OWNED LIGHTING | TOTAL RESIDENTIAL | TOTAL COMMERCIAL | TOTAL INDUSTRIAL | TOTAL MUNICIPAL | TOTAL LIGHTING | TOTAL GENERATION ENERGY
[6 empty] | 1 | 2 | 3 | 4 | 5 | 6 | 7 | 8 | 9 | 10 | 11 | 12 | 13 | 14 | 15 | 16 | 17 | 18 | 19 | 20 | 21 | 22 | 23 | 24 | 25 | 26 | 27
| IV. 10 year weather normalization | PRODUCTION ALLOCATOR (A&E 4CP ) |  |  | 1 | DEMPROD | 0.4132 | 0.049912 | 0.015043 | 0.00049463 | 2.293e-05 | 0.28289 | 0.059921 | 0.002453 | 0.026891 | 0.084981 | 0.040724 | 0.005175 | 0.0024242 | 0.00034951 | 0.0053286 | 0.0040448 | 0.0018242 | 0.00013287 | 0.0037373 | 0.00045572 | 0.4132 | 0.41073 | 0.16055 | 0.0093734 | 0.0061501 | 1
2
|  | TRANSMISSION FUNCTION |  |  | 3 | DEMTRANS | 5391559.6497 | 576019.2286 | 166977.8505 | 11244.0432 | 574.2515 | 4168857.0597 | 966818.0076 | 42870.1219 | 400041.182 | 1533460.0482 | 609909.0755 | 82480.4964 | 40117.5306 | 5215.9569 | 94066.6134 | 56601.8236 | 0 | 0 | 0 | 0 | 5391559.6497 | 5933360.5631 | 2671224.2895 | 150668.437 | 0 | 14146812.9394
|  | D. A. ACCT 360 - LAND |  |  | 4 | DEM360DA | 621303.6745 | 78481.2706 | 28769.6415 | 5197.396 | 99.1509 | 434308.1072 | 118343.077 | 0 | 48115.5431 | 0 | 73335.6827 | 13406.228 | 0 | 1131.2816 | 14220.9156 | 6483.0172 | 7301.1331 | 517.52 | 14142.5265 | 1884.4841 | 621303.6745 | 665198.6432 | 135988.7355 | 20703.9329 | 23845.6637 | 1467040.6498
|  | D. A. ACCT 361 - STRUCTURES & IMPROVE |  |  | 5 | DEM361DA | 621303.6745 | 78481.2706 | 28769.6415 | 5197.396 | 99.1509 | 434308.1072 | 118343.077 | 0 | 48115.5431 | 0 | 73335.6827 | 13406.228 | 0 | 1131.2816 | 14220.9156 | 6483.0172 | 7301.1331 | 517.52 | 14142.5265 | 1884.4841 | 621303.6745 | 665198.6432 | 135988.7355 | 20703.9329 | 23845.6637 | 1467040.6498
|  | D. A. ACCT 362 - STATION EQUIPMENT |  |  | 6 | DEM362DA | 621303.6745 | 78481.2706 | 28769.6415 | 5197.396 | 99.1509 | 434308.1072 | 118343.077 | 0 | 48115.5431 | 0 | 73335.6827 | 13406.228 | 0 | 1131.2816 | 14220.9156 | 6483.0172 | 7301.1331 | 517.52 | 14142.5265 | 1884.4841 | 621303.6745 | 665198.6432 | 135988.7355 | 20703.9329 | 23845.6637 | 1467040.6498
|  | D. A. ACCT 364 - PRI-POLES, TOWERS & FIX |  |  | 7 | DEM364DAP | 621303.6745 | 78481.2706 | 28769.6415 | 5197.396 | 99.1509 | 434308.1072 | 110329 | 0 | 10323 | 0 | 73335.6827 | 13406.228 | 0 | 1131.2816 | 14220.9156 | 6483.0172 | 7301.1331 | 517.52 | 14142.5265 | 1884.4841 | 621303.6745 | 657184.5662 | 98196.1923 | 20703.9329 | 23845.6637 | 1421234.0296
|  | D. A. ACCT 364 - SEC-POLES, TOWERS & FIX |  |  | 8 | DEM364DAS | 621303.6745 | 78481.2706 | 28769.6415 | 5197.396 |  | 434308.1072 | 0 | 0 | 0 | 0 | 5600.2794 | 0 | 0 | 1131.2816 | 14220.9156 | 6483.0172 | 7301.1331 | 517.52 | 14142.5265 | 1884.4841 | 621303.6745 | 546756.4153 | 6731.561 | 20703.9329 | 23845.6637 | 1219341.2474
|  | D. A. ACCT 365 - PRI - OVRHD COND & DEVICES |  |  | 9 | DEM365DAP | 621303.6745 | 78481.2706 | 28769.6415 | 5197.396 | 99.1509 | 434308.1072 | 110329 | 0 | 10323 | 0 | 73335.6827 | 13406.228 | 0 | 1131.2816 | 14220.9156 | 6483.0172 | 7301.1331 | 517.52 | 14142.5265 | 1884.4841 | 621303.6745 | 657184.5662 | 98196.1923 | 20703.9329 | 23845.6637 | 1421234.0296
|  | D. A. ACCT 365 - SEC - OVRHD COND & DEVICES |  |  | 10 | DEM365DAS | 621303.6745 | 78481.2706 | 28769.6415 | 5197.396 |  | 434308.1072 | 0 | 0 | 0 | 0 | 5600.2794 | 0 | 0 | 1131.2816 | 14220.9156 | 6483.0172 | 7301.1331 | 517.52 | 14142.5265 | 1884.4841 | 621303.6745 | 546756.4153 | 6731.561 | 20703.9329 | 23845.6637 | 1219341.2474
|  | D. A. ACCT 366 - PRI - UNDERGROUND CONDUIT |  |  | 11 | DEM366DAP | 621303.6745 | 78481.2706 | 28769.6415 | 5197.396 | 99.1509 | 434308.1072 | 110329 | 0 | 10323 | 0 | 73335.6827 | 13406.228 | 0 | 1131.2816 | 14220.9156 | 6483.0172 | 7301.1331 | 517.52 | 14142.5265 | 1884.4841 | 621303.6745 | 657184.5662 | 98196.1923 | 20703.9329 | 23845.6637 | 1421234.0296
|  | D. A. ACCT 366 - SEC- UNDERGROUND CONDUIT |  |  | 12 | DEM366DAS | 621303.6745 | 78481.2706 | 28769.6415 | 5197.396 |  | 434308.1072 | 0 | 0 | 0 | 0 | 5600.2794 | 0 | 0 | 1131.2816 | 14220.9156 | 6483.0172 | 7301.1331 | 517.52 | 14142.5265 | 1884.4841 | 621303.6745 | 546756.4153 | 6731.561 | 20703.9329 | 23845.6637 | 1219341.2474
|  | D. A. ACCT 367 - PRI - UNDGRD COND & DEVICE |  |  | 13 | DEM367DAP | 621303.6745 | 78481.2706 | 28769.6415 | 5197.396 | 99.1509 | 434308.1072 | 110329 | 0 | 10323 | 0 | 73335.6827 | 13406.228 | 0 | 1131.2816 | 14220.9156 | 6483.0172 | 7301.1331 | 517.52 | 14142.5265 | 1884.4841 | 621303.6745 | 657184.5662 | 98196.1923 | 20703.9329 | 23845.6637 | 1421234.0296
|  | D. A. ACCT 367 - SEC - UNDGRD COND & DEVICE |  |  | 14 | DEM367DAS | 621303.6745 | 78481.2706 | 28769.6415 | 5197.396 |  | 434308.1072 | 0 | 0 | 0 | 0 | 5600.2794 | 0 | 0 | 1131.2816 | 14220.9156 | 6483.0172 | 7301.1331 | 517.52 | 14142.5265 | 1884.4841 | 621303.6745 | 546756.4153 | 6731.561 | 20703.9329 | 23845.6637 | 1219341.2474
|  | D. A. ACCT 368 - LINE TRANSORMERS |  |  | 15 | DEM368DA | 621303.6745 | 78481.2706 | 28769.6415 | 5197.396 | 99.1509 | 434308.1072 | 110329 | 0 | 10323 | 0 | 73335.6827 | 13406.228 | 0 | 1131.2816 | 14220.9156 | 6483.0172 | 7301.1331 | 517.52 | 14142.5265 | 1884.4841 | 621303.6745 | 657184.5662 | 98196.1923 | 20703.9329 | 23845.6637 | 1421234.0296
|  | ANNUAL BILLING DEMAND |  |  | 16 | DEM99 | 12376137.9203 | 521241.0186 | 466652.4288 | 25020.258 | 484.3333 | 6855583.2724 | 1312410.6045 | 52144.4 | 510216.7 | 1867061.2 | 798690.5446 | 192050.8 | 172800 | 43779.7 | 187363.8485 | 137781.1782 | 72766.0101 | 5300.1768 | 149061.2882 | 18131.9965 | 12376137.9203 | 9233536.3157 | 3584598.9446 | 325145.0266 | 245259.4716 | 25764677.6787
|  | SPP DEMAND |  |  | 17 | SPPDEMAND | 5391559.6497 | 576019.2286 | 166977.8505 | 11244.0432 | 574.2515 | 4168857.0597 | 966818.0076 | 42870.1219 | 400041.182 | 1533460.0482 | 609909.0755 | 82480.4964 | 40117.5306 | 5215.9569 | 94066.6134 | 56601.8236 | 0 | 0 | 0 | 0 | 5391559.6497 | 5933360.5631 | 2671224.2895 | 150668.437 | 0 | 14146812.9394
|  | D.A. ACCT 369-SERVICES |  |  | 18 | DEM369DA | 0 | 0 | 0 | 0 | 0 | 0 | 0 | 0 | 0 | 0 | 0 | 0 | 0 | 0 | 0 | 0 | 0 | 0 | 0 | 0 | 0 | 0 | 0 | 0 | 0 | 0
|  | D.A. ACCT 370-METERS |  |  | 19 | DEM370DA | 0 | 0 | 0 | 0 | 0 | 0 | 0 | 0 | 0 | 0 | 0 | 0 | 0 | 0 | 0 | 0 | 0 | 0 | 0 | 0 | 0 | 0 | 0 | 0 | 0 | 0
|  | D.A. ACCT 371-INSTALLATIONS |  |  | 20 | DEM371DA | 0 | 0 | 0 | 0 | 0 | 0 | 0 | 0 | 0 | 0 | 0 | 0 | 0 | 0 | 0 | 0 | 0 | 0 | 0 | 0 | 0 | 0 | 0 | 0 | 0 | 0
|  | D.A. ACCT 373-STREET LIGHTS |  |  | 21 | DEM373DA | 0 | 0 | 0 | 0 | 0 | 0 | 0 | 0 | 0 | 0 | 0 | 0 | 0 | 0 | 0 | 0 | 0 | 0 | 0 | 0 | 0 | 0 | 0 | 0 | 0 | 0
22
|  | COMMODITY RELATED |  |  | 23
|  | FUEL ALLOCATION |  |  | 24 | FUEL | 0 | 0 | 0 | 0 | 0 | 0 | 0 | 0 | 0 | 0 | 0 | 0 | 0 | 0 | 0 | 0 | 0 | 0 | 0 | 0 | 0 | 0 | 0 | 0 | 0 | 0
|  | KWH SALES AT GENERATOR |  |  | 25 | ENERGY | 2296823506 | 216195967 | 76382962 | 6982832 | 204445 | 2424369737 | 584493142 | 32200594 | 223409522 | 904821201 | 436724596 | 50599808 | 15370514 | 3244974 | 66415045 | 28350700 | 28484412 | 1870798 | 52593840 | 5571781 | 2296823506 | 3340829679 | 1634170615 | 94765745 | 88520831 | 7455110376
|  | SALES OF ELECTRICITY - PRESENT FUEL |  |  | 26 | REVFUEL | 0 | 0 | 0 | 0 | 0 | 0 | 0 | 0 | 0 | 0 | 0 | 0 | 0 | 0 | 0 | 0 | 0 | 0 | 0 | 0 | 0 | 0 | 0 | 0 | 0 | 0
|  | KWH SALES AT METER |  |  | 27 | ENERGY99 | 2139784705.2309 | 201414179.5187 | 71160491.9818 | 6505400 | 196661.1035 | 2258610323.7023 | 562525260.3556 | 31615085 | 216598642.1118 | 886682725 | 420097152.7069 | 48673317 | 14908789 | 3023107 | 61874105.2753 | 26412300.9932 | 26536872 | 1742887.4807 | 48997884 | 5190826.6478 | 2139784705.2309 | 3132027401.6619 | 1589983732.8187 | 88286406.2685 | 82468470.1285 | 7032550716.1085
|  | MINE CLOSING |  |  | 28 | MINECLOSE | 0 | 0 | 0 | 0 | 0 | 0 | 0 | 0 | 0 | 0 | 0 | 0 | 0 | 0 | 0 | 0 | 0 | 0 | 0 | 0 | 0 | 0 | 0 | 0 | 0 | 0
|  | MINE CLOSING NFIRM RETAIL |  |  | 29 | MINECLOSEN | 0 | 0 | 0 | 0 | 0 | 0 | 0 | 0 | 0 | 0 | 0 | 0 | 0 | 0 | 0 | 0 | 0 | 0 | 0 | 0 | 0 | 0 | 0 | 0 | 0 | 0
|  | NON FIRM FUEL PRESENT FUEL |  |  | 30 | NFREVFUEL | 0 | 0 | 0 | 0 | 0 | 0 | 0 | 0 | 0 | 0 | 0 | 0 | 0 | 0 | 0 | 0 | 0 | 0 | 0 | 0 | 0 | 0 | 0 | 0 | 0 | 0
|  | FUEL ADJUSTMENT |  |  | 31 | FUELADJ | 0 | 0 | 0 | 0 | 0 | 0 | 0 | 0 | 0 | 0 | 0 | 0 | 0 | 0 | 0 | 0 | 0 | 0 | 0 | 0 | 0 | 0 | 0 | 0 | 0 | 0
|  | NON FIRM PROPOSED FUEL RETAIL |  |  | 32 | NFPROPFUEL | 0 | 0 | 0 | 0 | 0 | 0 | 0 | 0 | 0 | 0 | 0 | 0 | 0 | 0 | 0 | 0 | 0 | 0 | 0 | 0 | 0 | 0 | 0 | 0 | 0 | 0
|  | PROPOSED FUEL REVENUE |  |  | 33 | PROPFUEL | 0 | 0 | 0 | 0 | 0 | 0 | 0 | 0 | 0 | 0 | 0 | 0 | 0 | 0 | 0 | 0 | 0 | 0 | 0 | 0 | 0 | 0 | 0 | 0 | 0 | 0
34
|  | CUSTOMER RELATED |  |  | 35
|  | ANNUAL AVERAGE CUSTOMERS |  |  | 36 | CUST99 | 148880.5833 | 9982.0833 | 11814 | 7 | 1.9167 | 9333.9167 | 271 | 2 | 3 | 5.25 | 1270.5 | 4 | 1 | 5 | 614.6667 | 1469 | 0 | 0 | 0 | 0 | 148880.5833 | 31411.9167 | 1288.75 | 2083.6667 | 0 | 183664.9167
|  | YEAR END NUMBER OF CUSTOMERS |  |  | 37 | CUST | 149176 | 10098 | 11773 | 7 | 2 | 9204 | 194 | 2 | 3 | 6 | 1466 | 4 | 1 | 5 | 616 | 1480 | 0 | 0 | 0 | 0 | 149176 | 31280 | 1485 | 2096 | 0 | 184037
|  | WEIGHTED SERVICES |  |  | 38 | CUST369 | 148730 | 11915 | 13892 | 10 | 2 | 17671 | 596 | 0 | 3 | 0 | 2126 | 11 | 0 | 14 | 1146 | 1480 | 0 | 0 | 0 | 139 | 148730 | 44086 | 2154 | 2626 | 139 | 197735
|  | WEIGHTED METER COST |  |  | 39 | CUST370 | 148730 | 22534 | 25430 | 67 | 107 | 23912 | 2652 | 666 | 162 | 1424 | 3782 | 216 | 293 | 50 | 1589 | 3199 | 0 | 62 | 0 | 597 | 148730 | 75368 | 5927 | 4788 | 659 | 235472
|  | ASSIGNED CUSTOMER INSTALLATIONS |  |  | 40 | CUST371L | 0 | 0 | 0 | 0 | 0 | 0 | 0 | 0 | 0 | 0 | 0 | 0 | 0 | 0 | 0 | 0 | 0 | 0 | 34831 | 0 | 0 | 0 | 0 | 0 | 34831 | 34831
|  | LIGHTING ASSIGNMENTS |  |  | 41 | CUST373 | 0 | 0 | 0 | 0 | 0 | 0 | 0 | 0 | 0 | 0 | 0 | 0 | 0 | 0 | 0 | 0 | 29836 | 932 | 0 | 0 | 0 | 0 | 0 | 0 | 30768 | 30768
|  | WEIGHTED METER READING |  |  | 42 | CUST902 | 148730 | 12621 | 14717 | 9 | 3 | 11505 | 244 | 2 | 3 | 7 | 1818 | 5 | 1 | 6 | 770 | 1850 | 0 | 30 | 0 | 293 | 148730 | 39101 | 1840 | 2620 | 323 | 192614
|  | CUSTOMER ACCOUNTING |  |  | 43 | CUST903 | 148730 | 10097 | 11773 | 7 | 2 | 11226 | 3877 | 510.9621 | 1380.8975 | 4471 | 1466 | 542.9599 | 539.9599 | 1022.9242 | 616 | 1480 | 0 | 24 | 0 | 231 | 148730 | 37492.9621 | 9423.7415 | 2096 | 255 | 197997.7036
|  | CUSTOMER INFO EXP ALLOC |  |  | 44 | CUSTINFO | 149176 | 10098 | 11773 | 7 | 2 | 9204 | 194 | 2 | 3 | 6 | 1466 | 4 | 1 | 5 | 616 | 1480 | 0 | 0 | 0 | 0 | 149176 | 31280 | 1485 | 2096 | 0 | 184037
|  | CUSTOMER SERVICE EXP ALLOC |  |  | 45 | CUSTSRVC | 149176 | 10098 | 11773 | 7 | 2 | 9204 | 194 | 2 | 3 | 6 | 1466 | 4 | 1 | 5 | 616 | 1480 | 0 | 0 | 0 | 0 | 149176 | 31280 | 1485 | 2096 | 0 | 184037
|  | ACTIVE CUSTOMER DEPOSITS |  |  | 46 | CUSTDEPA | 0 | 0 | 0 | 0 | 0 | 0 | 0 | 0 | 0 | 0 | 0 | 0 | 0 | 0 | 0 | 0 | 0 | 0 | 0 | 0 | 0 | 0 | 0 | 0 | 0 | 0
|  | CUSTOMERS IN AR & LA |  |  | 47 | CUSTARLA | 0 | 0 | 0 | 0 | 0 | 0 | 0 | 0 | 0 | 0 | 0 | 0 | 0 | 0 | 0 | 0 | 0 | 0 | 0 | 0 | 0 | 0 | 0 | 0 | 0 | 0
|  | RETAIL CUSTOMERS |  |  | 48 | CUSTRET | 149176 | 10098 | 11773 | 7 | 2 | 9204 | 194 | 2 | 3 | 6 | 1466 | 4 | 1 | 5 | 616 | 1480 | 0 | 0 | 0 | 0 | 149176 | 31280 | 1485 | 2096 | 0 | 184037
|  | YE NUMBER OF CUSTOMERS LESS RS |  |  | 49 | CUSER1 | 0 | 10098 | 11773 | 7 | 2 | 9204 | 194 | 2 | 3 | 6 | 1466 | 4 | 1 | 5 | 616 | 1480 | 0 | 0 | 0 | 0 | 0 | 31280 | 1485 | 2096 | 0 | 34861
|  | AVAILABLE-SERVICE DROP |  |  | 50 | CUSER2 | 0 | 0 | 0 | 0 | 0 | 0 | 0 | 0 | 0 | 0 | 0 | 0 | 0 | 0 | 0 | 0 | 0 | 0 | 0 | 0 | 0 | 0 | 0 | 0 | 0 | 0
|  | AVAILABLE-METERS |  |  | 51 | CUSER3 | 0 | 0 | 0 | 0 | 0 | 0 | 0 | 0 | 0 | 0 | 0 | 0 | 0 | 0 | 0 | 0 | 0 | 0 | 0 | 0 | 0 | 0 | 0 | 0 | 0 | 0
|  | AVAILABLE-METERS |  |  | 52 | CUSER4 | 0 | 0 | 0 | 0 | 0 | 0 | 0 | 0 | 0 | 0 | 0 | 0 | 0 | 0 | 0 | 0 | 0 | 0 | 0 | 0 | 0 | 0 | 0 | 0 | 0 | 0
|  | AVAILABLE-CUSTOMER SERVICES |  |  | 53 | CUSER5 | 148730 | 12621 | 14717 | 9 | 3 | 11505 | 244 | 2 | 3 | 7 | 1818 | 5 | 1 | 6 | 770 | 1850 | 0 | 30 | 0 | 293 | 148730 | 39101 | 1840 | 2620 | 323 | 192614
|  | AVAILABLE-CUSTOMER SERVICES |  |  | 54 | CUSER6 | 0 | 0 | 0 | 0 | 0 | 67.0392 | 1.9464 | 0.014365 | 0.15829 | 0.27701 | 67.0371 | 0.21106 | 0.052764 | 0.26382 | 0 | 0 | 0 | 0 | 0 | 0 | 0 | 69 | 68 | 0 | 0 | 137
|  | CUSTOMER ENERGY SPLIT 907-916 |  |  | 55 | CUSER7 | 0.55701 | 0.041765 | 0.037048 | 0.00048224 | 1.9424e-05 | 0.18575 | 0.040577 | 0.0022566 | 0.015428 | 0.063154 | 0.033896 | 0.0034767 | 0.0010643 | 0.00022885 | 0.0060766 | 0.0059001 | 0.0018896 | 0.0001241 | 0.003489 | 0.00036962 | 0.55701 | 0.30789 | 0.11725 | 0.011977 | 0.0058723 | 1
|  | AVAILABLE-CUSTOMER BILLING |  |  | 56 | CUSER8 | 0 | 0 | 0 | 0 | 0 | 0 | 0 | 0 | 0 | 0 | 0 | 0 | 0 | 0 | 0 | 0 | 0 | 0 | 0 | 0 | 0 | 0 | 0 | 0 | 0 | 0
|  | AVAILABLE-CUSTOMER BILLING |  |  | 57 | CUSER9 | 0.3678 | 4.2972e-05 | 0.072214 | 0.072214 | 0.072214 | 0.072214 | 0.072214 | 0.072214 | 0.072214 | 0.072214 | 0.072214 | 0.072214 | 0.072214 | 0.072214 | 0.072214 | 0.072214 | 0.072214 | 0.072214 | 0.072214 | 0.072214 | 0.3678 | 0.43333 | 0.43329 | 0.14443 | 0.28886 | 1.6677
|  | AVAILABLE-CUSTOMER LTG AND MISC REV |  |  | 58 | CUSER10 | 0 | 0 | 0 | 0 | 0 | 0 | 0 | 0 | 0 | 0 | 0 | 0 | 0 | 0 | 0 | 0 | 0 | 0 | 0 | 0 | 0 | 0 | 0 | 0 | 0 | 0
|  | AVAILABLE-CUSTOMER LTG AND MISC REV |  |  | 59 | CUSER11 | 0 | 0 | 0 | 0 | 0 | 0 | 0 | 0 | 0 | 0 | 0 | 0 | 0 | 0 | 0 | 0 | 0 | 0 | 0 | 0 | 0 | 0 | 0 | 0 | 0 | 0
|  | CUSTOMER EXCLUDE RESIDENTIAL |  |  | 60 | CUSER12 | 0 | 10098 | 11773 | 7 | 2 | 9204 | 194 | 2 | 3 | 6 | 1466 | 4 | 1 | 5 | 616 | 1480 | 0 | 0 | 0 | 0 | 0 | 31280 | 1485 | 2096 | 0 | 34861
61
|  | REVENUE RELATED STRINGS |  |  | 62
|  | SALES OF ELECTRICITY-BASE |  |  | 63 | R40B | 50863246.6656 | 5604392.0337 | 1715346.9086 | 36963.0365 | 2396.061 | 36123594.8769 | 6269470.8058 | 419525.4125 | 2402601.4729 | 9599187.8327 | 3576224.2628 | 453099.5124 | 515247.8613 | 79316.5519 | 570618.2722 | 394455.7581 | 259002.351 | 5176.3855 | 591610.5625 | 52240.3983 | 50863246.6656 | 50171689.1351 | 16625677.4939 | 965074.0303 | 908029.6974 | 119533717.0223
|  | GROSS RECEIPTS FACTOR |  |  | 64 | RGR | 0.024922 | 0.024922 | 0.024922 | 0.024922 | 0.024922 | 0.024922 | 0.024922 | 0.024922 | 0.024922 | 0.024922 | 0.024922 | 0.024922 | 0.024922 | 0.024922 | 0.024922 | 0.024922 | 0.024922 | 0.024922 | 0.024922 | 0.024922 | 0.024922 | 0.024922 | 0.024922 | 0.024922 | 0.024922 | 0.024922
|  | CLAIMED RATE OF RETURN |  |  | 65 | ROR | 0.0738 | 0.0738 | 0.0738 | 0.0738 | 0.0738 | 0.0738 | 0.0738 | 0.0738 | 0.0738 | 0.0738 | 0.0738 | 0.0738 | 0.0738 | 0.0738 | 0.0738 | 0.0738 | 0.0738 | 0.0738 | 0.0738 | 0.0738 | 0.0738 | 0.0738 | 0.0738 | 0.0738 | 0.0738 | 0.0738
|  | CLAIMED FACTORING |  |  | 66 | RFACT | 0.0048258 | 0.0048258 | 0.0048258 | 0.0048258 | 0.0048258 | 0.0048258 | 0.0048258 | 0.0048258 | 0.0048258 | 0.0048258 | 0.0048258 | 0.0048258 | 0.0048258 | 0.0048258 | 0.0048258 | 0.0048258 | 0.0048258 | 0.0048258 | 0.0048258 | 0.0048258 | 0.0048258 | 0.0048258 | 0.0048258 | 0.0048258 | 0.0048258 | 0.0048258
|  | PROPOSED REVENUES |  |  | 67 | PREV | 76804408.8119 | 9357528.2094 | 2687863.8478 | 68271.1658 | 1789.5161 | 54501712.1294 | 9778708.4026 | 678729.6706 | 4235400.746 | 15889534.0366 | 6581767.8398 | 826849.6239 | 639927.6348 | 127190.5202 | 1015648.9371 | 698015.2912 | 377618.8397 | 9744.8849 | 741563.2019 | 87199.9328 | 76804408.8119 | 77074602.9417 | 28300670.4012 | 1713664.2283 | 1216126.8594 | 185109473.2426
|  | FEDERAL INCOME TAX RATE |  |  | 68 |  | 0.35 | 0.35 | 0.35 | 0.35 | 0.35 | 0.35 | 0.35 | 0.35 | 0.35 | 0.35 | 0.35 | 0.35 | 0.35 | 0.35 | 0.35 | 0.35 | 0.35 | 0.35 | 0.35 | 0.35 | 0.35 | 0.35 | 0.35 | 0.35 | 0.35 | 0.35
|  | LOUISIANA APPORTIONMENT FACTOR |  |  | 69
|  | LOUISIANA INCOME TAX RATE |  |  | 70
|  | ARKANSAS APPORTIONMENT FACTOR |  |  | 71
|  | ARKANSAS INCOME TAX RATE |  |  | 72
73
|  | INTERNALLY DEVELOPED |  |  | 74
|  | PRODUCTION PLANT |  |  | 75 | PRODPLT | 632517000.7263 | 76404809.2121 | 23026993.6947 | 757173.9331 | 35100.9811 | 433041523.4275 | 91726532.8916 | 3754978.353 | 41164909.0423 | 130088399.7393 | 62340092.5381 | 7921784.7456 | 3710952.8747 | 535025.9009 | 8157005.7119 | 6191733.4668 | 2792540.9852 | 203395.8727 | 5720985.3765 | 697610.9512 | 632517000.7263 | 628747112.493 | 245761164.8409 | 14348739.1787 | 9414533.1856 | 1530788550.4246
|  | PLANT ACCOUNT 352 |  |  | 76 | PLT352 | 1095698.7206 | 132354.7851 | 39889.2797 | 1311.6399 | 60.8048 | 750150.6563 | 158896.3532 | 6504.6868 | 71309.2899 | 225349.9795 | 107990.7094 | 13722.7765 | 6428.4222 | 926.8165 | 14130.2458 | 10725.8373 | 4837.4725 | 352.3393 | 9910.3682 | 1208.4599 | 1095698.7206 | 1089168.2057 | 425727.994 | 24856.0831 | 16308.6399 | 2651759.6433
|  | PLANT ACCOUNT 353 |  |  | 77 | PLT353 | 4109519.5881 | 496408.8866 | 149608.4398 | 4919.4268 | 228.0542 | 2813509.5514 | 595955.4972 | 24396.4306 | 267452.0999 | 845195.981 | 405029.163 | 51468.5448 | 24110.3931 | 3476.1112 | 52996.7965 | 40228.2467 | 18143.3888 | 1321.4812 | 37169.7542 | 4532.4408 | 4109519.5881 | 4085026.2867 | 1596732.293 | 93225.0432 | 61167.0651 | 9945670.2761
|  | PLANT ACCOUNTS 352 & 353 |  |  | 78 | TRANSUB | 5205218.3087 | 628763.6717 | 189497.7195 | 6231.0667 | 288.8591 | 3563660.2077 | 754851.8504 | 30901.1174 | 338761.3898 | 1070545.9605 | 513019.8725 | 65191.3213 | 30538.8153 | 4402.9277 | 67127.0423 | 50954.084 | 22980.8613 | 1673.8205 | 47080.1224 | 5740.9007 | 5205218.3087 | 5174194.4924 | 2022460.287 | 118081.1263 | 77475.7049 | 12597429.9194
|  | PLANT ACCOUNTS 354, 355 & 356 |  |  | 79 | TRANOHLN | 0 | 0 | 0 | 0 | 0 | 0 | 0 | 0 | 0 | 0 | 0 | 0 | 0 | 0 | 0 | 0 | 0 | 0 | 0 | 0 | 0 | 0 | 0 | 0 | 0 | 0
|  | PLANT ACCOUNT 357 |  |  | 80 | TRANUGLN | 0 | 0 | 0 | 0 | 0 | 0 | 0 | 0 | 0 | 0 | 0 | 0 | 0 | 0 | 0 | 0 | 0 | 0 | 0 | 0 | 0 | 0 | 0 | 0 | 0 | 0
|  | TRANSMISSION PLANT |  |  | 81 | TRANPLT | 5205218.3087 | 628763.6717 | 189497.7195 | 6231.0667 | 288.8591 | 3563660.2077 | 754851.8504 | 30901.1174 | 338761.3898 | 1070545.9605 | 513019.8725 | 65191.3213 | 30538.8153 | 4402.9277 | 67127.0423 | 50954.084 | 22980.8613 | 1673.8205 | 47080.1224 | 5740.9007 | 5205218.3087 | 5174194.4924 | 2022460.287 | 118081.1263 | 77475.7049 | 12597429.9194
|  | PROD. & TRANS. PLANT |  |  | 82 | PTPLT | 637722219.0351 | 77033572.8838 | 23216491.4142 | 763404.9998 | 35389.8402 | 436605183.6352 | 92481384.742 | 3785879.4703 | 41503670.432 | 131158945.6998 | 62853112.4106 | 7986976.0668 | 3741491.69 | 539428.8286 | 8224132.7542 | 6242687.5509 | 2815521.8465 | 205069.6932 | 5768065.4989 | 703351.8519 | 637722219.0351 | 633921306.9854 | 247783625.1279 | 14466820.3051 | 9492008.8905 | 1543385980.344
|  | PLANT ACCOUNT 361 |  |  | 83 | PLT361 | 0 | 0 | 0 | 0 | 0 | 0 | 0 | 0 | 0 | 0 | 0 | 0 | 0 | 0 | 0 | 0 | 0 | 0 | 0 | 0 | 0 | 0 | 0 | 0 | 0 | 0
|  | PLANT ACCOUNT 362 |  |  | 84 | PLT362 | 0 | 0 | 0 | 0 | 0 | 0 | 0 | 0 | 0 | 0 | 0 | 0 | 0 | 0 | 0 | 0 | 0 | 0 | 0 | 0 | 0 | 0 | 0 | 0 | 0 | 0
|  | PLANT ACCOUNT 368 |  |  | 85 | PLT368 | 0 | 0 | 0 | 0 | 0 | 0 | 0 | 0 | 0 | 0 | 0 | 0 | 0 | 0 | 0 | 0 | 0 | 0 | 0 | 0 | 0 | 0 | 0 | 0 | 0 | 0
|  | PLANT ACCOUNT 370 |  |  | 86 | PLT370 | 0 | 0 | 0 | 0 | 0 | 0 | 0 | 0 | 0 | 0 | 0 | 0 | 0 | 0 | 0 | 0 | 0 | 0 | 0 | 0 | 0 | 0 | 0 | 0 | 0 | 0
|  | PLANT ACCOUNT 371 |  |  | 87 | PLT371 | 0 | 0 | 0 | 0 | 0 | 0 | 0 | 0 | 0 | 0 | 0 | 0 | 0 | 0 | 0 | 0 | 0 | 0 | 0 | 0 | 0 | 0 | 0 | 0 | 0 | 0
|  | PLANT ACCOUNT 373 |  |  | 88 | PLT373 | 0 | 0 | 0 | 0 | 0 | 0 | 0 | 0 | 0 | 0 | 0 | 0 | 0 | 0 | 0 | 0 | 0 | 0 | 0 | 0 | 0 | 0 | 0 | 0 | 0 | 0
|  | PLANT ACCOUNT 361 & 362 |  |  | 89 | DISTSUB | 0 | 0 | 0 | 0 | 0 | 0 | 0 | 0 | 0 | 0 | 0 | 0 | 0 | 0 | 0 | 0 | 0 | 0 | 0 | 0 | 0 | 0 | 0 | 0 | 0 | 0
|  | PLANT ACCOUNT 364 & 365 |  |  | 90 | DISTOHLN | 0 | 0 | 0 | 0 | 0 | 0 | 0 | 0 | 0 | 0 | 0 | 0 | 0 | 0 | 0 | 0 | 0 | 0 | 0 | 0 | 0 | 0 | 0 | 0 | 0 | 0
|  | PLANT ACCOUNT 366 & 367 |  |  | 91 | DISTUGLN | 0 | 0 | 0 | 0 | 0 | 0 | 0 | 0 | 0 | 0 | 0 | 0 | 0 | 0 | 0 | 0 | 0 | 0 | 0 | 0 | 0 | 0 | 0 | 0 | 0 | 0
|  | DISTRIBUTION PLANT |  |  | 92 | DISTPLT | 0 | 0 | 0 | 0 | 0 | 0 | 0 | 0 | 0 | 0 | 0 | 0 | 0 | 0 | 0 | 0 | 0 | 0 | 0 | 0 | 0 | 0 | 0 | 0 | 0 | 0
|  | TRANS. & DISTR. PLANT |  |  | 93 | TDPLT | 5205218.3087 | 628763.6717 | 189497.7195 | 6231.0667 | 288.8591 | 3563660.2077 | 754851.8504 | 30901.1174 | 338761.3898 | 1070545.9605 | 513019.8725 | 65191.3213 | 30538.8153 | 4402.9277 | 67127.0423 | 50954.084 | 22980.8613 | 1673.8205 | 47080.1224 | 5740.9007 | 5205218.3087 | 5174194.4924 | 2022460.287 | 118081.1263 | 77475.7049 | 12597429.9194
|  | PROD. , TRANS., & DISTR. PLANT |  |  | 94 | PTDPLT | 637722219.0351 | 77033572.8838 | 23216491.4142 | 763404.9998 | 35389.8402 | 436605183.6352 | 92481384.742 | 3785879.4703 | 41503670.432 | 131158945.6998 | 62853112.4106 | 7986976.0668 | 3741491.69 | 539428.8286 | 8224132.7542 | 6242687.5509 | 2815521.8465 | 205069.6932 | 5768065.4989 | 703351.8519 | 637722219.0351 | 633921306.9854 | 247783625.1279 | 14466820.3051 | 9492008.8905 | 1543385980.344
|  | GENERAL PLANT EXCL ADJUSTMENTS |  |  | 95 | GENPLTX | 18500475.8591 | 2229862.21 | 672277.8634 | 21929.3055 | 1022.7943 | 12677836.2284 | 2672857.9938 | 110896.9592 | 1195789.2504 | 3797127.199 | 1810336.4116 | 230033.8943 | 110510.6676 | 15978.5386 | 237809.2912 | 180162.4741 | 81991.7468 | 5847.6 | 168527.7045 | 20369.379 | 18500475.8591 | 18386683.3547 | 7159775.9615 | 417971.7653 | 276736.4302 | 44741643.3708
|  | GENERAL PLANT |  |  | 96 | GENPLT | 18335202.983 | 2209941.8715 | 666272.11 | 21733.4014 | 1013.6572 | 12564579.5494 | 2648980.1794 | 109906.268 | 1185106.7398 | 3763205.7941 | 1794163.8813 | 227978.9005 | 109523.4273 | 15835.7953 | 235684.8363 | 178553.0036 | 81259.2785 | 5795.3608 | 167022.1725 | 20187.4103 | 18335202.983 | 18222427.037 | 7095814.5383 | 414237.8399 | 274264.2222 | 44341946.6203
|  | TOTAL ELECTRIC PLANT IN SERVICE |  |  | 97 | PLANT | 658224347.8199 | 79505268.277 | 23961651.1853 | 787732.3864 | 36523.7491 | 450653310.4241 | 95444608.7925 | 3908649.8344 | 42829803.1102 | 135367818.4239 | 64860845.8163 | 8242094.032 | 3863728.3874 | 557097.5571 | 8487762.4934 | 6442452.6752 | 2906348.0285 | 211561.8633 | 5954687.0669 | 725929.192 | 658224347.8199 | 654297744.6487 | 255721387.327 | 14930215.1686 | 9798526.1507 | 1592972221.1149
|  | NET PLANT IN SERVICE |  |  | 98 | NETPLT | 471124241.6402 | 56907088.7043 | 17150854.2217 | 563871.6595 | 26142.8098 | 322552391.6235 | 68316908.2183 | 2797361.5178 | 30657415.3111 | 96891423.1707 | 46427289.9276 | 5899680.6781 | 2764993.2034 | 398663.8222 | 6075303.596 | 4611411.9865 | 2080144.4566 | 151449.7586 | 4261782.7661 | 519592.3858 | 471124241.6402 | 468314618.7548 | 183039466.113 | 10686715.5825 | 7012969.3671 | 1140178011.4577
|  | RATE BASE |  |  | 99 | RBX | 354153213.1063 | 42776321.8156 | 12892164.6306 | 423791.735 | 19650.603 | 242473309.4723 | 51351372.317 | 2103231.3639 | 23042680.3883 | 72832222.6842 | 34895397.6472 | 4434277.5745 | 2079237.6521 | 299806.959 | 4566632.6533 | 3466135.2337 | 1563802.2012 | 113809.6282 | 3204112.8308 | 390574.514 | 354153213.1063 | 352039841.9374 | 137583622.9052 | 8032767.887 | 5272299.1742 | 857081745.0101
|  | OPERATING EXPENSE ACCT NO. 500 |  |  | 100 | OX500 | 2057562.0433 | 248542.9406 | 74906.2367 | 2463.0679 | 114.1826 | 1408673.2859 | 298384.126 | 12214.851 | 133908.4234 | 423174.323 | 202790.7677 | 25769.3684 | 12071.6372 | 1740.4259 | 26534.5363 | 20141.5547 | 9084.0662 | 661.6417 | 18610.2229 | 2269.311 | 2057562.0433 | 2045298.6908 | 799454.9457 | 46676.091 | 30625.2419 | 4979617.0127
|  | OPERATING EXPENSE ACCT NO. 501 |  |  | 101 | OX501 | 0 | 0 | 0 | 0 | 0 | 0 | 0 | 0 | 0 | 0 | 0 | 0 | 0 | 0 | 0 | 0 | 0 | 0 | 0 | 0 | 0 | 0 | 0 | 0 | 0 | 0
|  | OPERATING EXPENSE ACCT NO. 502 |  |  | 102 | OX502 | 1564655.9033 | 189002.4073 | 56961.8233 | 1873.0195 | 86.8292 | 1071213.857 | 226903.7212 | 9288.6816 | 101829.5443 | 321799.3862 | 154210.5488 | 19596.1014 | 9179.7759 | 1323.4924 | 20177.967 | 15316.4774 | 6907.9024 | 503.1399 | 14151.9889 | 1725.6787 | 1564655.9033 | 1555330.3391 | 607938.849 | 35494.4443 | 23288.7099 | 3786708.2455
|  | OPERATING EXPENSE ACCT NO. 505 |  |  | 103 | OX505 | 1290564.3052 | 155893.5482 | 46983.4267 | 1544.9097 | 71.6187 | 883561.9156 | 187155.4267 | 7661.519 | 83991.3586 | 265427.5617 | 127196.4202 | 16163.3167 | 7571.6911 | 1091.6471 | 16643.2529 | 12633.3841 | 5697.7974 | 415.0014 | 11672.8871 | 1423.3796 | 1290564.3052 | 1282872.3646 | 501441.9954 | 29276.637 | 19209.0655 | 3123364.3677
|  | OPERATING EXPENSE ACCT NO. 506 |  |  | 104 | OX506 | 2217479.9626 | 267860.205 | 80728.1023 | 2654.5026 | 123.0571 | 1518158.2472 | 321575.149 | 13164.2142 | 144316.0593 | 456064.2946 | 218552.0799 | 27772.2163 | 13009.8695 | 1875.6954 | 28596.8546 | 21706.9974 | 9790.0984 | 713.0658 | 20056.6474 | 2445.6865 | 2217479.9626 | 2204263.4773 | 861590.215 | 50303.852 | 33005.4981 | 5366643.0051
|  | MAINTENANCE EXPENSE ACCT NO. 510 |  |  | 105 | MX510 | 215120.595 | 25985.4644 | 7831.5375 | 257.5167 | 11.9379 | 147278.4922 | 31196.4205 | 1277.0774 | 14000.2873 | 44243.3862 | 21202.0195 | 2694.2186 | 1262.1042 | 181.9636 | 2774.2178 | 2105.8239 | 949.7501 | 69.1754 | 1945.7213 | 237.2592 | 215120.595 | 213838.4467 | 83583.9795 | 4880.0417 | 3201.906 | 520624.9688
|  | MAINTENANCE EXPENSE ACCT NO. 511 |  |  | 106 | MX511 | 1132821.43 | 136839.018 | 41240.7444 | 1356.0787 | 62.8649 | 775566.0595 | 164279.825 | 6725.0682 | 73725.2771 | 232984.9266 | 111649.4777 | 14187.7096 | 6646.2197 | 958.2174 | 14608.9842 | 11089.2329 | 5001.368 | 364.2767 | 10246.1354 | 1249.403 | 1132821.43 | 1126069.6586 | 440151.8281 | 25698.2171 | 16861.1831 | 2741602.317
|  | MAINTENANCE EXPENSE ACCT NO. 512 |  |  | 107 | MX512 | 0 | 0 | 0 | 0 | 0 | 0 | 0 | 0 | 0 | 0 | 0 | 0 | 0 | 0 | 0 | 0 | 0 | 0 | 0 | 0 | 0 | 0 | 0 | 0 | 0 | 0
|  | MAINTENANCE EXPENSE ACCT NO. 513 |  |  | 108 | MX513 | 0 | 0 | 0 | 0 | 0 | 0 | 0 | 0 | 0 | 0 | 0 | 0 | 0 | 0 | 0 | 0 | 0 | 0 | 0 | 0 | 0 | 0 | 0 | 0 | 0 | 0
|  | MAINTENANCE EXPENSE ACCT NO. 514 |  |  | 109 | MX514 | 1093383.8377 | 132075.1591 | 39805.0056 | 1308.8688 | 60.6764 | 748565.8128 | 158560.6528 | 6490.9443 | 71158.6348 | 224873.8826 | 107762.5574 | 13693.7844 | 6414.8409 | 924.8584 | 14100.3929 | 10703.1768 | 4827.2524 | 351.5949 | 9889.4305 | 1205.9068 | 1093383.8377 | 1086867.1198 | 424828.5584 | 24803.5697 | 16274.1846 | 2646157.2703
|  | OPERATING EXPENSE ACCT NO. 546 |  |  | 110 | OX546 | 980.3431 | 118.4204 | 35.6897 | 1.1735 | 0.054403 | 671.1744 | 142.1677 | 5.8199 | 63.8018 | 201.625 | 96.6214 | 12.278 | 5.7516 | 0.82924 | 12.6426 | 9.5966 | 4.3282 | 0.31524 | 8.867 | 1.0812 | 980.3431 | 974.5001 | 380.9072 | 22.2392 | 14.5917 | 2372.5812
|  | OPERATING EXPENSE ACCT NO. 548 |  |  | 111 | OX548 | 28022.4774 | 3384.9715 | 1020.1677 | 33.5452 | 1.5551 | 19185.0912 | 4063.7717 | 166.3573 | 1823.734 | 5763.3222 | 2761.8607 | 350.9598 | 164.4068 | 23.7033 | 361.3808 | 274.3131 | 123.7183 | 9.0111 | 253.4575 | 30.9063 | 28022.4774 | 27855.4596 | 10887.9867 | 635.6939 | 417.0932 | 67818.7109
|  | OPERATING EXPENSE ACCT NO. 549 |  |  | 112 | OX549 | -33.4101 | -4.0358 | -1.2163 | -0.039995 | -0.0018541 | -22.8736 | -4.8451 | -0.19834 | -2.1744 | -6.8714 | -3.2929 | -0.41844 | -0.19602 | -0.028261 | -0.43086 | -0.32705 | -0.1475 | -0.010744 | -0.30219 | -0.036848 | -33.4101 | -33.211 | -12.9813 | -0.75791 | -0.49728 | -80.8576
|  | MAINTENANCE EXPENSE ACCT NO. 551 |  |  | 113 | MX551 | 0 | 0 | 0 | 0 | 0 | 0 | 0 | 0 | 0 | 0 | 0 | 0 | 0 | 0 | 0 | 0 | 0 | 0 | 0 | 0 | 0 | 0 | 0 | 0 | 0 | 0
|  | MAINTENANCE EXPENSE ACCT NO. 552 |  |  | 114 | MX552 | 0 | 0 | 0 | 0 | 0 | 0 | 0 | 0 | 0 | 0 | 0 | 0 | 0 | 0 | 0 | 0 | 0 | 0 | 0 | 0 | 0 | 0 | 0 | 0 | 0 | 0
115
|  | INTERNALLY DEVELOPED (CON'T) |  |  | 116
|  | MAINTENANCE EXPENSE ACCT NO. 553 |  |  | 117 | MX553 | 162429.7847 | 19620.6848 | 5913.3108 | 194.4416 | 9.0139 | 111204.6654 | 23555.2894 | 964.275 | 10571.1108 | 33406.5815 | 16008.8785 | 2034.307 | 952.9693 | 137.3942 | 2094.7116 | 1590.0315 | 717.122 | 52.2319 | 1469.1438 | 179.1459 | 162429.7847 | 161461.6808 | 63111.2413 | 3684.743 | 2417.6435 | 393105.0933
|  | MAINTENANCE EXPENSE ACCT NO. 554 |  |  | 118 | MX554 | 3634.707 | 439.054 | 132.3227 | 4.351 | 0.2017 | 2488.4376 | 527.099 | 21.5777 | 236.5508 | 747.5423 | 358.2322 | 45.5219 | 21.3247 | 3.0745 | 46.8736 | 35.5803 | 16.0471 | 1.1688 | 32.8752 | 4.0088 | 3634.707 | 3613.0437 | 1412.2464 | 82.4539 | 54.0998 | 8796.5507
|  | OPERATING EXPENSE ACCT NO. 556 |  |  | 119 | OX556 | 234730.329 | 28354.2197 | 8545.4364 | 280.9912 | 13.0262 | 160703.9481 | 34040.1906 | 1393.4919 | 15276.5106 | 48276.4777 | 23134.7306 | 2939.8153 | 1377.1538 | 198.5509 | 3027.107 | 2297.7843 | 1036.3264 | 75.4813 | 2123.0873 | 258.887 | 234730.329 | 233331.304 | 91203.2388 | 5324.8913 | 3493.7819 | 568083.5451
|  | OPERATING EXPENSE ACCT NO. 557 |  |  | 120 | OX557 | 488223.3367 | 58974.8748 | 17773.9344 | 584.4428 | 27.0935 | 334253.4308 | 70801.3127 | 2898.3696 | 31774.1171 | 100411.8348 | 48118.6876 | 6114.6185 | 2864.3875 | 412.9725 | 6296.1795 | 4779.2372 | 2155.4894 | 156.996 | 4415.879 | 538.4677 | 488223.3367 | 485313.4586 | 189696.6181 | 11075.4166 | 7266.832 | 1181575.6621
|  | OPERATING EXPENSE ACCT NO. 560 |  |  | 121 | OX560 | 13691.2669 | 1653.8348 | 498.4352 | 16.3896 | 0.75978 | 9373.4826 | 1985.4841 | 81.2791 | 891.0429 | 2815.8532 | 1349.3943 | 171.4725 | 80.3261 | 11.581 | 176.564 | 134.0243 | 60.4465 | 4.4026 | 123.8347 | 15.1003 | 13691.2669 | 13609.6651 | 5319.67 | 310.5884 | 203.7841 | 33134.9744
|  | OPERATING EXPENSE ACCT NO. 561 |  |  | 122 | OX561 | 10673.1356 | 1289.26 | 388.5591 | 12.7766 | 0.5923 | 7307.1726 | 1547.7999 | 63.3618 | 694.6195 | 2195.1206 | 1051.931 | 133.6727 | 62.6189 | 9.0281 | 137.6419 | 104.4797 | 47.1215 | 3.4321 | 96.5363 | 11.7715 | 10673.1356 | 10609.5222 | 4146.9909 | 242.1216 | 158.8615 | 25830.6318
|  | OPERATING EXPENSE ACCT NO. 562 |  |  | 123 | OX562 | 4749.9685 | 573.7718 | 172.9242 | 5.6861 | 0.2636 | 3251.9815 | 688.8323 | 28.1985 | 309.1332 | 976.9157 | 468.151 | 59.4897 | 27.8679 | 4.0178 | 61.2561 | 46.4976 | 20.9709 | 1.5274 | 42.9625 | 5.2388 | 4749.9685 | 4721.658 | 1845.5753 | 107.7537 | 70.6997 | 11495.6552
|  | OPERATING EXPENSE ACCT NO. 563 |  |  | 124 | OX563 | 0 | 0 | 0 | 0 | 0 | 0 | 0 | 0 | 0 | 0 | 0 | 0 | 0 | 0 | 0 | 0 | 0 | 0 | 0 | 0 | 0 | 0 | 0 | 0 | 0 | 0
|  | OPERATING EXPENSE ACCT NO. 564 |  |  | 125 | OX564 | 0 | 0 | 0 | 0 | 0 | 0 | 0 | 0 | 0 | 0 | 0 | 0 | 0 | 0 | 0 | 0 | 0 | 0 | 0 | 0 | 0 | 0 | 0 | 0 | 0 | 0
|  | OPERATING EXPENSE ACCT NO. 565 |  |  | 126 | OX565 | 117038.4231 | 14137.6412 | 4260.8231 | 140.1044 | 6.4949 | 80128.2764 | 16972.7118 | 694.8062 | 7616.9906 | 24071.0386 | 11535.1621 | 1465.8155 | 686.6599 | 98.9991 | 1509.3398 | 1145.6937 | 516.7206 | 37.6356 | 1058.5883 | 129.0831 | 117038.4231 | 116340.858 | 45474.6658 | 2655.0335 | 1742.0277 | 283251.008
|  | OPERATING EXPENSE ACCT NO. 566 |  |  | 127 | OX566 | 14656.196 | 1770.3933 | 533.5637 | 17.5447 | 0.81333 | 10034.1041 | 2125.4165 | 87.0075 | 953.8415 | 3014.308 | 1444.4965 | 183.5575 | 85.9873 | 12.3972 | 189.0078 | 143.4701 | 64.7066 | 4.7129 | 132.5623 | 16.1645 | 14656.196 | 14568.843 | 5694.5881 | 332.4779 | 218.1463 | 35470.2514
|  | MAINTENANCE EXPENSE ACCT NO. 568 |  |  | 128 | MX568 | 271.8478 | 32.8378 | 9.8967 | 0.32542 | 0.015086 | 186.1157 | 39.4229 | 1.6138 | 17.6922 | 55.9103 | 26.793 | 3.4047 | 1.5949 | 0.22995 | 3.5058 | 2.6611 | 1.2002 | 0.087417 | 2.4588 | 0.29982 | 271.8478 | 270.2275 | 105.625 | 6.1669 | 4.0462 | 657.9134
|  | MAINTENANCE EXPENSE ACCT NO. 569 |  |  | 129 | MX569 | 9088.5206 | 1097.8467 | 330.8706 | 10.8797 | 0.50436 | 6222.2941 | 1318.0017 | 53.9546 | 591.491 | 1869.2163 | 895.7533 | 113.8267 | 53.322 | 7.6877 | 117.2065 | 88.9679 | 40.1255 | 2.9226 | 82.2038 | 10.0238 | 9088.5206 | 9034.3518 | 3531.297 | 206.1744 | 135.2757 | 21995.6195
|  | MAINTENANCE EXPENSE ACCT NO. 570 |  |  | 130 | MX570 | 20763.4151 | 2508.114 | 755.8991 | 24.8555 | 1.1522 | 14215.3031 | 3011.0749 | 123.2634 | 1351.3061 | 4270.3666 | 2046.4165 | 260.0457 | 121.8182 | 17.5631 | 267.7672 | 203.2539 | 91.6698 | 6.6768 | 187.8008 | 22.9002 | 20763.4151 | 20639.6623 | 8067.5161 | 471.0211 | 309.0476 | 50250.6621
|  | MAINTENANCE EXPENSE ACCT NO. 571 |  |  | 131 | MX571 | 0 | 0 | 0 | 0 | 0 | 0 | 0 | 0 | 0 | 0 | 0 | 0 | 0 | 0 | 0 | 0 | 0 | 0 | 0 | 0 | 0 | 0 | 0 | 0 | 0 | 0
|  | MAINTENANCE EXPENSE ACCT NO. 572 |  |  | 132 | MX572 | 0 | 0 | 0 | 0 | 0 | 0 | 0 | 0 | 0 | 0 | 0 | 0 | 0 | 0 | 0 | 0 | 0 | 0 | 0 | 0 | 0 | 0 | 0 | 0 | 0 | 0
|  | MAINTENANCE EXPENSE ACCT NO. 573 |  |  | 133 | MX573 | 614.5069 | 74.2293 | 22.3713 | 0.73561 | 0.034102 | 420.7113 | 89.1147 | 3.6481 | 39.9928 | 126.3843 | 60.565 | 7.6962 | 3.6053 | 0.51979 | 7.9247 | 6.0154 | 2.713 | 0.1976 | 5.5581 | 0.67775 | 614.5069 | 610.8444 | 238.7634 | 13.9402 | 9.1465 | 1487.2014
|  | OPERATING EXPENSE ACCT NO. 580 |  |  | 134 | OX580 | 0 | 0 | 0 | 0 | 0 | 0 | 0 | 0 | 0 | 0 | 0 | 0 | 0 | 0 | 0 | 0 | 0 | 0 | 0 | 0 | 0 | 0 | 0 | 0 | 0 | 0
|  | OPERATING EXPENSE ACCT NO. 581 |  |  | 135 | OX581 | 0 | 0 | 0 | 0 | 0 | 0 | 0 | 0 | 0 | 0 | 0 | 0 | 0 | 0 | 0 | 0 | 0 | 0 | 0 | 0 | 0 | 0 | 0 | 0 | 0 | 0
|  | OPERATING EXPENSE ACCT NO. 582 |  |  | 136 | OX582 | 0 | 0 | 0 | 0 | 0 | 0 | 0 | 0 | 0 | 0 | 0 | 0 | 0 | 0 | 0 | 0 | 0 | 0 | 0 | 0 | 0 | 0 | 0 | 0 | 0 | 0
|  | OPERATING EXPENSE ACCT NO. 583 |  |  | 137 | OX583 | 0 | 0 | 0 | 0 | 0 | 0 | 0 | 0 | 0 | 0 | 0 | 0 | 0 | 0 | 0 | 0 | 0 | 0 | 0 | 0 | 0 | 0 | 0 | 0 | 0 | 0
|  | OPERATING EXPENSE ACCT NO. 584 |  |  | 138 | OX584 | 0 | 0 | 0 | 0 | 0 | 0 | 0 | 0 | 0 | 0 | 0 | 0 | 0 | 0 | 0 | 0 | 0 | 0 | 0 | 0 | 0 | 0 | 0 | 0 | 0 | 0
|  | OPERATING EXPENSE ACCT NO. 585 |  |  | 139 | OX585 | 0 | 0 | 0 | 0 | 0 | 0 | 0 | 0 | 0 | 0 | 0 | 0 | 0 | 0 | 0 | 0 | 0 | 0 | 0 | 0 | 0 | 0 | 0 | 0 | 0 | 0
|  | OPERATING EXPENSE ACCT NO. 586 |  |  | 140 | OX586 | 0 | 0 | 0 | 0 | 0 | 0 | 0 | 0 | 0 | 0 | 0 | 0 | 0 | 0 | 0 | 0 | 0 | 0 | 0 | 0 | 0 | 0 | 0 | 0 | 0 | 0
|  | OPERATING EXPENSE ACCT NO. 587 |  |  | 141 | OX587 | 0 | 0 | 0 | 0 | 0 | 0 | 0 | 0 | 0 | 0 | 0 | 0 | 0 | 0 | 0 | 0 | 0 | 0 | 0 | 0 | 0 | 0 | 0 | 0 | 0 | 0
|  | OPERATING EXPENSE ACCT NO. 588 |  |  | 142 | OX588 | 0 | 0 | 0 | 0 | 0 | 0 | 0 | 0 | 0 | 0 | 0 | 0 | 0 | 0 | 0 | 0 | 0 | 0 | 0 | 0 | 0 | 0 | 0 | 0 | 0 | 0
|  | OPERATING EXPENSE ACCT NO. 589 |  |  | 143 | OX589 | 0 | 0 | 0 | 0 | 0 | 0 | 0 | 0 | 0 | 0 | 0 | 0 | 0 | 0 | 0 | 0 | 0 | 0 | 0 | 0 | 0 | 0 | 0 | 0 | 0 | 0
|  | MAINTENANCE EXPENSE ACCT NO. 590 |  |  | 144 | MX590 | 0 | 0 | 0 | 0 | 0 | 0 | 0 | 0 | 0 | 0 | 0 | 0 | 0 | 0 | 0 | 0 | 0 | 0 | 0 | 0 | 0 | 0 | 0 | 0 | 0 | 0
|  | MAINTENANCE EXPENSE ACCT NO. 591 |  |  | 145 | MX591 | 0 | 0 | 0 | 0 | 0 | 0 | 0 | 0 | 0 | 0 | 0 | 0 | 0 | 0 | 0 | 0 | 0 | 0 | 0 | 0 | 0 | 0 | 0 | 0 | 0 | 0
|  | MAINTENANCE EXPENSE ACCT NO. 592 |  |  | 146 | MX592 | 0 | 0 | 0 | 0 | 0 | 0 | 0 | 0 | 0 | 0 | 0 | 0 | 0 | 0 | 0 | 0 | 0 | 0 | 0 | 0 | 0 | 0 | 0 | 0 | 0 | 0
|  | MAINTENANCE EXPENSE ACCT NO. 593 |  |  | 147 | MX593 | 0 | 0 | 0 | 0 | 0 | 0 | 0 | 0 | 0 | 0 | 0 | 0 | 0 | 0 | 0 | 0 | 0 | 0 | 0 | 0 | 0 | 0 | 0 | 0 | 0 | 0
|  | MAINTENANCE EXPENSE ACCT NO. 594 |  |  | 148 | MX594 | 0 | 0 | 0 | 0 | 0 | 0 | 0 | 0 | 0 | 0 | 0 | 0 | 0 | 0 | 0 | 0 | 0 | 0 | 0 | 0 | 0 | 0 | 0 | 0 | 0 | 0
|  | MAINTENANCE EXPENSE ACCT NO. 595 |  |  | 149 | MX595 | 0 | 0 | 0 | 0 | 0 | 0 | 0 | 0 | 0 | 0 | 0 | 0 | 0 | 0 | 0 | 0 | 0 | 0 | 0 | 0 | 0 | 0 | 0 | 0 | 0 | 0
|  | MAINTENANCE EXPENSE ACCT NO. 596 |  |  | 150 | MX596 | 0 | 0 | 0 | 0 | 0 | 0 | 0 | 0 | 0 | 0 | 0 | 0 | 0 | 0 | 0 | 0 | 0 | 0 | 0 | 0 | 0 | 0 | 0 | 0 | 0 | 0
|  | MAINTENANCE EXPENSE ACCT NO. 597 |  |  | 151 | MX597 | 0 | 0 | 0 | 0 | 0 | 0 | 0 | 0 | 0 | 0 | 0 | 0 | 0 | 0 | 0 | 0 | 0 | 0 | 0 | 0 | 0 | 0 | 0 | 0 | 0 | 0
|  | MAINTENANCE EXPENSE ACCT NO. 598 |  |  | 152 | MX598 | 0 | 0 | 0 | 0 | 0 | 0 | 0 | 0 | 0 | 0 | 0 | 0 | 0 | 0 | 0 | 0 | 0 | 0 | 0 | 0 | 0 | 0 | 0 | 0 | 0 | 0
|  | OPERATING EXPENSE ACCT NO. 901 |  |  | 153 | OX901 | 9050.9729 | 997.2859 | 305.2412 | 6.5775 | 0.42637 | 6428.093 | 1115.6349 | 74.6534 | 427.5362 | 1708.1487 | 636.3791 | 80.6278 | 91.6869 | 14.1142 | 101.5399 | 70.1923 | 46.0887 | 0.92112 | 105.2755 | 9.296 | 9050.9729 | 8927.9122 | 2958.493 | 171.7322 | 161.5814 | 21270.6917
|  | OPERATING EXPENSE ACCT NO. 902 |  |  | 154 | OX902 | 0 | 0 | 0 | 0 | 0 | 0 | 0 | 0 | 0 | 0 | 0 | 0 | 0 | 0 | 0 | 0 | 0 | 0 | 0 | 0 | 0 | 0 | 0 | 0 | 0 | 0
|  | OPERATING EXPENSE ACCT NO. 903 |  |  | 155 | OX903 | 428002.2752 | 47159.6427 | 14434.2414 | 311.0353 | 20.1623 | 303971.5671 | 52756.1244 | 3530.2078 | 20217.3271 | 80774.9112 | 30093.0873 | 3812.726 | 4335.6897 | 667.4302 | 4801.6187 | 3319.2526 | 2179.444 | 43.5581 | 4978.2639 | 439.5907 | 428002.2752 | 422182.981 | 139901.1715 | 8120.8713 | 7640.8566 | 1005848.1557
|  | OPERATING EXPENSE ACCT NO. 904 |  |  | 156 | OX904 | 46357.3857 | 5107.9115 | 1563.3882 | 33.6886 | 2.1838 | 32923.4866 | 5714.0725 | 382.3606 | 2189.7604 | 8748.8173 | 3259.4146 | 412.9604 | 469.6032 | 72.2901 | 520.0685 | 359.5118 | 236.0579 | 4.7178 | 539.2011 | 47.6125 | 46357.3857 | 45727.0917 | 15152.846 | 879.5803 | 827.5894 | 108944.4932
157
|  | INTERNALLY DEVELOPED (CON'T) |  |  | 158
|  | OPERATING EXPENSE ACCT NO. 905 |  |  | 159 | OX905 | 948.4429 | 104.5047 | 31.9859 | 0.68925 | 0.044679 | 673.5938 | 116.9063 | 7.8229 | 44.8011 | 178.9953 | 66.6856 | 8.4489 | 9.6078 | 1.479 | 10.6403 | 7.3554 | 4.8296 | 0.096524 | 11.0317 | 0.97412 | 948.4429 | 935.5475 | 310.0177 | 17.9957 | 16.932 | 2228.9357
|  | OPERATING EXPENSE ACCT NO. 907 |  |  | 160 | OX907 | 0 | 0 | 0 | 0 | 0 | 0 | 0 | 0 | 0 | 0 | 0 | 0 | 0 | 0 | 0 | 0 | 0 | 0 | 0 | 0 | 0 | 0 | 0 | 0 | 0 | 0
|  | OPERATING EXPENSE ACCT NO. 908 |  |  | 161 | OX908 | 0 | 0 | 0 | 0 | 0 | 0 | 0 | 0 | 0 | 0 | 0 | 0 | 0 | 0 | 0 | 0 | 0 | 0 | 0 | 0 | 0 | 0 | 0 | 0 | 0 | 0
|  | OPERATING EXPENSE ACCT NO. 909 |  |  | 162 | OX909 | 0 | 0 | 0 | 0 | 0 | 0 | 0 | 0 | 0 | 0 | 0 | 0 | 0 | 0 | 0 | 0 | 0 | 0 | 0 | 0 | 0 | 0 | 0 | 0 | 0 | 0
|  | OPERATING EXPENSE ACCT NO. 910 |  |  | 163 | OX910 | 0 | 0 | 0 | 0 | 0 | 0 | 0 | 0 | 0 | 0 | 0 | 0 | 0 | 0 | 0 | 0 | 0 | 0 | 0 | 0 | 0 | 0 | 0 | 0 | 0 | 0
|  | OPERATING EXPENSE ACCT NO. 911 |  |  | 164 | OX911 | 0 | 0 | 0 | 0 | 0 | 0 | 0 | 0 | 0 | 0 | 0 | 0 | 0 | 0 | 0 | 0 | 0 | 0 | 0 | 0 | 0 | 0 | 0 | 0 | 0 | 0
|  | OPERATING EXPENSE ACCT NO. 912 |  |  | 165 | OX912 | 0 | 0 | 0 | 0 | 0 | 0 | 0 | 0 | 0 | 0 | 0 | 0 | 0 | 0 | 0 | 0 | 0 | 0 | 0 | 0 | 0 | 0 | 0 | 0 | 0 | 0
|  | OPERATING EXPENSE ACCT NO. 913 |  |  | 166 | OX913 | 0 | 0 | 0 | 0 | 0 | 0 | 0 | 0 | 0 | 0 | 0 | 0 | 0 | 0 | 0 | 0 | 0 | 0 | 0 | 0 | 0 | 0 | 0 | 0 | 0 | 0
|  | OPERATING EXPENSE ACCT NO. 916 |  |  | 167 | OX916 | 0 | 0 | 0 | 0 | 0 | 0 | 0 | 0 | 0 | 0 | 0 | 0 | 0 | 0 | 0 | 0 | 0 | 0 | 0 | 0 | 0 | 0 | 0 | 0 | 0 | 0
|  | OPERATING EXPENSE ACCT NO. 920 |  |  | 168 | OX920 | 1322296.2579 | 159376.3576 | 48050.1426 | 1567.3672 | 73.1028 | 906131.0385 | 191038.8765 | 7926.2088 | 85467.4044 | 271394.4833 | 129391.3238 | 16441.3586 | 7898.5991 | 1142.0442 | 16997.0945 | 12876.8669 | 5860.2482 | 417.9492 | 12045.2876 | 1455.8736 | 1322296.2579 | 1314163.094 | 511735.2134 | 29873.9614 | 19779.3586 | 3197847.8852
|  | OPERATING EXPENSE ACCT NO. 921 |  |  | 169 | OX921 | 62622.7894 | 7547.9243 | 2275.6126 | 74.2291 | 3.4621 | 42913.5701 | 9047.4334 | 375.3783 | 4047.6612 | 12853.0044 | 6127.8595 | 778.6483 | 374.0707 | 54.0862 | 804.9675 | 609.8371 | 277.5362 | 19.7937 | 570.4542 | 68.9489 | 62622.7894 | 62237.6099 | 24235.3302 | 1414.8046 | 936.7331 | 151447.2672
|  | OPERATING EXPENSE ACCT NO. 922 |  |  | 170 | OX922 | -235556.5437 | -28391.6284 | -8559.7501 | -279.214 | -13.0227 | -161420.0254 | -34032.0539 | -1411.9909 | -15225.3372 | -48346.765 | -23050.0335 | -2928.897 | -1407.0725 | -203.4461 | -3027.897 | -2293.9112 | -1043.9565 | -74.4543 | -2145.772 | -259.3523 | -235556.5437 | -234107.6853 | -91161.5513 | -5321.8082 | -3523.5352 | -569671.1236
|  | OPERATING EXPENSE ACCT NO. 923 |  |  | 171 | OX923 | 469291.7732 | 56563.7337 | 17053.3165 | 556.2691 | 25.9447 | 321591.9574 | 67800.9732 | 2813.0644 | 30332.9526 | 96319.7147 | 45921.845 | 5835.148 | 2803.2656 | 405.3191 | 6032.3823 | 4570.0861 | 2079.8412 | 148.333 | 4274.953 | 516.6992 | 469291.7732 | 466405.259 | 181618.245 | 10602.4684 | 7019.8265 | 1134937.5721
|  | 1/8 O&M LESS FUEL & PURCHASED PWR |  |  | 172 | OMX | 1881035.2866 | 226457.5294 | 68287.2169 | 2217.973 | 103.7842 | 1289654.1917 | 271222.098 | 11332.8856 | 121138.4017 | 385651.7733 | 183363.9398 | 23298.8318 | 11342.105 | 1642.3486 | 24137.5685 | 18267.4742 | 8353.3355 | 589.0927 | 17199.325 | 2069.1714 | 1881035.2866 | 1869275.6789 | 726437.4001 | 42405.0427 | 28210.9247 | 4547364.333
|  | DEPRECIATION EXPENSE |  |  | 173 | DEPREXP | 15103302.1476 | 1824260.5914 | 549805.1988 | 18073.6285 | 838.0333 | 10340546.9378 | 2189966.2112 | 89692.4214 | 982702.7997 | 3106038.4917 | 1488187.7762 | 189109.141 | 88667.0831 | 12784.8722 | 194751.5043 | 147819.8126 | 66689.553 | 4853.7886 | 136640.5787 | 16656.6151 | 15103302.1476 | 15013183.0225 | 5867490.164 | 342571.3169 | 224840.5355 | 36551387.1864
|  | AD VALOREM TAXES |  |  | 174 | PROPTAX | 4523995.4119 | 546442.0605 | 164689.1373 | 5414.108 | 251.0288 | 3097353.5322 | 655993.6193 | 26864.2659 | 294370.5036 | 930387.02 | 445790.5118 | 56648.1561 | 26555.5195 | 3828.948 | 58336.6427 | 44279.1678 | 19975.416 | 1454.0709 | 40926.7403 | 4989.3328 | 4523995.4119 | 4497007.7522 | 1757580.659 | 102615.8105 | 67345.5601 | 10948545.1936
|  | LABOR ACCOUNTS 501 THRU 507 |  |  | 175 | LAB501_507 | 2059458.0622 | 248771.97 | 74975.2619 | 2465.3376 | 114.2878 | 1409971.3615 | 298659.0834 | 12226.1069 | 134031.8184 | 423564.2731 | 202977.637 | 25793.1146 | 12082.7611 | 1742.0297 | 26558.9876 | 20160.1149 | 9092.4371 | 662.2514 | 18627.372 | 2271.4022 | 2059458.0622 | 2047183.4092 | 800191.6339 | 46719.1025 | 30653.4627 | 4984205.6705
|  | LABOR ACCOUNTS 511 THRU 514 |  |  | 176 | LAB511_514 | 389462.7281 | 47045.0998 | 14178.5213 | 466.2183 | 21.6129 | 266638.7352 | 56479.2183 | 2312.0708 | 25346.667 | 80099.9546 | 38384.9643 | 4877.7185 | 2284.9628 | 329.4341 | 5022.5523 | 3812.4658 | 1719.4647 | 125.2379 | 3522.6098 | 429.5433 | 389462.7281 | 387141.4767 | 151323.7013 | 8835.018 | 5796.8557 | 942559.7798
|  | LABOR ACCOUNTS 547 THRU 550 |  |  | 177 | LAB547_550 | 21631.4539 | 2612.9687 | 787.5003 | 25.8946 | 1.2004 | 14809.5905 | 3136.9564 | 128.4165 | 1407.799 | 4448.8942 | 2131.9693 | 270.9172 | 126.9109 | 18.2974 | 278.9615 | 211.7511 | 95.5021 | 6.9559 | 195.652 | 23.8576 | 21631.4539 | 21502.5275 | 8404.788 | 490.7126 | 321.9677 | 52351.4497
|  | LABOR ACCOUNTS 552 THRU 554 |  |  | 178 | LAB552_554 | 29932.61 | 3615.7057 | 1089.7067 | 35.8318 | 1.6611 | 20492.8295 | 4340.7759 | 177.6969 | 1948.0475 | 6156.175 | 2950.121 | 374.8827 | 175.6135 | 25.319 | 386.0141 | 293.0115 | 132.1515 | 9.6253 | 270.7343 | 33.0131 | 29932.61 | 29754.2075 | 11630.1587 | 679.0256 | 445.5241 | 72441.5258
|  | LABOR ACCOUNTS 561 THRU 567 |  |  | 179 | LAB561_567 | 12902.0109 | 1558.4967 | 469.702 | 15.4447 | 0.71599 | 8833.1325 | 1871.0275 | 76.5936 | 839.6772 | 2653.5286 | 1271.6062 | 161.5877 | 75.6956 | 10.9134 | 166.3857 | 126.2983 | 56.9619 | 4.1488 | 116.696 | 14.2298 | 12902.0109 | 12825.1132 | 5013.0087 | 292.684 | 192.0366 | 31224.8534
|  | LABOR ACCOUNTS 569 THRU 573 |  |  | 180 | LAB569_573 | 11022.5524 | 1331.4678 | 401.2797 | 13.1949 | 0.61169 | 7546.3946 | 1598.4717 | 65.4361 | 717.36 | 2266.9844 | 1086.3691 | 138.0489 | 64.6689 | 9.3236 | 142.148 | 107.9002 | 48.6642 | 3.5445 | 99.6967 | 12.1569 | 11022.5524 | 10956.8564 | 4282.7549 | 250.0482 | 164.0623 | 26676.2742
|  | LABOR ACCOUNTS 581 THRU 589 |  |  | 181 | LAB581_589 | 0 | 0 | 0 | 0 | 0 | 0 | 0 | 0 | 0 | 0 | 0 | 0 | 0 | 0 | 0 | 0 | 0 | 0 | 0 | 0 | 0 | 0 | 0 | 0 | 0 | 0
|  | LABOR ACCOUNTS 591 THRU 598 |  |  | 182 | LAB591_598 | 0 | 0 | 0 | 0 | 0 | 0 | 0 | 0 | 0 | 0 | 0 | 0 | 0 | 0 | 0 | 0 | 0 | 0 | 0 | 0 | 0 | 0 | 0 | 0 | 0 | 0
|  | LABOR ACCOUNTS 902 THRU 905 |  |  | 183 | LAB902_905 | 125947.045 | 13877.5376 | 4247.5243 | 91.5275 | 5.9331 | 89448.8718 | 15524.3987 | 1038.8245 | 5949.2969 | 23769.4096 | 8855.4095 | 1121.9603 | 1275.8514 | 196.4028 | 1412.9591 | 976.7473 | 641.3389 | 12.8177 | 1464.94 | 129.3571 | 125947.045 | 124234.6174 | 41168.3306 | 2389.7063 | 2248.4537 | 295988.1531
|  | LABOR ACCOUNTS 908 THRU 910 |  |  | 184 | LAB908_910 | 0 | 0 | 0 | 0 | 0 | 0 | 0 | 0 | 0 | 0 | 0 | 0 | 0 | 0 | 0 | 0 | 0 | 0 | 0 | 0 | 0 | 0 | 0 | 0 | 0 | 0
|  | LABOR ACCOUNTS 912 THRU 916 |  |  | 185 | LAB912_916 | 0 | 0 | 0 | 0 | 0 | 0 | 0 | 0 | 0 | 0 | 0 | 0 | 0 | 0 | 0 | 0 | 0 | 0 | 0 | 0 | 0 | 0 | 0 | 0 | 0 | 0
|  | PAYROLL EXCLUDING A&G |  |  | 186 | LABORX | 4440243.8904 | 534962.4809 | 161295.7924 | 5253.4298 | 245.3038 | 3043300.1512 | 641053.3291 | 26663.9981 | 286627.6344 | 910985.6923 | 433907.4498 | 55134.7363 | 26611.7684 | 3849.7629 | 57041.1004 | 43198.0673 | 19692.6411 | 1398.9056 | 40501.4868 | 4887.2206 | 4440243.8904 | 4412774.4852 | 1717117.0442 | 100239.1676 | 66480.254 | 10736854.8415
|  | RETAIL PAYROLL EXCLUDING A&G |  |  | 187 | LABORXR | 4440243.8904 | 534962.4809 | 161295.7924 | 5253.4298 | 245.3038 | 3043300.1512 | 641053.3291 | 26663.9981 | 286627.6344 | 910985.6923 | 433907.4498 | 55134.7363 | 26611.7684 | 3849.7629 | 57041.1004 | 43198.0673 | 19692.6411 | 1398.9056 | 40501.4868 | 4887.2206 | 4440243.8904 | 4412774.4852 | 1717117.0442 | 100239.1676 | 66480.254 | 10736854.8415
|  | TOTAL PAYROLL |  |  | 188 | LABORT | 5502233.1896 | 663184.1231 | 199942.4015 | 6522.0027 | 304.1896 | 3770519.8396 | 794935.6588 | 32981.9046 | 355640.1117 | 1129304.9681 | 538412.8043 | 68414.4634 | 32867.0175 | 4752.1829 | 70726.9469 | 53582.1863 | 24385.195 | 1739.1368 | 50121.8853 | 6058.0643 | 5502233.1896 | 5468390.1199 | 2129391.5478 | 124309.1333 | 82304.2814 | 13306628.272
|  | ACCT 903 EXCL BILLING |  |  | 189 | OX903X | 428002.2752 | 47159.6427 | 14434.2414 | 311.0353 | 20.1623 | 303971.5671 | 52756.1244 | 3530.2078 | 20217.3271 | 80774.9112 | 30093.0873 | 3812.726 | 4335.6897 | 667.4302 | 4801.6187 | 3319.2526 | 2179.444 | 43.5581 | 4978.2639 | 439.5907 | 428002.2752 | 422182.981 | 139901.1715 | 8120.8713 | 7640.8566 | 1005848.1557
|  | ACCT 903 BILLING |  |  | 190 | OX903B | 0 | 0 | 0 | 0 | 0 | 0 | 0 | 0 | 0 | 0 | 0 | 0 | 0 | 0 | 0 | 0 | 0 | 0 | 0 | 0 | 0 | 0 | 0 | 0 | 0 | 0
|  | PRODUCTION LABOR |  |  | 191 | LABPROD | 4277960.8927 | 516755.7322 | 155740.6021 | 5121.0647 | 237.4017 | 2928829.8971 | 620382.5669 | 25396.3933 | 278414.4471 | 879838.9388 | 421630.5295 | 53578.1415 | 25098.6317 | 3618.5903 | 55169.0332 | 41877.1252 | 18887.0514 | 1375.6462 | 38693.271 | 4718.2168 | 4277960.8927 | 4252463.6579 | 1662179.2788 | 97046.1584 | 63674.1854 | 10353324.1733
|  | TRANSMISSION LABOR |  |  | 192 | LABTRAN | 30681.9367 | 3706.2206 | 1116.9862 | 36.7288 | 1.7027 | 21005.8427 | 4449.442 | 182.1453 | 1996.8145 | 6310.2874 | 3023.9737 | 384.2675 | 180.0097 | 25.9529 | 395.6775 | 300.3467 | 135.4597 | 9.8663 | 277.5118 | 33.8395 | 30681.9367 | 30499.0682 | 11921.3057 | 696.0241 | 456.6772 | 74255.012
|  | DISTR LABOR EXCL METERING |  |  | 193 | LABDIST | 0 | 0 | 0 | 0 | 0 | 0 | 0 | 0 | 0 | 0 | 0 | 0 | 0 | 0 | 0 | 0 | 0 | 0 | 0 | 0 | 0 | 0 | 0 | 0 | 0 | 0
|  | CUST SERVICE LABOR EXCL METER & BILLING |  |  | 194 | LABCUSSV | 5888.812 | 648.8617 | 198.5983 | 4.2795 | 0.27741 | 4182.2941 | 725.8627 | 48.5715 | 278.1668 | 1111.3685 | 414.0458 | 52.4587 | 59.654 | 9.1831 | 66.0647 | 45.669 | 29.9866 | 0.59931 | 68.4951 | 6.0483 | 5888.812 | 5808.7453 | 1924.8769 | 111.7337 | 105.1293 | 13839.2971
|  | METERING LABOR |  |  | 195 | LABMETER | 0 | 0 | 0 | 0 | 0 | 0 | 0 | 0 | 0 | 0 | 0 | 0 | 0 | 0 | 0 | 0 | 0 | 0 | 0 | 0 | 0 | 0 | 0 | 0 | 0 | 0
|  | BILLING LABOR |  |  | 196 | LABBILL | 0 | 0 | 0 | 0 | 0 | 0 | 0 | 0 | 0 | 0 | 0 | 0 | 0 | 0 | 0 | 0 | 0 | 0 | 0 | 0 | 0 | 0 | 0 | 0 | 0 | 0
197
|  | INTERNALLY DEVELOPED (CON'T) |  |  | 198
|  | SALES REVENUE |  |  | 199 | REVSALES | 50863246.6656 | 5604392.0337 | 1715346.9086 | 36963.0365 | 2396.061 | 36123594.8769 | 6269470.8058 | 419525.4125 | 2402601.4729 | 9599187.8327 | 3576224.2628 | 453099.5124 | 515247.8613 | 79316.5519 | 570618.2722 | 394455.7581 | 259002.351 | 5176.3855 | 591610.5625 | 52240.3983 | 50863246.6656 | 50171689.1351 | 16625677.4939 | 965074.0303 | 908029.6974 | 119533717.0223
|  | 0.5*PRODPLT + 0.95*TDPLT |  |  | 200 | PTDPLTW | 321203457.7565 | 38799730.0941 | 11693519.6809 | 384506.4799 | 17824.9067 | 219906238.9111 | 46580375.7037 | 1906845.238 | 20904277.8414 | 66061218.5321 | 31657415.1479 | 4022824.128 | 1884488.3119 | 271695.7318 | 4142273.5461 | 3144273.1132 | 1418102.3108 | 103288.0658 | 2905218.8046 | 354259.3313 | 321203457.7565 | 319289041.0143 | 124801919.6931 | 7286546.6594 | 4780868.5125 | 777361833.6357
|  | REV DEF @ CLAIMED * FACTORING |  |  | 201 | FACTC | 0 | 0 | 0 | 0 | 0 | 0 | 0 | 0 | 0 | 0 | 0 | 0 | 0 | 0 | 0 | 0 | 0 | 0 | 0 | 0 | 0 | 0 | 0 | 0 | 0 | 0
|  | REV DEF @ PROPOSED * FACTORING |  |  | 202 | FACTP | 0 | 0 | 0 | 0 | 0 | 0 | 0 | 0 | 0 | 0 | 0 | 0 | 0 | 0 | 0 | 0 | 0 | 0 | 0 | 0 | 0 | 0 | 0 | 0 | 0 | 0
|  | COS @ CLAIMED * AR REV REL TAX |  |  | 203 | REVFACC1 | 1 | 1 | 1 | 1 | 1 | 1 | 1 | 1 | 1 | 1 | 1 | 1 | 1 | 1 | 1 | 1 | 1 | 1 | 1 | 1 | 1 | 7 | 6 | 2 | 4 | 20
|  | COS @ CLAIMED * LA REV RELA TAX |  |  | 204 | REVFACC2 | 0 | 0 | 0 | 0 | 0 | 0 | 0 | 0 | 0 | 0 | 0 | 0 | 0 | 0 | 0 | 0 | 0 | 0 | 0 | 0 | 0 | 0 | 0 | 0 | 0 | 0
|  | COS @ CLAIMED * TX REV REL TAX |  |  | 205 | REVFACC3 | 0 | 0 | 0 | 0 | 0 | 0 | 0 | 0 | 0 | 0 | 0 | 0 | 0 | 0 | 0 | 0 | 0 | 0 | 0 | 0 | 0 | 0 | 0 | 0 | 0 | 0
|  | PROPOSED REV * AR REV REL TX |  |  | 206 | REVFACP1 | 1 | 1 | 1 | 1 | 1 | 1 | 1 | 1 | 1 | 1 | 1 | 1 | 1 | 1 | 1 | 1 | 1 | 1 | 1 | 1 | 1 | 7 | 6 | 2 | 4 | 20
|  | PROPOSED REV * LA REV REL TAX |  |  | 207 | REVFACP2 | 0 | 0 | 0 | 0 | 0 | 0 | 0 | 0 | 0 | 0 | 0 | 0 | 0 | 0 | 0 | 0 | 0 | 0 | 0 | 0 | 0 | 0 | 0 | 0 | 0 | 0
|  | PROPOSED REV * TX REV REL TAX |  |  | 208 | REVFACP3 | 0 | 0 | 0 | 0 | 0 | 0 | 0 | 0 | 0 | 0 | 0 | 0 | 0 | 0 | 0 | 0 | 0 | 0 | 0 | 0 | 0 | 0 | 0 | 0 | 0 | 0
|  | FUEL - RETAIL |  |  | 209 | FUELR | 0 | 0 | 0 | 0 | 0 | 0 | 0 | 0 | 0 | 0 | 0 | 0 | 0 | 0 | 0 | 0 | 0 | 0 | 0 | 0 | 0 | 0 | 0 | 0 | 0 | 0
|  | FUEL - WHOLESALE |  |  | 210 | FUELW | 0 | 0 | 0 | 0 | 0 | 0 | 0 | 0 | 0 | 0 | 0 | 0 | 0 | 0 | 0 | 0 | 0 | 0 | 0 | 0 | 0 | 0 | 0 | 0 | 0 | 0
|  | SALES REVENUE - RETAIL |  |  | 211 | REVSALESR | 50863246.6656 | 5604392.0337 | 1715346.9086 | 36963.0365 | 2396.061 | 36123594.8769 | 6269470.8058 | 419525.4125 | 2402601.4729 | 9599187.8327 | 3576224.2628 | 453099.5124 | 515247.8613 | 79316.5519 | 570618.2722 | 394455.7581 | 259002.351 | 5176.3855 | 591610.5625 | 52240.3983 | 50863246.6656 | 50171689.1351 | 16625677.4939 | 965074.0303 | 908029.6974 | 119533717.0223
|  | SALES REVENUE - WHOLESALE |  |  | 212 | REVSALESW | 0 | 0 | 0 | 0 | 0 | 0 | 0 | 0 | 0 | 0 | 0 | 0 | 0 | 0 | 0 | 0 | 0 | 0 | 0 | 0 | 0 | 0 | 0 | 0 | 0 | 0
|  | SALES REVENUE - ARKANSAS |  |  | 213 | REVSALEAR | 0 | 0 | 0 | 0 | 0 | 0 | 0 | 0 | 0 | 0 | 0 | 0 | 0 | 0 | 0 | 0 | 0 | 0 | 0 | 0 | 0 | 0 | 0 | 0 | 0 | 0
|  | SALES REVENUE - LOUISIANA |  |  | 214 | REVSALELA | 0 | 0 | 0 | 0 | 0 | 0 | 0 | 0 | 0 | 0 | 0 | 0 | 0 | 0 | 0 | 0 | 0 | 0 | 0 | 0 | 0 | 0 | 0 | 0 | 0 | 0
|  | SALES REVENUE - TEXAS |  |  | 215 | REVSALETX | 50863246.6656 | 5604392.0337 | 1715346.9086 | 36963.0365 | 2396.061 | 36123594.8769 | 6269470.8058 | 419525.4125 | 2402601.4729 | 9599187.8327 | 3576224.2628 | 453099.5124 | 515247.8613 | 79316.5519 | 570618.2722 | 394455.7581 | 259002.351 | 5176.3855 | 591610.5625 | 52240.3983 | 50863246.6656 | 50171689.1351 | 16625677.4939 | 965074.0303 | 908029.6974 | 119533717.0223
|  | PRODUCTION PLANT - TEXAS |  |  | 216 | PRODPLTTX | 632517000.7263 | 76404809.2121 | 23026993.6947 | 757173.9331 | 35100.9811 | 433041523.4275 | 91726532.8916 | 3754978.353 | 41164909.0423 | 130088399.7393 | 62340092.5381 | 7921784.7456 | 3710952.8747 | 535025.9009 | 8157005.7119 | 6191733.4668 | 2792540.9852 | 203395.8727 | 5720985.3765 | 697610.9512 | 632517000.7263 | 628747112.493 | 245761164.8409 | 14348739.1787 | 9414533.1856 | 1530788550.4246
|  | DISTRIBUTION PLANT - LOUISIANA |  |  | 217 | DISTPLTLA | 0 | 0 | 0 | 0 | 0 | 0 | 0 | 0 | 0 | 0 | 0 | 0 | 0 | 0 | 0 | 0 | 0 | 0 | 0 | 0 | 0 | 0 | 0 | 0 | 0 | 0
|  | RETAIL REVENUE LA |  |  | 218 | RREVLA | 0 | 0 | 0 | 0 | 0 | 0 | 0 | 0 | 0 | 0 | 0 | 0 | 0 | 0 | 0 | 0 | 0 | 0 | 0 | 0 | 0 | 0 | 0 | 0 | 0 | 0
|  | TAXABLE INCOME LA |  |  | 219 | TAXINCLA | 0 | 0 | 0 | 0 | 0 | 0 | 0 | 0 | 0 | 0 | 0 | 0 | 0 | 0 | 0 | 0 | 0 | 0 | 0 | 0 | 0 | 0 | 0 | 0 | 0 | 0
|  | TAXABLE INCOME AR |  |  | 220 | TAXINCAR | 0 | 0 | 0 | 0 | 0 | 0 | 0 | 0 | 0 | 0 | 0 | 0 | 0 | 0 | 0 | 0 | 0 | 0 | 0 | 0 | 0 | 0 | 0 | 0 | 0 | 0
|  | PLANT LA |  |  | 221 | PLANTLA | 0 | 0 | 0 | 0 | 0 | 0 | 0 | 0 | 0 | 0 | 0 | 0 | 0 | 0 | 0 | 0 | 0 | 0 | 0 | 0 | 0 | 0 | 0 | 0 | 0 | 0
|  | PLANT AR |  |  | 222 | PLANTAR | 0 | 0 | 0 | 0 | 0 | 0 | 0 | 0 | 0 | 0 | 0 | 0 | 0 | 0 | 0 | 0 | 0 | 0 | 0 | 0 | 0 | 0 | 0 | 0 | 0 | 0
|  | DEMAND PROD WHOLESALE |  |  | 223 | DPRODWH | 0 | 0 | 0 | 0 | 0 | 0 | 0 | 0 | 0 | 0 | 0 | 0 | 0 | 0 | 0 | 0 | 0 | 0 | 0 | 0 | 0 | 0 | 0 | 0 | 0 | 0
|  | DEMAND PROD ARKANSAS |  |  | 224 | DPRODAR | 0 | 0 | 0 | 0 | 0 | 0 | 0 | 0 | 0 | 0 | 0 | 0 | 0 | 0 | 0 | 0 | 0 | 0 | 0 | 0 | 0 | 0 | 0 | 0 | 0 | 0
|  | DEMAND PROD LOUISIANA |  |  | 225 | DPRODLA | 0 | 0 | 0 | 0 | 0 | 0 | 0 | 0 | 0 | 0 | 0 | 0 | 0 | 0 | 0 | 0 | 0 | 0 | 0 | 0 | 0 | 0 | 0 | 0 | 0 | 0
|  | DEMAND PROD TEXAS |  |  | 226 | DPRODTX | 633710179.1673 | 76548939.0474 | 23070431.7563 | 758602.2641 | 35167.1955 | 433858411.8418 | 91899565.587 | 3762061.7345 | 41242562.4207 | 130333798.1615 | 62457690.7281 | 7936728.3799 | 3717953.2067 | 536035.1724 | 8172393.0664 | 6203413.5369 | 2797808.8273 | 203779.5581 | 5731777.4286 | 698926.9227 | 633710179.1673 | 629933179.4265 | 246224768.0693 | 14375806.6033 | 9432292.7367 | 1533676226.0031
|  | DEMAND TRAN WHOLESALE |  |  | 227 | DTRANWH | 0 | 0 | 0 | 0 | 0 | 0 | 0 | 0 | 0 | 0 | 0 | 0 | 0 | 0 | 0 | 0 | 0 | 0 | 0 | 0 | 0 | 0 | 0 | 0 | 0 | 0
|  | DEMAND TRAN ARKANSAS |  |  | 228 | DTRANAR | 0 | 0 | 0 | 0 | 0 | 0 | 0 | 0 | 0 | 0 | 0 | 0 | 0 | 0 | 0 | 0 | 0 | 0 | 0 | 0 | 0 | 0 | 0 | 0 | 0 | 0
|  | DEMAND TRAN LOUISIANA |  |  | 229 | DTRANLA | 0 | 0 | 0 | 0 | 0 | 0 | 0 | 0 | 0 | 0 | 0 | 0 | 0 | 0 | 0 | 0 | 0 | 0 | 0 | 0 | 0 | 0 | 0 | 0 | 0 | 0
|  | DEMAND TRAN TEXAS |  |  | 230 | DTRANTX | 5205218.3087 | 628763.6717 | 189497.7195 | 6231.0667 | 288.8591 | 3563660.2077 | 754851.8504 | 30901.1174 | 338761.3898 | 1070545.9605 | 513019.8725 | 65191.3213 | 30538.8153 | 4402.9277 | 67127.0423 | 50954.084 | 22980.8613 | 1673.8205 | 47080.1224 | 5740.9007 | 5205218.3087 | 5174194.4924 | 2022460.287 | 118081.1263 | 77475.7049 | 12597429.9194
|  | DEMAND DIST WHOLESALE |  |  | 231 | DDISTWH | 0 | 0 | 0 | 0 | 0 | 0 | 0 | 0 | 0 | 0 | 0 | 0 | 0 | 0 | 0 | 0 | 0 | 0 | 0 | 0 | 0 | 0 | 0 | 0 | 0 | 0
|  | DEMAND DIST ARKANSAS |  |  | 232 | DDISTAR | 0 | 0 | 0 | 0 | 0 | 0 | 0 | 0 | 0 | 0 | 0 | 0 | 0 | 0 | 0 | 0 | 0 | 0 | 0 | 0 | 0 | 0 | 0 | 0 | 0 | 0
|  | DEMAND DIST LOUISIANA |  |  | 233 | DDISTLA | 0 | 0 | 0 | 0 | 0 | 0 | 0 | 0 | 0 | 0 | 0 | 0 | 0 | 0 | 0 | 0 | 0 | 0 | 0 | 0 | 0 | 0 | 0 | 0 | 0 | 0
|  | DEMAND DIST TEXAS |  |  | 234 | DDISTTX | 0 | 0 | 0 | 0 | 0 | 0 | 0 | 0 | 0 | 0 | 0 | 0 | 0 | 0 | 0 | 0 | 0 | 0 | 0 | 0 | 0 | 0 | 0 | 0 | 0 | 0
|  | DEMAND GENERAL WHOLESALE |  |  | 235 | DGENLWH | 0 | 0 | 0 | 0 | 0 | 0 | 0 | 0 | 0 | 0 | 0 | 0 | 0 | 0 | 0 | 0 | 0 | 0 | 0 | 0 | 0 | 0 | 0 | 0 | 0 | 0
|  | DEMAND GENERAL ARKANSAS |  |  | 236 | DGENLAR | 0 | 0 | 0 | 0 | 0 | 0 | 0 | 0 | 0 | 0 | 0 | 0 | 0 | 0 | 0 | 0 | 0 | 0 | 0 | 0 | 0 | 0 | 0 | 0 | 0 | 0
|  | DEMAND GENERAL LOUISIANA |  |  | 237 | DGENLLA | 0 | 0 | 0 | 0 | 0 | 0 | 0 | 0 | 0 | 0 | 0 | 0 | 0 | 0 | 0 | 0 | 0 | 0 | 0 | 0 | 0 | 0 | 0 | 0 | 0 | 0
|  | DEMAND GENERAL TEXAS |  |  | 238 | DGENLTX | 18500475.8591 | 2229862.21 | 672277.8634 | 21929.3055 | 1022.7943 | 12677836.2284 | 2672857.9938 | 110896.9592 | 1195789.2504 | 3797127.199 | 1810336.4116 | 230033.8943 | 110510.6676 | 15978.5386 | 237809.2912 | 180162.4741 | 81991.7468 | 5847.6 | 168527.7045 | 20369.379 | 18500475.8591 | 18386683.3547 | 7159775.9615 | 417971.7653 | 276736.4302 | 44741643.3708
[5 empty] | 239 | 8: 0
|  | INTERNALLY DEVELOPED (CON'T) |  |  | 240 | 8: 0
|  | PRODUCTION PLANT - TEXAS RETAIL |  |  | 241 | PRODPLTT | 632517000.7263 | 76404809.2121 | 23026993.6947 | 757173.9331 | 35100.9811 | 433041523.4275 | 91726532.8916 | 3754978.353 | 41164909.0423 | 130088399.7393 | 62340092.5381 | 7921784.7456 | 3710952.8747 | 535025.9009 | 8157005.7119 | 6191733.4668 | 2792540.9852 | 203395.8727 | 5720985.3765 | 697610.9512 | 632517000.7263 | 628747112.493 | 245761164.8409 | 14348739.1787 | 9414533.1856 | 1530788550.4246
|  | LABOR 902 & 903 |  |  | 242 | LAB902_903 | 125712.2491 | 13851.6664 | 4239.6058 | 91.3569 | 5.922 | 89282.1173 | 15495.4575 | 1036.8879 | 5938.206 | 23725.0976 | 8838.9009 | 1119.8687 | 1273.4729 | 196.0367 | 1410.325 | 974.9264 | 640.1433 | 12.7938 | 1462.2089 | 129.116 | 125712.2491 | 124003.0138 | 41091.5828 | 2385.2513 | 2244.2621 | 295436.3591
|  | SALES REVENUE - AR RETAIL |  |  | 243 | RVSALEARR | 0 | 0 | 0 | 0 | 0 | 0 | 0 | 0 | 0 | 0 | 0 | 0 | 0 | 0 | 0 | 0 | 0 | 0 | 0 | 0 | 0 | 0 | 0 | 0 | 0 | 0
|  | SALES REVENUE - LA RETAIL |  |  | 244 | RVSALELAR | 0 | 0 | 0 | 0 | 0 | 0 | 0 | 0 | 0 | 0 | 0 | 0 | 0 | 0 | 0 | 0 | 0 | 0 | 0 | 0 | 0 | 0 | 0 | 0 | 0 | 0
|  | SALES REVENUE - TX RETAIL |  |  | 245 | RVSALETXR | 50863246.6656 | 5604392.0337 | 1715346.9086 | 36963.0365 | 2396.061 | 36123594.8769 | 6269470.8058 | 419525.4125 | 2402601.4729 | 9599187.8327 | 3576224.2628 | 453099.5124 | 515247.8613 | 79316.5519 | 570618.2722 | 394455.7581 | 259002.351 | 5176.3855 | 591610.5625 | 52240.3983 | 50863246.6656 | 50171689.1351 | 16625677.4939 | 965074.0303 | 908029.6974 | 119533717.0223
|  | DIST PLANT BEFORE CONTRA ADJ |  |  | 246 | DISTPLTX | 0 | 0 | 0 | 0 | 0 | 0 | 0 | 0 | 0 | 0 | 0 | 0 | 0 | 0 | 0 | 0 | 0 | 0 | 0 | 0 | 0 | 0 | 0 | 0 | 0 | 0
|  | STATE INCOME TAX |  |  | 247 | SIT | 0 | 0 | 0 | 0 | 0 | 0 | 0 | 0 | 0 | 0 | 0 | 0 | 0 | 0 | 0 | 0 | 0 | 0 | 0 | 0 | 0 | 0 | 0 | 0 | 0 | 0
|  | RETAIL PRODUCTION PLANT |  |  | 248 | PRODPLTR | 632517000.7263 | 76404809.2121 | 23026993.6947 | 757173.9331 | 35100.9811 | 433041523.4275 | 91726532.8916 | 3754978.353 | 41164909.0423 | 130088399.7393 | 62340092.5381 | 7921784.7456 | 3710952.8747 | 535025.9009 | 8157005.7119 | 6191733.4668 | 2792540.9852 | 203395.8727 | 5720985.3765 | 697610.9512 | 632517000.7263 | 628747112.493 | 245761164.8409 | 14348739.1787 | 9414533.1856 | 1530788550.4246
|  | TOTAL kWh AT GEN - ARKANSAS |  |  | 249 | KWHAR | 0 | 0 | 0 | 0 | 0 | 0 | 0 | 0 | 0 | 0 | 0 | 0 | 0 | 0 | 0 | 0 | 0 | 0 | 0 | 0 | 0 | 0 | 0 | 0 | 0 | 0
|  | TOTAL kWh AT GEN- LOUISIANA |  |  | 250 | KWHLA | 0 | 0 | 0 | 0 | 0 | 0 | 0 | 0 | 0 | 0 | 0 | 0 | 0 | 0 | 0 | 0 | 0 | 0 | 0 | 0 | 0 | 0 | 0 | 0 | 0 | 0
|  | TOTAL kWh AT GEN- TEXAS |  |  | 251 | KWHTX | 2296823506 | 216195967 | 76382962 | 6982832 | 204445 | 2424369737 | 584493142 | 32200594 | 223409522 | 904821201 | 436724596 | 50599808 | 15370514 | 3244974 | 66415045 | 28350700 | 28484412 | 1870798 | 52593840 | 5571781 | 2296823506 | 3340829679 | 1634170615 | 94765745 | 88520831 | 7455110376
|  | INTANGIBLE PLANT |  |  | 252 | INTPLT | 2166925.8018 | 261753.5217 | 78887.6611 | 2593.9852 | 120.2517 | 1483547.2395 | 314243.8711 | 12864.0961 | 141025.9383 | 445666.93 | 213569.5244 | 27139.0646 | 12713.2702 | 1832.9332 | 27944.9029 | 21212.1208 | 9566.9035 | 696.8094 | 19599.3954 | 2389.9297 | 2166925.8018 | 2154010.6263 | 841947.6608 | 49157.0236 | 32253.038 | 5244294.1506
|  | DEMPROD RETAIL |  |  | 253 | DEMRTAIL | 0.4132 | 0.049912 | 0.015043 | 0.00049463 | 2.293e-05 | 0.28289 | 0.059921 | 0.002453 | 0.026891 | 0.084981 | 0.040724 | 0.005175 | 0.0024242 | 0.00034951 | 0.0053286 | 0.0040448 | 0.0018242 | 0.00013287 | 0.0037373 | 0.00045572 | 0.4132 | 0.41073 | 0.16055 | 0.0093734 | 0.0061501 | 1
|  | FIT TEMPORARY DIFFERENCES |  |  | 254 | FITTEMP | 1488485.2029 | 179787.4975 | 54185.2964 | 1781.2216 | 82.5912 | 1019098.4036 | 215829.1126 | 8839.5134 | 96848.925 | 306111.3583 | 146666.3027 | 18637.3917 | 8738.4626 | 1259.9955 | 19193.4671 | 14568.1786 | 6572.4973 | 478.3585 | 13466.4246 | 1641.5698 | 1488485.2029 | 1479603.6363 | 578262.4357 | 33761.6457 | 22158.8502 | 3602271.7709
|  | Total Depr Expense |  |  | 255 | DEPEXP | 15103302.1476 | 1824260.5914 | 549805.1988 | 18073.6285 | 838.0333 | 10340546.9378 | 2189966.2112 | 89692.4214 | 982702.7997 | 3106038.4917 | 1488187.7762 | 189109.141 | 88667.0831 | 12784.8722 | 194751.5043 | 147819.8126 | 66689.553 | 4853.7886 | 136640.5787 | 16656.6151 | 15103302.1476 | 15013183.0225 | 5867490.164 | 342571.3169 | 224840.5355 | 36551387.1864
|  | OPERATING EXPENSE ACCT NO. 567 |  |  | 256 | OX567 | 82.8787 | 10.0113 | 3.0172 | 0.099212 | 0.0045993 | 56.7414 | 12.0189 | 0.49201 | 5.3938 | 17.0455 | 8.1684 | 1.038 | 0.48625 | 0.070104 | 1.0688 | 0.8113 | 0.36591 | 0.026651 | 0.74962 | 0.091408 | 82.8787 | 82.3847 | 32.2021 | 1.8801 | 1.2336 | 200.5792
|  | Composite Tax Rate (FIT and Rev & Fact)) |  |  | 257 | COMPTR | 0.36641 | 0.36641 | 0.36641 | 0.36641 | 0.36641 | 0.36641 | 0.36641 | 0.36641 | 0.36641 | 0.36641 | 0.36641 | 0.36641 | 0.36641 | 0.36641 | 0.36641 | 0.36641 | 0.36641 | 0.36641 | 0.36641 | 0.36641 | 0.36641 | 0.36641 | 0.36641 | 0.36641 | 0.36641 | 0.36641
|  | Combined Tax Gross Up (FIT and TX Gross Margin) |  |  | 258 | TAX GU | 0.57831 | 0.57831 | 0.57831 | 0.57831 | 0.57831 | 0.57831 | 0.57831 | 0.57831 | 0.57831 | 0.57831 | 0.57831 | 0.57831 | 0.57831 | 0.57831 | 0.57831 | 0.57831 | 0.57831 | 0.57831 | 0.57831 | 0.57831 | 0.57831 | 0.57831 | 0.57831 | 0.57831 | 0.57831 | 0.57831
|  | FACTORING RATE |  |  | 259 | RFACT | 0.0048258 | 0.0048258 | 0.0048258 | 0.0048258 | 0.0048258 | 0.0048258 | 0.0048258 | 0.0048258 | 0.0048258 | 0.0048258 | 0.0048258 | 0.0048258 | 0.0048258 | 0.0048258 | 0.0048258 | 0.0048258 | 0.0048258 | 0.0048258 | 0.0048258 | 0.0048258 | 0.0048258 | 0.0048258 | 0.0048258 | 0.0048258 | 0.0048258 | 0.0048258
|  | Gross Revenue Conversion Factor |  |  | 260 | REVCONV | 1.5856 | 1.5856 | 1.5856 | 1.5856 | 1.5856 | 1.5856 | 1.5856 | 1.5856 | 1.5856 | 1.5856 | 1.5856 | 1.5856 | 1.5856 | 1.5856 | 1.5856 | 1.5856 | 1.5856 | 1.5856 | 1.5856 | 1.5856 | 1.5856 | 1.5856 | 1.5856 | 1.5856 | 1.5856 | 1.5856
|  | MUNI KWH SALES |  |  | 261 | MFF | 1394259 | 141099 | 47402 | 3857 | 184 | 1614235 | 254462 | 0 | 26045 | 156346 | 94470 | 40337 | 11871 | 1484 | 30458 | 18364 | 22384 | 1257 | 33421 | 4925 | 1394259 | 2061239 | 330553 | 48822 | 61987 | 3896860
|  | MUNI GROSS REVENUE |  |  | 262 | MGRT | 2630775.9549 | 284254 | 102776 | 4285 | 326 | 1962142 | 233753 | 1 | 25081 | 106202 | 61274 | 30236 | 26900 | 4257 | 28068 | 27672 | 50229 | 671 | 88224 | 5277 | 2630775.9549 | 2587537 | 253950 | 55740 | 144401 | 5672403.9549
|  | AVAILABLE |  |  | 263 | 1: AVAIL
|  | DESCRIPTION |  |  |  | 2: RESIDENTIAL; 3: COMMERCIAL; 10: INDUSTRIAL; 16: MUNICIPAL; 18: LIGHTING
[5 empty] | CAF# | CLASS ALLOCATION FACTOR | RESIDENTIAL BASIC | GS W/DEMAND | GS WO/DEMAND | COTTON GIN | GS PRI | LIGHT & POWER SEC | LIGHT & POWER PRI | LIGHT & POWER TRAN | LLP PRI | LLP TRAN | OILFIELD LIPRI & SEC | METAL MELTING PRI | METAL MELTING TRANS | METAL MELTING SEC | PUMPING SERVICE | MUNICIPAL SERVICE | MUNICIPAL LIGHTING | PUBLIC HIGHWAY | PRIVATE AREA LIGHTING | CUST-OWNED LIGHTING | TOTAL RESIDENTIAL | TOTAL COMMERCIAL | TOTAL INDUSTRIAL | TOTAL MUNICIPAL | TOTAL LIGHTING | TOTAL GENERATION ENERGY
[6 empty] | 1 | 2 | 3 | 4 | 5 | 6 | 7 | 8 | 9 | 10 | 11 | 12 | 13 | 14 | 15 | 16 | 17 | 18 | 19 | 20 | 21 | 22 | 23 | 24 | 25 | 26 | 27
|  | PRODUCTION ALLOCATOR (A&E 4CP) |  |  | 1 | DEMPROD | 0.4132 | 0.049912 | 0.015043 | 0.00049463 | 2.293e-05 | 0.28289 | 0.059921 | 0.002453 | 0.026891 | 0.084981 | 0.040724 | 0.005175 | 0.0024242 | 0.00034951 | 0.0053286 | 0.0040448 | 0.0018242 | 0.00013287 | 0.0037373 | 0.00045572 | 0.4132 | 0.41073 | 0.16055 | 0.0093734 | 0.0061501 | 1
2
|  | TRANSMISSION FUNCTION |  |  | 3 | DEMTRANS | 0.38111 | 0.040717 | 0.011803 | 0.00079481 | 4.0592e-05 | 0.29469 | 0.068342 | 0.0030304 | 0.028278 | 0.1084 | 0.043113 | 0.0058303 | 0.0028358 | 0.0003687 | 0.0066493 | 0.004001 | 0 | 0 | 0 | 0 | 0.38111 | 0.41941 | 0.18882 | 0.01065 | 0 | 1
|  | D. A. ACCT 360 - LAND |  |  | 4 | DEM360DA | 0.42351 | 0.053496 | 0.019611 | 0.0035428 | 6.7586e-05 | 0.29604 | 0.080668 | 0 | 0.032798 | 0 | 0.049989 | 0.0091383 | 0 | 0.00077113 | 0.0096936 | 0.0044191 | 0.0049768 | 0.00035276 | 0.0096402 | 0.0012845 | 0.42351 | 0.45343 | 0.092696 | 0.014113 | 0.016254 | 1
|  | D. A. ACCT 361 - STRUCTURES & IMPROVE |  |  | 5 | DEM361DA | 0.42351 | 0.053496 | 0.019611 | 0.0035428 | 6.7586e-05 | 0.29604 | 0.080668 | 0 | 0.032798 | 0 | 0.049989 | 0.0091383 | 0 | 0.00077113 | 0.0096936 | 0.0044191 | 0.0049768 | 0.00035276 | 0.0096402 | 0.0012845 | 0.42351 | 0.45343 | 0.092696 | 0.014113 | 0.016254 | 1
|  | D. A. ACCT 362 - STATION EQUIPMENT |  |  | 6 | DEM362DA | 0.42351 | 0.053496 | 0.019611 | 0.0035428 | 6.7586e-05 | 0.29604 | 0.080668 | 0 | 0.032798 | 0 | 0.049989 | 0.0091383 | 0 | 0.00077113 | 0.0096936 | 0.0044191 | 0.0049768 | 0.00035276 | 0.0096402 | 0.0012845 | 0.42351 | 0.45343 | 0.092696 | 0.014113 | 0.016254 | 1
|  | D. A. ACCT 364 - PRI-POLES, TOWERS & FIX |  |  | 7 | DEM364DAP | 0.43716 | 0.055221 | 0.020243 | 0.003657 | 6.9764e-05 | 0.30559 | 0.077629 | 0 | 0.0072634 | 0 | 0.0516 | 0.0094328 | 0 | 0.00079599 | 0.010006 | 0.0045615 | 0.0051372 | 0.00036413 | 0.0099509 | 0.0013259 | 0.43716 | 0.4624 | 0.069092 | 0.014568 | 0.016778 | 1
|  | D. A. ACCT 364 - SEC-POLES, TOWERS & FIX |  |  | 8 | DEM364DAS | 0.50954 | 0.064364 | 0.023594 | 0.0042625 | 0 | 0.35618 | 0 | 0 | 0 | 0 | 0.0045929 | 0 | 0 | 0.00092778 | 0.011663 | 0.0053168 | 0.0059878 | 0.00042443 | 0.011598 | 0.0015455 | 0.50954 | 0.4484 | 0.0055207 | 0.01698 | 0.019556 | 1
|  | D. A. ACCT 365 - PRI - OVRHD COND & DEVICES |  |  | 9 | DEM365DAP | 0.43716 | 0.055221 | 0.020243 | 0.003657 | 6.9764e-05 | 0.30559 | 0.077629 | 0 | 0.0072634 | 0 | 0.0516 | 0.0094328 | 0 | 0.00079599 | 0.010006 | 0.0045615 | 0.0051372 | 0.00036413 | 0.0099509 | 0.0013259 | 0.43716 | 0.4624 | 0.069092 | 0.014568 | 0.016778 | 1
|  | D. A. ACCT 365 - SEC - OVRHD COND & DEVICES |  |  | 10 | DEM365DAS | 0.50954 | 0.064364 | 0.023594 | 0.0042625 | 0 | 0.35618 | 0 | 0 | 0 | 0 | 0.0045929 | 0 | 0 | 0.00092778 | 0.011663 | 0.0053168 | 0.0059878 | 0.00042443 | 0.011598 | 0.0015455 | 0.50954 | 0.4484 | 0.0055207 | 0.01698 | 0.019556 | 1
|  | D. A. ACCT 366 - PRI - UNDERGROUND CONDUIT |  |  | 11 | DEM366DAP | 0.43716 | 0.055221 | 0.020243 | 0.003657 | 6.9764e-05 | 0.30559 | 0.077629 | 0 | 0.0072634 | 0 | 0.0516 | 0.0094328 | 0 | 0.00079599 | 0.010006 | 0.0045615 | 0.0051372 | 0.00036413 | 0.0099509 | 0.0013259 | 0.43716 | 0.4624 | 0.069092 | 0.014568 | 0.016778 | 1
|  | D. A. ACCT 366 - SEC- UNDERGROUND CONDUIT |  |  | 12 | DEM366DAS | 0.50954 | 0.064364 | 0.023594 | 0.0042625 | 0 | 0.35618 | 0 | 0 | 0 | 0 | 0.0045929 | 0 | 0 | 0.00092778 | 0.011663 | 0.0053168 | 0.0059878 | 0.00042443 | 0.011598 | 0.0015455 | 0.50954 | 0.4484 | 0.0055207 | 0.01698 | 0.019556 | 1
|  | D. A. ACCT 367 - PRI - UNDGRD COND & DEVICE |  |  | 13 | DEM367DAP | 0.43716 | 0.055221 | 0.020243 | 0.003657 | 6.9764e-05 | 0.30559 | 0.077629 | 0 | 0.0072634 | 0 | 0.0516 | 0.0094328 | 0 | 0.00079599 | 0.010006 | 0.0045615 | 0.0051372 | 0.00036413 | 0.0099509 | 0.0013259 | 0.43716 | 0.4624 | 0.069092 | 0.014568 | 0.016778 | 1
|  | D. A. ACCT 367 - SEC - UNDGRD COND & DEVICE |  |  | 14 | DEM367DAS | 0.50954 | 0.064364 | 0.023594 | 0.0042625 | 0 | 0.35618 | 0 | 0 | 0 | 0 | 0.0045929 | 0 | 0 | 0.00092778 | 0.011663 | 0.0053168 | 0.0059878 | 0.00042443 | 0.011598 | 0.0015455 | 0.50954 | 0.4484 | 0.0055207 | 0.01698 | 0.019556 | 1
|  | D. A. ACCT 368 - LINE TRANSORMERS |  |  | 15 | DEM368DA | 0.43716 | 0.055221 | 0.020243 | 0.003657 | 6.9764e-05 | 0.30559 | 0.077629 | 0 | 0.0072634 | 0 | 0.0516 | 0.0094328 | 0 | 0.00079599 | 0.010006 | 0.0045615 | 0.0051372 | 0.00036413 | 0.0099509 | 0.0013259 | 0.43716 | 0.4624 | 0.069092 | 0.014568 | 0.016778 | 1
|  | ANNUAL BILLING DEMAND |  |  | 16 | DEM99 | 0.48035 | 0.020231 | 0.018112 | 0.00097111 | 1.8798e-05 | 0.26608 | 0.050938 | 0.0020239 | 0.019803 | 0.072466 | 0.030999 | 0.007454 | 0.0067069 | 0.0016992 | 0.0072721 | 0.0053477 | 0.0028243 | 0.00020571 | 0.0057855 | 0.00070375 | 0.48035 | 0.35838 | 0.13913 | 0.01262 | 0.0095192 | 1
|  | SPP DEMAND |  |  | 17 | SPPDEMAND | 0.38111 | 0.040717 | 0.011803 | 0.00079481 | 4.0592e-05 | 0.29469 | 0.068342 | 0.0030304 | 0.028278 | 0.1084 | 0.043113 | 0.0058303 | 0.0028358 | 0.0003687 | 0.0066493 | 0.004001 | 0 | 0 | 0 | 0 | 0.38111 | 0.41941 | 0.18882 | 0.01065 | 0 | 1
|  | D.A. ACCT 369-SERVICES |  |  | 18 | DEM369DA | 0 | 0 | 0 | 0 | 0 | 0 | 0 | 0 | 0 | 0 | 0 | 0 | 0 | 0 | 0 | 0 | 0 | 0 | 0 | 0 | 0 | 0 | 0 | 0 | 0 | 0
|  | D.A. ACCT 370-METERS |  |  | 19 | DEM370DA | 0 | 0 | 0 | 0 | 0 | 0 | 0 | 0 | 0 | 0 | 0 | 0 | 0 | 0 | 0 | 0 | 0 | 0 | 0 | 0 | 0 | 0 | 0 | 0 | 0 | 0
|  | D.A. ACCT 371-INSTALLATIONS |  |  | 20 | DEM371DA | 0 | 0 | 0 | 0 | 0 | 0 | 0 | 0 | 0 | 0 | 0 | 0 | 0 | 0 | 0 | 0 | 0 | 0 | 0 | 0 | 0 | 0 | 0 | 0 | 0 | 0
|  | D.A. ACCT 373-STREET LIGHTS |  |  | 21 | DEM373DA | 0 | 0 | 0 | 0 | 0 | 0 | 0 | 0 | 0 | 0 | 0 | 0 | 0 | 0 | 0 | 0 | 0 | 0 | 0 | 0 | 0 | 0 | 0 | 0 | 0 | 0
22
|  | COMMODITY RELATED |  |  | 23
|  | FUEL ALLOCATION |  |  | 24 | FUEL | 0 | 0 | 0 | 0 | 0 | 0 | 0 | 0 | 0 | 0 | 0 | 0 | 0 | 0 | 0 | 0 | 0 | 0 | 0 | 0 | 0 | 0 | 0 | 0 | 0 | 0
|  | KWH SALES AT GENERATOR |  |  | 25 | ENERGY | 0.30809 | 0.029 | 0.010246 | 0.00093665 | 2.7423e-05 | 0.3252 | 0.078402 | 0.0043193 | 0.029967 | 0.12137 | 0.058581 | 0.0067873 | 0.0020617 | 0.00043527 | 0.0089087 | 0.0038029 | 0.0038208 | 0.00025094 | 0.0070547 | 0.00074738 | 0.30809 | 0.44813 | 0.2192 | 0.012712 | 0.011874 | 1
|  | SALES OF ELECTRICITY - PRESENT FUEL |  |  | 26 | REVFUEL | 0 | 0 | 0 | 0 | 0 | 0 | 0 | 0 | 0 | 0 | 0 | 0 | 0 | 0 | 0 | 0 | 0 | 0 | 0 | 0 | 0 | 0 | 0 | 0 | 0 | 0
|  | KWH SALES AT METER |  |  | 27 | ENERGY99 | 0.30427 | 0.02864 | 0.010119 | 0.00092504 | 2.7964e-05 | 0.32117 | 0.079989 | 0.0044955 | 0.030799 | 0.12608 | 0.059736 | 0.0069211 | 0.00212 | 0.00042987 | 0.0087982 | 0.0037557 | 0.0037734 | 0.00024783 | 0.0069673 | 0.00073811 | 0.30427 | 0.44536 | 0.22609 | 0.012554 | 0.011727 | 1
|  | MINE CLOSING |  |  | 28 | MINECLOSE | 0 | 0 | 0 | 0 | 0 | 0 | 0 | 0 | 0 | 0 | 0 | 0 | 0 | 0 | 0 | 0 | 0 | 0 | 0 | 0 | 0 | 0 | 0 | 0 | 0 | 0
|  | MINE CLOSING NFIRM RETAIL |  |  | 29 | MINECLOSEN | 0 | 0 | 0 | 0 | 0 | 0 | 0 | 0 | 0 | 0 | 0 | 0 | 0 | 0 | 0 | 0 | 0 | 0 | 0 | 0 | 0 | 0 | 0 | 0 | 0 | 0
|  | NON FIRM FUEL PRESENT FUEL |  |  | 30 | NFREVFUEL | 0 | 0 | 0 | 0 | 0 | 0 | 0 | 0 | 0 | 0 | 0 | 0 | 0 | 0 | 0 | 0 | 0 | 0 | 0 | 0 | 0 | 0 | 0 | 0 | 0 | 0
|  | FUEL ADJUSTMENT |  |  | 31 | FUELADJ | 0 | 0 | 0 | 0 | 0 | 0 | 0 | 0 | 0 | 0 | 0 | 0 | 0 | 0 | 0 | 0 | 0 | 0 | 0 | 0 | 0 | 0 | 0 | 0 | 0 | 0
|  | NON FIRM PROPOSED FUEL RETAIL |  |  | 32 | NFPROPFUEL | 0 | 0 | 0 | 0 | 0 | 0 | 0 | 0 | 0 | 0 | 0 | 0 | 0 | 0 | 0 | 0 | 0 | 0 | 0 | 0 | 0 | 0 | 0 | 0 | 0 | 0
|  | PROPOSED FUEL REVENUE |  |  | 33 | PROPFUEL | 0 | 0 | 0 | 0 | 0 | 0 | 0 | 0 | 0 | 0 | 0 | 0 | 0 | 0 | 0 | 0 | 0 | 0 | 0 | 0 | 0 | 0 | 0 | 0 | 0 | 0
34
|  | CUSTOMER RELATED |  |  | 35
|  | ANNUAL AVERAGE CUSTOMERS |  |  | 36 | CUST99 | 0.81061 | 0.054349 | 0.064324 | 3.8113e-05 | 1.0436e-05 | 0.05082 | 0.0014755 | 1.0889e-05 | 1.6334e-05 | 2.8585e-05 | 0.0069175 | 2.1779e-05 | 5.4447e-06 | 2.7223e-05 | 0.0033467 | 0.0079983 | 0 | 0 | 0 | 0 | 0.81061 | 0.17103 | 0.0070169 | 0.011345 | 0 | 1
|  | YEAR END NUMBER OF CUSTOMERS |  |  | 37 | CUST | 0.81058 | 0.054869 | 0.063971 | 3.8036e-05 | 1.0867e-05 | 0.050012 | 0.0010541 | 1.0867e-05 | 1.6301e-05 | 3.2602e-05 | 0.0079658 | 2.1735e-05 | 5.4337e-06 | 2.7168e-05 | 0.0033472 | 0.0080419 | 0 | 0 | 0 | 0 | 0.81058 | 0.16997 | 0.008069 | 0.011389 | 0 | 1
|  | WEIGHTED SERVICES |  |  | 38 | CUST369 | 0.75217 | 0.060257 | 0.070256 | 5.0573e-05 | 1.0115e-05 | 0.089367 | 0.0030141 | 0 | 1.5172e-05 | 0 | 0.010752 | 5.563e-05 | 0 | 7.0802e-05 | 0.0057956 | 0.0074848 | 0 | 0 | 0 | 0.00070296 | 0.75217 | 0.22295 | 0.010893 | 0.01328 | 0.00070296 | 1
|  | WEIGHTED METER COST |  |  | 39 | CUST370 | 0.63162 | 0.095697 | 0.108 | 0.00028453 | 0.00045441 | 0.10155 | 0.011262 | 0.0028284 | 0.00068798 | 0.0060474 | 0.016061 | 0.00091731 | 0.0012443 | 0.00021234 | 0.0067481 | 0.013585 | 0 | 0.0002633 | 0 | 0.0025353 | 0.63162 | 0.32007 | 0.025171 | 0.020334 | 0.0027986 | 1
|  | ASSIGNED CUSTOMER INSTALLATIONS |  |  | 40 | CUST371L | 0 | 0 | 0 | 0 | 0 | 0 | 0 | 0 | 0 | 0 | 0 | 0 | 0 | 0 | 0 | 0 | 0 | 0 | 1 | 0 | 0 | 0 | 0 | 0 | 1 | 1
|  | LIGHTING ASSIGNMENTS |  |  | 41 | CUST373 | 0 | 0 | 0 | 0 | 0 | 0 | 0 | 0 | 0 | 0 | 0 | 0 | 0 | 0 | 0 | 0 | 0.96971 | 0.030291 | 0 | 0 | 0 | 0 | 0 | 0 | 1 | 1
|  | WEIGHTED METER READING |  |  | 42 | CUST902 | 0.77217 | 0.065525 | 0.076407 | 4.6726e-05 | 1.5575e-05 | 0.059731 | 0.0012668 | 1.0383e-05 | 1.5575e-05 | 3.6342e-05 | 0.0094386 | 2.5959e-05 | 5.1917e-06 | 3.115e-05 | 0.0039976 | 0.0096047 | 0 | 0.00015575 | 0 | 0.0015212 | 0.77217 | 0.203 | 0.0095528 | 0.013602 | 0.0016769 | 1
|  | CUSTOMER ACCOUNTING |  |  | 43 | CUST903 | 0.75117 | 0.050996 | 0.05946 | 3.5354e-05 | 1.0101e-05 | 0.056698 | 0.019581 | 0.0025806 | 0.0069743 | 0.022581 | 0.0074041 | 0.0027423 | 0.0027271 | 0.0051663 | 0.0031111 | 0.0074748 | 0 | 0.00012121 | 0 | 0.0011667 | 0.75117 | 0.18936 | 0.047595 | 0.010586 | 0.0012879 | 1
|  | CUSTOMER INFO EXP ALLOC |  |  | 44 | CUSTINFO | 0.81058 | 0.054869 | 0.063971 | 3.8036e-05 | 1.0867e-05 | 0.050012 | 0.0010541 | 1.0867e-05 | 1.6301e-05 | 3.2602e-05 | 0.0079658 | 2.1735e-05 | 5.4337e-06 | 2.7168e-05 | 0.0033472 | 0.0080419 | 0 | 0 | 0 | 0 | 0.81058 | 0.16997 | 0.008069 | 0.011389 | 0 | 1
|  | CUSTOMER SERVICE EXP ALLOC |  |  | 45 | CUSTSRVC | 0.81058 | 0.054869 | 0.063971 | 3.8036e-05 | 1.0867e-05 | 0.050012 | 0.0010541 | 1.0867e-05 | 1.6301e-05 | 3.2602e-05 | 0.0079658 | 2.1735e-05 | 5.4337e-06 | 2.7168e-05 | 0.0033472 | 0.0080419 | 0 | 0 | 0 | 0 | 0.81058 | 0.16997 | 0.008069 | 0.011389 | 0 | 1
|  | ACTIVE CUSTOMER DEPOSITS |  |  | 46 | CUSTDEPA | 0 | 0 | 0 | 0 | 0 | 0 | 0 | 0 | 0 | 0 | 0 | 0 | 0 | 0 | 0 | 0 | 0 | 0 | 0 | 0 | 0 | 0 | 0 | 0 | 0 | 0
|  | CUSTOMERS IN AR & LA |  |  | 47 | CUSTARLA | 0 | 0 | 0 | 0 | 0 | 0 | 0 | 0 | 0 | 0 | 0 | 0 | 0 | 0 | 0 | 0 | 0 | 0 | 0 | 0 | 0 | 0 | 0 | 0 | 0 | 0
|  | RETAIL CUSTOMERS |  |  | 48 | CUSTRET | 0.81058 | 0.054869 | 0.063971 | 3.8036e-05 | 1.0867e-05 | 0.050012 | 0.0010541 | 1.0867e-05 | 1.6301e-05 | 3.2602e-05 | 0.0079658 | 2.1735e-05 | 5.4337e-06 | 2.7168e-05 | 0.0033472 | 0.0080419 | 0 | 0 | 0 | 0 | 0.81058 | 0.16997 | 0.008069 | 0.011389 | 0 | 1
|  | AVAILABLE-SERVICE DROP |  |  | 49 | CUSER1 | 0 | 0.28966 | 0.33771 | 0.0002008 | 5.7371e-05 | 0.26402 | 0.005565 | 5.7371e-05 | 8.6056e-05 | 0.00017211 | 0.042053 | 0.00011474 | 2.8685e-05 | 0.00014343 | 0.01767 | 0.042454 | 0 | 0 | 0 | 0 | 0 | 0.89728 | 0.042598 | 0.060124 | 0 | 1
|  | AVAILABLE-SERVICE DROP |  |  | 50 | CUSER2 | 0 | 0 | 0 | 0 | 0 | 0 | 0 | 0 | 0 | 0 | 0 | 0 | 0 | 0 | 0 | 0 | 0 | 0 | 0 | 0 | 0 | 0 | 0 | 0 | 0 | 0
|  | AVAILABLE-METERS |  |  | 51 | CUSER3 | 0 | 0 | 0 | 0 | 0 | 0 | 0 | 0 | 0 | 0 | 0 | 0 | 0 | 0 | 0 | 0 | 0 | 0 | 0 | 0 | 0 | 0 | 0 | 0 | 0 | 0
|  | AVAILABLE-METERS |  |  | 52 | CUSER4 | 0 | 0 | 0 | 0 | 0 | 0 | 0 | 0 | 0 | 0 | 0 | 0 | 0 | 0 | 0 | 0 | 0 | 0 | 0 | 0 | 0 | 0 | 0 | 0 | 0 | 0
|  | AVAILABLE-CUSTOMER SERVICES |  |  | 53 | CUSER5 | 0.77217 | 0.065525 | 0.076407 | 4.6726e-05 | 1.5575e-05 | 0.059731 | 0.0012668 | 1.0383e-05 | 1.5575e-05 | 3.6342e-05 | 0.0094386 | 2.5959e-05 | 5.1917e-06 | 3.115e-05 | 0.0039976 | 0.0096047 | 0 | 0.00015575 | 0 | 0.0015212 | 0.77217 | 0.203 | 0.0095528 | 0.013602 | 0.0016769 | 1
|  | AVAILABLE-CUSTOMER SERVICES |  |  | 54 | CUSER6 | 0 | 0 | 0 | 0 | 0 | 0.48934 | 0.014207 | 0.00010485 | 0.0011554 | 0.002022 | 0.48932 | 0.0015406 | 0.00038514 | 0.0019257 | 0 | 0 | 0 | 0 | 0 | 0 | 0 | 0.50365 | 0.49635 | 0 | 0 | 1
|  | CUSTOMER ENERGY SPLIT 907-916 |  |  | 55 | CUSER7 | 0.55701 | 0.041765 | 0.037048 | 0.00048224 | 1.9424e-05 | 0.18575 | 0.040577 | 0.0022566 | 0.015428 | 0.063154 | 0.033896 | 0.0034767 | 0.0010643 | 0.00022885 | 0.0060766 | 0.0059001 | 0.0018896 | 0.0001241 | 0.003489 | 0.00036962 | 0.55701 | 0.30789 | 0.11725 | 0.011977 | 0.0058723 | 1
|  | AVAILABLE-CUSTOMER BILLING |  |  | 56 | CUSER8 | 0 | 0 | 0 | 0 | 0 | 0 | 0 | 0 | 0 | 0 | 0 | 0 | 0 | 0 | 0 | 0 | 0 | 0 | 0 | 0 | 0 | 0 | 0 | 0 | 0 | 0
|  | AVAILABLE-CUSTOMER BILLING |  |  | 57 | CUSER9 | 0.22054 | 2.5767e-05 | 0.043302 | 0.043302 | 0.043302 | 0.043302 | 0.043302 | 0.043302 | 0.043302 | 0.043302 | 0.043302 | 0.043302 | 0.043302 | 0.043302 | 0.043302 | 0.043302 | 0.043302 | 0.043302 | 0.043302 | 0.043302 | 0.22054 | 0.25984 | 0.25981 | 0.086603 | 0.17321 | 1
|  | AVAILABLE-CUSTOMER LTG AND MISC REV |  |  | 58 | CUSER10 | 0 | 0 | 0 | 0 | 0 | 0 | 0 | 0 | 0 | 0 | 0 | 0 | 0 | 0 | 0 | 0 | 0 | 0 | 0 | 0 | 0 | 0 | 0 | 0 | 0 | 0
|  | AVAILABLE-CUSTOMER LTG AND MISC REV |  |  | 59 | CUSER11 | 0 | 0 | 0 | 0 | 0 | 0 | 0 | 0 | 0 | 0 | 0 | 0 | 0 | 0 | 0 | 0 | 0 | 0 | 0 | 0 | 0 | 0 | 0 | 0 | 0 | 0
|  | CUSTOMER EXCLUDE RESIDENTIAL |  |  | 60 | CUSER12 | 0 | 0.28966 | 0.33771 | 0.0002008 | 5.7371e-05 | 0.26402 | 0.005565 | 5.7371e-05 | 8.6056e-05 | 0.00017211 | 0.042053 | 0.00011474 | 2.8685e-05 | 0.00014343 | 0.01767 | 0.042454 | 0 | 0 | 0 | 0 | 0 | 0.89728 | 0.042598 | 0.060124 | 0 | 1
61
|  | REVENUE RELATED STRINGS |  |  | 62
|  | SALES OF ELECTRICITY-BASE |  |  | 63 | R40B | 0.42551 | 0.046885 | 0.01435 | 0.00030923 | 2.0045e-05 | 0.3022 | 0.052449 | 0.0035097 | 0.0201 | 0.080305 | 0.029918 | 0.0037906 | 0.0043105 | 0.00066355 | 0.0047737 | 0.0033 | 0.0021668 | 4.3305e-05 | 0.0049493 | 0.00043703 | 0.42551 | 0.41973 | 0.13909 | 0.0080737 | 0.0075964 | 1
|  | GROSS RECEIPTS FACTOR |  |  | 64 | RGR | 1 | 1 | 1 | 1 | 1 | 1 | 1 | 1 | 1 | 1 | 1 | 1 | 1 | 1 | 1 | 1 | 1 | 1 | 1 | 1 | 1 | 7 | 6 | 2 | 4 | 20
|  | CLAIMED RATE OF RETURN |  |  | 65 | ROR | 1 | 1 | 1 | 1 | 1 | 1 | 1 | 1 | 1 | 1 | 1 | 1 | 1 | 1 | 1 | 1 | 1 | 1 | 1 | 1 | 1 | 7 | 6 | 2 | 4 | 20
|  | CLAIMED FACTORING |  |  | 66 | RFACT | 1 | 1 | 1 | 1 | 1 | 1 | 1 | 1 | 1 | 1 | 1 | 1 | 1 | 1 | 1 | 1 | 1 | 1 | 1 | 1 | 1 | 7 | 6 | 2 | 4 | 20
|  | PROPOSED REVENUES |  |  | 67 | PREV | 0.41491 | 0.050551 | 0.01452 | 0.00036882 | 9.6673e-06 | 0.29443 | 0.052827 | 0.0036666 | 0.022881 | 0.085839 | 0.035556 | 0.0044668 | 0.003457 | 0.00068711 | 0.0054867 | 0.0037708 | 0.00204 | 5.2644e-05 | 0.0040061 | 0.00047107 | 0.41491 | 0.41637 | 0.15289 | 0.0092576 | 0.0065698 | 1
|  | FEDERAL INCOME TAX RATE |  |  | 68
|  | LOUISIANA APPORTIONMENT FACTOR |  |  | 69
|  | LOUISIANA INCOME TAX RATE |  |  | 70
|  | ARKANSAS APPORTIONMENT FACTOR |  |  | 71
|  | ARKANSAS INCOME TAX RATE |  |  | 72
73
|  | INTERNALLY DEVELOPED |  |  | 74
|  | PRODUCTION PLANT |  |  | 75 | PRODPLT | 0.4132 | 0.049912 | 0.015043 | 0.00049463 | 2.293e-05 | 0.28289 | 0.059921 | 0.002453 | 0.026891 | 0.084981 | 0.040724 | 0.005175 | 0.0024242 | 0.00034951 | 0.0053286 | 0.0040448 | 0.0018242 | 0.00013287 | 0.0037373 | 0.00045572 | 0.4132 | 0.41073 | 0.16055 | 0.0093734 | 0.0061501 | 1
|  | PLANT ACCOUNT 352 |  |  | 76 | PLT352 | 0.4132 | 0.049912 | 0.015043 | 0.00049463 | 2.293e-05 | 0.28289 | 0.059921 | 0.002453 | 0.026891 | 0.084981 | 0.040724 | 0.005175 | 0.0024242 | 0.00034951 | 0.0053286 | 0.0040448 | 0.0018242 | 0.00013287 | 0.0037373 | 0.00045572 | 0.4132 | 0.41073 | 0.16055 | 0.0093734 | 0.0061501 | 1
|  | PLANT ACCOUNT 353 |  |  | 77 | PLT353 | 0.4132 | 0.049912 | 0.015043 | 0.00049463 | 2.293e-05 | 0.28289 | 0.059921 | 0.002453 | 0.026891 | 0.084981 | 0.040724 | 0.005175 | 0.0024242 | 0.00034951 | 0.0053286 | 0.0040448 | 0.0018242 | 0.00013287 | 0.0037373 | 0.00045572 | 0.4132 | 0.41073 | 0.16055 | 0.0093734 | 0.0061501 | 1
|  | PLANT ACCOUNTS 352 & 353 |  |  | 78 | TRANSUB | 0.4132 | 0.049912 | 0.015043 | 0.00049463 | 2.293e-05 | 0.28289 | 0.059921 | 0.002453 | 0.026891 | 0.084981 | 0.040724 | 0.005175 | 0.0024242 | 0.00034951 | 0.0053286 | 0.0040448 | 0.0018242 | 0.00013287 | 0.0037373 | 0.00045572 | 0.4132 | 0.41073 | 0.16055 | 0.0093734 | 0.0061501 | 1
|  | PLANT ACCOUNTS 354, 355 & 356 |  |  | 79 | TRANOHLN | 0 | 0 | 0 | 0 | 0 | 0 | 0 | 0 | 0 | 0 | 0 | 0 | 0 | 0 | 0 | 0 | 0 | 0 | 0 | 0 | 0 | 0 | 0 | 0 | 0 | 0
|  | PLANT ACCOUNT 357 |  |  | 80 | TRANUGLN | 0 | 0 | 0 | 0 | 0 | 0 | 0 | 0 | 0 | 0 | 0 | 0 | 0 | 0 | 0 | 0 | 0 | 0 | 0 | 0 | 0 | 0 | 0 | 0 | 0 | 0
|  | TRANSMISSION PLANT |  |  | 81 | TRANPLT | 0.4132 | 0.049912 | 0.015043 | 0.00049463 | 2.293e-05 | 0.28289 | 0.059921 | 0.002453 | 0.026891 | 0.084981 | 0.040724 | 0.005175 | 0.0024242 | 0.00034951 | 0.0053286 | 0.0040448 | 0.0018242 | 0.00013287 | 0.0037373 | 0.00045572 | 0.4132 | 0.41073 | 0.16055 | 0.0093734 | 0.0061501 | 1
|  | PROD. & TRANS. PLANT |  |  | 82 | PTPLT | 0.4132 | 0.049912 | 0.015043 | 0.00049463 | 2.293e-05 | 0.28289 | 0.059921 | 0.002453 | 0.026891 | 0.084981 | 0.040724 | 0.005175 | 0.0024242 | 0.00034951 | 0.0053286 | 0.0040448 | 0.0018242 | 0.00013287 | 0.0037373 | 0.00045572 | 0.4132 | 0.41073 | 0.16055 | 0.0093734 | 0.0061501 | 1
|  | PLANT ACCOUNT 361 |  |  | 83 | PLT361 | 0 | 0 | 0 | 0 | 0 | 0 | 0 | 0 | 0 | 0 | 0 | 0 | 0 | 0 | 0 | 0 | 0 | 0 | 0 | 0 | 0 | 0 | 0 | 0 | 0 | 0
|  | PLANT ACCOUNT 362 |  |  | 84 | PLT362 | 0 | 0 | 0 | 0 | 0 | 0 | 0 | 0 | 0 | 0 | 0 | 0 | 0 | 0 | 0 | 0 | 0 | 0 | 0 | 0 | 0 | 0 | 0 | 0 | 0 | 0
|  | PLANT ACCOUNT 368 |  |  | 85 | PLT368 | 0 | 0 | 0 | 0 | 0 | 0 | 0 | 0 | 0 | 0 | 0 | 0 | 0 | 0 | 0 | 0 | 0 | 0 | 0 | 0 | 0 | 0 | 0 | 0 | 0 | 0
|  | PLANT ACCOUNT 370 |  |  | 86 | PLT370 | 0 | 0 | 0 | 0 | 0 | 0 | 0 | 0 | 0 | 0 | 0 | 0 | 0 | 0 | 0 | 0 | 0 | 0 | 0 | 0 | 0 | 0 | 0 | 0 | 0 | 0
|  | PLANT ACCOUNT 371 |  |  | 87 | PLT371 | 0 | 0 | 0 | 0 | 0 | 0 | 0 | 0 | 0 | 0 | 0 | 0 | 0 | 0 | 0 | 0 | 0 | 0 | 0 | 0 | 0 | 0 | 0 | 0 | 0 | 0
|  | PLANT ACCOUNT 373 |  |  | 88 | PLT373 | 0 | 0 | 0 | 0 | 0 | 0 | 0 | 0 | 0 | 0 | 0 | 0 | 0 | 0 | 0 | 0 | 0 | 0 | 0 | 0 | 0 | 0 | 0 | 0 | 0 | 0
|  | PLANT ACCOUNT 361 & 362 |  |  | 89 | DISTSUB | 0 | 0 | 0 | 0 | 0 | 0 | 0 | 0 | 0 | 0 | 0 | 0 | 0 | 0 | 0 | 0 | 0 | 0 | 0 | 0 | 0 | 0 | 0 | 0 | 0 | 0
|  | PLANT ACCOUNT 364 & 365 |  |  | 90 | DISTOHLN | 0 | 0 | 0 | 0 | 0 | 0 | 0 | 0 | 0 | 0 | 0 | 0 | 0 | 0 | 0 | 0 | 0 | 0 | 0 | 0 | 0 | 0 | 0 | 0 | 0 | 0
|  | PLANT ACCOUNT 366 & 367 |  |  | 91 | DISTUGLN | 0 | 0 | 0 | 0 | 0 | 0 | 0 | 0 | 0 | 0 | 0 | 0 | 0 | 0 | 0 | 0 | 0 | 0 | 0 | 0 | 0 | 0 | 0 | 0 | 0 | 0
|  | DISTRIBUTION PLANT |  |  | 92 | DISTPLT | 0 | 0 | 0 | 0 | 0 | 0 | 0 | 0 | 0 | 0 | 0 | 0 | 0 | 0 | 0 | 0 | 0 | 0 | 0 | 0 | 0 | 0 | 0 | 0 | 0 | 0
|  | TRANS. & DISTR. PLANT |  |  | 93 | TDPLT | 0.4132 | 0.049912 | 0.015043 | 0.00049463 | 2.293e-05 | 0.28289 | 0.059921 | 0.002453 | 0.026891 | 0.084981 | 0.040724 | 0.005175 | 0.0024242 | 0.00034951 | 0.0053286 | 0.0040448 | 0.0018242 | 0.00013287 | 0.0037373 | 0.00045572 | 0.4132 | 0.41073 | 0.16055 | 0.0093734 | 0.0061501 | 1
|  | PROD. , TRANS., & DISTR. PLANT |  |  | 94 | PTDPLT | 0.4132 | 0.049912 | 0.015043 | 0.00049463 | 2.293e-05 | 0.28289 | 0.059921 | 0.002453 | 0.026891 | 0.084981 | 0.040724 | 0.005175 | 0.0024242 | 0.00034951 | 0.0053286 | 0.0040448 | 0.0018242 | 0.00013287 | 0.0037373 | 0.00045572 | 0.4132 | 0.41073 | 0.16055 | 0.0093734 | 0.0061501 | 1
|  | GENERAL PLANT EXCL ADJUSTMENTS |  |  | 95 | GENPLTX | 0.4135 | 0.049839 | 0.015026 | 0.00049013 | 2.286e-05 | 0.28336 | 0.05974 | 0.0024786 | 0.026727 | 0.084868 | 0.040462 | 0.0051414 | 0.00247 | 0.00035713 | 0.0053152 | 0.0040267 | 0.0018326 | 0.0001307 | 0.0037667 | 0.00045527 | 0.4135 | 0.41095 | 0.16002 | 0.0093419 | 0.0061852 | 1
|  | GENERAL PLANT |  |  | 96 | GENPLT | 0.4135 | 0.049839 | 0.015026 | 0.00049013 | 2.286e-05 | 0.28336 | 0.05974 | 0.0024786 | 0.026727 | 0.084868 | 0.040462 | 0.0051414 | 0.00247 | 0.00035713 | 0.0053152 | 0.0040267 | 0.0018326 | 0.0001307 | 0.0037667 | 0.00045527 | 0.4135 | 0.41095 | 0.16002 | 0.0093419 | 0.0061852 | 1
|  | TOTAL ELECTRIC PLANT IN SERVICE |  |  | 97 | PLANT | 0.41321 | 0.04991 | 0.015042 | 0.0004945 | 2.2928e-05 | 0.2829 | 0.059916 | 0.0024537 | 0.026887 | 0.084978 | 0.040717 | 0.005174 | 0.0024255 | 0.00034972 | 0.0053283 | 0.0040443 | 0.0018245 | 0.00013281 | 0.0037381 | 0.00045571 | 0.41321 | 0.41074 | 0.16053 | 0.0093726 | 0.0061511 | 1
|  | NET PLANT IN SERVICE |  |  | 98 | NETPLT | 0.4132 | 0.049911 | 0.015042 | 0.00049455 | 2.2929e-05 | 0.2829 | 0.059918 | 0.0024534 | 0.026888 | 0.084979 | 0.040719 | 0.0051744 | 0.0024251 | 0.00034965 | 0.0053284 | 0.0040445 | 0.0018244 | 0.00013283 | 0.0037378 | 0.00045571 | 0.4132 | 0.41074 | 0.16054 | 0.0093728 | 0.0061508 | 1
|  | RATE BASE |  |  | 99 | RBX | 0.41321 | 0.049909 | 0.015042 | 0.00049446 | 2.2927e-05 | 0.28291 | 0.059914 | 0.0024539 | 0.026885 | 0.084977 | 0.040714 | 0.0051737 | 0.002426 | 0.0003498 | 0.0053281 | 0.0040441 | 0.0018246 | 0.00013279 | 0.0037384 | 0.0004557 | 0.41321 | 0.41074 | 0.16053 | 0.0093722 | 0.0061515 | 1
|  | OPERATING EXPENSE ACCT NO. 500 |  |  | 100 | OX500 | 0.4132 | 0.049912 | 0.015043 | 0.00049463 | 2.293e-05 | 0.28289 | 0.059921 | 0.002453 | 0.026891 | 0.084981 | 0.040724 | 0.005175 | 0.0024242 | 0.00034951 | 0.0053286 | 0.0040448 | 0.0018242 | 0.00013287 | 0.0037373 | 0.00045572 | 0.4132 | 0.41073 | 0.16055 | 0.0093734 | 0.0061501 | 1
|  | OPERATING EXPENSE ACCT NO. 501 |  |  | 101 | OX501 | 0 | 0 | 0 | 0 | 0 | 0 | 0 | 0 | 0 | 0 | 0 | 0 | 0 | 0 | 0 | 0 | 0 | 0 | 0 | 0 | 0 | 0 | 0 | 0 | 0 | 0
|  | OPERATING EXPENSE ACCT NO. 502 |  |  | 102 | OX502 | 0.4132 | 0.049912 | 0.015043 | 0.00049463 | 2.293e-05 | 0.28289 | 0.059921 | 0.002453 | 0.026891 | 0.084981 | 0.040724 | 0.005175 | 0.0024242 | 0.00034951 | 0.0053286 | 0.0040448 | 0.0018242 | 0.00013287 | 0.0037373 | 0.00045572 | 0.4132 | 0.41073 | 0.16055 | 0.0093734 | 0.0061501 | 1
|  | OPERATING EXPENSE ACCT NO. 505 |  |  | 103 | OX505 | 0.4132 | 0.049912 | 0.015043 | 0.00049463 | 2.293e-05 | 0.28289 | 0.059921 | 0.002453 | 0.026891 | 0.084981 | 0.040724 | 0.005175 | 0.0024242 | 0.00034951 | 0.0053286 | 0.0040448 | 0.0018242 | 0.00013287 | 0.0037373 | 0.00045572 | 0.4132 | 0.41073 | 0.16055 | 0.0093734 | 0.0061501 | 1
|  | OPERATING EXPENSE ACCT NO. 506 |  |  | 104 | OX506 | 0.4132 | 0.049912 | 0.015043 | 0.00049463 | 2.293e-05 | 0.28289 | 0.059921 | 0.002453 | 0.026891 | 0.084981 | 0.040724 | 0.005175 | 0.0024242 | 0.00034951 | 0.0053286 | 0.0040448 | 0.0018242 | 0.00013287 | 0.0037373 | 0.00045572 | 0.4132 | 0.41073 | 0.16055 | 0.0093734 | 0.0061501 | 1
|  | MAINTENANCE EXPENSE ACCT NO. 510 |  |  | 105 | MX510 | 0.4132 | 0.049912 | 0.015043 | 0.00049463 | 2.293e-05 | 0.28289 | 0.059921 | 0.002453 | 0.026891 | 0.084981 | 0.040724 | 0.005175 | 0.0024242 | 0.00034951 | 0.0053286 | 0.0040448 | 0.0018242 | 0.00013287 | 0.0037373 | 0.00045572 | 0.4132 | 0.41073 | 0.16055 | 0.0093734 | 0.0061501 | 1
|  | MAINTENANCE EXPENSE ACCT NO. 511 |  |  | 106 | MX511 | 0.4132 | 0.049912 | 0.015043 | 0.00049463 | 2.293e-05 | 0.28289 | 0.059921 | 0.002453 | 0.026891 | 0.084981 | 0.040724 | 0.005175 | 0.0024242 | 0.00034951 | 0.0053286 | 0.0040448 | 0.0018242 | 0.00013287 | 0.0037373 | 0.00045572 | 0.4132 | 0.41073 | 0.16055 | 0.0093734 | 0.0061501 | 1
|  | MAINTENANCE EXPENSE ACCT NO. 512 |  |  | 107 | MX512 | 0 | 0 | 0 | 0 | 0 | 0 | 0 | 0 | 0 | 0 | 0 | 0 | 0 | 0 | 0 | 0 | 0 | 0 | 0 | 0 | 0 | 0 | 0 | 0 | 0 | 0
|  | MAINTENANCE EXPENSE ACCT NO. 513 |  |  | 108 | MX513 | 0 | 0 | 0 | 0 | 0 | 0 | 0 | 0 | 0 | 0 | 0 | 0 | 0 | 0 | 0 | 0 | 0 | 0 | 0 | 0 | 0 | 0 | 0 | 0 | 0 | 0
|  | MAINTENANCE EXPENSE ACCT NO. 514 |  |  | 109 | MX514 | 0.4132 | 0.049912 | 0.015043 | 0.00049463 | 2.293e-05 | 0.28289 | 0.059921 | 0.002453 | 0.026891 | 0.084981 | 0.040724 | 0.005175 | 0.0024242 | 0.00034951 | 0.0053286 | 0.0040448 | 0.0018242 | 0.00013287 | 0.0037373 | 0.00045572 | 0.4132 | 0.41073 | 0.16055 | 0.0093734 | 0.0061501 | 1
|  | OPERATING EXPENSE ACCT NO. 546 |  |  | 110 | OX546 | 0.4132 | 0.049912 | 0.015043 | 0.00049463 | 2.293e-05 | 0.28289 | 0.059921 | 0.002453 | 0.026891 | 0.084981 | 0.040724 | 0.005175 | 0.0024242 | 0.00034951 | 0.0053286 | 0.0040448 | 0.0018242 | 0.00013287 | 0.0037373 | 0.00045572 | 0.4132 | 0.41073 | 0.16055 | 0.0093734 | 0.0061501 | 1
|  | OPERATING EXPENSE ACCT NO. 548 |  |  | 111 | OX548 | 0.4132 | 0.049912 | 0.015043 | 0.00049463 | 2.293e-05 | 0.28289 | 0.059921 | 0.002453 | 0.026891 | 0.084981 | 0.040724 | 0.005175 | 0.0024242 | 0.00034951 | 0.0053286 | 0.0040448 | 0.0018242 | 0.00013287 | 0.0037373 | 0.00045572 | 0.4132 | 0.41073 | 0.16055 | 0.0093734 | 0.0061501 | 1
|  | OPERATING EXPENSE ACCT NO. 549 |  |  | 112 | OX549 | 0.4132 | 0.049912 | 0.015043 | 0.00049463 | 2.293e-05 | 0.28289 | 0.059921 | 0.002453 | 0.026891 | 0.084981 | 0.040724 | 0.005175 | 0.0024242 | 0.00034951 | 0.0053286 | 0.0040448 | 0.0018242 | 0.00013287 | 0.0037373 | 0.00045572 | 0.4132 | 0.41073 | 0.16055 | 0.0093734 | 0.0061501 | 1
|  | MAINTENANCE EXPENSE ACCT NO. 551 |  |  | 113 | MX551 | 0 | 0 | 0 | 0 | 0 | 0 | 0 | 0 | 0 | 0 | 0 | 0 | 0 | 0 | 0 | 0 | 0 | 0 | 0 | 0 | 0 | 0 | 0 | 0 | 0 | 0
|  | MAINTENANCE EXPENSE ACCT NO. 552 |  |  | 114 | MX552 | 0 | 0 | 0 | 0 | 0 | 0 | 0 | 0 | 0 | 0 | 0 | 0 | 0 | 0 | 0 | 0 | 0 | 0 | 0 | 0 | 0 | 0 | 0 | 0 | 0 | 0
115
|  | INTERNALLY DEVELOPED (CON'T) |  |  | 116
|  | MAINTENANCE EXPENSE ACCT NO. 553 |  |  | 117 | MX553 | 0.4132 | 0.049912 | 0.015043 | 0.00049463 | 2.293e-05 | 0.28289 | 0.059921 | 0.002453 | 0.026891 | 0.084981 | 0.040724 | 0.005175 | 0.0024242 | 0.00034951 | 0.0053286 | 0.0040448 | 0.0018242 | 0.00013287 | 0.0037373 | 0.00045572 | 0.4132 | 0.41073 | 0.16055 | 0.0093734 | 0.0061501 | 1
|  | MAINTENANCE EXPENSE ACCT NO. 554 |  |  | 118 | MX554 | 0.4132 | 0.049912 | 0.015043 | 0.00049463 | 2.293e-05 | 0.28289 | 0.059921 | 0.002453 | 0.026891 | 0.084981 | 0.040724 | 0.005175 | 0.0024242 | 0.00034951 | 0.0053286 | 0.0040448 | 0.0018242 | 0.00013287 | 0.0037373 | 0.00045572 | 0.4132 | 0.41073 | 0.16055 | 0.0093734 | 0.0061501 | 1
|  | OPERATING EXPENSE ACCT NO. 556 |  |  | 119 | OX556 | 0.4132 | 0.049912 | 0.015043 | 0.00049463 | 2.293e-05 | 0.28289 | 0.059921 | 0.002453 | 0.026891 | 0.084981 | 0.040724 | 0.005175 | 0.0024242 | 0.00034951 | 0.0053286 | 0.0040448 | 0.0018242 | 0.00013287 | 0.0037373 | 0.00045572 | 0.4132 | 0.41073 | 0.16055 | 0.0093734 | 0.0061501 | 1
|  | OPERATING EXPENSE ACCT NO. 557 |  |  | 120 | OX557 | 0.4132 | 0.049912 | 0.015043 | 0.00049463 | 2.293e-05 | 0.28289 | 0.059921 | 0.002453 | 0.026891 | 0.084981 | 0.040724 | 0.005175 | 0.0024242 | 0.00034951 | 0.0053286 | 0.0040448 | 0.0018242 | 0.00013287 | 0.0037373 | 0.00045572 | 0.4132 | 0.41073 | 0.16055 | 0.0093734 | 0.0061501 | 1
|  | OPERATING EXPENSE ACCT NO. 560 |  |  | 121 | OX560 | 0.4132 | 0.049912 | 0.015043 | 0.00049463 | 2.293e-05 | 0.28289 | 0.059921 | 0.002453 | 0.026891 | 0.084981 | 0.040724 | 0.005175 | 0.0024242 | 0.00034951 | 0.0053286 | 0.0040448 | 0.0018242 | 0.00013287 | 0.0037373 | 0.00045572 | 0.4132 | 0.41073 | 0.16055 | 0.0093734 | 0.0061501 | 1
|  | OPERATING EXPENSE ACCT NO. 561 |  |  | 122 | OX561 | 0.4132 | 0.049912 | 0.015043 | 0.00049463 | 2.293e-05 | 0.28289 | 0.059921 | 0.002453 | 0.026891 | 0.084981 | 0.040724 | 0.005175 | 0.0024242 | 0.00034951 | 0.0053286 | 0.0040448 | 0.0018242 | 0.00013287 | 0.0037373 | 0.00045572 | 0.4132 | 0.41073 | 0.16055 | 0.0093734 | 0.0061501 | 1
|  | OPERATING EXPENSE ACCT NO. 562 |  |  | 123 | OX562 | 0.4132 | 0.049912 | 0.015043 | 0.00049463 | 2.293e-05 | 0.28289 | 0.059921 | 0.002453 | 0.026891 | 0.084981 | 0.040724 | 0.005175 | 0.0024242 | 0.00034951 | 0.0053286 | 0.0040448 | 0.0018242 | 0.00013287 | 0.0037373 | 0.00045572 | 0.4132 | 0.41073 | 0.16055 | 0.0093734 | 0.0061501 | 1
|  | OPERATING EXPENSE ACCT NO. 563 |  |  | 124 | OX563 | 0 | 0 | 0 | 0 | 0 | 0 | 0 | 0 | 0 | 0 | 0 | 0 | 0 | 0 | 0 | 0 | 0 | 0 | 0 | 0 | 0 | 0 | 0 | 0 | 0 | 0
|  | OPERATING EXPENSE ACCT NO. 564 |  |  | 125 | OX564 | 0 | 0 | 0 | 0 | 0 | 0 | 0 | 0 | 0 | 0 | 0 | 0 | 0 | 0 | 0 | 0 | 0 | 0 | 0 | 0 | 0 | 0 | 0 | 0 | 0 | 0
|  | OPERATING EXPENSE ACCT NO. 565 |  |  | 126 | OX565 | 0.4132 | 0.049912 | 0.015043 | 0.00049463 | 2.293e-05 | 0.28289 | 0.059921 | 0.002453 | 0.026891 | 0.084981 | 0.040724 | 0.005175 | 0.0024242 | 0.00034951 | 0.0053286 | 0.0040448 | 0.0018242 | 0.00013287 | 0.0037373 | 0.00045572 | 0.4132 | 0.41073 | 0.16055 | 0.0093734 | 0.0061501 | 1
|  | OPERATING EXPENSE ACCT NO. 566 |  |  | 127 | OX566 | 0.4132 | 0.049912 | 0.015043 | 0.00049463 | 2.293e-05 | 0.28289 | 0.059921 | 0.002453 | 0.026891 | 0.084981 | 0.040724 | 0.005175 | 0.0024242 | 0.00034951 | 0.0053286 | 0.0040448 | 0.0018242 | 0.00013287 | 0.0037373 | 0.00045572 | 0.4132 | 0.41073 | 0.16055 | 0.0093734 | 0.0061501 | 1
|  | MAINTENANCE EXPENSE ACCT NO. 568 |  |  | 128 | MX568 | 0.4132 | 0.049912 | 0.015043 | 0.00049463 | 2.293e-05 | 0.28289 | 0.059921 | 0.002453 | 0.026891 | 0.084981 | 0.040724 | 0.005175 | 0.0024242 | 0.00034951 | 0.0053286 | 0.0040448 | 0.0018242 | 0.00013287 | 0.0037373 | 0.00045572 | 0.4132 | 0.41073 | 0.16055 | 0.0093734 | 0.0061501 | 1
|  | MAINTENANCE EXPENSE ACCT NO. 569 |  |  | 129 | MX569 | 0.4132 | 0.049912 | 0.015043 | 0.00049463 | 2.293e-05 | 0.28289 | 0.059921 | 0.002453 | 0.026891 | 0.084981 | 0.040724 | 0.005175 | 0.0024242 | 0.00034951 | 0.0053286 | 0.0040448 | 0.0018242 | 0.00013287 | 0.0037373 | 0.00045572 | 0.4132 | 0.41073 | 0.16055 | 0.0093734 | 0.0061501 | 1
|  | MAINTENANCE EXPENSE ACCT NO. 570 |  |  | 130 | MX570 | 0.4132 | 0.049912 | 0.015043 | 0.00049463 | 2.293e-05 | 0.28289 | 0.059921 | 0.002453 | 0.026891 | 0.084981 | 0.040724 | 0.005175 | 0.0024242 | 0.00034951 | 0.0053286 | 0.0040448 | 0.0018242 | 0.00013287 | 0.0037373 | 0.00045572 | 0.4132 | 0.41073 | 0.16055 | 0.0093734 | 0.0061501 | 1
|  | MAINTENANCE EXPENSE ACCT NO. 571 |  |  | 131 | MX571 | 0 | 0 | 0 | 0 | 0 | 0 | 0 | 0 | 0 | 0 | 0 | 0 | 0 | 0 | 0 | 0 | 0 | 0 | 0 | 0 | 0 | 0 | 0 | 0 | 0 | 0
|  | MAINTENANCE EXPENSE ACCT NO. 572 |  |  | 132 | MX572 | 0 | 0 | 0 | 0 | 0 | 0 | 0 | 0 | 0 | 0 | 0 | 0 | 0 | 0 | 0 | 0 | 0 | 0 | 0 | 0 | 0 | 0 | 0 | 0 | 0 | 0
|  | MAINTENANCE EXPENSE ACCT NO. 573 |  |  | 133 | MX573 | 0.4132 | 0.049912 | 0.015043 | 0.00049463 | 2.293e-05 | 0.28289 | 0.059921 | 0.002453 | 0.026891 | 0.084981 | 0.040724 | 0.005175 | 0.0024242 | 0.00034951 | 0.0053286 | 0.0040448 | 0.0018242 | 0.00013287 | 0.0037373 | 0.00045572 | 0.4132 | 0.41073 | 0.16055 | 0.0093734 | 0.0061501 | 1
|  | OPERATING EXPENSE ACCT NO. 580 |  |  | 134 | OX580 | 0 | 0 | 0 | 0 | 0 | 0 | 0 | 0 | 0 | 0 | 0 | 0 | 0 | 0 | 0 | 0 | 0 | 0 | 0 | 0 | 0 | 0 | 0 | 0 | 0 | 0
|  | OPERATING EXPENSE ACCT NO. 581 |  |  | 135 | OX581 | 0 | 0 | 0 | 0 | 0 | 0 | 0 | 0 | 0 | 0 | 0 | 0 | 0 | 0 | 0 | 0 | 0 | 0 | 0 | 0 | 0 | 0 | 0 | 0 | 0 | 0
|  | OPERATING EXPENSE ACCT NO. 582 |  |  | 136 | OX582 | 0 | 0 | 0 | 0 | 0 | 0 | 0 | 0 | 0 | 0 | 0 | 0 | 0 | 0 | 0 | 0 | 0 | 0 | 0 | 0 | 0 | 0 | 0 | 0 | 0 | 0
|  | OPERATING EXPENSE ACCT NO. 583 |  |  | 137 | OX583 | 0 | 0 | 0 | 0 | 0 | 0 | 0 | 0 | 0 | 0 | 0 | 0 | 0 | 0 | 0 | 0 | 0 | 0 | 0 | 0 | 0 | 0 | 0 | 0 | 0 | 0
|  | OPERATING EXPENSE ACCT NO. 584 |  |  | 138 | OX584 | 0 | 0 | 0 | 0 | 0 | 0 | 0 | 0 | 0 | 0 | 0 | 0 | 0 | 0 | 0 | 0 | 0 | 0 | 0 | 0 | 0 | 0 | 0 | 0 | 0 | 0
|  | OPERATING EXPENSE ACCT NO. 585 |  |  | 139 | OX585 | 0 | 0 | 0 | 0 | 0 | 0 | 0 | 0 | 0 | 0 | 0 | 0 | 0 | 0 | 0 | 0 | 0 | 0 | 0 | 0 | 0 | 0 | 0 | 0 | 0 | 0
|  | OPERATING EXPENSE ACCT NO. 586 |  |  | 140 | OX586 | 0 | 0 | 0 | 0 | 0 | 0 | 0 | 0 | 0 | 0 | 0 | 0 | 0 | 0 | 0 | 0 | 0 | 0 | 0 | 0 | 0 | 0 | 0 | 0 | 0 | 0
|  | OPERATING EXPENSE ACCT NO. 587 |  |  | 141 | OX587 | 0 | 0 | 0 | 0 | 0 | 0 | 0 | 0 | 0 | 0 | 0 | 0 | 0 | 0 | 0 | 0 | 0 | 0 | 0 | 0 | 0 | 0 | 0 | 0 | 0 | 0
|  | OPERATING EXPENSE ACCT NO. 588 |  |  | 142 | OX588 | 0 | 0 | 0 | 0 | 0 | 0 | 0 | 0 | 0 | 0 | 0 | 0 | 0 | 0 | 0 | 0 | 0 | 0 | 0 | 0 | 0 | 0 | 0 | 0 | 0 | 0
|  | OPERATING EXPENSE ACCT NO. 589 |  |  | 143 | OX589 | 0 | 0 | 0 | 0 | 0 | 0 | 0 | 0 | 0 | 0 | 0 | 0 | 0 | 0 | 0 | 0 | 0 | 0 | 0 | 0 | 0 | 0 | 0 | 0 | 0 | 0
|  | MAINTENANCE EXPENSE ACCT NO. 590 |  |  | 144 | MX590 | 0 | 0 | 0 | 0 | 0 | 0 | 0 | 0 | 0 | 0 | 0 | 0 | 0 | 0 | 0 | 0 | 0 | 0 | 0 | 0 | 0 | 0 | 0 | 0 | 0 | 0
|  | MAINTENANCE EXPENSE ACCT NO. 591 |  |  | 145 | MX591 | 0 | 0 | 0 | 0 | 0 | 0 | 0 | 0 | 0 | 0 | 0 | 0 | 0 | 0 | 0 | 0 | 0 | 0 | 0 | 0 | 0 | 0 | 0 | 0 | 0 | 0
|  | MAINTENANCE EXPENSE ACCT NO. 592 |  |  | 146 | MX592 | 0 | 0 | 0 | 0 | 0 | 0 | 0 | 0 | 0 | 0 | 0 | 0 | 0 | 0 | 0 | 0 | 0 | 0 | 0 | 0 | 0 | 0 | 0 | 0 | 0 | 0
|  | MAINTENANCE EXPENSE ACCT NO. 593 |  |  | 147 | MX593 | 0 | 0 | 0 | 0 | 0 | 0 | 0 | 0 | 0 | 0 | 0 | 0 | 0 | 0 | 0 | 0 | 0 | 0 | 0 | 0 | 0 | 0 | 0 | 0 | 0 | 0
|  | MAINTENANCE EXPENSE ACCT NO. 594 |  |  | 148 | MX594 | 0 | 0 | 0 | 0 | 0 | 0 | 0 | 0 | 0 | 0 | 0 | 0 | 0 | 0 | 0 | 0 | 0 | 0 | 0 | 0 | 0 | 0 | 0 | 0 | 0 | 0
|  | MAINTENANCE EXPENSE ACCT NO. 595 |  |  | 149 | MX595 | 0 | 0 | 0 | 0 | 0 | 0 | 0 | 0 | 0 | 0 | 0 | 0 | 0 | 0 | 0 | 0 | 0 | 0 | 0 | 0 | 0 | 0 | 0 | 0 | 0 | 0
|  | MAINTENANCE EXPENSE ACCT NO. 596 |  |  | 150 | MX596 | 0 | 0 | 0 | 0 | 0 | 0 | 0 | 0 | 0 | 0 | 0 | 0 | 0 | 0 | 0 | 0 | 0 | 0 | 0 | 0 | 0 | 0 | 0 | 0 | 0 | 0
|  | MAINTENANCE EXPENSE ACCT NO. 597 |  |  | 151 | MX597 | 0 | 0 | 0 | 0 | 0 | 0 | 0 | 0 | 0 | 0 | 0 | 0 | 0 | 0 | 0 | 0 | 0 | 0 | 0 | 0 | 0 | 0 | 0 | 0 | 0 | 0
|  | MAINTENANCE EXPENSE ACCT NO. 598 |  |  | 152 | MX598 | 0 | 0 | 0 | 0 | 0 | 0 | 0 | 0 | 0 | 0 | 0 | 0 | 0 | 0 | 0 | 0 | 0 | 0 | 0 | 0 | 0 | 0 | 0 | 0 | 0 | 0
|  | OPERATING EXPENSE ACCT NO. 901 |  |  | 153 | OX901 | 0.42551 | 0.046885 | 0.01435 | 0.00030923 | 2.0045e-05 | 0.3022 | 0.052449 | 0.0035097 | 0.0201 | 0.080305 | 0.029918 | 0.0037906 | 0.0043105 | 0.00066355 | 0.0047737 | 0.0033 | 0.0021668 | 4.3305e-05 | 0.0049493 | 0.00043703 | 0.42551 | 0.41973 | 0.13909 | 0.0080737 | 0.0075964 | 1
|  | OPERATING EXPENSE ACCT NO. 902 |  |  | 154 | OX902 | 0 | 0 | 0 | 0 | 0 | 0 | 0 | 0 | 0 | 0 | 0 | 0 | 0 | 0 | 0 | 0 | 0 | 0 | 0 | 0 | 0 | 0 | 0 | 0 | 0 | 0
|  | OPERATING EXPENSE ACCT NO. 903 |  |  | 155 | OX903 | 0.42551 | 0.046885 | 0.01435 | 0.00030923 | 2.0045e-05 | 0.3022 | 0.052449 | 0.0035097 | 0.0201 | 0.080305 | 0.029918 | 0.0037906 | 0.0043105 | 0.00066355 | 0.0047737 | 0.0033 | 0.0021668 | 4.3305e-05 | 0.0049493 | 0.00043703 | 0.42551 | 0.41973 | 0.13909 | 0.0080737 | 0.0075964 | 1
|  | OPERATING EXPENSE ACCT NO. 904 |  |  | 156 | OX904 | 0.42551 | 0.046885 | 0.01435 | 0.00030923 | 2.0045e-05 | 0.3022 | 0.052449 | 0.0035097 | 0.0201 | 0.080305 | 0.029918 | 0.0037906 | 0.0043105 | 0.00066355 | 0.0047737 | 0.0033 | 0.0021668 | 4.3305e-05 | 0.0049493 | 0.00043703 | 0.42551 | 0.41973 | 0.13909 | 0.0080737 | 0.0075964 | 1
157
|  | INTERNALLY DEVELOPED (CON'T) |  |  | 158
|  | OPERATING EXPENSE ACCT NO. 905 |  |  | 159 | OX905 | 0.42551 | 0.046885 | 0.01435 | 0.00030923 | 2.0045e-05 | 0.3022 | 0.052449 | 0.0035097 | 0.0201 | 0.080305 | 0.029918 | 0.0037906 | 0.0043105 | 0.00066355 | 0.0047737 | 0.0033 | 0.0021668 | 4.3305e-05 | 0.0049493 | 0.00043703 | 0.42551 | 0.41973 | 0.13909 | 0.0080737 | 0.0075964 | 1
|  | OPERATING EXPENSE ACCT NO. 907 |  |  | 160 | OX907 | 0 | 0 | 0 | 0 | 0 | 0 | 0 | 0 | 0 | 0 | 0 | 0 | 0 | 0 | 0 | 0 | 0 | 0 | 0 | 0 | 0 | 0 | 0 | 0 | 0 | 0
|  | OPERATING EXPENSE ACCT NO. 908 |  |  | 161 | OX908 | 0 | 0 | 0 | 0 | 0 | 0 | 0 | 0 | 0 | 0 | 0 | 0 | 0 | 0 | 0 | 0 | 0 | 0 | 0 | 0 | 0 | 0 | 0 | 0 | 0 | 0
|  | OPERATING EXPENSE ACCT NO. 909 |  |  | 162 | OX909 | 0 | 0 | 0 | 0 | 0 | 0 | 0 | 0 | 0 | 0 | 0 | 0 | 0 | 0 | 0 | 0 | 0 | 0 | 0 | 0 | 0 | 0 | 0 | 0 | 0 | 0
|  | OPERATING EXPENSE ACCT NO. 910 |  |  | 163 | OX910 | 0 | 0 | 0 | 0 | 0 | 0 | 0 | 0 | 0 | 0 | 0 | 0 | 0 | 0 | 0 | 0 | 0 | 0 | 0 | 0 | 0 | 0 | 0 | 0 | 0 | 0
|  | OPERATING EXPENSE ACCT NO. 911 |  |  | 164 | OX911 | 0 | 0 | 0 | 0 | 0 | 0 | 0 | 0 | 0 | 0 | 0 | 0 | 0 | 0 | 0 | 0 | 0 | 0 | 0 | 0 | 0 | 0 | 0 | 0 | 0 | 0
|  | OPERATING EXPENSE ACCT NO. 912 |  |  | 165 | OX912 | 0 | 0 | 0 | 0 | 0 | 0 | 0 | 0 | 0 | 0 | 0 | 0 | 0 | 0 | 0 | 0 | 0 | 0 | 0 | 0 | 0 | 0 | 0 | 0 | 0 | 0
|  | OPERATING EXPENSE ACCT NO. 913 |  |  | 166 | OX913 | 0 | 0 | 0 | 0 | 0 | 0 | 0 | 0 | 0 | 0 | 0 | 0 | 0 | 0 | 0 | 0 | 0 | 0 | 0 | 0 | 0 | 0 | 0 | 0 | 0 | 0
|  | OPERATING EXPENSE ACCT NO. 916 |  |  | 167 | OX916 | 0 | 0 | 0 | 0 | 0 | 0 | 0 | 0 | 0 | 0 | 0 | 0 | 0 | 0 | 0 | 0 | 0 | 0 | 0 | 0 | 0 | 0 | 0 | 0 | 0 | 0
|  | OPERATING EXPENSE ACCT NO. 920 |  |  | 168 | OX920 | 0.4135 | 0.049839 | 0.015026 | 0.00049013 | 2.286e-05 | 0.28336 | 0.05974 | 0.0024786 | 0.026727 | 0.084868 | 0.040462 | 0.0051414 | 0.00247 | 0.00035713 | 0.0053152 | 0.0040267 | 0.0018326 | 0.0001307 | 0.0037667 | 0.00045527 | 0.4135 | 0.41095 | 0.16002 | 0.0093419 | 0.0061852 | 1
|  | OPERATING EXPENSE ACCT NO. 921 |  |  | 169 | OX921 | 0.4135 | 0.049839 | 0.015026 | 0.00049013 | 2.286e-05 | 0.28336 | 0.05974 | 0.0024786 | 0.026727 | 0.084868 | 0.040462 | 0.0051414 | 0.00247 | 0.00035713 | 0.0053152 | 0.0040267 | 0.0018326 | 0.0001307 | 0.0037667 | 0.00045527 | 0.4135 | 0.41095 | 0.16002 | 0.0093419 | 0.0061852 | 1
|  | OPERATING EXPENSE ACCT NO. 922 |  |  | 170 | OX922 | 0.4135 | 0.049839 | 0.015026 | 0.00049013 | 2.286e-05 | 0.28336 | 0.05974 | 0.0024786 | 0.026727 | 0.084868 | 0.040462 | 0.0051414 | 0.00247 | 0.00035713 | 0.0053152 | 0.0040267 | 0.0018326 | 0.0001307 | 0.0037667 | 0.00045527 | 0.4135 | 0.41095 | 0.16002 | 0.0093419 | 0.0061852 | 1
|  | OPERATING EXPENSE ACCT NO. 923 |  |  | 171 | OX923 | 0.4135 | 0.049839 | 0.015026 | 0.00049013 | 2.286e-05 | 0.28336 | 0.05974 | 0.0024786 | 0.026727 | 0.084868 | 0.040462 | 0.0051414 | 0.00247 | 0.00035713 | 0.0053152 | 0.0040267 | 0.0018326 | 0.0001307 | 0.0037667 | 0.00045527 | 0.4135 | 0.41095 | 0.16002 | 0.0093419 | 0.0061852 | 1
|  | 1/8 O&M LESS FUEL & PURCHASED PWR |  |  | 172 | OMX | 0.41365 | 0.0498 | 0.015017 | 0.00048775 | 2.2823e-05 | 0.2836 | 0.059644 | 0.0024922 | 0.026639 | 0.084808 | 0.040323 | 0.0051236 | 0.0024942 | 0.00036116 | 0.005308 | 0.0040172 | 0.001837 | 0.00012955 | 0.0037823 | 0.00045503 | 0.41365 | 0.41107 | 0.15975 | 0.0093252 | 0.0062038 | 1
|  | DEPRECIATION EXPENSE |  |  | 173 | DEPREXP | 0.41321 | 0.049909 | 0.015042 | 0.00049447 | 2.2928e-05 | 0.2829 | 0.059915 | 0.0024539 | 0.026886 | 0.084977 | 0.040715 | 0.0051738 | 0.0024258 | 0.00034978 | 0.0053282 | 0.0040442 | 0.0018245 | 0.00013279 | 0.0037383 | 0.0004557 | 0.41321 | 0.41074 | 0.16053 | 0.0093723 | 0.0061514 | 1
|  | AD VALOREM TAXES |  |  | 174 | PROPTAX | 0.41321 | 0.04991 | 0.015042 | 0.0004945 | 2.2928e-05 | 0.2829 | 0.059916 | 0.0024537 | 0.026887 | 0.084978 | 0.040717 | 0.005174 | 0.0024255 | 0.00034972 | 0.0053283 | 0.0040443 | 0.0018245 | 0.00013281 | 0.0037381 | 0.00045571 | 0.41321 | 0.41074 | 0.16053 | 0.0093726 | 0.0061511 | 1
|  | LABOR ACCOUNTS 501 THRU 507 |  |  | 175 | LAB501_507 | 0.4132 | 0.049912 | 0.015043 | 0.00049463 | 2.293e-05 | 0.28289 | 0.059921 | 0.002453 | 0.026891 | 0.084981 | 0.040724 | 0.005175 | 0.0024242 | 0.00034951 | 0.0053286 | 0.0040448 | 0.0018242 | 0.00013287 | 0.0037373 | 0.00045572 | 0.4132 | 0.41073 | 0.16055 | 0.0093734 | 0.0061501 | 1
|  | LABOR ACCOUNTS 511 THRU 514 |  |  | 176 | LAB511_514 | 0.4132 | 0.049912 | 0.015043 | 0.00049463 | 2.293e-05 | 0.28289 | 0.059921 | 0.002453 | 0.026891 | 0.084981 | 0.040724 | 0.005175 | 0.0024242 | 0.00034951 | 0.0053286 | 0.0040448 | 0.0018242 | 0.00013287 | 0.0037373 | 0.00045572 | 0.4132 | 0.41073 | 0.16055 | 0.0093734 | 0.0061501 | 1
|  | LABOR ACCOUNTS 547 THRU 550 |  |  | 177 | LAB547_550 | 0.4132 | 0.049912 | 0.015043 | 0.00049463 | 2.293e-05 | 0.28289 | 0.059921 | 0.002453 | 0.026891 | 0.084981 | 0.040724 | 0.005175 | 0.0024242 | 0.00034951 | 0.0053286 | 0.0040448 | 0.0018242 | 0.00013287 | 0.0037373 | 0.00045572 | 0.4132 | 0.41073 | 0.16055 | 0.0093734 | 0.0061501 | 1
|  | LABOR ACCOUNTS 552 THRU 554 |  |  | 178 | LAB552_554 | 0.4132 | 0.049912 | 0.015043 | 0.00049463 | 2.293e-05 | 0.28289 | 0.059921 | 0.002453 | 0.026891 | 0.084981 | 0.040724 | 0.005175 | 0.0024242 | 0.00034951 | 0.0053286 | 0.0040448 | 0.0018242 | 0.00013287 | 0.0037373 | 0.00045572 | 0.4132 | 0.41073 | 0.16055 | 0.0093734 | 0.0061501 | 1
|  | LABOR ACCOUNTS 561 THRU 567 |  |  | 179 | LAB561_567 | 0.4132 | 0.049912 | 0.015043 | 0.00049463 | 2.293e-05 | 0.28289 | 0.059921 | 0.002453 | 0.026891 | 0.084981 | 0.040724 | 0.005175 | 0.0024242 | 0.00034951 | 0.0053286 | 0.0040448 | 0.0018242 | 0.00013287 | 0.0037373 | 0.00045572 | 0.4132 | 0.41073 | 0.16055 | 0.0093734 | 0.0061501 | 1
|  | LABOR ACCOUNTS 569 THRU 573 |  |  | 180 | LAB569_573 | 0.4132 | 0.049912 | 0.015043 | 0.00049463 | 2.293e-05 | 0.28289 | 0.059921 | 0.002453 | 0.026891 | 0.084981 | 0.040724 | 0.005175 | 0.0024242 | 0.00034951 | 0.0053286 | 0.0040448 | 0.0018242 | 0.00013287 | 0.0037373 | 0.00045572 | 0.4132 | 0.41073 | 0.16055 | 0.0093734 | 0.0061501 | 1
|  | LABOR ACCOUNTS 581 THRU 589 |  |  | 181 | LAB581_589 | 0 | 0 | 0 | 0 | 0 | 0 | 0 | 0 | 0 | 0 | 0 | 0 | 0 | 0 | 0 | 0 | 0 | 0 | 0 | 0 | 0 | 0 | 0 | 0 | 0 | 0
|  | LABOR ACCOUNTS 591 THRU 598 |  |  | 182 | LAB591_598 | 0 | 0 | 0 | 0 | 0 | 0 | 0 | 0 | 0 | 0 | 0 | 0 | 0 | 0 | 0 | 0 | 0 | 0 | 0 | 0 | 0 | 0 | 0 | 0 | 0 | 0
|  | LABOR ACCOUNTS 902 THRU 905 |  |  | 183 | LAB902_905 | 0.42551 | 0.046885 | 0.01435 | 0.00030923 | 2.0045e-05 | 0.3022 | 0.052449 | 0.0035097 | 0.0201 | 0.080305 | 0.029918 | 0.0037906 | 0.0043105 | 0.00066355 | 0.0047737 | 0.0033 | 0.0021668 | 4.3305e-05 | 0.0049493 | 0.00043703 | 0.42551 | 0.41973 | 0.13909 | 0.0080737 | 0.0075964 | 1
|  | LABOR ACCOUNTS 908 THRU 910 |  |  | 184 | LAB908_910 | 0 | 0 | 0 | 0 | 0 | 0 | 0 | 0 | 0 | 0 | 0 | 0 | 0 | 0 | 0 | 0 | 0 | 0 | 0 | 0 | 0 | 0 | 0 | 0 | 0 | 0
|  | LABOR ACCOUNTS 912 THRU 916 |  |  | 185 | LAB912_916 | 0 | 0 | 0 | 0 | 0 | 0 | 0 | 0 | 0 | 0 | 0 | 0 | 0 | 0 | 0 | 0 | 0 | 0 | 0 | 0 | 0 | 0 | 0 | 0 | 0 | 0
|  | PAYROLL EXCLUDING A&G |  |  | 186 | LABORX | 0.41355 | 0.049825 | 0.015023 | 0.00048929 | 2.2847e-05 | 0.28344 | 0.059706 | 0.0024834 | 0.026696 | 0.084847 | 0.040413 | 0.0051351 | 0.0024785 | 0.00035856 | 0.0053126 | 0.0040233 | 0.0018341 | 0.00013029 | 0.0037722 | 0.00045518 | 0.41355 | 0.41099 | 0.15993 | 0.009336 | 0.0061918 | 1
|  | RETAIL PAYROLL EXCLUDING A&G |  |  | 187 | LABORXR | 0.41355 | 0.049825 | 0.015023 | 0.00048929 | 2.2847e-05 | 0.28344 | 0.059706 | 0.0024834 | 0.026696 | 0.084847 | 0.040413 | 0.0051351 | 0.0024785 | 0.00035856 | 0.0053126 | 0.0040233 | 0.0018341 | 0.00013029 | 0.0037722 | 0.00045518 | 0.41355 | 0.41099 | 0.15993 | 0.009336 | 0.0061918 | 1
|  | TOTAL PAYROLL |  |  | 188 | LABORT | 0.4135 | 0.049839 | 0.015026 | 0.00049013 | 2.286e-05 | 0.28336 | 0.05974 | 0.0024786 | 0.026727 | 0.084868 | 0.040462 | 0.0051414 | 0.00247 | 0.00035713 | 0.0053152 | 0.0040267 | 0.0018326 | 0.0001307 | 0.0037667 | 0.00045527 | 0.4135 | 0.41095 | 0.16002 | 0.0093419 | 0.0061852 | 1
|  | ACCT 903 EXCL BILLING |  |  | 189 | OX903X | 0.42551 | 0.046885 | 0.01435 | 0.00030923 | 2.0045e-05 | 0.3022 | 0.052449 | 0.0035097 | 0.0201 | 0.080305 | 0.029918 | 0.0037906 | 0.0043105 | 0.00066355 | 0.0047737 | 0.0033 | 0.0021668 | 4.3305e-05 | 0.0049493 | 0.00043703 | 0.42551 | 0.41973 | 0.13909 | 0.0080737 | 0.0075964 | 1
|  | ACCT 903 BILLING |  |  | 190 | OX903B | 0 | 0 | 0 | 0 | 0 | 0 | 0 | 0 | 0 | 0 | 0 | 0 | 0 | 0 | 0 | 0 | 0 | 0 | 0 | 0 | 0 | 0 | 0 | 0 | 0 | 0
|  | PRODUCTION LABOR |  |  | 191 | LABPROD | 0.4132 | 0.049912 | 0.015043 | 0.00049463 | 2.293e-05 | 0.28289 | 0.059921 | 0.002453 | 0.026891 | 0.084981 | 0.040724 | 0.005175 | 0.0024242 | 0.00034951 | 0.0053286 | 0.0040448 | 0.0018242 | 0.00013287 | 0.0037373 | 0.00045572 | 0.4132 | 0.41073 | 0.16055 | 0.0093734 | 0.0061501 | 1
|  | TRANSMISSION LABOR |  |  | 192 | LABTRAN | 0.4132 | 0.049912 | 0.015043 | 0.00049463 | 2.293e-05 | 0.28289 | 0.059921 | 0.002453 | 0.026891 | 0.084981 | 0.040724 | 0.005175 | 0.0024242 | 0.00034951 | 0.0053286 | 0.0040448 | 0.0018242 | 0.00013287 | 0.0037373 | 0.00045572 | 0.4132 | 0.41073 | 0.16055 | 0.0093734 | 0.0061501 | 1
|  | DISTR LABOR EXCL METERING |  |  | 193 | LABDIST | 0 | 0 | 0 | 0 | 0 | 0 | 0 | 0 | 0 | 0 | 0 | 0 | 0 | 0 | 0 | 0 | 0 | 0 | 0 | 0 | 0 | 0 | 0 | 0 | 0 | 0
|  | CUST SERVICE LABOR EXCL METER & BILLING |  |  | 194 | LABCUSSV | 0.42551 | 0.046885 | 0.01435 | 0.00030923 | 2.0045e-05 | 0.3022 | 0.052449 | 0.0035097 | 0.0201 | 0.080305 | 0.029918 | 0.0037906 | 0.0043105 | 0.00066355 | 0.0047737 | 0.0033 | 0.0021668 | 4.3305e-05 | 0.0049493 | 0.00043703 | 0.42551 | 0.41973 | 0.13909 | 0.0080737 | 0.0075964 | 1
|  | METERING LABOR |  |  | 195 | LABMETER | 0 | 0 | 0 | 0 | 0 | 0 | 0 | 0 | 0 | 0 | 0 | 0 | 0 | 0 | 0 | 0 | 0 | 0 | 0 | 0 | 0 | 0 | 0 | 0 | 0 | 0
|  | BILLING LABOR |  |  | 196 | LABBILL | 0 | 0 | 0 | 0 | 0 | 0 | 0 | 0 | 0 | 0 | 0 | 0 | 0 | 0 | 0 | 0 | 0 | 0 | 0 | 0 | 0 | 0 | 0 | 0 | 0 | 0
197
|  | INTERNALLY DEVELOPED (CON'T) |  |  | 198
|  | SALES REVENUE |  |  | 199 | REVSALES | 0.42551 | 0.046885 | 0.01435 | 0.00030923 | 2.0045e-05 | 0.3022 | 0.052449 | 0.0035097 | 0.0201 | 0.080305 | 0.029918 | 0.0037906 | 0.0043105 | 0.00066355 | 0.0047737 | 0.0033 | 0.0021668 | 4.3305e-05 | 0.0049493 | 0.00043703 | 0.42551 | 0.41973 | 0.13909 | 0.0080737 | 0.0075964 | 1
|  | 0.5*PRODPLT + 0.95*TDPLT |  |  | 200 | PTDPLTW | 0.4132 | 0.049912 | 0.015043 | 0.00049463 | 2.293e-05 | 0.28289 | 0.059921 | 0.002453 | 0.026891 | 0.084981 | 0.040724 | 0.005175 | 0.0024242 | 0.00034951 | 0.0053286 | 0.0040448 | 0.0018242 | 0.00013287 | 0.0037373 | 0.00045572 | 0.4132 | 0.41073 | 0.16055 | 0.0093734 | 0.0061501 | 1
|  | REV DEF @ CLAIMED * FACTORING |  |  | 201 | FACTC | 0 | 0 | 0 | 0 | 0 | 0 | 0 | 0 | 0 | 0 | 0 | 0 | 0 | 0 | 0 | 0 | 0 | 0 | 0 | 0 | 0 | 0 | 0 | 0 | 0 | 0
|  | REV DEF @ PROPOSED * FACTORING |  |  | 202 | FACTP | 0 | 0 | 0 | 0 | 0 | 0 | 0 | 0 | 0 | 0 | 0 | 0 | 0 | 0 | 0 | 0 | 0 | 0 | 0 | 0 | 0 | 0 | 0 | 0 | 0 | 0
|  | COS @ CLAIMED * AR REV REL TAX |  |  | 203 | REVFACC1 | 0.05 | 0.05 | 0.05 | 0.05 | 0.05 | 0.05 | 0.05 | 0.05 | 0.05 | 0.05 | 0.05 | 0.05 | 0.05 | 0.05 | 0.05 | 0.05 | 0.05 | 0.05 | 0.05 | 0.05 | 0.05 | 0.35 | 0.3 | 0.1 | 0.2 | 1
|  | COS @ CLAIMED * LA REV RELA TAX |  |  | 204 | REVFACC2 | 0 | 0 | 0 | 0 | 0 | 0 | 0 | 0 | 0 | 0 | 0 | 0 | 0 | 0 | 0 | 0 | 0 | 0 | 0 | 0 | 0 | 0 | 0 | 0 | 0 | 0
|  | COS @ CLAIMED * TX REV REL TAX |  |  | 205 | REVFACC3 | 0 | 0 | 0 | 0 | 0 | 0 | 0 | 0 | 0 | 0 | 0 | 0 | 0 | 0 | 0 | 0 | 0 | 0 | 0 | 0 | 0 | 0 | 0 | 0 | 0 | 0
|  | PROPOSED REV * AR REV REL TX |  |  | 206 | REVFACP1 | 0.05 | 0.05 | 0.05 | 0.05 | 0.05 | 0.05 | 0.05 | 0.05 | 0.05 | 0.05 | 0.05 | 0.05 | 0.05 | 0.05 | 0.05 | 0.05 | 0.05 | 0.05 | 0.05 | 0.05 | 0.05 | 0.35 | 0.3 | 0.1 | 0.2 | 1
|  | PROPOSED REV * LA REV REL TAX |  |  | 207 | REVFACP2 | 0 | 0 | 0 | 0 | 0 | 0 | 0 | 0 | 0 | 0 | 0 | 0 | 0 | 0 | 0 | 0 | 0 | 0 | 0 | 0 | 0 | 0 | 0 | 0 | 0 | 0
|  | PROPOSED REV * TX REV REL TAX |  |  | 208 | REVFACP3 | 0 | 0 | 0 | 0 | 0 | 0 | 0 | 0 | 0 | 0 | 0 | 0 | 0 | 0 | 0 | 0 | 0 | 0 | 0 | 0 | 0 | 0 | 0 | 0 | 0 | 0
|  | FUEL - RETAIL |  |  | 209 | FUELR | 0 | 0 | 0 | 0 | 0 | 0 | 0 | 0 | 0 | 0 | 0 | 0 | 0 | 0 | 0 | 0 | 0 | 0 | 0 | 0 | 0 | 0 | 0 | 0 | 0 | 0
|  | FUEL - WHOLESALE |  |  | 210 | FUELW | 0 | 0 | 0 | 0 | 0 | 0 | 0 | 0 | 0 | 0 | 0 | 0 | 0 | 0 | 0 | 0 | 0 | 0 | 0 | 0 | 0 | 0 | 0 | 0 | 0 | 0
|  | SALES REVENUE - RETAIL |  |  | 211 | REVSALESR | 0.42551 | 0.046885 | 0.01435 | 0.00030923 | 2.0045e-05 | 0.3022 | 0.052449 | 0.0035097 | 0.0201 | 0.080305 | 0.029918 | 0.0037906 | 0.0043105 | 0.00066355 | 0.0047737 | 0.0033 | 0.0021668 | 4.3305e-05 | 0.0049493 | 0.00043703 | 0.42551 | 0.41973 | 0.13909 | 0.0080737 | 0.0075964 | 1
|  | SALES REVENUE - WHOLESALE |  |  | 212 | REVSALESW | 0 | 0 | 0 | 0 | 0 | 0 | 0 | 0 | 0 | 0 | 0 | 0 | 0 | 0 | 0 | 0 | 0 | 0 | 0 | 0 | 0 | 0 | 0 | 0 | 0 | 0
|  | SALES REVENUE - ARKANSAS |  |  | 213 | REVSALEAR | 0 | 0 | 0 | 0 | 0 | 0 | 0 | 0 | 0 | 0 | 0 | 0 | 0 | 0 | 0 | 0 | 0 | 0 | 0 | 0 | 0 | 0 | 0 | 0 | 0 | 0
|  | SALES REVENUE - LOUISIANA |  |  | 214 | REVSALELA | 0 | 0 | 0 | 0 | 0 | 0 | 0 | 0 | 0 | 0 | 0 | 0 | 0 | 0 | 0 | 0 | 0 | 0 | 0 | 0 | 0 | 0 | 0 | 0 | 0 | 0
|  | SALES REVENUE - TEXAS |  |  | 215 | REVSALETX | 0.42551 | 0.046885 | 0.01435 | 0.00030923 | 2.0045e-05 | 0.3022 | 0.052449 | 0.0035097 | 0.0201 | 0.080305 | 0.029918 | 0.0037906 | 0.0043105 | 0.00066355 | 0.0047737 | 0.0033 | 0.0021668 | 4.3305e-05 | 0.0049493 | 0.00043703 | 0.42551 | 0.41973 | 0.13909 | 0.0080737 | 0.0075964 | 1
|  | PRODUCTION PLANT - TEXAS |  |  | 216 | PRODPLTTX | 0.4132 | 0.049912 | 0.015043 | 0.00049463 | 2.293e-05 | 0.28289 | 0.059921 | 0.002453 | 0.026891 | 0.084981 | 0.040724 | 0.005175 | 0.0024242 | 0.00034951 | 0.0053286 | 0.0040448 | 0.0018242 | 0.00013287 | 0.0037373 | 0.00045572 | 0.4132 | 0.41073 | 0.16055 | 0.0093734 | 0.0061501 | 1
|  | DISTRIBUTION PLANT - LOUISIANA |  |  | 217 | DISTPLTLA | 0 | 0 | 0 | 0 | 0 | 0 | 0 | 0 | 0 | 0 | 0 | 0 | 0 | 0 | 0 | 0 | 0 | 0 | 0 | 0 | 0 | 0 | 0 | 0 | 0 | 0
|  | RETAIL REVENUE LA |  |  | 218 | RREVLA | 0 | 0 | 0 | 0 | 0 | 0 | 0 | 0 | 0 | 0 | 0 | 0 | 0 | 0 | 0 | 0 | 0 | 0 | 0 | 0 | 0 | 0 | 0 | 0 | 0 | 0
|  | TAXABLE INCOME LA |  |  | 219 | TAXINCLA | 0 | 0 | 0 | 0 | 0 | 0 | 0 | 0 | 0 | 0 | 0 | 0 | 0 | 0 | 0 | 0 | 0 | 0 | 0 | 0 | 0 | 0 | 0 | 0 | 0 | 0
|  | TAXABLE INCOME AR |  |  | 220 | TAXINCAR | 0 | 0 | 0 | 0 | 0 | 0 | 0 | 0 | 0 | 0 | 0 | 0 | 0 | 0 | 0 | 0 | 0 | 0 | 0 | 0 | 0 | 0 | 0 | 0 | 0 | 0
|  | PLANT LA |  |  | 221 | PLANTLA | 0 | 0 | 0 | 0 | 0 | 0 | 0 | 0 | 0 | 0 | 0 | 0 | 0 | 0 | 0 | 0 | 0 | 0 | 0 | 0 | 0 | 0 | 0 | 0 | 0 | 0
|  | PLANT AR |  |  | 222 | PLANTAR | 0 | 0 | 0 | 0 | 0 | 0 | 0 | 0 | 0 | 0 | 0 | 0 | 0 | 0 | 0 | 0 | 0 | 0 | 0 | 0 | 0 | 0 | 0 | 0 | 0 | 0
|  | DEMAND PROD WHOLESALE |  |  | 223 | DPRODWH | 0 | 0 | 0 | 0 | 0 | 0 | 0 | 0 | 0 | 0 | 0 | 0 | 0 | 0 | 0 | 0 | 0 | 0 | 0 | 0 | 0 | 0 | 0 | 0 | 0 | 0
|  | DEMAND PROD ARKANSAS |  |  | 224 | DPRODAR | 0 | 0 | 0 | 0 | 0 | 0 | 0 | 0 | 0 | 0 | 0 | 0 | 0 | 0 | 0 | 0 | 0 | 0 | 0 | 0 | 0 | 0 | 0 | 0 | 0 | 0
|  | DEMAND PROD LOUISIANA |  |  | 225 | DPRODLA | 0 | 0 | 0 | 0 | 0 | 0 | 0 | 0 | 0 | 0 | 0 | 0 | 0 | 0 | 0 | 0 | 0 | 0 | 0 | 0 | 0 | 0 | 0 | 0 | 0 | 0
|  | DEMAND PROD TEXAS |  |  | 226 | DPRODTX | 0.4132 | 0.049912 | 0.015043 | 0.00049463 | 2.293e-05 | 0.28289 | 0.059921 | 0.002453 | 0.026891 | 0.084981 | 0.040724 | 0.005175 | 0.0024242 | 0.00034951 | 0.0053286 | 0.0040448 | 0.0018242 | 0.00013287 | 0.0037373 | 0.00045572 | 0.4132 | 0.41073 | 0.16055 | 0.0093734 | 0.0061501 | 1
|  | DEMAND TRAN WHOLESALE |  |  | 227 | DTRANWH | 0 | 0 | 0 | 0 | 0 | 0 | 0 | 0 | 0 | 0 | 0 | 0 | 0 | 0 | 0 | 0 | 0 | 0 | 0 | 0 | 0 | 0 | 0 | 0 | 0 | 0
|  | DEMAND TRAN ARKANSAS |  |  | 228 | DTRANAR | 0 | 0 | 0 | 0 | 0 | 0 | 0 | 0 | 0 | 0 | 0 | 0 | 0 | 0 | 0 | 0 | 0 | 0 | 0 | 0 | 0 | 0 | 0 | 0 | 0 | 0
|  | DEMAND TRAN LOUISIANA |  |  | 229 | DTRANLA | 0 | 0 | 0 | 0 | 0 | 0 | 0 | 0 | 0 | 0 | 0 | 0 | 0 | 0 | 0 | 0 | 0 | 0 | 0 | 0 | 0 | 0 | 0 | 0 | 0 | 0
|  | DEMAND TRAN TEXAS |  |  | 230 | DTRANTX | 0.4132 | 0.049912 | 0.015043 | 0.00049463 | 2.293e-05 | 0.28289 | 0.059921 | 0.002453 | 0.026891 | 0.084981 | 0.040724 | 0.005175 | 0.0024242 | 0.00034951 | 0.0053286 | 0.0040448 | 0.0018242 | 0.00013287 | 0.0037373 | 0.00045572 | 0.4132 | 0.41073 | 0.16055 | 0.0093734 | 0.0061501 | 1
|  | DEMAND DIST WHOLESALE |  |  | 231 | DDISTWH | 0 | 0 | 0 | 0 | 0 | 0 | 0 | 0 | 0 | 0 | 0 | 0 | 0 | 0 | 0 | 0 | 0 | 0 | 0 | 0 | 0 | 0 | 0 | 0 | 0 | 0
|  | DEMAND DIST ARKANSAS |  |  | 232 | DDISTAR | 0 | 0 | 0 | 0 | 0 | 0 | 0 | 0 | 0 | 0 | 0 | 0 | 0 | 0 | 0 | 0 | 0 | 0 | 0 | 0 | 0 | 0 | 0 | 0 | 0 | 0
|  | DEMAND DIST LOUISIANA |  |  | 233 | DDISTLA | 0 | 0 | 0 | 0 | 0 | 0 | 0 | 0 | 0 | 0 | 0 | 0 | 0 | 0 | 0 | 0 | 0 | 0 | 0 | 0 | 0 | 0 | 0 | 0 | 0 | 0
|  | DEMAND DIST TEXAS |  |  | 234 | DDISTTX | 0 | 0 | 0 | 0 | 0 | 0 | 0 | 0 | 0 | 0 | 0 | 0 | 0 | 0 | 0 | 0 | 0 | 0 | 0 | 0 | 0 | 0 | 0 | 0 | 0 | 0
|  | DEMAND GENERAL WHOLESALE |  |  | 235 | DGENLWH | 0 | 0 | 0 | 0 | 0 | 0 | 0 | 0 | 0 | 0 | 0 | 0 | 0 | 0 | 0 | 0 | 0 | 0 | 0 | 0 | 0 | 0 | 0 | 0 | 0 | 0
|  | DEMAND GENERAL ARKANSAS |  |  | 236 | DGENLAR | 0 | 0 | 0 | 0 | 0 | 0 | 0 | 0 | 0 | 0 | 0 | 0 | 0 | 0 | 0 | 0 | 0 | 0 | 0 | 0 | 0 | 0 | 0 | 0 | 0 | 0
|  | DEMAND GENERAL LOUISIANA |  |  | 237 | DGENLLA | 0 | 0 | 0 | 0 | 0 | 0 | 0 | 0 | 0 | 0 | 0 | 0 | 0 | 0 | 0 | 0 | 0 | 0 | 0 | 0 | 0 | 0 | 0 | 0 | 0 | 0
|  | DEMAND GENERAL TEXAS |  |  | 238 | DGENLTX | 0.4135 | 0.049839 | 0.015026 | 0.00049013 | 2.286e-05 | 0.28336 | 0.05974 | 0.0024786 | 0.026727 | 0.084868 | 0.040462 | 0.0051414 | 0.00247 | 0.00035713 | 0.0053152 | 0.0040267 | 0.0018326 | 0.0001307 | 0.0037667 | 0.00045527 | 0.4135 | 0.41095 | 0.16002 | 0.0093419 | 0.0061852 | 1
239
|  | INTERNALLY DEVELOPED (CON'T) |  |  | 240
|  | PRODUCTION PLANT - TEXAS RETAIL |  |  | 241 | PRODPLTT | 0.4132 | 0.049912 | 0.015043 | 0.00049463 | 2.293e-05 | 0.28289 | 0.059921 | 0.002453 | 0.026891 | 0.084981 | 0.040724 | 0.005175 | 0.0024242 | 0.00034951 | 0.0053286 | 0.0040448 | 0.0018242 | 0.00013287 | 0.0037373 | 0.00045572 | 0.4132 | 0.41073 | 0.16055 | 0.0093734 | 0.0061501 | 1
|  | LABOR 902 & 903 |  |  | 242 | LAB902_903 | 0.42551 | 0.046885 | 0.01435 | 0.00030923 | 2.0045e-05 | 0.3022 | 0.052449 | 0.0035097 | 0.0201 | 0.080305 | 0.029918 | 0.0037906 | 0.0043105 | 0.00066355 | 0.0047737 | 0.0033 | 0.0021668 | 4.3305e-05 | 0.0049493 | 0.00043703 | 0.42551 | 0.41973 | 0.13909 | 0.0080737 | 0.0075964 | 1
|  | SALES REVENUE - AR RETAIL |  |  | 243 | RVSALEARR | 0 | 0 | 0 | 0 | 0 | 0 | 0 | 0 | 0 | 0 | 0 | 0 | 0 | 0 | 0 | 0 | 0 | 0 | 0 | 0 | 0 | 0 | 0 | 0 | 0 | 0
|  | SALES REVENUE - LA RETAIL |  |  | 244 | RVSALELAR | 0 | 0 | 0 | 0 | 0 | 0 | 0 | 0 | 0 | 0 | 0 | 0 | 0 | 0 | 0 | 0 | 0 | 0 | 0 | 0 | 0 | 0 | 0 | 0 | 0 | 0
|  | SALES REVENUE - TX RETAIL |  |  | 245 | RVSALETXR | 0.42551 | 0.046885 | 0.01435 | 0.00030923 | 2.0045e-05 | 0.3022 | 0.052449 | 0.0035097 | 0.0201 | 0.080305 | 0.029918 | 0.0037906 | 0.0043105 | 0.00066355 | 0.0047737 | 0.0033 | 0.0021668 | 4.3305e-05 | 0.0049493 | 0.00043703 | 0.42551 | 0.41973 | 0.13909 | 0.0080737 | 0.0075964 | 1
|  | DIST PLANT BEFORE CONTRA ADJ |  |  | 246 | DISTPLTX | 0 | 0 | 0 | 0 | 0 | 0 | 0 | 0 | 0 | 0 | 0 | 0 | 0 | 0 | 0 | 0 | 0 | 0 | 0 | 0 | 0 | 0 | 0 | 0 | 0 | 0
|  | STATE INCOME TAX |  |  | 247 | SIT | 0 | 0 | 0 | 0 | 0 | 0 | 0 | 0 | 0 | 0 | 0 | 0 | 0 | 0 | 0 | 0 | 0 | 0 | 0 | 0 | 0 | 0 | 0 | 0 | 0 | 0
|  | RETAIL PRODUCTION PLANT |  |  | 248 | PRODPLTR | 0.4132 | 0.049912 | 0.015043 | 0.00049463 | 2.293e-05 | 0.28289 | 0.059921 | 0.002453 | 0.026891 | 0.084981 | 0.040724 | 0.005175 | 0.0024242 | 0.00034951 | 0.0053286 | 0.0040448 | 0.0018242 | 0.00013287 | 0.0037373 | 0.00045572 | 0.4132 | 0.41073 | 0.16055 | 0.0093734 | 0.0061501 | 1
|  | TOTAL kWh AT GEN - ARKANSAS |  |  | 249 | KWHAR | 0 | 0 | 0 | 0 | 0 | 0 | 0 | 0 | 0 | 0 | 0 | 0 | 0 | 0 | 0 | 0 | 0 | 0 | 0 | 0 | 0 | 0 | 0 | 0 | 0 | 0
|  | TOTAL kWh AT GEN- LOUISIANA |  |  | 250 | KWHLA | 0 | 0 | 0 | 0 | 0 | 0 | 0 | 0 | 0 | 0 | 0 | 0 | 0 | 0 | 0 | 0 | 0 | 0 | 0 | 0 | 0 | 0 | 0 | 0 | 0 | 0
|  | TOTAL kWh AT GEN- TEXAS |  |  | 251 | KWHTX | 0.30809 | 0.029 | 0.010246 | 0.00093665 | 2.7423e-05 | 0.3252 | 0.078402 | 0.0043193 | 0.029967 | 0.12137 | 0.058581 | 0.0067873 | 0.0020617 | 0.00043527 | 0.0089087 | 0.0038029 | 0.0038208 | 0.00025094 | 0.0070547 | 0.00074738 | 0.30809 | 0.44813 | 0.2192 | 0.012712 | 0.011874 | 1
|  | INTANGIBLE PLANT |  |  | 252 | INTPLT | 0.4132 | 0.049912 | 0.015043 | 0.00049463 | 2.293e-05 | 0.28289 | 0.059921 | 0.002453 | 0.026891 | 0.084981 | 0.040724 | 0.005175 | 0.0024242 | 0.00034951 | 0.0053286 | 0.0040448 | 0.0018242 | 0.00013287 | 0.0037373 | 0.00045572 | 0.4132 | 0.41073 | 0.16055 | 0.0093734 | 0.0061501 | 1
|  | DEMPROD RETAIL |  |  | 253 | DEMRTAIL | 0.4132 | 0.049912 | 0.015043 | 0.00049463 | 2.293e-05 | 0.28289 | 0.059921 | 0.002453 | 0.026891 | 0.084981 | 0.040724 | 0.005175 | 0.0024242 | 0.00034951 | 0.0053286 | 0.0040448 | 0.0018242 | 0.00013287 | 0.0037373 | 0.00045572 | 0.4132 | 0.41073 | 0.16055 | 0.0093734 | 0.0061501 | 1
|  | FIT TEMPORARY DIFFERENCES |  |  | 254 | FITTEMP | 0.41321 | 0.049909 | 0.015042 | 0.00049447 | 2.2928e-05 | 0.2829 | 0.059915 | 0.0024539 | 0.026886 | 0.084977 | 0.040715 | 0.0051738 | 0.0024258 | 0.00034978 | 0.0053282 | 0.0040442 | 0.0018245 | 0.00013279 | 0.0037383 | 0.0004557 | 0.41321 | 0.41074 | 0.16053 | 0.0093723 | 0.0061514 | 1
|  | Total Depr Expense |  |  | 255 | DEPEXP | 0.41321 | 0.049909 | 0.015042 | 0.00049447 | 2.2928e-05 | 0.2829 | 0.059915 | 0.0024539 | 0.026886 | 0.084977 | 0.040715 | 0.0051738 | 0.0024258 | 0.00034978 | 0.0053282 | 0.0040442 | 0.0018245 | 0.00013279 | 0.0037383 | 0.0004557 | 0.41321 | 0.41074 | 0.16053 | 0.0093723 | 0.0061514 | 1
|  | OPERATING EXPENSE ACCT NO. 567 |  |  | 256 | OX567 | 0.4132 | 0.049912 | 0.015043 | 0.00049463 | 2.293e-05 | 0.28289 | 0.059921 | 0.002453 | 0.026891 | 0.084981 | 0.040724 | 0.005175 | 0.0024242 | 0.00034951 | 0.0053286 | 0.0040448 | 0.0018242 | 0.00013287 | 0.0037373 | 0.00045572 | 0.4132 | 0.41073 | 0.16055 | 0.0093734 | 0.0061501 | 1
|  | Composite Tax Rate (FIT and Rev & Fact)) |  |  | 257 | COMPTR | 1 | 1 | 1 | 1 | 1 | 1 | 1 | 1 | 1 | 1 | 1 | 1 | 1 | 1 | 1 | 1 | 1 | 1 | 1 | 1 | 1 | 7 | 6 | 2 | 4 | 20
|  | Combined Tax Gross Up (FIT and TX Gross Margin) |  |  | 258 | TAX GU | 1 | 1 | 1 | 1 | 1 | 1 | 1 | 1 | 1 | 1 | 1 | 1 | 1 | 1 | 1 | 1 | 1 | 1 | 1 | 1 | 1 | 7 | 6 | 2 | 4 | 20
|  | FACTORING RATE |  |  | 259 | RFACT | 1 | 1 | 1 | 1 | 1 | 1 | 1 | 1 | 1 | 1 | 1 | 1 | 1 | 1 | 1 | 1 | 1 | 1 | 1 | 1 | 1 | 7 | 6 | 2 | 4 | 20
|  | Gross Revenue Conversion Factor |  |  | 260 | REVCONV | 1 | 1 | 1 | 1 | 1 | 1 | 1 | 1 | 1 | 1 | 1 | 1 | 1 | 1 | 1 | 1 | 1 | 1 | 1 | 1 | 1 | 7 | 6 | 2 | 4 | 20
|  | MUNI KWH SALES |  |  | 261 | MFF | 0.35779 | 0.036208 | 0.012164 | 0.00098977 | 4.7218e-05 | 0.41424 | 0.065299 | 0 | 0.0066836 | 0.040121 | 0.024243 | 0.010351 | 0.0030463 | 0.00038082 | 0.007816 | 0.0047125 | 0.0057441 | 0.00032257 | 0.0085764 | 0.0012638 | 0.35779 | 0.52895 | 0.084825 | 0.012529 | 0.015907 | 1
|  | MUNI GROSS REVENUE |  |  | 262 | MGRT | 0.46379 | 0.050112 | 0.018119 | 0.00075541 | 5.7471e-05 | 0.34591 | 0.041209 | 1.7629e-07 | 0.0044216 | 0.018723 | 0.010802 | 0.0053304 | 0.0047423 | 0.00075048 | 0.0049482 | 0.0048784 | 0.008855 | 0.00011829 | 0.015553 | 0.00093029 | 0.46379 | 0.45616 | 0.044769 | 0.0098265 | 0.025457 | 1
|  | AVAILABLE |  |  | 263 | 1: AVAIL