## Summary
NM-1, NM-2 and RG-6 RG-7 Unit Life Extension
[5 empty] | 5-Year | [5 empty] | 15-Year
Weighted Average Factor | CF | Unit | Capacity | Heat Rate | Expansion Cap Cost 000s | Expansion Maintenance Cost 000s | Total Cost 000s | $/MWh 2023 | Annual Cost at 30% CF | $/kW | Expansion Cap Cost 000s | Expansion Maintenance Cost 000s | Total Cost 000s | $/MWh 2023 | Annual Cost | $/kW
0.38 | 30% | NM-1 | 76 | 12.585 | 15980 | 16240.3183 | 32220.3183 | 94.3536 | 18845051.568 | 210.2632 | 47920 | 34629 | 82549 | 105.5596 | 21083215.5102 | 630.5263
0.38 | 30% | NM-2 | 76 | 12.47 | 21730 | 16679.2458 | 38409.2458 | 104.294 | 20830427.682 | 285.9211 | 53070 | 31525 | 84595 | 109.6842 | 21907008.9241 | 698.2895
0.24 | 30% | RG-7 | 48 | 12.721 | 20430 | 13511 | 33941 | 131.1193 | 16539912.4976 | 425.625 | 50770 | 28808 | 79578 | 138.6106 | 17484893.3445 | 1057.7083
200
[5 empty] | 58140 | Wgt Avg NM1, NM2, RG7 |  | 106.9547 | 56215391.7477 | Total Annual Cost | 151760 | Wgt Avg NM1, NM2, RG7 |  | 115.0592 | 60475117.7788 | Total Annual Cost
| 35% | NM-6 | 226 |  |  |  | NM6 LCOE | 76.38 | 52924924.08 | NM6 Annual Cost |  |  | NM6 LCOE | 76.38 | 52924924.08 | NM6 Annual Cost
[6 empty] | Capacity (MW) | Life (Years) | Capital Cost ($ x 1,000) | Capacity Factor (%) | Weighted Average LCOE ($/MWh)
[5 empty] | Newman Unit 6 | 226 | 40 | 141840 | 35 | 76.38
[5 empty] | 5-Year Extensions | 200 | 5 | 58140 | 30 | 106.95
[5 empty] | 15-Year Extensions | 200 | 15 | 151760 | 30 | 115.06

## NM-1 5 Year
Newman-1 Life Extension 5-Year | [5 empty] | Check |  | AVG $/MWh | 2023 | 2024 | 2025 | 2026 | 2027
[6 empty] | 6625.1678 | Fuel | 35.3528 | 33.171 | 34.1812 | 35.3102 | 36.558 | 37.5434
[6 empty] | 565.263 | VOM | 2.9328 | 2.8302 | 2.8806 | 2.9319 | 2.9841 | 3.0373
[6 empty] | 11533.916 | Fixed (FOM, Scheduled Outages, Pipeline, Reservation) | 31.92 | 57.7481 | 23.807 | 29.9153 | 24.0122 | 24.1174
| Summary Results |  |  |  |  | 17.4907 | Insurance | 0.091146 | 0.087572 | 0.089324 | 0.09111 | 0.092933 | 0.094791
[6 empty] | 3498.1359 | Depreciation | 17.5145 | 17.5145 | 17.5145 | 17.5145 | 17.5145 | 17.5145
| Present Value of Revenue Requirements as of January 1, 2023 |  | 77216737.6378 |  |  | 181.9031 | Property taxes | 0.54645 | 0.91075 | 0.7286 | 0.54645 | 0.3643 | 0.18215
[6 empty] | 240.804 | Income taxes | 0.94789 | 1.2057 | 1.2451 | 1.004 | 0.76288 | 0.52175
| Levelized Cost of Energy $/MWh |  | 94.3536 |  |  | 1344.543 | Return on Investment | 4.0391 | 6.7319 | 5.3855 | 4.0391 | 2.6927 | 1.3464
93.3447
[6 empty] | 24007.2235 |  |  | 120.1996 | 85.8318 | 91.3525 | 84.9817 | 84.3576 | Total 000s
[6 empty] | 24007.2235 |  | RR Nominal | 24007.2235 | 17143.0199 | 18245.6579 | 16973.2265 | 16848.5822 | 93217.71
[6 empty] | 0 |  | RR PV | 22431.4165 | 14966.3831 | 14883.457 | 12936.6986 | 11998.7824 | 77216.7376
[8 empty] | 1 | 2 | 3 | 4 | 5 | 6 | 7 | 8 | 9 | 10 | 11 | 12 | 13 | 14 | 15 | 16 | 17 | 18 | 19 | 20 | 21 | 22 | 23 | 24 | 25 | 26 | 27 | 28 | 29 | 30 | 31 | 32 | 33 | 34 | 35 | 36 | 37 | 38 | 39 | 40 | 41 | 42 | 43 | 44 | 45 | 46 | 47 | 48 | 49 | 50 | 51 | 52 | 53 | 54
[8 empty] | 76 | Capacity MW
[7 empty] | COD January 1, 2023 | RR PV 1: 30%; 22431.4165 2: Capacity Factor
[5 empty] | Generation (MWh) based on: |  |  | Fiscal Year End | Fiscal Year End | Fiscal Year End | Fiscal Year End | Fiscal Year End | Fiscal Year End | Fiscal Year End | Fiscal Year End | Fiscal Year End | Fiscal Year End | Fiscal Year End | Fiscal Year End | Fiscal Year End | Fiscal Year End | Fiscal Year End | Fiscal Year End | Fiscal Year End | Fiscal Year End | Fiscal Year End | Fiscal Year End | Fiscal Year End | Fiscal Year End | Fiscal Year End | Fiscal Year End | Fiscal Year End | Fiscal Year End | Fiscal Year End | Fiscal Year End | Fiscal Year End | Fiscal Year End | Fiscal Year End | Fiscal Year End | Fiscal Year End | Fiscal Year End | Fiscal Year End | Fiscal Year End | Fiscal Year End | Fiscal Year End | Fiscal Year End | Fiscal Year End
|  | Fiscal Year After COD | 2018 | 2019 | 2020 | 2021 | 2022 | 2023 | 2024 | 2025 | 2026 | 2027 | 2028 | 2029 | 2030 | 2031 | 2032 | 2033 | 2034 | 2035 | 2036 | 2037 | 2038 | 2039 | 2040 | 2041 | 2042 | 2043 | 2044 | 2045 | 2046 | 2047 | 2048 | 2049 | 2050 | 2051 | 2052 | 2053 | 2054 | 2055 | 2056 | 2057 | 2058 | 2059 | 2060 | 2061 | 2062
|  | MWh |  |  | 0 | 0 |  | 199728 | 199728 | 199728 | 199728 | 199728 | 199728 | 199728 | 199728 | 199728 | 199728 | 199728 | 199728 | 199728 | 199728 | 199728 | 199728 | 199728 | 199728 | 199728 | 199728 | 199728 | 199728 | 199728 | 199728 | 199728 | 199728 | 199728 | 199728 | 199728 | 199728 | 199728 | 199728 | 199728 | 199728 | 199728 | 199728 | 199728 | 199728 | 199728 | 199728 | 199728 | 199728 | 199728 | 199728 | 199728 | 199728 | 199728 | 199728 | 199728 | 199728 | 199728 | 199728 | 199728 | 199728
VOM $/hour/Unit | $/MWh
| 2.54 | Proposed VOM Rate ($/MWh) |  |  |  | --- | --- | --- | --- | --- | --- | --- | --- | --- | --- | --- | --- | --- | --- | --- | --- | --- | --- | --- | --- | --- | --- | --- | --- | --- | --- | --- | --- | --- | --- | --- | --- | --- | --- | --- | --- | --- | --- | --- | --- | --- | --- | --- | --- | --- | --- | --- | --- | --- | --- | --- | --- | --- | --- | --- | ---
|  | 1.8268 | 1.8268 | 1.8268 | 1.8268 | 1.8268 | 1.7811 | 1.7811 | 1.7811 | 1.7811 | 1.7811 | 1.7811 | 1.7811 | 1.8554 | 1.8554 | 1.8554 | 1.8554 | 1.8554 | 1.8554 | 1.8554 | 1.8554 | 1.8554 | 1.8554 | 1.8554 | 1.8554 | 1.8554 | 1.8554 | 1.8554 | 1.8554 | 1.8554 | 1.8554 | 1.8554 | 1.8554 | 1.8554 | 1.8554 | 1.8554 | 1.8554 | 1.8554 | 1.8554 | 1.8554 | 1.8554 | 1.8554 | 1.8554 | 1.8554 | 1.8554 | 1.8554 | 1.8554 | 1.8554 | 1.8554 | 1.8554 | 1.8554 | 1.8554 | 1.8554 | 1.8554 | 1.8554 | 1.8554 | 1.8554 | 1.8554 | 1.8554 | 1.8554 | 1.8554
|  | 1.0183 | 1.0183 | 1.0183 | 1.0183 | 1.0183 | 1.0178 | 1.0178 | 1.0178 | 1.0178 | 1.0178 | 1.0178 | 1.0178 | 1.0186 | 1.0186 | 1.0186 | 1.0186 | 1.0186 | 1.0186 | 1.0186 | 1.0186 | 1.0186 | 1.0186 | 1.0186 | 1.0186 | 1.0186 | 1.0186 | 1.0186 | 1.0186 | 1.0186 | 1.0186 | 1.0186 | 1.0186 | 1.0186 | 1.0186 | 1.0186 | 1.0186 | 1.0186 | 1.0186 | 1.0186 | 1.0186 | 1.0186 | 1.0186 | 1.0186 | 1.0186 | 1.0186 | 1.0186 | 1.0186 | 1.0186 | 1.0186 | 1.0186 | 1.0186 | 1.0186 | 1.0186 | 1.0186 | 1.0186 | 1.0186 | 1.0186 | 1.0186 | 1.0186 | 1.0186
|  |  | 2.5864 | 2.6336 | 2.6818 | 2.7308 | 2.7806 | 2.8302 | 2.8806 | 2.9319 | 2.9841 | 3.0373 | 3.0913 | 3.1464 | 3.2048 | 3.2642 | 3.3248 | 3.3865 | 3.4493 | 3.5133 | 3.5785 | 3.6449 | 3.7125 | 3.7814 | 3.8516 | 3.923 | 3.9958 | 4.07 | 4.1455 | 4.2224 | 4.3007 | 4.3805 | 4.4618 | 4.5446 | 4.6289 | 4.7148 | 4.8022 | 4.8913 | 4.9821 | 5.0745 | 5.1687 | 5.2646 | 5.3623 | 5.4617 | 5.5631 | 5.6663 | 5.7714 | 5.8785 | 5.9876 | 6.0987 | 6.2118 | 6.3271 | 6.4445 | 6.564 | 6.6858 | 6.8099 | 6.9362 | 7.0649 | 7.196 | 7.3295 | 7.4655
|  | VOM Costs ($) | 0 | 0 | 0 | 0 | 0 | 565262.9618 | 575330.998 | 585578.3584 | 596008.2371 | 606623.8849 | 617428.6106 | 628425.7818 | 640085.3327 | 651961.21 | 664057.4274 | 676378.0731 | 688927.3108 | 701709.3819 | 714728.6062 | 727989.3838 | 741496.1964 | 755253.6088 | 769266.2704 | 783538.9172 | 798076.3727 | 812883.5502 | 827965.4538 | 843327.1809 | 858973.923 | 874910.9683 | 891143.7029 | 907677.6129 | 924518.2862 | 941671.4144 | 959142.7946 | 976938.3315 | 995064.0394 | 1013526.0442 | 1032330.5853 | 1051484.0181 | 1070992.8157 | 1090863.5714 | 1111103.0009 | 1131717.9443 | 1152715.3689 | 1174102.3709 | 1195886.1785 | 1218074.1538 | 1240673.7955 | 1263692.7417 | 1287138.7718 | 1311019.8098 | 1335343.9266 | 1360119.3431 | 1385354.4322 | 1411057.7228 | 1437237.9015 | 1463903.8164 | 1491064.4796
|  | VOM Costs (000$) | 0 | 0 | 0 | 0 | 0 | 565.263 | 575.331 | 585.5784 | 596.0082 | 606.6239 | 617.4286 | 628.4258 | 640.0853 | 651.9612 | 664.0574 | 676.3781 | 688.9273 | 701.7094 | 714.7286 | 727.9894 | 741.4962 | 755.2536 | 769.2663 | 783.5389 | 798.0764 | 812.8836 | 827.9655 | 843.3272 | 858.9739 | 874.911 | 891.1437 | 907.6776 | 924.5183 | 941.6714 | 959.1428 | 976.9383 | 995.064 | 1013.526 | 1032.3306 | 1051.484 | 1070.9928 | 1090.8636 | 1111.103 | 1131.7179 | 1152.7154 | 1174.1024 | 1195.8862 | 1218.0742 | 1240.6738 | 1263.6927 | 1287.1388 | 1311.0198 | 1335.3439 | 1360.1193 | 1385.3544 | 1411.0577 | 1437.2379 | 1463.9038 | 1491.0645
$/KW-yr
Proposed FOM ($/kW-yr)
FOM ($)
|  | FOM (000$) | 2020: 0; 2021: 0; 2022: 0; 2023: 8433; 2024: 1654; 2025: 2874; 2026: 1695; 2027: 1716
| 0 | Hot Gas Path Inspection 5-Year | 2023: 0; 2032: 0; 2037: 0; 2042: 0; 2047: 0; 2052: 0; 2057: 0; 2058: 0; 2062: 0 |  |  |  |  | 0 |  |  |  |  | 0
| 0 | Major Gas Turbine Inspection 10 year | 2032: 0; 2042: 0; 2052: 0; 2062: 0 | [9 empty] | 0
| 0 | Boroscope Annual | [5 empty] | 0 | 0 | 0 | 0 | 0 | 0 | 0 | 0 | 0 | 0 | 0 | 0 | 0 | 0 | 0 | 0 | 0 | 0 | 0 | 0 | 0 | 0 | 0 | 0 | 0 | 0 | 0 | 0 | 0 | 0 | 0 | 0 | 0 | 0 | 0 | 0 | 0 | 0 | 0 | 0 | 0 | 0 | 0 | 0 | 0 | 0 | 0 | 0 | 0 | 0 | 0 | 0 | 0 | 0
| 0 | Preventive Maintenance Annual | [5 empty] | 0 | 0 | 0 | 0 | 0 | 0 | 0 | 0 | 0 | 0 | 0 | 0 | 0 | 0 | 0 | 0 | 0 | 0 | 0 | 0 | 0 | 0 | 0 | 0 | 0 | 0 | 0 | 0 | 0 | 0 | 0 | 0 | 0 | 0 | 0 | 0 | 0 | 0 | 0 | 0 | 0 | 0 | 0 | 0 | 0 | 0 | 0 | 0 | 0 | 0 | 0 | 0 | 0 | 0
|  | Total Outage Costs | 0 | 0 | 0 | 0 | 0 | 0 | 0 | 0 | 0 | 0 | 0 | 0 | 0 | 0 | 0 | 0 | 0 | 0 | 0 | 0 | 0 | 0 | 0 | 0 | 0 | 0 | 0 | 0 | 0 | 0 | 0 | 0 | 0 | 0 | 0 | 0 | 0 | 0 | 0 | 0 | 0 | 0 | 0 | 0 | 0 | 0 | 0 | 0 | 0 | 0 | 0 | 0 | 0 | 0 | 0 | 0 | 0 | 0 | 0
|  | Guaranteed Heat Rate |  |  |  |  | 12.585 | 12.585 | 12.585 | 12.585 | 12.585 | 12.585 | 12.585 | 12.585 | 12.585 | 12.585 | 12.585 | 12.585 | 12.585 | 12.585 | 12.585 | 12.585 | 12.585 | 12.585 | 12.585 | 12.585 | 12.585 | 12.585 | 12.585 | 12.585 | 12.585 | 12.585 | 12.585 | 12.585 | 12.585 | 12.585 | 12.585 | 12.585 | 12.585 | 12.585 | 12.585 | 12.585 | 12.585 | 12.585 | 12.585 | 12.585 | 12.585 | 12.585 | 12.585 | 12.585 | 12.585 | 12.585 | 12.585 | 12.585 | 12.585 | 12.585 | 12.585 | 12.585 | 12.585 | 12.585 | 12.585
|  | Forecasted NewInter Prices (#515) | 2.5504 | 2.4104 | 2.4283 | 2.4951 | 2.5744 | 2.6358 | 2.716 | 2.8057 | 2.9049 | 2.9832 | 3.0761 | 3.1691 | 3.2348 | 3.3032 | 3.3732 | 3.4456 | 3.5195 | 3.5946 | 3.6712 | 3.7496 | 3.8299 | 3.9118 | 3.9955 | 4.0811 | 4.1684 | 4.2576 | 4.3487 | 4.4418 | 4.5368 | 4.6339 | 4.7331 | 4.8344 | 4.9378 | 5.0435 | 5.1514 | 5.2617 | 5.3743 | 5.4893 | 5.6067 | 5.7267 | 5.8493 | 5.9744 | 6.1023 | 6.2329 | 6.3663 | 6.5025 | 6.6417 | 6.7838 | 6.929 | 7.0772 | 7.2287 | 7.3834 | 7.5414 | 7.7028 | 7.8676 | 8.036 | 8.208 | 8.3836 | 8.563
|  | Fuel Costs ($) |  |  | 0 | 0 | 0 | 6625167.7588 | 6826948.605 | 7052432.4226 | 7301657.2675 | 7498476.0937 | 7732095.3526 | 7965777.4914 | 8130881.3047 | 8302730.8814 | 8478711.6792 | 8660721.2404 | 8846608.5651 | 9035228.3509 | 9227826.9021 | 9424992.3887 | 9626687.2259 | 9832698.3325 | 10043118.0768 | 10258040.8036 | 10477562.8768 | 10701782.7224 | 10930800.8727 | 11164720.0113 | 11403645.0196 | 11647683.023 | 11896943.4397 | 12151538.0293 | 12411580.9431 | 12677188.7753 | 12948480.6151 | 13225578.1003 | 13508605.4716 | 13797689.6287 | 14092960.1868 | 14394549.5348 | 14702592.8948 | 15017228.3828 | 15338597.0701 | 15666843.0474 | 16002113.4887 | 16344558.7173 | 16694332.2739 | 17051590.9845 | 17416495.0316 | 17789208.0253 | 18169897.077 | 18558732.8745 | 18955889.758 | 19361545.7988 | 19775882.8789 | 20199086.7725 | 20631347.2294 | 21072858.0601 | 21523817.2226
|  | Fuel Costs (000$) |  |  | 0 | 0 | 0 | 6625.1678 | 6826.9486 | 7052.4324 | 7301.6573 | 7498.4761 | 7732.0954 | 7965.7775 | 8130.8813 | 8302.7309 | 8478.7117 | 8660.7212 | 8846.6086 | 9035.2284 | 9227.8269 | 9424.9924 | 9626.6872 | 9832.6983 | 10043.1181 | 10258.0408 | 10477.5629 | 10701.7827 | 10930.8009 | 11164.72 | 11403.645 | 11647.683 | 11896.9434 | 12151.538 | 12411.5809 | 12677.1888 | 12948.4806 | 13225.5781 | 13508.6055 | 13797.6896 | 14092.9602 | 14394.5495 | 14702.5929 | 15017.2284 | 15338.5971 | 15666.843 | 16002.1135 | 16344.5587 | 16694.3323 | 17051.591 | 17416.495 | 17789.208 | 18169.8971 | 18558.7329 | 18955.8898 | 19361.5458 | 19775.8829 | 20199.0868 | 20631.3472 | 21072.8581 | 21523.8172
Inter Reservation Rate ($/Dth-day) |  | Inter Reservation Needed (MMBTU/day) |  |  | 0 | 0 | 0 | 22955.04 | 22955.04 | 22955.04 | 22955.04 | 22955.04 | 22955.04 | 22955.04 | 22955.04 | 22955.04 | 22955.04 | 22955.04 | 22955.04 | 22955.04 | 22955.04 | 22955.04 | 22955.04 | 22955.04 | 22955.04 | 22955.04 | 22955.04 | 22955.04 | 22955.04 | 22955.04 | 22955.04 | 22955.04 | 22955.04 | 22955.04 | 22955.04 | 22955.04 | 22955.04 | 22955.04 | 22955.04 | 22955.04 | 22955.04 | 22955.04 | 22955.04 | 22955.04 | 22955.04 | 22955.04 | 22955.04 | 22955.04 | 22955.04 | 22955.04 | 22955.04 | 22955.04 | 22955.04 | 22955.04 | 22955.04 | 22955.04 | 22955.04 | 22955.04 | 22955.04 | 22955.04 | 22955.04
|  | Reservation Cost ($) |  |  | 0 | 0 | 0 | 3100916.011 | 3100916.011 | 3100916.011 | 3100916.011 | 3100916.011 | 3100916.011 | 3100916.011 | 3100916.011 | 3100916.011 | 3100916.011 | 3100916.011 | 3100916.011 | 3100916.011 | 3100916.011 | 3100916.011 | 3100916.011 | 3100916.011 | 3100916.011 | 3100916.011 | 3100916.011 | 3100916.011 | 3100916.011 | 3100916.011 | 3100916.011 | 3100916.011 | 3100916.011 | 3100916.011 | 3100916.011 | 3100916.011 | 3100916.011 | 3100916.011 | 3100916.011 | 3100916.011 | 3100916.011 | 3100916.011 | 3100916.011 | 3100916.011 | 3100916.011 | 3100916.011 | 3100916.011 | 3100916.011 | 3100916.011 | 3100916.011 | 3100916.011 | 3100916.011 | 3100916.011 | 3100916.011 | 3100916.011 | 3100916.011 | 3100916.011 | 3100916.011 | 3100916.011 | 3100916.011 | 3100916.011
|  | Reservation Cost ($000) |  |  | 0 | 0 | 0 | 3100.916 | 3100.916 | 3100.916 | 3100.916 | 3100.916 | 3100.916 | 3100.916 | 3100.916 | 3100.916 | 3100.916 | 3100.916 | 3100.916 | 3100.916 | 3100.916 | 3100.916 | 3100.916 | 3100.916 | 3100.916 | 3100.916 | 3100.916 | 3100.916 | 3100.916 | 3100.916 | 3100.916 | 3100.916 | 3100.916 | 3100.916 | 3100.916 | 3100.916 | 3100.916 | 3100.916 | 3100.916 | 3100.916 | 3100.916 | 3100.916 | 3100.916 | 3100.916 | 3100.916 | 3100.916 | 3100.916 | 3100.916 | 3100.916 | 3100.916 | 3100.916 | 3100.916 | 3100.916 | 3100.916 | 3100.916 | 3100.916 | 3100.916 | 3100.916 | 3100.916 | 3100.916 | 3100.916
0.3701
[8 empty] | 1 | 2 | 3 | 4 | 5 | 6 | 7 | 8 | 9 | 10 | 11 | 12 | 13 | 14 | 15 | 16 | 17 | 18 | 19 | 20 | 21 | 22 | 23 | 24 | 25 | 26 | 27 | 28 | 29 | 30 | 31 | 32 | 33 | 34 | 35 | 36 | 37 | 38 | 39 | 40
PRESENT VALUE OF REVENUE REQUIREMENTS MODEL |  |  | 2018 | 2019 | 2020 | 2021 | 2022 | 2023 | 2024 | 2025 | 2026 | 2027 | 2028 | 2029 | 2030 | 2031 | 2032 | 2033 | 2034 | 2035 | 2036 | 2037 | 2038 | 2039 | 2040 | 2041 | 2042 | 2043 | 2044 | 2045 | 2046 | 2047 | 2048 | 2049 | 2050 | 2051 | 2052 | 2053 | 2054 | 2055 | 2056 | 2057 | 2058 | 2059 | 2060 | 2061 | 2062
| Project Name | NM-1 Life Extension
Turbine
Proposal Type
Location
| Fuel | Dual Fuel
| Escalation Rate | 2%
| Investment 000s | 15980 | 2022: 15980
| Life | 5 | 2018: years
| Book Depreciation | Straight-line
| Tax Depreciation (Gen. Equip) | 5 | 2018: years; 2019: MACRS
| Cost of Capital (Post-tax) | 7.025%
| Weighted cost of equity | 4.666%
| Weighted cost of debt | 3.059%
| Return on Rate Base | 7.725%
| Tax Rate | 22.87%
| Insurance Rate | 0.1%
| Capacity | 76
| Capacity Factor | 30%
| First Year Generation (MWh) | 199728
| Heat Rate | 12.585
| Property Tax Rate | 1.04%
| Revenue Requirement / PV Calculations | [6 empty] | 1 | 2 | 3 | 4 | 5 | 6 | 7 | 8 | 9 | 10 | 11 | 12 | 13 | 14 | 15 | 16 | 17 | 18 | 19 | 20 | 21 | 22 | 23 | 24 | 25 | 26 | 27 | 28 | 29 | 30 | 31 | 32 | 33 | 34 | 35 | 36 | 37 | 38 | 39 | 40
[5 empty] | Fiscal Year End |  |  | 2023 | 2024 | 2025 | 2026 | 2027 | 2028 | 2029 | 2030 | 2031 | 2032 | 2033 | 2034 | 2035 | 2036 | 2037 | 2038 | 2039 | 2040 | 2041 | 2042 | 2043 | 2044 | 2045 | 2046 | 2047 | 2048 | 2049 | 2050 | 2051 | 2052 | 2053 | 2054 | 2055 | 2056 | 2057 | 2058 | 2059 | 2060 | 2061 | 2062
| Revenue Requirements by year | [5 empty] | 0 | 24007.2235 | 17143.0199 | 18245.6579 | 16973.2265 | 16848.5822 | 11525.7989 | 11714.8166 | 11891.9739 | 12076.1012 | 12264.5881 | 12459.3364 | 12658.1993 | 12860.0362 | 13066.0976 | 13276.9764 | 13492.6396 | 13712.8789 | 13937.7915 | 14167.4767 | 14402.0359 | 14641.5725 | 14886.1924 | 15136.0034 | 15391.116 | 15651.6427 | 15917.6985 | 16189.4009 | 16466.8698 | 16750.2279 | 17039.6002 | 17335.1144 | 17636.9011 | 17945.0936 | 18259.8279 | 18581.2431 | 18909.4811 | 19244.687 | 19587.0087 | 19936.5975 | 20293.6077
| Present Value of RR by year | [5 empty] | 0 | 22431.4165 | 14966.3831 | 14883.457 | 12936.6986 | 11998.7824 | 7669.3687 | 7283.4784 | 6908.3138 | 6554.8026 | 6220.1463 | 5904.149 | 5604.6577 | 5320.2754 | 5050.7118 | 4795.3536 | 4553.372 | 4323.9396 | 4106.3854 | 3900.0755 | 3704.4109 | 3518.8257 | 3342.7848 | 3175.7827 | 3017.3413 | 2867.0087 | 2724.3577 | 2588.9841 | 2460.506 | 2338.5619 | 2222.8098 | 2112.9265 | 2008.6058 | 1909.5583 | 1815.51 | 1726.2015 | 1641.3874 | 1560.8354 | 1484.3254 | 1411.6493 | 1342.6098
| Total Present Value | [6 empty] | 1 2023: 77216.7376
| Present Value of MWhs generated | [6 empty] | 1 2023: 818376.353
Aurora Inputs
| Demand Charge Related Revenue Requirement | [5 empty] | 0 | 5083.483 | 4822.4614 | 4505.392 | 4188.3225 | 3871.2531 | 56.0478 | 0 | 0 | 0 | 0 | 0 | 0 | 0 | 0 | 0 | 0 | 0 | 0 | 0 | 0 | 0 | 0 | 0 | 0 | 0 | 0 | 0 | 0 | 0 | 0 | 0 | 0 | 0 | 0 | 0 | 0 | 0 | 0 | 0 | 0
| $/MW week equivalent rate | [6 empty] | 1282.8526 | 1216.982 | 1136.9673 | 1056.9526 | 976.9379 | 14.1441 | 0 | 0 | 0 | 0 | 0 | 0 | 0 | 0 | 0 | 0 | 0 | 0 | 0 | 0 | 0 | 0 | 0 | 0 | 0 | 0 | 0 | 0 | 0 | 0 | 0 | 0 | 0 | 0 | 0 | 0 | 0 | 0 | 0 | 0
| Present Value of Demand Related Charges | [6 empty] | 1 2023: 18584.3256
| Annualized Payment Demand Related Charges | [6 empty] | 1 2023: 4535.5785
| Capital Carrying Cost ($/MW-WK) | [6 empty] | 1 2023: 1144.585
| Other Fixed Charges | [6 empty] | 11733.3098 | 4918.279 | 6102.2552 | 4887.2385 | 4872.2291 | 3120.2271 | 3120.6134 | 3121.0073 | 3121.4091 | 3121.819 | 3122.2371 | 3122.6635 | 3123.0984 | 3123.5421 | 3123.9946 | 3124.4562 | 3124.927 | 3125.4072 | 3125.897 | 3126.3966 | 3126.9062 | 3127.426 | 3127.9562 | 3128.4971 | 3129.0487 | 3129.6113 | 3130.1852 | 3130.7706 | 3131.3677 | 3131.9767 | 3132.598 | 3133.2316 | 3133.8779 | 3134.5371 | 3135.2096 | 3135.8954 | 3136.595 | 3137.3086 | 3138.0365 | 3138.7789
| Minus FOM | [6 empty] | -8433 | -1654 | -2874 | -1695 | -1716 | 0 | 0 | 0 | 0 | 0 | 0 | 0 | 0 | 0 | 0 | 0 | 0 | 0 | 0 | 0 | 0 | 0 | 0 | 0 | 0 | 0 | 0 | 0 | 0 | 0 | 0 | 0 | 0 | 0 | 0 | 0 | 0 | 0 | 0 | 0
| Net Other Fixed Charges | [6 empty] | 3300.3098 | 3264.279 | 3228.2552 | 3192.2385 | 3156.2291 | 3120.2271 | 3120.6134 | 3121.0073 | 3121.4091 | 3121.819 | 3122.2371 | 3122.6635 | 3123.0984 | 3123.5421 | 3123.9946 | 3124.4562 | 3124.927 | 3125.4072 | 3125.897 | 3126.3966 | 3126.9062 | 3127.426 | 3127.9562 | 3128.4971 | 3129.0487 | 3129.6113 | 3130.1852 | 3130.7706 | 3131.3677 | 3131.9767 | 3132.598 | 3133.2316 | 3133.8779 | 3134.5371 | 3135.2096 | 3135.8954 | 3136.595 | 3137.3086 | 3138.0365 | 3138.7789
| $/MW week equivalent rate | [6 empty] | 832.8563 | 823.7637 | 814.6728 | 805.5838 | 796.4966 | 787.4112 | 787.5087 | 787.6081 | 787.7095 | 787.8129 | 787.9184 | 788.026 | 788.1358 | 788.2478 | 788.3619 | 788.4784 | 788.5972 | 788.7184 | 788.842 | 788.9681 | 789.0967 | 789.2279 | 789.3617 | 789.4982 | 789.6374 | 789.7794 | 789.9242 | 790.0719 | 790.2226 | 790.3763 | 790.5331 | 790.693 | 790.8561 | 791.0224 | 791.1921 | 791.3652 | 791.5418 | 791.7218 | 791.9055 | 792.0929
| Present Value of Other Fixed Charges | [6 empty] | 1 2023: 13247.658
| Annualized Payment Other Fixed Charges | [6 empty] | 1 2023: 3233.1436
| Other Fixed Charges Cost ($/MW-WK) | [6 empty] | 1 2023: 815.9065
El Paso Electric Company
Option A Bowie Simple Cycle
(thousands) | [6 empty] | Fiscal Yr End | Fiscal Yr End | Fiscal Yr End | Fiscal Yr End | Fiscal Yr End | Fiscal Yr End | Fiscal Yr End | Fiscal Yr End | Fiscal Yr End | Fiscal Yr End | Fiscal Yr End | Fiscal Yr End | Fiscal Yr End | Fiscal Yr End | Fiscal Yr End | Fiscal Yr End | Fiscal Yr End | Fiscal Yr End | Fiscal Yr End | Fiscal Yr End | Fiscal Yr End | Fiscal Yr End | Fiscal Yr End | Fiscal Yr End | Fiscal Yr End | Fiscal Yr End | Fiscal Yr End | Fiscal Yr End | Fiscal Yr End | Fiscal Yr End | Fiscal Yr End | Fiscal Yr End | Fiscal Yr End | Fiscal Yr End | Fiscal Yr End | Fiscal Yr End | Fiscal Yr End | Fiscal Yr End | Fiscal Yr End | Fiscal Yr End | Fiscal Yr End
| Total Company Rate Base |  | 2018 | 2019 | 2020 | 2021 | 2022 | 2023 | 2024 | 2025 | 2026 | 2027 | 2028 | 2029 | 2030 | 2031 | 2032 | 2033 | 2034 | 2035 | 2036 | 2037 | 2038 | 2039 | 2040 | 2041 | 2042 | 2043 | 2044 | 2045 | 2046 | 2047 | 2048 | 2049 | 2050 | 2051 | 2052 | 2053 | 2054 | 2055 | 2056 | 2057 | 2058 | 2059 | 2060 | 2061 | 2062
| Electric plant in service | [5 empty] | 17490.6796 | 17490.6796 | 17490.6796 | 17490.6796 | 17490.6796 | 17490.6796 | 17490.6796 | 17490.6796 | 17490.6796 | 17490.6796 | 17490.6796 | 17490.6796 | 17490.6796 | 17490.6796 | 17490.6796 | 17490.6796 | 17490.6796 | 17490.6796 | 17490.6796 | 17490.6796 | 17490.6796 | 17490.6796 | 17490.6796 | 17490.6796 | 17490.6796 | 17490.6796 | 17490.6796 | 17490.6796 | 17490.6796 | 17490.6796 | 17490.6796 | 17490.6796 | 17490.6796 | 17490.6796 | 17490.6796 | 17490.6796 | 17490.6796 | 17490.6796 | 17490.6796 | 17490.6796 | 17490.6796
| Accumulated depreciation |  |  |  |  | 0 | 0 | -3498.1359 | -6996.2718 | -10494.4078 | -13992.5437 | -17490.6796 | -17490.6796 | -17490.6796 | -17490.6796 | -17490.6796 | -17490.6796 | -17490.6796 | -17490.6796 | -17490.6796 | -17490.6796 | -17490.6796 | -17490.6796 | -17490.6796 | -17490.6796 | -17490.6796 | -17490.6796 | -17490.6796 | -17490.6796 | -17490.6796 | -17490.6796 | -17490.6796 | -17490.6796 | -17490.6796 | -17490.6796 | -17490.6796 | -17490.6796 | -17490.6796 | -17490.6796 | -17490.6796 | -17490.6796 | -17490.6796 | -17490.6796 | -17490.6796 | -17490.6796 | -17490.6796 | -17490.6796
| Net plant |  | 0 | 0 | 0 | 0 | 17490.6796 | 13992.5437 | 10494.4078 | 6996.2718 | 3498.1359 | 0 | 0 | 0 | 0 | 0 | 0 | 0 | 0 | 0 | 0 | 0 | 0 | 0 | 0 | 0 | 0 | 0 | 0 | 0 | 0 | 0 | 0 | 0 | 0 | 0 | 0 | 0 | 0 | 0 | 0 | 0 | 0 | 0 | 0 | 0 | 0
| Accumulated deferred income taxes |  |  |  |  | 0 | -85.5919 | -68.4735 | -51.3552 | -34.2368 | -17.1184 | 0 | 0 | 0 | 0 | 0 | 0 | 0 | 0 | 0 | 0 | 0 | 0 | 0 | 0 | 0 | 0 | 0 | 0 | 0 | 0 | 0 | 0 | 0 | 0 | 0 | 0 | 0 | 0 | 0 | 0 | 0 | 0 | 0 | 0 | 0 | 0
| Total rate base |  | 0 | 0 | 0 | 0 | 17405.0877 | 13924.0701 | 10443.0526 | 6962.0351 | 3481.0175 | 0 | 0 | 0 | 0 | 0 | 0 | 0 | 0 | 0 | 0 | 0 | 0 | 0 | 0 | 0 | 0 | 0 | 0 | 0 | 0 | 0 | 0 | 0 | 0 | 0 | 0 | 0 | 0 | 0 | 0 | 0 | 0 | 0 | 0 | 0 | 0
| Weighted cost of capital | [5 empty] | 7.725% | 7.725% | 7.725% | 7.725% | 7.725% | 7.725% | 7.725% | 7.725% | 7.725% | 7.725% | 7.725% | 7.725% | 7.725% | 7.725% | 7.725% | 7.725% | 7.725% | 7.725% | 7.725% | 7.725% | 7.725% | 7.725% | 7.725% | 7.725% | 7.725% | 7.725% | 7.725% | 7.725% | 7.725% | 7.725% | 7.725% | 7.725% | 7.725% | 7.725% | 7.725% | 7.725% | 7.725% | 7.725% | 7.725% | 7.725% | 7.725%
| Return on investment |  |  |  |  | 0 | 1344.543 | 1075.6344 | 806.7258 | 537.8172 | 268.9086 | 0 | 0 | 0 | 0 | 0 | 0 | 0 | 0 | 0 | 0 | 0 | 0 | 0 | 0 | 0 | 0 | 0 | 0 | 0 | 0 | 0 | 0 | 0 | 0 | 0 | 0 | 0 | 0 | 0 | 0 | 0 | 0 | 0 | 0 | 0 | 0
Revenue Requirements
| Fuel | [5 empty] | 0 | 6625.1678 | 6826.9486 | 7052.4324 | 7301.6573 | 7498.4761 | 7732.0954 | 7965.7775 | 8130.8813 | 8302.7309 | 8478.7117 | 8660.7212 | 8846.6086 | 9035.2284 | 9227.8269 | 9424.9924 | 9626.6872 | 9832.6983 | 10043.1181 | 10258.0408 | 10477.5629 | 10701.7827 | 10930.8009 | 11164.72 | 11403.645 | 11647.683 | 11896.9434 | 12151.538 | 12411.5809 | 12677.1888 | 12948.4806 | 13225.5781 | 13508.6055 | 13797.6896 | 14092.9602 | 14394.5495 | 14702.5929 | 15017.2284 | 15338.5971 | 15666.843 | 16002.1135
Operation and maintenance expenses
| Variable | [5 empty] | 0 | 565.263 | 575.331 | 585.5784 | 596.0082 | 606.6239 | 617.4286 | 628.4258 | 640.0853 | 651.9612 | 664.0574 | 676.3781 | 688.9273 | 701.7094 | 714.7286 | 727.9894 | 741.4962 | 755.2536 | 769.2663 | 783.5389 | 798.0764 | 812.8836 | 827.9655 | 843.3272 | 858.9739 | 874.911 | 891.1437 | 907.6776 | 924.5183 | 941.6714 | 959.1428 | 976.9383 | 995.064 | 1013.526 | 1032.3306 | 1051.484 | 1070.9928 | 1090.8636 | 1111.103 | 1131.7179 | 1152.7154
| Fixed (FOM, Scheduled Outages, Pipeline, Reservation) | [5 empty] | 0 | 11533.916 | 4754.916 | 5974.916 | 4795.916 | 4816.916 | 3100.916 | 3100.916 | 3100.916 | 3100.916 | 3100.916 | 3100.916 | 3100.916 | 3100.916 | 3100.916 | 3100.916 | 3100.916 | 3100.916 | 3100.916 | 3100.916 | 3100.916 | 3100.916 | 3100.916 | 3100.916 | 3100.916 | 3100.916 | 3100.916 | 3100.916 | 3100.916 | 3100.916 | 3100.916 | 3100.916 | 3100.916 | 3100.916 | 3100.916 | 3100.916 | 3100.916 | 3100.916 | 3100.916 | 3100.916 | 3100.916
| Insurance | [5 empty] | 0 | 17.4907 | 17.8405 | 18.1973 | 18.5612 | 18.9325 | 19.3111 | 19.6973 | 20.0913 | 20.4931 | 20.903 | 21.321 | 21.7475 | 22.1824 | 22.6261 | 23.0786 | 23.5402 | 24.011 | 24.4912 | 24.981 | 25.4806 | 25.9902 | 26.51 | 27.0402 | 27.581 | 28.1327 | 28.6953 | 29.2692 | 29.8546 | 30.4517 | 31.0607 | 31.6819 | 32.3156 | 32.9619 | 33.6211 | 34.2936 | 34.9794 | 35.679 | 36.3926 | 37.1204 | 37.8629
0
| Depreciation | [5 empty] | 0 | 3498.1359 | 3498.1359 | 3498.1359 | 3498.1359 | 3498.1359 | 0 | 0 | 0 | 0 | 0 | 0 | 0 | 0 | 0 | 0 | 0 | 0 | 0 | 0 | 0 | 0 | 0 | 0 | 0 | 0 | 0 | 0 | 0 | 0 | 0 | 0 | 0 | 0 | 0 | 0 | 0 | 0 | 0 | 0 | 0
Taxes Other than income taxes
Payroll taxes
| Property taxes | [5 empty] | 0 | 181.9031 | 145.5225 | 109.1418 | 72.7612 | 36.3806 | 0 | 0 | 0 | 0 | 0 | 0 | 0 | 0 | 0 | 0 | 0 | 0 | 0 | 0 | 0 | 0 | 0 | 0 | 0 | 0 | 0 | 0 | 0 | 0 | 0 | 0 | 0 | 0 | 0 | 0 | 0 | 0 | 0 | 0 | 0
Revenue taxes
| Income taxes | [5 empty] | 0 | 240.804 | 248.691 | 200.5302 | 152.3694 | 104.2086 | 56.0478 | 0 | 0 | 0 | 0 | 0 | 0 | 0 | 0 | 0 | 0 | 0 | 0 | 0 | 0 | 0 | 0 | 0 | 0 | 0 | 0 | 0 | 0 | 0 | 0 | 0 | 0 | 0 | 0 | 0 | 0 | 0 | 0 | 0 | 0
| Return on investment |  | 0 | 0 | 0 | 0 | 0 | 1344.543 | 1075.6344 | 806.7258 | 537.8172 | 268.9086 | 0 | 0 | 0 | 0 | 0 | 0 | 0 | 0 | 0 | 0 | 0 | 0 | 0 | 0 | 0 | 0 | 0 | 0 | 0 | 0 | 0 | 0 | 0 | 0 | 0 | 0 | 0 | 0 | 0 | 0 | 0 | 0 | 0 | 0 | 0
| Total non-fuel cost of serivce |  | 0 | 0 | 0 | 0 | 0 | 24007.2235 | 17143.0199 | 18245.6579 | 16973.2265 | 16848.5822 | 11525.7989 | 11714.8166 | 11891.9739 | 12076.1012 | 12264.5881 | 12459.3364 | 12658.1993 | 12860.0362 | 13066.0976 | 13276.9764 | 13492.6396 | 13712.8789 | 13937.7915 | 14167.4767 | 14402.0359 | 14641.5725 | 14886.1924 | 15136.0034 | 15391.116 | 15651.6427 | 15917.6985 | 16189.4009 | 16466.8698 | 16750.2279 | 17039.6002 | 17335.1144 | 17636.9011 | 17945.0936 | 18259.8279 | 18581.2431 | 18909.4811 | 19244.687 | 19587.0087 | 19936.5975 | 20293.6077
Income Taxes
| Return |  | 0 | 0 | 0 |  | 1344.543 | 1075.6344 | 806.7258 | 537.8172 | 268.9086 | 0 | 0 | 0 | 0 | 0 | 0 | 0 | 0 | 0 | 0 | 0 | 0 | 0 | 0 | 0 | 0 | 0 | 0 | 0 | 0 | 0 | 0 | 0 | 0 | 0 | 0 | 0 | 0 | 0 | 0 | 0 | 0 | 0 | 0 | 0 | 0
| Less: Synchronized interest |  | 0 | 0 | 0 |  | 532.4216 | 425.9373 | 319.453 | 212.9687 | 106.4843 | 0 | 0 | 0 | 0 | 0 | 0 | 0 | 0 | 0 | 0 | 0 | 0 | 0 | 0 | 0 | 0 | 0 | 0 | 0 | 0 | 0 | 0 | 0 | 0 | 0 | 0 | 0 | 0 | 0 | 0 | 0 | 0 | 0 | 0 | 0 | 0
| Return on equity |  | 0 | 0 | 0 | 0 | 812.1214 | 649.6971 | 487.2728 | 324.8486 | 162.4243 | 0 | 0 | 0 | 0 | 0 | 0 | 0 | 0 | 0 | 0 | 0 | 0 | 0 | 0 | 0 | 0 | 0 | 0 | 0 | 0 | 0 | 0 | 0 | 0 | 0 | 0 | 0 | 0 | 0 | 0 | 0 | 0 | 0 | 0 | 0 | 0
Plus:
| Permanent differences | [5 empty] | 0 | 189.0234 | 189.0234 | 189.0234 | 189.0234 | 189.0234 | 0 | 0 | 0 | 0 | 0 | 0 | 0 | 0 | 0 | 0 | 0 | 0 | 0 | 0 | 0 | 0 | 0 | 0 | 0 | 0 | 0 | 0 | 0 | 0 | 0 | 0 | 0 | 0 | 0 | 0 | 0 | 0 | 0 | 0 | 0
| Taxable component of return |  | 0 | 0 | 0 | 0 | 812.1214 | 838.7206 | 676.2963 | 513.872 | 351.4477 | 189.0234 | 0 | 0 | 0 | 0 | 0 | 0 | 0 | 0 | 0 | 0 | 0 | 0 | 0 | 0 | 0 | 0 | 0 | 0 | 0 | 0 | 0 | 0 | 0 | 0 | 0 | 0 | 0 | 0 | 0 | 0 | 0 | 0 | 0 | 0 | 0
| Tax factor | [5 empty] | 0.29651 | 0.29651 | 0.29651 | 0.29651 | 0.29651 | 0.29651 | 0.29651 | 0.29651 | 0.29651 | 0.29651 | 0.29651 | 0.29651 | 0.29651 | 0.29651 | 0.29651 | 0.29651 | 0.29651 | 0.29651 | 0.29651 | 0.29651 | 0.29651 | 0.29651 | 0.29651 | 0.29651 | 0.29651 | 0.29651 | 0.29651 | 0.29651 | 0.29651 | 0.29651 | 0.29651 | 0.29651 | 0.29651 | 0.29651 | 0.29651 | 0.29651 | 0.29651 | 0.29651 | 0.29651 | 0.29651 | 0.29651
| Income Taxes |  | 0 | 0 | 0 | 0 | 240.804 | 248.691 | 200.5302 | 152.3694 | 104.2086 | 56.0478 | 0 | 0 | 0 | 0 | 0 | 0 | 0 | 0 | 0 | 0 | 0 | 0 | 0 | 0 | 0 | 0 | 0 | 0 | 0 | 0 | 0 | 0 | 0 | 0 | 0 | 0 | 0 | 0 | 0 | 0 | 0 | 0 | 0 | 0 | 0
Electric Plant in Service
| Beginning Balance |  | 2018: 0; 2019: 0; 2020: 0; 2021: 0; 2022: 0; 2023: 16858.4832; 2024: Cumulative
| Cash |  | 2018: 0; 2019: 0; 2020: 0; 2021: 0; 2022: 15980; 2023: 0; 2024: 15980
| AFUDC |  | 2018: 0; 2019: 0; 2020: 0; 2021: 0; 2022: 862.5032; 2023: 456.8681; 2024: 1319.3714
| Insurance |  | 2018: 0; 2019: 0; 2020: 0; 2021: 0; 2022: 15.98; 2023: 0; 2024: 15.98
| Property taxes |  | 2018: 0; 2019: 0; 2020: 0; 2021: 0; 2022: 0; 2023: 175.3282; 2024: 175.3282
| Total |  | 2018: 0; 2019: 0; 2020: 0; 2021: 0; 2022: 16858.4832; 2023: 17490.6796; 2024: 17490.6796
| AFUDC |  | 2024: Cumulative
| CWIP Balance |  | 2018: 0; 2019: 0; 2020: 0; 2021: 0; 2022: 7997.99; 2023: 4236.5368
| Debt |  | 2018: 0; 2019: 0; 2020: 0; 2021: 0; 2022: 244.6585; 2023: 129.5957; 2024: 374.2542
| Equity |  | 2018: 0; 2019: 0; 2020: 0; 2021: 0; 2022: 617.8447; 2023: 327.2725; 2024: 945.1172
| Total |  | 2018: 0; 2019: 0; 2020: 0; 2021: 0; 2022: 862.5032; 2023: 456.8681; 2024: 862.5032
Depreication Expense and Accumulated Depreciation
Electric plant in service
| Unit Life Extension | [6 empty] | 17490.6796 | 17490.6796 | 17490.6796 | 17490.6796 | 17490.6796 | 17490.6796 | 17490.6796 | 17490.6796 | 17490.6796 | 17490.6796 | 17490.6796 | 17490.6796 | 17490.6796 | 17490.6796 | 17490.6796 | 17490.6796 | 17490.6796 | 17490.6796 | 17490.6796 | 17490.6796 | 17490.6796 | 17490.6796 | 17490.6796 | 17490.6796 | 17490.6796 | 17490.6796 | 17490.6796 | 17490.6796 | 17490.6796 | 17490.6796 | 17490.6796 | 17490.6796 | 17490.6796 | 17490.6796 | 17490.6796 | 17490.6796 | 17490.6796 | 17490.6796 | 17490.6796 | 17490.6796
Depreciation expense
| Unit Life Extension |  | 2022: 0; 2023: 3498.1359; 2024: 3498.1359; 2025: 3498.1359; 2026: 3498.1359; 2027: 3498.1359
Accumulated Depreciation
| Unit Life Extension | [5 empty] | 0 | 3498.1359 | 6996.2718 | 10494.4078 | 13992.5437 | 17490.6796 | 17490.6796 | 17490.6796 | 17490.6796 | 17490.6796 | 17490.6796 | 17490.6796 | 17490.6796 | 17490.6796 | 17490.6796 | 17490.6796 | 17490.6796 | 17490.6796 | 17490.6796 | 17490.6796 | 17490.6796 | 17490.6796 | 17490.6796 | 17490.6796 | 17490.6796 | 17490.6796 | 17490.6796 | 17490.6796 | 17490.6796 | 17490.6796 | 17490.6796 | 17490.6796 | 17490.6796 | 17490.6796 | 17490.6796 | 17490.6796 | 17490.6796 | 17490.6796 | 17490.6796 | 17490.6796 | 17490.6796
Deferred Income Taxes
| AFUDC - Debt |  |  |  |  | 0 | 85.5919 | -17.1184 | -17.1184 | -17.1184 | -17.1184 | -17.1184 | 0 | 0 | 0 | 0 | 0 | 0 | 0 | 0 | 0 | 0 | 0 | 0 | 0 | 0 | 0 | 0 | 0 | 0 | 0 | 0 | 0 | 0 | 0 | 0 | 0 | 0 | 0 | 0 | 0 | 0 | 0 | 0 | 0 | 0 | 0
| Liberalized depreciation |  |  |  |  | 0 | 0 | 0 | 0 | 0 | 0 | 0 | 0 | 0 | 0 | 0 | 0 | 0 | 0 | 0 | 0 | 0 | 0 | 0 | 0 | 0 | 0 | 0 | 0 | 0 | 0 | 0 | 0 | 0 | 0 | 0 | 0 | 0 | 0 | 0 | 0 | 0 | 0 | 0 | 0 | 0 | 0
| Deferred Income Taxes |  |  |  |  | 0 | 85.5919 | -17.1184 | -17.1184 | -17.1184 | -17.1184 | -17.1184 | 0 | 0 | 0 | 0 | 0 | 0 | 0 | 0 | 0 | 0 | 0 | 0 | 0 | 0 | 0 | 0 | 0 | 0 | 0 | 0 | 0 | 0 | 0 | 0 | 0 | 0 | 0 | 0 | 0 | 0 | 0 | 0 | 0 | 0 | 0
Accumulated Deferred Income Taxes
| AFUDC - Debt |  |  |  |  | 0 | 85.5919 | 68.4735 | 51.3552 | 34.2368 | 17.1184 | 0 | 0 | 0 | 0 | 0 | 0 | 0 | 0 | 0 | 0 | 0 | 0 | 0 | 0 | 0 | 0 | 0 | 0 | 0 | 0 | 0 | 0 | 0 | 0 | 0 | 0 | 0 | 0 | 0 | 0 | 0 | 0 | 0 | 0 | 0 | 0
| Liberalized depreciation |  |  |  |  | 0 | 0 | 0 | 0 | 0 | 0 | 0 |  | 0 | 0 | 0 | 0 | 0 | 0 | 0 | 0 | 0 | 0 | 0 | 0 | 0 | 0 | 0 | 0 | 0 | 0 | 0 | 0 | 0 | 0 | 0 | 0 | 0 | 0 | 0 | 0 | 0 | 0 | 0 | 0 | 0 | 0
| Accumulated Deferred Income Taxes |  |  |  |  | 0 | 85.5919 | 68.4735 | 51.3552 | 34.2368 | 17.1184 | 0 | 0 | 0 | 0 | 0 | 0 | 0 | 0 | 0 | 0 | 0 | 0 | 0 | 0 | 0 | 0 | 0 | 0 | 0 | 0 | 0 | 0 | 0 | 0 | 0 | 0 | 0 | 0 | 0 | 0 | 0 | 0 | 0 | 0 | 0 | 0
Tax Depreciation
| Depreciable balance | [6 empty] | 16171.3082 | 16171.3082 | 16171.3082 | 16171.3082 | 16171.3082 | 16171.3082 | 16171.3082 | 16171.3082 | 16171.3082 | 16171.3082 | 16171.3082 | 16171.3082 | 16171.3082 | 16171.3082 | 16171.3082 | 16171.3082 | 16171.3082 | 16171.3082 | 16171.3082 | 16171.3082 | 16171.3082 | 16171.3082 | 16171.3082 | 16171.3082 | 16171.3082 | 16171.3082 | 16171.3082 | 16171.3082 | 16171.3082 | 16171.3082 | 16171.3082 | 16171.3082 | 16171.3082 | 16171.3082 | 16171.3082 | 16171.3082 | 16171.3082 | 16171.3082 | 16171.3082 | 16171.3082
| MACRS Depreciation Rate |  | 2023: 20%; 2024: 20%; 2025: 20%; 2026: 20%; 2027: 20%; 2028: 0%; 2029: 0%; 2030: 0%; 2031: 0%; 2032: 0%; 2033: 0%; 2034: 0%; 2035: 0%; 2036: 0%; 2037: 0%; 2038: 0%; 2039: 0%; 2040: 0%; 2041: 0%; 2042: 0%; 2043: 0%
| Tax Depreciation | [5 empty] | 0 | 3234.2616 | 3234.2616 | 3234.2616 | 3234.2616 | 3234.2616 | 0 | 0 | 0 | 0 | 0 | 0 | 0 | 0 | 0 | 0 | 0 | 0 | 0 | 0 | 0 | 0 | 0 | 0 | 0 | 0 | 0 | 0 | 0 | 0 | 0 | 0 | 0 | 0 | 0 | 0 | 0 | 0 | 0 | 0 | 0
| Book Depreciation | [5 empty] | 0 | 3234.2616 | 3234.2616 | 3234.2616 | 3234.2616 | 3234.2616 | 0 | 0 | 0 | 0 | 0 | 0 | 0 | 0 | 0 | 0 | 0 | 0 | 0 | 0 | 0 | 0 | 0 | 0 | 0 | 0 | 0 | 0 | 0 | 0 | 0 | 0 | 0 | 0 | 0 | 0 | 0 | 0 | 0 | 0 | 0 | 16171.3082
| Difference | [5 empty] | 0 | 0 | 0 | 0 | 0 | 0 | 0 | 0 | 0 | 0 | 0 | 0 | 0 | 0 | 0 | 0 | 0 | 0 | 0 | 0 | 0 | 0 | 0 | 0 | 0 | 0 | 0 | 0 | 0 | 0 | 0 | 0 | 0 | 0 | 0 | 0 | 0 | 0 | 0 | 0 | 0
| Tax rate | [6 empty] | 22.87% | 22.87% | 22.87% | 22.87% | 22.87% | 22.87% | 22.87% | 22.87% | 22.87% | 22.87% | 22.87% | 22.87% | 22.87% | 22.87% | 22.87% | 22.87% | 22.87% | 22.87% | 22.87% | 22.87% | 22.87% | 22.87% | 22.87% | 22.87% | 22.87% | 22.87% | 22.87% | 22.87% | 22.87% | 22.87% | 22.87% | 22.87% | 22.87% | 22.87% | 22.87% | 22.87% | 22.87% | 22.87% | 22.87% | 22.87%
| Deferred income taxes - Liberalized | [5 empty] | 0 | 0 | 0 | 0 | 0 | 0 | 0 | 0 | 0 | 0 | 0 | 0 | 0 | 0 | 0 | 0 | 0 | 0 | 0 | 0 | 0 | 0 | 0 | 0 | 0 | 0 | 0 | 0 | 0 | 0 | 0 | 0 | 0 | 0 | 0 | 0 | 0 | 0 | 0 | 0 | 0
| ADIT | [5 empty] | 0 | 0 | 0 | 0 | 0 | 0 | 0 | 0 | 0 | 0 | 0 | 0 | 0 | 0 | 0 | 0 | 0 | 0 | 0 | 0 | 0 | 0 | 0 | 0 | 0 | 0 | 0 | 0 | 0 | 0 | 0 | 0 | 0 | 0 | 0 | 0 | 0 | 0 | 0 | 0 | 0
| AFUDC - Debt |  | 2022: 374.2542
| Less: AFUDC depreciation | [6 empty] | 74.8508 | 74.8508 | 74.8508 | 74.8508 | 74.8508 | 0 | 0 | 0 | 0 | 0 | 0 | 0 | 0 | 0 | 0 | 0 | 0 | 0 | 0 | 0 | 0 | 0 | 0 | 0 | 0 | 0 | 0 | 0 | 0 | 0 | 0 | 0 | 0 | 0 | 0 | 0 | 0 | 0 | 0 | 0 | 374.2542
| Difference | [5 empty] | 374.2542 | -74.8508 | -74.8508 | -74.8508 | -74.8508 | -74.8508 | 0 | 0 | 0 | 0 | 0 | 0 | 0 | 0 | 0 | 0 | 0 | 0 | 0 | 0 | 0 | 0 | 0 | 0 | 0 | 0 | 0 | 0 | 0 | 0 | 0 | 0 | 0 | 0 | 0 | 0 | 0 | 0 | 0 | 0 | 0
| Tax rate | [5 empty] | 22.87% | 22.87% | 22.87% | 22.87% | 22.87% | 22.87% | 22.87% | 22.87% | 22.87% | 22.87% | 22.87% | 22.87% | 22.87% | 22.87% | 22.87% | 22.87% | 22.87% | 22.87% | 22.87% | 22.87% | 22.87% | 22.87% | 22.87% | 22.87% | 22.87% | 22.87% | 22.87% | 22.87% | 22.87% | 22.87% | 22.87% | 22.87% | 22.87% | 22.87% | 22.87% | 22.87% | 22.87% | 22.87% | 22.87% | 22.87% | 22.87%
| Deferred income taxes - AFUDC | [5 empty] | 85.5919 | -17.1184 | -17.1184 | -17.1184 | -17.1184 | -17.1184 | 0 | 0 | 0 | 0 | 0 | 0 | 0 | 0 | 0 | 0 | 0 | 0 | 0 | 0 | 0 | 0 | 0 | 0 | 0 | 0 | 0 | 0 | 0 | 0 | 0 | 0 | 0 | 0 | 0 | 0 | 0 | 0 | 0 | 0 | 0
| ADIT - AFUDC | [5 empty] | 85.5919 | 68.4735 | 51.3552 | 34.2368 | 17.1184 | 0 | 0 | 0 | 0 | 0 | 0 | 0 | 0 | 0 | 0 | 0 | 0 | 0 | 0 | 0 | 0 | 0 | 0 | 0 | 0 | 0 | 0 | 0 | 0 | 0 | 0 | 0 | 0 | 0 | 0 | 0 | 0 | 0 | 0 | 0 | 0
Additional Depreciation - AFUDC Equity
| AFUDC Equity - CT |  | 2022: 945.1172
| Total Additional Depreciation |  | 2023: 189.0234; 2024: 189.0234; 2025: 189.0234; 2026: 189.0234; 2027: 189.0234 | 945.1172
Note on B91: Author: Includes return, income taxes and depreciation
Note on B100: Author: Fixed costs, Insurance and Property taxes

## NM-1 15-Year
Newman-1 Life Extension 15-Year | [5 empty] | Check |  | AVG $/MWh | 2023 | 2024 | 2025 | 2026 | 2027
[6 empty] | 6625.1678 | Fuel | 35.3528 | 33.171 | 34.1812 | 35.3102 | 36.558 | 37.5434
[6 empty] | 565.263 | VOM | 2.9328 | 2.8302 | 2.8806 | 2.9319 | 2.9841 | 3.0373
[6 empty] | 8533.916 | Fixed (FOM, Scheduled Outages, Pipeline, Reservation) | 30.5181 | 42.7277 | 23.807 | 29.9153 | 24.0122 | 32.1283
| Summary Results |  |  |  |  | 52.4501 | Insurance | 0.27332 | 0.26261 | 0.26786 | 0.27322 | 0.27868 | 0.28426
[6 empty] | 3496.6765 | Depreciation | 17.5072 | 17.5072 | 17.5072 | 17.5072 | 17.5072 | 17.5072
| Present Value of Revenue Requirements as of January 1, 2023 |  | 191721267.3294 |  |  | 545.4815 | Property taxes | 2.367 | 2.7311 | 2.549 | 2.367 | 2.1849 | 2.0028
[6 empty] | 722.1108 | Income taxes | 3.3578 | 3.6155 | 3.6549 | 3.4139 | 3.1729 | 2.9318
| Levelized Cost of Energy $/MWh |  | 105.5596 |  |  | 4031.9463 | Return on Investment | 17.4955 | 20.1872 | 18.8414 | 17.4955 | 16.1497 | 14.8039
109.8045
[6 empty] | 24573.012 |  |  | 123.0324 | 103.6892 | 109.2141 | 102.8477 | 110.239 | Total 000s
[6 empty] | 24573.012 |  | RR Nominal | 24573.012 | 20709.6284 | 21813.1236 | 20541.5637 | 22017.8055 | 109655.1332
[6 empty] | 0 |  | RR PV | 22960.0673 | 18080.1418 | 17793.5315 | 15656.4233 | 15680.0646 | 90170.2285
[8 empty] | 1 | 2 | 3 | 4 | 5 | 6 | 7 | 8 | 9 | 10 | 11 | 12 | 13 | 14 | 15 | 16 | 17 | 18 | 19 | 20 | 21 | 22 | 23 | 24 | 25 | 26 | 27 | 28 | 29 | 30 | 31 | 32 | 33 | 34 | 35 | 36 | 37 | 38 | 39 | 40 | 41 | 42 | 43 | 44 | 45 | 46 | 47 | 48 | 49 | 50 | 51 | 52 | 53 | 54
[8 empty] | 76 | Capacity MW
[7 empty] | COD January 1, 2023 | RR PV 1: 30%; 22960.0673 2: Capacity Factor
[5 empty] | Generation (MWh) based on: |  |  | Fiscal Year End | Fiscal Year End | Fiscal Year End | Fiscal Year End | Fiscal Year End | Fiscal Year End | Fiscal Year End | Fiscal Year End | Fiscal Year End | Fiscal Year End | Fiscal Year End | Fiscal Year End | Fiscal Year End | Fiscal Year End | Fiscal Year End | Fiscal Year End | Fiscal Year End | Fiscal Year End | Fiscal Year End | Fiscal Year End | Fiscal Year End | Fiscal Year End | Fiscal Year End | Fiscal Year End | Fiscal Year End | Fiscal Year End | Fiscal Year End | Fiscal Year End | Fiscal Year End | Fiscal Year End | Fiscal Year End | Fiscal Year End | Fiscal Year End | Fiscal Year End | Fiscal Year End | Fiscal Year End | Fiscal Year End | Fiscal Year End | Fiscal Year End | Fiscal Year End
|  | Fiscal Year After COD | 2018 | 2019 | 2020 | 2021 | 2022 | 2023 | 2024 | 2025 | 2026 | 2027 | 2028 | 2029 | 2030 | 2031 | 2032 | 2033 | 2034 | 2035 | 2036 | 2037 | 2038 | 2039 | 2040 | 2041 | 2042 | 2043 | 2044 | 2045 | 2046 | 2047 | 2048 | 2049 | 2050 | 2051 | 2052 | 2053 | 2054 | 2055 | 2056 | 2057 | 2058 | 2059 | 2060 | 2061 | 2062
|  | MWh |  |  | 0 | 0 |  | 199728 | 199728 | 199728 | 199728 | 199728 | 199728 | 199728 | 199728 | 199728 | 199728 | 199728 | 199728 | 199728 | 199728 | 199728 | 199728 | 199728 | 199728 | 199728 | 199728 | 199728 | 199728 | 199728 | 199728 | 199728 | 199728 | 199728 | 199728 | 199728 | 199728 | 199728 | 199728 | 199728 | 199728 | 199728 | 199728 | 199728 | 199728 | 199728 | 199728 | 199728 | 199728 | 199728 | 199728 | 199728 | 199728 | 199728 | 199728 | 199728 | 199728 | 199728 | 199728 | 199728 | 199728
VOM $/hour/Unit | $/MWh
| 2.54 | Proposed VOM Rate ($/MWh) |  |  |  | --- | --- | --- | --- | --- | --- | --- | --- | --- | --- | --- | --- | --- | --- | --- | --- | --- | --- | --- | --- | --- | --- | --- | --- | --- | --- | --- | --- | --- | --- | --- | --- | --- | --- | --- | --- | --- | --- | --- | --- | --- | --- | --- | --- | --- | --- | --- | --- | --- | --- | --- | --- | --- | --- | --- | ---
|  | 1.8268 | 1.8268 | 1.8268 | 1.8268 | 1.8268 | 1.7811 | 1.7811 | 1.7811 | 1.7811 | 1.7811 | 1.7811 | 1.7811 | 1.8554 | 1.8554 | 1.8554 | 1.8554 | 1.8554 | 1.8554 | 1.8554 | 1.8554 | 1.8554 | 1.8554 | 1.8554 | 1.8554 | 1.8554 | 1.8554 | 1.8554 | 1.8554 | 1.8554 | 1.8554 | 1.8554 | 1.8554 | 1.8554 | 1.8554 | 1.8554 | 1.8554 | 1.8554 | 1.8554 | 1.8554 | 1.8554 | 1.8554 | 1.8554 | 1.8554 | 1.8554 | 1.8554 | 1.8554 | 1.8554 | 1.8554 | 1.8554 | 1.8554 | 1.8554 | 1.8554 | 1.8554 | 1.8554 | 1.8554 | 1.8554 | 1.8554 | 1.8554 | 1.8554 | 1.8554
|  | 1.0183 | 1.0183 | 1.0183 | 1.0183 | 1.0183 | 1.0178 | 1.0178 | 1.0178 | 1.0178 | 1.0178 | 1.0178 | 1.0178 | 1.0186 | 1.0186 | 1.0186 | 1.0186 | 1.0186 | 1.0186 | 1.0186 | 1.0186 | 1.0186 | 1.0186 | 1.0186 | 1.0186 | 1.0186 | 1.0186 | 1.0186 | 1.0186 | 1.0186 | 1.0186 | 1.0186 | 1.0186 | 1.0186 | 1.0186 | 1.0186 | 1.0186 | 1.0186 | 1.0186 | 1.0186 | 1.0186 | 1.0186 | 1.0186 | 1.0186 | 1.0186 | 1.0186 | 1.0186 | 1.0186 | 1.0186 | 1.0186 | 1.0186 | 1.0186 | 1.0186 | 1.0186 | 1.0186 | 1.0186 | 1.0186 | 1.0186 | 1.0186 | 1.0186 | 1.0186
|  |  | 2.5864 | 2.6336 | 2.6818 | 2.7308 | 2.7806 | 2.8302 | 2.8806 | 2.9319 | 2.9841 | 3.0373 | 3.0913 | 3.1464 | 3.2048 | 3.2642 | 3.3248 | 3.3865 | 3.4493 | 3.5133 | 3.5785 | 3.6449 | 3.7125 | 3.7814 | 3.8516 | 3.923 | 3.9958 | 4.07 | 4.1455 | 4.2224 | 4.3007 | 4.3805 | 4.4618 | 4.5446 | 4.6289 | 4.7148 | 4.8022 | 4.8913 | 4.9821 | 5.0745 | 5.1687 | 5.2646 | 5.3623 | 5.4617 | 5.5631 | 5.6663 | 5.7714 | 5.8785 | 5.9876 | 6.0987 | 6.2118 | 6.3271 | 6.4445 | 6.564 | 6.6858 | 6.8099 | 6.9362 | 7.0649 | 7.196 | 7.3295 | 7.4655
|  | VOM Costs ($) | 0 | 0 | 0 | 0 | 0 | 565262.9618 | 575330.998 | 585578.3584 | 596008.2371 | 606623.8849 | 617428.6106 | 628425.7818 | 640085.3327 | 651961.21 | 664057.4274 | 676378.0731 | 688927.3108 | 701709.3819 | 714728.6062 | 727989.3838 | 741496.1964 | 755253.6088 | 769266.2704 | 783538.9172 | 798076.3727 | 812883.5502 | 827965.4538 | 843327.1809 | 858973.923 | 874910.9683 | 891143.7029 | 907677.6129 | 924518.2862 | 941671.4144 | 959142.7946 | 976938.3315 | 995064.0394 | 1013526.0442 | 1032330.5853 | 1051484.0181 | 1070992.8157 | 1090863.5714 | 1111103.0009 | 1131717.9443 | 1152715.3689 | 1174102.3709 | 1195886.1785 | 1218074.1538 | 1240673.7955 | 1263692.7417 | 1287138.7718 | 1311019.8098 | 1335343.9266 | 1360119.3431 | 1385354.4322 | 1411057.7228 | 1437237.9015 | 1463903.8164 | 1491064.4796
|  | VOM Costs (000$) | 0 | 0 | 0 | 0 | 0 | 565.263 | 575.331 | 585.5784 | 596.0082 | 606.6239 | 617.4286 | 628.4258 | 640.0853 | 651.9612 | 664.0574 | 676.3781 | 688.9273 | 701.7094 | 714.7286 | 727.9894 | 741.4962 | 755.2536 | 769.2663 | 783.5389 | 798.0764 | 812.8836 | 827.9655 | 843.3272 | 858.9739 | 874.911 | 891.1437 | 907.6776 | 924.5183 | 941.6714 | 959.1428 | 976.9383 | 995.064 | 1013.526 | 1032.3306 | 1051.484 | 1070.9928 | 1090.8636 | 1111.103 | 1131.7179 | 1152.7154 | 1174.1024 | 1195.8862 | 1218.0742 | 1240.6738 | 1263.6927 | 1287.1388 | 1311.0198 | 1335.3439 | 1360.1193 | 1385.3544 | 1411.0577 | 1437.2379 | 1463.9038 | 1491.0645
$/KW-yr
Proposed FOM ($/kW-yr)
FOM ($)
|  | FOM (000$) | 2020: 0; 2021: 0; 2022: 0; 2023: 5433; 2024: 1654; 2025: 2874; 2026: 1695; 2027: 3316; 2028: 1738; 2029: 2959; 2030: 1781; 2031: 1804; 2032: 1826; 2033: 4649; 2034: 1872; 2035: 1896; 2036: 1919; 2037: 3143
| 0 | Hot Gas Path Inspection 5-Year | 2023: 0; 2032: 0; 2037: 0; 2042: 0; 2047: 0; 2052: 0; 2057: 0; 2058: 0; 2062: 0 |  |  |  |  | 0 |  |  |  |  | 0
| 0 | Major Gas Turbine Inspection 10 year | 2032: 0; 2042: 0; 2052: 0; 2062: 0 | [9 empty] | 0
| 0 | Boroscope Annual | [5 empty] | 0 | 0 | 0 | 0 | 0 | 0 | 0 | 0 | 0 | 0 | 0 | 0 | 0 | 0 | 0 | 0 | 0 | 0 | 0 | 0 | 0 | 0 | 0 | 0 | 0 | 0 | 0 | 0 | 0 | 0 | 0 | 0 | 0 | 0 | 0 | 0 | 0 | 0 | 0 | 0 | 0 | 0 | 0 | 0 | 0 | 0 | 0 | 0 | 0 | 0 | 0 | 0 | 0 | 0
| 0 | Preventive Maintenance Annual | [5 empty] | 0 | 0 | 0 | 0 | 0 | 0 | 0 | 0 | 0 | 0 | 0 | 0 | 0 | 0 | 0 | 0 | 0 | 0 | 0 | 0 | 0 | 0 | 0 | 0 | 0 | 0 | 0 | 0 | 0 | 0 | 0 | 0 | 0 | 0 | 0 | 0 | 0 | 0 | 0 | 0 | 0 | 0 | 0 | 0 | 0 | 0 | 0 | 0 | 0 | 0 | 0 | 0 | 0 | 0
|  | Total Outage Costs | 0 | 0 | 0 | 0 | 0 | 0 | 0 | 0 | 0 | 0 | 0 | 0 | 0 | 0 | 0 | 0 | 0 | 0 | 0 | 0 | 0 | 0 | 0 | 0 | 0 | 0 | 0 | 0 | 0 | 0 | 0 | 0 | 0 | 0 | 0 | 0 | 0 | 0 | 0 | 0 | 0 | 0 | 0 | 0 | 0 | 0 | 0 | 0 | 0 | 0 | 0 | 0 | 0 | 0 | 0 | 0 | 0 | 0 | 0
|  | Guaranteed Heat Rate |  |  |  |  | 12.585 | 12.585 | 12.585 | 12.585 | 12.585 | 12.585 | 12.585 | 12.585 | 12.585 | 12.585 | 12.585 | 12.585 | 12.585 | 12.585 | 12.585 | 12.585 | 12.585 | 12.585 | 12.585 | 12.585 | 12.585 | 12.585 | 12.585 | 12.585 | 12.585 | 12.585 | 12.585 | 12.585 | 12.585 | 12.585 | 12.585 | 12.585 | 12.585 | 12.585 | 12.585 | 12.585 | 12.585 | 12.585 | 12.585 | 12.585 | 12.585 | 12.585 | 12.585 | 12.585 | 12.585 | 12.585 | 12.585 | 12.585 | 12.585 | 12.585 | 12.585 | 12.585 | 12.585 | 12.585 | 12.585
|  | Forecasted NewInter Prices (#515) | 2.5504 | 2.4104 | 2.4283 | 2.4951 | 2.5744 | 2.6358 | 2.716 | 2.8057 | 2.9049 | 2.9832 | 3.0761 | 3.1691 | 3.2348 | 3.3032 | 3.3732 | 3.4456 | 3.5195 | 3.5946 | 3.6712 | 3.7496 | 3.8299 | 3.9118 | 3.9955 | 4.0811 | 4.1684 | 4.2576 | 4.3487 | 4.4418 | 4.5368 | 4.6339 | 4.7331 | 4.8344 | 4.9378 | 5.0435 | 5.1514 | 5.2617 | 5.3743 | 5.4893 | 5.6067 | 5.7267 | 5.8493 | 5.9744 | 6.1023 | 6.2329 | 6.3663 | 6.5025 | 6.6417 | 6.7838 | 6.929 | 7.0772 | 7.2287 | 7.3834 | 7.5414 | 7.7028 | 7.8676 | 8.036 | 8.208 | 8.3836 | 8.563
|  | Fuel Costs ($) |  |  | 0 | 0 | 0 | 6625167.7588 | 6826948.605 | 7052432.4226 | 7301657.2675 | 7498476.0937 | 7732095.3526 | 7965777.4914 | 8130881.3047 | 8302730.8814 | 8478711.6792 | 8660721.2404 | 8846608.5651 | 9035228.3509 | 9227826.9021 | 9424992.3887 | 9626687.2259 | 9832698.3325 | 10043118.0768 | 10258040.8036 | 10477562.8768 | 10701782.7224 | 10930800.8727 | 11164720.0113 | 11403645.0196 | 11647683.023 | 11896943.4397 | 12151538.0293 | 12411580.9431 | 12677188.7753 | 12948480.6151 | 13225578.1003 | 13508605.4716 | 13797689.6287 | 14092960.1868 | 14394549.5348 | 14702592.8948 | 15017228.3828 | 15338597.0701 | 15666843.0474 | 16002113.4887 | 16344558.7173 | 16694332.2739 | 17051590.9845 | 17416495.0316 | 17789208.0253 | 18169897.077 | 18558732.8745 | 18955889.758 | 19361545.7988 | 19775882.8789 | 20199086.7725 | 20631347.2294 | 21072858.0601 | 21523817.2226
|  | Fuel Costs (000$) |  |  | 0 | 0 | 0 | 6625.1678 | 6826.9486 | 7052.4324 | 7301.6573 | 7498.4761 | 7732.0954 | 7965.7775 | 8130.8813 | 8302.7309 | 8478.7117 | 8660.7212 | 8846.6086 | 9035.2284 | 9227.8269 | 9424.9924 | 9626.6872 | 9832.6983 | 10043.1181 | 10258.0408 | 10477.5629 | 10701.7827 | 10930.8009 | 11164.72 | 11403.645 | 11647.683 | 11896.9434 | 12151.538 | 12411.5809 | 12677.1888 | 12948.4806 | 13225.5781 | 13508.6055 | 13797.6896 | 14092.9602 | 14394.5495 | 14702.5929 | 15017.2284 | 15338.5971 | 15666.843 | 16002.1135 | 16344.5587 | 16694.3323 | 17051.591 | 17416.495 | 17789.208 | 18169.8971 | 18558.7329 | 18955.8898 | 19361.5458 | 19775.8829 | 20199.0868 | 20631.3472 | 21072.8581 | 21523.8172
Inter Reservation Rate ($/Dth-day) |  | Inter Reservation Needed (MMBTU/day) |  |  | 0 | 0 | 0 | 22955.04 | 22955.04 | 22955.04 | 22955.04 | 22955.04 | 22955.04 | 22955.04 | 22955.04 | 22955.04 | 22955.04 | 22955.04 | 22955.04 | 22955.04 | 22955.04 | 22955.04 | 22955.04 | 22955.04 | 22955.04 | 22955.04 | 22955.04 | 22955.04 | 22955.04 | 22955.04 | 22955.04 | 22955.04 | 22955.04 | 22955.04 | 22955.04 | 22955.04 | 22955.04 | 22955.04 | 22955.04 | 22955.04 | 22955.04 | 22955.04 | 22955.04 | 22955.04 | 22955.04 | 22955.04 | 22955.04 | 22955.04 | 22955.04 | 22955.04 | 22955.04 | 22955.04 | 22955.04 | 22955.04 | 22955.04 | 22955.04 | 22955.04 | 22955.04 | 22955.04 | 22955.04 | 22955.04
|  | Reservation Cost ($) |  |  | 0 | 0 | 0 | 3100916.011 | 3100916.011 | 3100916.011 | 3100916.011 | 3100916.011 | 3100916.011 | 3100916.011 | 3100916.011 | 3100916.011 | 3100916.011 | 3100916.011 | 3100916.011 | 3100916.011 | 3100916.011 | 3100916.011 | 3100916.011 | 3100916.011 | 3100916.011 | 3100916.011 | 3100916.011 | 3100916.011 | 3100916.011 | 3100916.011 | 3100916.011 | 3100916.011 | 3100916.011 | 3100916.011 | 3100916.011 | 3100916.011 | 3100916.011 | 3100916.011 | 3100916.011 | 3100916.011 | 3100916.011 | 3100916.011 | 3100916.011 | 3100916.011 | 3100916.011 | 3100916.011 | 3100916.011 | 3100916.011 | 3100916.011 | 3100916.011 | 3100916.011 | 3100916.011 | 3100916.011 | 3100916.011 | 3100916.011 | 3100916.011 | 3100916.011 | 3100916.011 | 3100916.011 | 3100916.011 | 3100916.011
|  | Reservation Cost ($000) |  |  | 0 | 0 | 0 | 3100.916 | 3100.916 | 3100.916 | 3100.916 | 3100.916 | 3100.916 | 3100.916 | 3100.916 | 3100.916 | 3100.916 | 3100.916 | 3100.916 | 3100.916 | 3100.916 | 3100.916 | 3100.916 | 3100.916 | 3100.916 | 3100.916 | 3100.916 | 3100.916 | 3100.916 | 3100.916 | 3100.916 | 3100.916 | 3100.916 | 3100.916 | 3100.916 | 3100.916 | 3100.916 | 3100.916 | 3100.916 | 3100.916 | 3100.916 | 3100.916 | 3100.916 | 3100.916 | 3100.916 | 3100.916 | 3100.916 | 3100.916 | 3100.916 | 3100.916 | 3100.916 | 3100.916 | 3100.916 | 3100.916 | 3100.916 | 3100.916 | 3100.916 | 3100.916 | 3100.916 | 3100.916 | 3100.916
0.3701
[8 empty] | 1 | 2 | 3 | 4 | 5 | 6 | 7 | 8 | 9 | 10 | 11 | 12 | 13 | 14 | 15 | 16 | 17 | 18 | 19 | 20 | 21 | 22 | 23 | 24 | 25 | 26 | 27 | 28 | 29 | 30 | 31 | 32 | 33 | 34 | 35 | 36 | 37 | 38 | 39 | 40
PRESENT VALUE OF REVENUE REQUIREMENTS MODEL |  |  | 2018 | 2019 | 2020 | 2021 | 2022 | 2023 | 2024 | 2025 | 2026 | 2027 | 2028 | 2029 | 2030 | 2031 | 2032 | 2033 | 2034 | 2035 | 2036 | 2037 | 2038 | 2039 | 2040 | 2041 | 2042 | 2043 | 2044 | 2045 | 2046 | 2047 | 2048 | 2049 | 2050 | 2051 | 2052 | 2053 | 2054 | 2055 | 2056 | 2057 | 2058 | 2059 | 2060 | 2061 | 2062
| Project Name | NM-1 Life Extension
Turbine
Proposal Type
Location
| Fuel | Dual Fuel
| Escalation Rate | 2%
| Investment 000s | 47920 | 2022: 47920
| Life | 15 | 2018: years
| Book Depreciation | Straight-line
| Tax Depreciation (Gen. Equip) | 15 | 2018: years; 2019: MACRS
| Cost of Capital (Post-tax) | 7.025%
| Weighted cost of equity | 4.666%
| Weighted cost of debt | 3.059%
| Return on Rate Base | 7.725%
| Tax Rate | 22.87%
| Insurance Rate | 0.1%
| Capacity | 76
| Capacity Factor | 30%
| First Year Generation (MWh) | 199728
| Heat Rate | 12.585
| Property Tax Rate | 1.04%
| Revenue Requirement / PV Calculations | [6 empty] | 1 | 2 | 3 | 4 | 5 | 6 | 7 | 8 | 9 | 10 | 11 | 12 | 13 | 14 | 15 | 16 | 17 | 18 | 19 | 20 | 21 | 22 | 23 | 24 | 25 | 26 | 27 | 28 | 29 | 30 | 31 | 32 | 33 | 34 | 35 | 36 | 37 | 38 | 39 | 40
[5 empty] | Fiscal Year End |  |  | 2023 | 2024 | 2025 | 2026 | 2027 | 2028 | 2029 | 2030 | 2031 | 2032 | 2033 | 2034 | 2035 | 2036 | 2037 | 2038 | 2039 | 2040 | 2041 | 2042 | 2043 | 2044 | 2045 | 2046 | 2047 | 2048 | 2049 | 2050 | 2051 | 2052 | 2053 | 2054 | 2055 | 2056 | 2057 | 2058 | 2059 | 2060 | 2061 | 2062
| Revenue Requirements by year | [5 empty] | 0 | 24573.012 | 20709.6284 | 21813.1236 | 20541.5637 | 22017.8055 | 20332.059 | 21445.6108 | 20092.2495 | 19946.874 | 19804.8742 | 22470.1521 | 19539.5615 | 19412.9617 | 19289.6039 | 20372.1014 | 13595.7078 | 13760.8637 | 13986.7362 | 14217.4004 | 14452.9582 | 14693.5134 | 14939.1722 | 15190.043 | 15446.2365 | 15707.8657 | 15975.0461 | 16247.8956 | 16526.5346 | 16811.0861 | 17101.6757 | 17398.4316 | 17701.4848 | 18010.969 | 18327.021 | 18649.7802 | 18979.3892 | 19315.9933 | 19659.7413 | 20010.7848 | 20369.279
| Present Value of RR by year | [5 empty] | 0 | 22960.0673 | 18080.1418 | 17793.5315 | 15656.4233 | 15680.0646 | 13529.1323 | 13333.4263 | 11672.0374 | 10826.9895 | 10044.3011 | 10648.009 | 8651.5112 | 8031.2607 | 7456.4138 | 7357.9576 | 4588.1545 | 4339.0702 | 4120.8056 | 3913.8187 | 3717.5089 | 3531.3087 | 3354.6818 | 3187.1211 | 3028.1473 | 2877.3074 | 2734.1729 | 2598.3385 | 2469.4212 | 2347.0585 | 2230.9075 | 2120.644 | 2015.961 | 1916.5682 | 1822.1907 | 1732.5686 | 1647.4556 | 1566.6187 | 1489.8372 | 1416.9023 | 1347.6161
| Total Present Value | [6 empty] | 1 2023: 191721.2673
| Present Value of MWhs generated | [6 empty] | 1 2023: 1816236.4874
Aurora Inputs
| Demand Charge Related Revenue Requirement | [5 empty] | 0 | 8250.7336 | 7989.8175 | 7672.877 | 7355.9365 | 7038.996 | 6722.0555 | 6405.1352 | 6088.1947 | 5771.2542 | 5454.3137 | 5137.3732 | 4820.4327 | 4503.4922 | 4186.5516 | 3869.6313 | 56.0173 | -0.0070713 | -0.0070713 | -0.0070713 | -0.0070713 | -0.0070713 | -0.0070713 | -0.0070713 | -0.0070713 | -0.0070713 | -0.0070713 | -0.0070713 | -0.0070713 | -0.0070713 | -0.0070713 | -0.0070713 | -0.0070713 | -0.0070713 | -0.0070713 | -0.0070713 | -0.0070713 | -0.0070713 | -0.0070713 | -0.0070713 | -0.0070713
| $/MW week equivalent rate | [6 empty] | 2082.1305 | 2016.2865 | 1936.3043 | 1856.3222 | 1776.34 | 1696.3579 | 1616.3808 | 1536.3986 | 1456.4165 | 1376.4343 | 1296.4522 | 1216.47 | 1136.4878 | 1056.5057 | 976.5286 | 14.1364 | -0.0017845 | -0.0017845 | -0.0017845 | -0.0017845 | -0.0017845 | -0.0017845 | -0.0017845 | -0.0017845 | -0.0017845 | -0.0017845 | -0.0017845 | -0.0017845 | -0.0017845 | -0.0017845 | -0.0017845 | -0.0017845 | -0.0017845 | -0.0017845 | -0.0017845 | -0.0017845 | -0.0017845 | -0.0017845 | -0.0017845 | -0.0017845
| Present Value of Demand Related Charges | [6 empty] | 1 2023: 58901.5431
| Annualized Payment Demand Related Charges | [6 empty] | 1 2023: 6477.2883
| Capital Carrying Cost ($/MW-WK) | [6 empty] | 1 2023: 1634.5891
| Other Fixed Charges | [6 empty] | 9131.8477 | 5317.5313 | 6502.2358 | 5287.9618 | 6873.7095 | 5260.4796 | 6446.2723 | 5233.0882 | 5220.9278 | 5207.7914 | 7995.6796 | 5183.5929 | 5172.5318 | 5160.4967 | 6349.4883 | 3171.507 | 3172.9188 | 3174.3589 | 3175.8277 | 3177.326 | 3178.8542 | 3180.4129 | 3182.0029 | 3183.6246 | 3185.2788 | 3186.966 | 3188.687 | 3190.4425 | 3192.233 | 3194.0593 | 3195.9222 | 3197.8223 | 3199.7604 | 3201.7373 | 3203.7538 | 3205.8105 | 3207.9084 | 3210.0483 | 3212.2309 | 3214.4572
| Minus FOM | [6 empty] | -5433 | -1654 | -2874 | -1695 | -3316 | -1738 | -2959 | -1781 | -1804 | -1826 | -4649 | -1872 | -1896 | -1919 | -3143 | 0 | 0 | 0 | 0 | 0 | 0 | 0 | 0 | 0 | 0 | 0 | 0 | 0 | 0 | 0 | 0 | 0 | 0 | 0 | 0 | 0 | 0 | 0 | 0 | 0
| Net Other Fixed Charges | [6 empty] | 3698.8477 | 3663.5313 | 3628.2358 | 3592.9618 | 3557.7095 | 3522.4796 | 3487.2723 | 3452.0882 | 3416.9278 | 3381.7914 | 3346.6796 | 3311.5929 | 3276.5318 | 3241.4967 | 3206.4883 | 3171.507 | 3172.9188 | 3174.3589 | 3175.8277 | 3177.326 | 3178.8542 | 3180.4129 | 3182.0029 | 3183.6246 | 3185.2788 | 3186.966 | 3188.687 | 3190.4425 | 3192.233 | 3194.0593 | 3195.9222 | 3197.8223 | 3199.7604 | 3201.7373 | 3203.7538 | 3205.8105 | 3207.9084 | 3210.0483 | 3212.2309 | 3214.4572
| $/MW week equivalent rate | [6 empty] | 933.4302 | 924.5178 | 915.6108 | 906.7091 | 897.813 | 888.9224 | 880.0376 | 871.1587 | 862.2857 | 853.4188 | 844.5581 | 835.7037 | 826.8558 | 818.0144 | 809.1798 | 800.352 | 800.7083 | 801.0717 | 801.4424 | 801.8205 | 802.2061 | 802.5995 | 803.0007 | 803.41 | 803.8274 | 804.2532 | 804.6875 | 805.1305 | 805.5824 | 806.0433 | 806.5134 | 806.9929 | 807.482 | 807.9809 | 808.4897 | 809.0088 | 809.5382 | 810.0782 | 810.629 | 811.1908
| Present Value of Other Fixed Charges | [6 empty] | 1 2023: 31792.2543
| Annualized Payment Other Fixed Charges | [6 empty] | 1 2023: 3496.1325
| Other Fixed Charges Cost ($/MW-WK) | [6 empty] | 1 2023: 882.2736
El Paso Electric Company
Option A Bowie Simple Cycle
(thousands) | [6 empty] | Fiscal Yr End | Fiscal Yr End | Fiscal Yr End | Fiscal Yr End | Fiscal Yr End | Fiscal Yr End | Fiscal Yr End | Fiscal Yr End | Fiscal Yr End | Fiscal Yr End | Fiscal Yr End | Fiscal Yr End | Fiscal Yr End | Fiscal Yr End | Fiscal Yr End | Fiscal Yr End | Fiscal Yr End | Fiscal Yr End | Fiscal Yr End | Fiscal Yr End | Fiscal Yr End | Fiscal Yr End | Fiscal Yr End | Fiscal Yr End | Fiscal Yr End | Fiscal Yr End | Fiscal Yr End | Fiscal Yr End | Fiscal Yr End | Fiscal Yr End | Fiscal Yr End | Fiscal Yr End | Fiscal Yr End | Fiscal Yr End | Fiscal Yr End | Fiscal Yr End | Fiscal Yr End | Fiscal Yr End | Fiscal Yr End | Fiscal Yr End | Fiscal Yr End
| Total Company Rate Base |  | 2018 | 2019 | 2020 | 2021 | 2022 | 2023 | 2024 | 2025 | 2026 | 2027 | 2028 | 2029 | 2030 | 2031 | 2032 | 2033 | 2034 | 2035 | 2036 | 2037 | 2038 | 2039 | 2040 | 2041 | 2042 | 2043 | 2044 | 2045 | 2046 | 2047 | 2048 | 2049 | 2050 | 2051 | 2052 | 2053 | 2054 | 2055 | 2056 | 2057 | 2058 | 2059 | 2060 | 2061 | 2062
| Electric plant in service | [5 empty] | 52450.1481 | 52450.1481 | 52450.1481 | 52450.1481 | 52450.1481 | 52450.1481 | 52450.1481 | 52450.1481 | 52450.1481 | 52450.1481 | 52450.1481 | 52450.1481 | 52450.1481 | 52450.1481 | 52450.1481 | 52450.1481 | 52450.1481 | 52450.1481 | 52450.1481 | 52450.1481 | 52450.1481 | 52450.1481 | 52450.1481 | 52450.1481 | 52450.1481 | 52450.1481 | 52450.1481 | 52450.1481 | 52450.1481 | 52450.1481 | 52450.1481 | 52450.1481 | 52450.1481 | 52450.1481 | 52450.1481 | 52450.1481 | 52450.1481 | 52450.1481 | 52450.1481 | 52450.1481 | 52450.1481
| Accumulated depreciation |  |  |  |  | 0 | 0 | -3496.6765 | -6993.3531 | -10490.0296 | -13986.7062 | -17483.3827 | -20980.0592 | -24476.7358 | -27973.4123 | -31470.0889 | -34966.7654 | -38463.4419 | -41960.1185 | -45456.795 | -48953.4715 | -52450.1481 | -52450.1481 | -52450.1481 | -52450.1481 | -52450.1481 | -52450.1481 | -52450.1481 | -52450.1481 | -52450.1481 | -52450.1481 | -52450.1481 | -52450.1481 | -52450.1481 | -52450.1481 | -52450.1481 | -52450.1481 | -52450.1481 | -52450.1481 | -52450.1481 | -52450.1481 | -52450.1481 | -52450.1481 | -52450.1481 | -52450.1481 | -52450.1481 | -52450.1481
| Net plant |  | 0 | 0 | 0 | 0 | 52450.1481 | 48953.4715 | 45456.795 | 41960.1185 | 38463.4419 | 34966.7654 | 31470.0889 | 27973.4123 | 24476.7358 | 20980.0592 | 17483.3827 | 13986.7062 | 10490.0296 | 6993.3531 | 3496.6765 | 0 | 0 | 0 | 0 | 0 | 0 | 0 | 0 | 0 | 0 | 0 | 0 | 0 | 0 | 0 | 0 | 0 | 0 | 0 | 0 | 0 | 0 | 0 | 0 | 0 | 0
| Accumulated deferred income taxes |  |  |  |  | 0 | -256.6687 | -239.5944 | -222.5201 | -205.4458 | -188.3716 | -171.2973 | -154.0012 | -136.9269 | -119.8526 | -102.7784 | -85.7041 | -68.6298 | -51.5555 | -34.4813 | -17.1852 | -0.077634 | -0.077634 | -0.077634 | -0.077634 | -0.077634 | -0.077634 | -0.077634 | -0.077634 | -0.077634 | -0.077634 | -0.077634 | -0.077634 | -0.077634 | -0.077634 | -0.077634 | -0.077634 | -0.077634 | -0.077634 | -0.077634 | -0.077634 | -0.077634 | -0.077634 | -0.077634 | -0.077634 | -0.077634 | -0.077634
| Total rate base |  | 0 | 0 | 0 | 0 | 52193.4794 | 48713.8772 | 45234.2749 | 41754.6726 | 38275.0704 | 34795.4681 | 31316.0877 | 27836.4854 | 24356.8831 | 20877.2809 | 17397.6786 | 13918.0763 | 10438.4741 | 6958.8718 | 3479.4914 | -0.077634 | -0.077634 | -0.077634 | -0.077634 | -0.077634 | -0.077634 | -0.077634 | -0.077634 | -0.077634 | -0.077634 | -0.077634 | -0.077634 | -0.077634 | -0.077634 | -0.077634 | -0.077634 | -0.077634 | -0.077634 | -0.077634 | -0.077634 | -0.077634 | -0.077634 | -0.077634 | -0.077634 | -0.077634 | -0.077634
| Weighted cost of capital | [5 empty] | 7.725% | 7.725% | 7.725% | 7.725% | 7.725% | 7.725% | 7.725% | 7.725% | 7.725% | 7.725% | 7.725% | 7.725% | 7.725% | 7.725% | 7.725% | 7.725% | 7.725% | 7.725% | 7.725% | 7.725% | 7.725% | 7.725% | 7.725% | 7.725% | 7.725% | 7.725% | 7.725% | 7.725% | 7.725% | 7.725% | 7.725% | 7.725% | 7.725% | 7.725% | 7.725% | 7.725% | 7.725% | 7.725% | 7.725% | 7.725% | 7.725%
| Return on investment |  |  |  |  | 0 | 4031.9463 | 3763.147 | 3494.3477 | 3225.5485 | 2956.7492 | 2687.9499 | 2419.1678 | 2150.3685 | 1881.5692 | 1612.7699 | 1343.9707 | 1075.1714 | 806.3721 | 537.5728 | 268.7907 | -0.0059972 | -0.0059972 | -0.0059972 | -0.0059972 | -0.0059972 | -0.0059972 | -0.0059972 | -0.0059972 | -0.0059972 | -0.0059972 | -0.0059972 | -0.0059972 | -0.0059972 | -0.0059972 | -0.0059972 | -0.0059972 | -0.0059972 | -0.0059972 | -0.0059972 | -0.0059972 | -0.0059972 | -0.0059972 | -0.0059972 | -0.0059972 | -0.0059972 | -0.0059972
Revenue Requirements
| Fuel | [5 empty] | 0 | 6625.1678 | 6826.9486 | 7052.4324 | 7301.6573 | 7498.4761 | 7732.0954 | 7965.7775 | 8130.8813 | 8302.7309 | 8478.7117 | 8660.7212 | 8846.6086 | 9035.2284 | 9227.8269 | 9424.9924 | 9626.6872 | 9832.6983 | 10043.1181 | 10258.0408 | 10477.5629 | 10701.7827 | 10930.8009 | 11164.72 | 11403.645 | 11647.683 | 11896.9434 | 12151.538 | 12411.5809 | 12677.1888 | 12948.4806 | 13225.5781 | 13508.6055 | 13797.6896 | 14092.9602 | 14394.5495 | 14702.5929 | 15017.2284 | 15338.5971 | 15666.843 | 16002.1135
Operation and maintenance expenses
| Variable | [5 empty] | 0 | 565.263 | 575.331 | 585.5784 | 596.0082 | 606.6239 | 617.4286 | 628.4258 | 640.0853 | 651.9612 | 664.0574 | 676.3781 | 688.9273 | 701.7094 | 714.7286 | 727.9894 | 741.4962 | 755.2536 | 769.2663 | 783.5389 | 798.0764 | 812.8836 | 827.9655 | 843.3272 | 858.9739 | 874.911 | 891.1437 | 907.6776 | 924.5183 | 941.6714 | 959.1428 | 976.9383 | 995.064 | 1013.526 | 1032.3306 | 1051.484 | 1070.9928 | 1090.8636 | 1111.103 | 1131.7179 | 1152.7154
| Fixed (FOM, Scheduled Outages, Pipeline, Reservation) | [5 empty] | 0 | 8533.916 | 4754.916 | 5974.916 | 4795.916 | 6416.916 | 4838.916 | 6059.916 | 4881.916 | 4904.916 | 4926.916 | 7749.916 | 4972.916 | 4996.916 | 5019.916 | 6243.916 | 3100.916 | 3100.916 | 3100.916 | 3100.916 | 3100.916 | 3100.916 | 3100.916 | 3100.916 | 3100.916 | 3100.916 | 3100.916 | 3100.916 | 3100.916 | 3100.916 | 3100.916 | 3100.916 | 3100.916 | 3100.916 | 3100.916 | 3100.916 | 3100.916 | 3100.916 | 3100.916 | 3100.916 | 3100.916
| Insurance | [5 empty] | 0 | 52.4501 | 53.4992 | 54.5691 | 55.6605 | 56.7737 | 57.9092 | 59.0674 | 60.2487 | 61.4537 | 62.6828 | 63.9364 | 65.2152 | 66.5195 | 67.8499 | 69.2069 | 70.591 | 72.0028 | 73.4429 | 74.9117 | 76.41 | 77.9382 | 79.4969 | 81.0869 | 82.7086 | 84.3628 | 86.05 | 87.771 | 89.5264 | 91.317 | 93.1433 | 95.0062 | 96.9063 | 98.8444 | 100.8213 | 102.8377 | 104.8945 | 106.9924 | 109.1322 | 111.3149 | 113.5412
0
| Depreciation | [5 empty] | 0 | 3496.6765 | 3496.6765 | 3496.6765 | 3496.6765 | 3496.6765 | 3496.6765 | 3496.6765 | 3496.6765 | 3496.6765 | 3496.6765 | 3496.6765 | 3496.6765 | 3496.6765 | 3496.6765 | 3496.6765 | 0 | 0 | 0 | 0 | 0 | 0 | 0 | 0 | 0 | 0 | 0 | 0 | 0 | 0 | 0 | 0 | 0 | 0 | 0 | 0 | 0 | 0 | 0 | 0 | 0
Taxes Other than income taxes
Payroll taxes
| Property taxes | [5 empty] | 0 | 545.4815 | 509.1161 | 472.7507 | 436.3852 | 400.0198 | 363.6544 | 327.2889 | 290.9235 | 254.5581 | 218.1926 | 181.8272 | 145.4617 | 109.0963 | 72.7309 | 36.3654 | 0 | 0 | 0 | 0 | 0 | 0 | 0 | 0 | 0 | 0 | 0 | 0 | 0 | 0 | 0 | 0 | 0 | 0 | 0 | 0 | 0 | 0 | 0 | 0 | 0
Revenue taxes
| Income taxes | [5 empty] | 0 | 722.1108 | 729.9939 | 681.8527 | 633.7115 | 585.5703 | 537.429 | 489.2909 | 441.1496 | 393.0084 | 344.8672 | 296.7259 | 248.5847 | 200.4435 | 152.3023 | 104.1641 | 56.0233 | -0.0010741 | -0.0010741 | -0.0010741 | -0.0010741 | -0.0010741 | -0.0010741 | -0.0010741 | -0.0010741 | -0.0010741 | -0.0010741 | -0.0010741 | -0.0010741 | -0.0010741 | -0.0010741 | -0.0010741 | -0.0010741 | -0.0010741 | -0.0010741 | -0.0010741 | -0.0010741 | -0.0010741 | -0.0010741 | -0.0010741 | -0.0010741
| Return on investment |  | 0 | 0 | 0 | 0 | 0 | 4031.9463 | 3763.147 | 3494.3477 | 3225.5485 | 2956.7492 | 2687.9499 | 2419.1678 | 2150.3685 | 1881.5692 | 1612.7699 | 1343.9707 | 1075.1714 | 806.3721 | 537.5728 | 268.7907 | -0.0059972 | -0.0059972 | -0.0059972 | -0.0059972 | -0.0059972 | -0.0059972 | -0.0059972 | -0.0059972 | -0.0059972 | -0.0059972 | -0.0059972 | -0.0059972 | -0.0059972 | -0.0059972 | -0.0059972 | -0.0059972 | -0.0059972 | -0.0059972 | -0.0059972 | -0.0059972 | -0.0059972 | -0.0059972 | -0.0059972 | -0.0059972 | -0.0059972
| Total non-fuel cost of serivce |  | 0 | 0 | 0 | 0 | 0 | 24573.012 | 20709.6284 | 21813.1236 | 20541.5637 | 22017.8055 | 20332.059 | 21445.6108 | 20092.2495 | 19946.874 | 19804.8742 | 22470.1521 | 19539.5615 | 19412.9617 | 19289.6039 | 20372.1014 | 13595.7078 | 13760.8637 | 13986.7362 | 14217.4004 | 14452.9582 | 14693.5134 | 14939.1722 | 15190.043 | 15446.2365 | 15707.8657 | 15975.0461 | 16247.8956 | 16526.5346 | 16811.0861 | 17101.6757 | 17398.4316 | 17701.4848 | 18010.969 | 18327.021 | 18649.7802 | 18979.3892 | 19315.9933 | 19659.7413 | 20010.7848 | 20369.279
Income Taxes
| Return |  | 0 | 0 | 0 |  | 4031.9463 | 3763.147 | 3494.3477 | 3225.5485 | 2956.7492 | 2687.9499 | 2419.1678 | 2150.3685 | 1881.5692 | 1612.7699 | 1343.9707 | 1075.1714 | 806.3721 | 537.5728 | 268.7907 | -0.0059972 | -0.0059972 | -0.0059972 | -0.0059972 | -0.0059972 | -0.0059972 | -0.0059972 | -0.0059972 | -0.0059972 | -0.0059972 | -0.0059972 | -0.0059972 | -0.0059972 | -0.0059972 | -0.0059972 | -0.0059972 | -0.0059972 | -0.0059972 | -0.0059972 | -0.0059972 | -0.0059972 | -0.0059972 | -0.0059972 | -0.0059972 | -0.0059972 | -0.0059972
| Less: Synchronized interest |  | 0 | 0 | 0 |  | 1596.5985 | 1490.1575 | 1383.7165 | 1277.2754 | 1170.8344 | 1064.3934 | 957.9591 | 851.5181 | 745.0771 | 638.636 | 532.195 | 425.754 | 319.3129 | 212.8719 | 106.4376 | -0.0023748 | -0.0023748 | -0.0023748 | -0.0023748 | -0.0023748 | -0.0023748 | -0.0023748 | -0.0023748 | -0.0023748 | -0.0023748 | -0.0023748 | -0.0023748 | -0.0023748 | -0.0023748 | -0.0023748 | -0.0023748 | -0.0023748 | -0.0023748 | -0.0023748 | -0.0023748 | -0.0023748 | -0.0023748 | -0.0023748 | -0.0023748 | -0.0023748 | -0.0023748
| Return on equity |  | 0 | 0 | 0 | 0 | 2435.3477 | 2272.9895 | 2110.6313 | 1948.273 | 1785.9148 | 1623.5565 | 1461.2086 | 1298.8504 | 1136.4922 | 974.1339 | 811.7757 | 649.4174 | 487.0592 | 324.701 | 162.3531 | -0.0036224 | -0.0036224 | -0.0036224 | -0.0036224 | -0.0036224 | -0.0036224 | -0.0036224 | -0.0036224 | -0.0036224 | -0.0036224 | -0.0036224 | -0.0036224 | -0.0036224 | -0.0036224 | -0.0036224 | -0.0036224 | -0.0036224 | -0.0036224 | -0.0036224 | -0.0036224 | -0.0036224 | -0.0036224 | -0.0036224 | -0.0036224 | -0.0036224 | -0.0036224
Plus:
| Permanent differences | [5 empty] | 0 | 188.9446 | 188.9446 | 188.9446 | 188.9446 | 188.9446 | 188.9446 | 188.9446 | 188.9446 | 188.9446 | 188.9446 | 188.9446 | 188.9446 | 188.9446 | 188.9446 | 188.9446 | 0 | 0 | 0 | 0 | 0 | 0 | 0 | 0 | 0 | 0 | 0 | 0 | 0 | 0 | 0 | 0 | 0 | 0 | 0 | 0 | 0 | 0 | 0 | 0 | 0
| Taxable component of return |  | 0 | 0 | 0 | 0 | 2435.3477 | 2461.9341 | 2299.5758 | 2137.2176 | 1974.8594 | 1812.5011 | 1650.1532 | 1487.795 | 1325.4367 | 1163.0785 | 1000.7203 | 838.362 | 676.0038 | 513.6455 | 351.2976 | 188.941 | -0.0036224 | -0.0036224 | -0.0036224 | -0.0036224 | -0.0036224 | -0.0036224 | -0.0036224 | -0.0036224 | -0.0036224 | -0.0036224 | -0.0036224 | -0.0036224 | -0.0036224 | -0.0036224 | -0.0036224 | -0.0036224 | -0.0036224 | -0.0036224 | -0.0036224 | -0.0036224 | -0.0036224 | -0.0036224 | -0.0036224 | -0.0036224 | -0.0036224
| Tax factor | [5 empty] | 0.29651 | 0.29651 | 0.29651 | 0.29651 | 0.29651 | 0.29651 | 0.29651 | 0.29651 | 0.29651 | 0.29651 | 0.29651 | 0.29651 | 0.29651 | 0.29651 | 0.29651 | 0.29651 | 0.29651 | 0.29651 | 0.29651 | 0.29651 | 0.29651 | 0.29651 | 0.29651 | 0.29651 | 0.29651 | 0.29651 | 0.29651 | 0.29651 | 0.29651 | 0.29651 | 0.29651 | 0.29651 | 0.29651 | 0.29651 | 0.29651 | 0.29651 | 0.29651 | 0.29651 | 0.29651 | 0.29651 | 0.29651
| Income Taxes |  | 0 | 0 | 0 | 0 | 722.1108 | 729.9939 | 681.8527 | 633.7115 | 585.5703 | 537.429 | 489.2909 | 441.1496 | 393.0084 | 344.8672 | 296.7259 | 248.5847 | 200.4435 | 152.3023 | 104.1641 | 56.0233 | -0.0010741 | -0.0010741 | -0.0010741 | -0.0010741 | -0.0010741 | -0.0010741 | -0.0010741 | -0.0010741 | -0.0010741 | -0.0010741 | -0.0010741 | -0.0010741 | -0.0010741 | -0.0010741 | -0.0010741 | -0.0010741 | -0.0010741 | -0.0010741 | -0.0010741 | -0.0010741 | -0.0010741 | -0.0010741 | -0.0010741 | -0.0010741 | -0.0010741
Electric Plant in Service
| Beginning Balance |  | 2018: 0; 2019: 0; 2020: 0; 2021: 0; 2022: 0; 2023: 50554.3502; 2024: Cumulative
| Cash |  | 2018: 0; 2019: 0; 2020: 0; 2021: 0; 2022: 47920; 2023: 0; 2024: 47920
| AFUDC |  | 2018: 0; 2019: 0; 2020: 0; 2021: 0; 2022: 2586.4302; 2023: 1370.0326; 2024: 3956.4628
| Insurance |  | 2018: 0; 2019: 0; 2020: 0; 2021: 0; 2022: 47.92; 2023: 0; 2024: 47.92
| Property taxes |  | 2018: 0; 2019: 0; 2020: 0; 2021: 0; 2022: 0; 2023: 525.7652; 2024: 525.7652
| Total |  | 2018: 0; 2019: 0; 2020: 0; 2021: 0; 2022: 50554.3502; 2023: 52450.1481; 2024: 52450.1481
| AFUDC |  | 2024: Cumulative
| CWIP Balance |  | 2018: 0; 2019: 0; 2020: 0; 2021: 0; 2022: 23983.96; 2023: 12704.3082
| Debt |  | 2018: 0; 2019: 0; 2020: 0; 2021: 0; 2022: 733.6693; 2023: 388.6248; 2024: 1122.2941
| Equity |  | 2018: 0; 2019: 0; 2020: 0; 2021: 0; 2022: 1852.7609; 2023: 981.4078; 2024: 2834.1687
| Total |  | 2018: 0; 2019: 0; 2020: 0; 2021: 0; 2022: 2586.4302; 2023: 1370.0326; 2024: 2586.4302
Depreication Expense and Accumulated Depreciation
Electric plant in service
| Unit Life Extension | [6 empty] | 52450.1481 | 52450.1481 | 52450.1481 | 52450.1481 | 52450.1481 | 52450.1481 | 52450.1481 | 52450.1481 | 52450.1481 | 52450.1481 | 52450.1481 | 52450.1481 | 52450.1481 | 52450.1481 | 52450.1481 | 52450.1481 | 52450.1481 | 52450.1481 | 52450.1481 | 52450.1481 | 52450.1481 | 52450.1481 | 52450.1481 | 52450.1481 | 52450.1481 | 52450.1481 | 52450.1481 | 52450.1481 | 52450.1481 | 52450.1481 | 52450.1481 | 52450.1481 | 52450.1481 | 52450.1481 | 52450.1481 | 52450.1481 | 52450.1481 | 52450.1481 | 52450.1481 | 52450.1481
Depreciation expense
| Unit Life Extension |  | 2022: 0; 2023: 3496.6765; 2024: 3496.6765; 2025: 3496.6765; 2026: 3496.6765; 2027: 3496.6765; 2028: 3496.6765; 2029: 3496.6765; 2030: 3496.6765; 2031: 3496.6765; 2032: 3496.6765; 2033: 3496.6765; 2034: 3496.6765; 2035: 3496.6765; 2036: 3496.6765; 2037: 3496.6765
Accumulated Depreciation
| Unit Life Extension | [5 empty] | 0 | 3496.6765 | 6993.3531 | 10490.0296 | 13986.7062 | 17483.3827 | 20980.0592 | 24476.7358 | 27973.4123 | 31470.0889 | 34966.7654 | 38463.4419 | 41960.1185 | 45456.795 | 48953.4715 | 52450.1481 | 52450.1481 | 52450.1481 | 52450.1481 | 52450.1481 | 52450.1481 | 52450.1481 | 52450.1481 | 52450.1481 | 52450.1481 | 52450.1481 | 52450.1481 | 52450.1481 | 52450.1481 | 52450.1481 | 52450.1481 | 52450.1481 | 52450.1481 | 52450.1481 | 52450.1481 | 52450.1481 | 52450.1481 | 52450.1481 | 52450.1481 | 52450.1481 | 52450.1481
Deferred Income Taxes
| AFUDC - Debt |  |  |  |  | 0 | 256.6687 | -17.1112 | -17.1112 | -17.1112 | -17.1112 | -17.1112 | -17.1112 | -17.1112 | -17.1112 | -17.1112 | -17.1112 | -17.1112 | -17.1112 | -17.1112 | -17.1112 | -17.1112 | 0 | 0 | 0 | 0 | 0 | 0 | 0 | 0 | 0 | 0 | 0 | 0 | 0 | 0 | 0 | 0 | 0 | 0 | 0 | 0 | 0 | 0 | 0 | 0 | 0
| Liberalized depreciation |  |  |  |  | 0 | 0 | 0.036968 | 0.036968 | 0.036968 | 0.036968 | 0.036968 | 0.036968 | 0.036968 | 0.036968 | 0.036968 | 0.036968 | 0.036968 | 0.036968 | 0.036968 | -0.18484 | 0.0036968 | 0 | 0 | 0 | 0 | 0 | 0 | 0 | 0 | 0 | 0 | 0 | 0 | 0 | 0 | 0 | 0 | 0 | 0 | 0 | 0 | 0 | 0 | 0 | 0 | 0
| Deferred Income Taxes |  |  |  |  | 0 | 256.6687 | -17.0743 | -17.0743 | -17.0743 | -17.0743 | -17.0743 | -17.0743 | -17.0743 | -17.0743 | -17.0743 | -17.0743 | -17.0743 | -17.0743 | -17.0743 | -17.2961 | -17.1075 | 0 | 0 | 0 | 0 | 0 | 0 | 0 | 0 | 0 | 0 | 0 | 0 | 0 | 0 | 0 | 0 | 0 | 0 | 0 | 0 | 0 | 0 | 0 | 0 | 0
Accumulated Deferred Income Taxes
| AFUDC - Debt |  |  |  |  | 0 | 256.6687 | 239.5574 | 222.4462 | 205.3349 | 188.2237 | 171.1124 | 154.0012 | 136.89 | 119.7787 | 102.6675 | 85.5562 | 68.445 | 51.3337 | 34.2225 | 17.1112 | 9.2371e-14 | 9.2371e-14 | 9.2371e-14 | 9.2371e-14 | 9.2371e-14 | 9.2371e-14 | 9.2371e-14 | 9.2371e-14 | 9.2371e-14 | 9.2371e-14 | 9.2371e-14 | 9.2371e-14 | 9.2371e-14 | 9.2371e-14 | 9.2371e-14 | 9.2371e-14 | 9.2371e-14 | 9.2371e-14 | 9.2371e-14 | 9.2371e-14 | 9.2371e-14 | 9.2371e-14 | 9.2371e-14 | 9.2371e-14 | 9.2371e-14 | 9.2371e-14
| Liberalized depreciation |  |  |  |  | 0 | 0 | 0.036968 | 0.073937 | 0.11091 | 0.14787 | 0.18484 |  | 0.036968 | 0.073937 | 0.11091 | 0.14787 | 0.18484 | 0.22181 | 0.25878 | 0.073937 | 0.077634 | 0.077634 | 0.077634 | 0.077634 | 0.077634 | 0.077634 | 0.077634 | 0.077634 | 0.077634 | 0.077634 | 0.077634 | 0.077634 | 0.077634 | 0.077634 | 0.077634 | 0.077634 | 0.077634 | 0.077634 | 0.077634 | 0.077634 | 0.077634 | 0.077634 | 0.077634 | 0.077634 | 0.077634 | 0.077634
| Accumulated Deferred Income Taxes |  |  |  |  | 0 | 256.6687 | 239.5944 | 222.5201 | 205.4458 | 188.3716 | 171.2973 | 154.0012 | 136.9269 | 119.8526 | 102.7784 | 85.7041 | 68.6298 | 51.5555 | 34.4813 | 17.1852 | 0.077634 | 0.077634 | 0.077634 | 0.077634 | 0.077634 | 0.077634 | 0.077634 | 0.077634 | 0.077634 | 0.077634 | 0.077634 | 0.077634 | 0.077634 | 0.077634 | 0.077634 | 0.077634 | 0.077634 | 0.077634 | 0.077634 | 0.077634 | 0.077634 | 0.077634 | 0.077634 | 0.077634 | 0.077634 | 0.077634
Tax Depreciation
| Depreciable balance | [6 empty] | 48493.6852 | 48493.6852 | 48493.6852 | 48493.6852 | 48493.6852 | 48493.6852 | 48493.6852 | 48493.6852 | 48493.6852 | 48493.6852 | 48493.6852 | 48493.6852 | 48493.6852 | 48493.6852 | 48493.6852 | 48493.6852 | 48493.6852 | 48493.6852 | 48493.6852 | 48493.6852 | 48493.6852 | 48493.6852 | 48493.6852 | 48493.6852 | 48493.6852 | 48493.6852 | 48493.6852 | 48493.6852 | 48493.6852 | 48493.6852 | 48493.6852 | 48493.6852 | 48493.6852 | 48493.6852 | 48493.6852 | 48493.6852 | 48493.6852 | 48493.6852 | 48493.6852 | 48493.6852
| MACRS Depreciation Rate |  | 2023: 6.667%; 2024: 6.667%; 2025: 6.667%; 2026: 6.667%; 2027: 6.667%; 2028: 6.667%; 2029: 6.667%; 2030: 6.667%; 2031: 6.667%; 2032: 6.667%; 2033: 6.667%; 2034: 6.667%; 2035: 6.667%; 2036: 6.665%; 2037: 6.667%; 2038: 0%; 2039: 0%; 2040: 0%; 2041: 0%; 2042: 0%; 2043: 0%
| Tax Depreciation | [5 empty] | 0 | 3233.074 | 3233.074 | 3233.074 | 3233.074 | 3233.074 | 3233.074 | 3233.074 | 3233.074 | 3233.074 | 3233.074 | 3233.074 | 3233.074 | 3233.074 | 3232.1041 | 3232.9285 | 0 | 0 | 0 | 0 | 0 | 0 | 0 | 0 | 0 | 0 | 0 | 0 | 0 | 0 | 0 | 0 | 0 | 0 | 0 | 0 | 0 | 0 | 0 | 0 | 0
| Book Depreciation | [5 empty] | 0 | 3232.9123 | 3232.9123 | 3232.9123 | 3232.9123 | 3232.9123 | 3232.9123 | 3232.9123 | 3232.9123 | 3232.9123 | 3232.9123 | 3232.9123 | 3232.9123 | 3232.9123 | 3232.9123 | 3232.9123 | 0 | 0 | 0 | 0 | 0 | 0 | 0 | 0 | 0 | 0 | 0 | 0 | 0 | 0 | 0 | 0 | 0 | 0 | 0 | 0 | 0 | 0 | 0 | 0 | 0 | 48493.6852
| Difference | [5 empty] | 0 | 0.16165 | 0.16165 | 0.16165 | 0.16165 | 0.16165 | 0.16165 | 0.16165 | 0.16165 | 0.16165 | 0.16165 | 0.16165 | 0.16165 | 0.16165 | -0.80823 | 0.016165 | 0 | 0 | 0 | 0 | 0 | 0 | 0 | 0 | 0 | 0 | 0 | 0 | 0 | 0 | 0 | 0 | 0 | 0 | 0 | 0 | 0 | 0 | 0 | 0 | 0
| Tax rate | [6 empty] | 22.87% | 22.87% | 22.87% | 22.87% | 22.87% | 22.87% | 22.87% | 22.87% | 22.87% | 22.87% | 22.87% | 22.87% | 22.87% | 22.87% | 22.87% | 22.87% | 22.87% | 22.87% | 22.87% | 22.87% | 22.87% | 22.87% | 22.87% | 22.87% | 22.87% | 22.87% | 22.87% | 22.87% | 22.87% | 22.87% | 22.87% | 22.87% | 22.87% | 22.87% | 22.87% | 22.87% | 22.87% | 22.87% | 22.87% | 22.87%
| Deferred income taxes - Liberalized | [5 empty] | 0 | 0.036968 | 0.036968 | 0.036968 | 0.036968 | 0.036968 | 0.036968 | 0.036968 | 0.036968 | 0.036968 | 0.036968 | 0.036968 | 0.036968 | 0.036968 | -0.18484 | 0.0036968 | 0 | 0 | 0 | 0 | 0 | 0 | 0 | 0 | 0 | 0 | 0 | 0 | 0 | 0 | 0 | 0 | 0 | 0 | 0 | 0 | 0 | 0 | 0 | 0 | 0
| ADIT | [5 empty] | 0 | 0.036968 | 0.073937 | 0.11091 | 0.14787 | 0.18484 | 0.22181 | 0.25878 | 0.29575 | 0.33272 | 0.36968 | 0.40665 | 0.44362 | 0.48059 | 0.29575 | 0.29944 | 0.29944 | 0.29944 | 0.29944 | 0.29944 | 0.29944 | 0.29944 | 0.29944 | 0.29944 | 0.29944 | 0.29944 | 0.29944 | 0.29944 | 0.29944 | 0.29944 | 0.29944 | 0.29944 | 0.29944 | 0.29944 | 0.29944 | 0.29944 | 0.29944 | 0.29944 | 0.29944 | 0.29944 | 0.29944
| AFUDC - Debt |  | 2022: 1122.2941
| Less: AFUDC depreciation | [6 empty] | 74.8196 | 74.8196 | 74.8196 | 74.8196 | 74.8196 | 74.8196 | 74.8196 | 74.8196 | 74.8196 | 74.8196 | 74.8196 | 74.8196 | 74.8196 | 74.8196 | 74.8196 | 0 | 0 | 0 | 0 | 0 | 0 | 0 | 0 | 0 | 0 | 0 | 0 | 0 | 0 | 0 | 0 | 0 | 0 | 0 | 0 | 0 | 0 | 0 | 0 | 0 | 1122.2941
| Difference | [5 empty] | 1122.2941 | -74.8196 | -74.8196 | -74.8196 | -74.8196 | -74.8196 | -74.8196 | -74.8196 | -74.8196 | -74.8196 | -74.8196 | -74.8196 | -74.8196 | -74.8196 | -74.8196 | -74.8196 | 0 | 0 | 0 | 0 | 0 | 0 | 0 | 0 | 0 | 0 | 0 | 0 | 0 | 0 | 0 | 0 | 0 | 0 | 0 | 0 | 0 | 0 | 0 | 0 | 0
| Tax rate | [5 empty] | 22.87% | 22.87% | 22.87% | 22.87% | 22.87% | 22.87% | 22.87% | 22.87% | 22.87% | 22.87% | 22.87% | 22.87% | 22.87% | 22.87% | 22.87% | 22.87% | 22.87% | 22.87% | 22.87% | 22.87% | 22.87% | 22.87% | 22.87% | 22.87% | 22.87% | 22.87% | 22.87% | 22.87% | 22.87% | 22.87% | 22.87% | 22.87% | 22.87% | 22.87% | 22.87% | 22.87% | 22.87% | 22.87% | 22.87% | 22.87% | 22.87%
| Deferred income taxes - AFUDC | [5 empty] | 256.6687 | -17.1112 | -17.1112 | -17.1112 | -17.1112 | -17.1112 | -17.1112 | -17.1112 | -17.1112 | -17.1112 | -17.1112 | -17.1112 | -17.1112 | -17.1112 | -17.1112 | -17.1112 | 0 | 0 | 0 | 0 | 0 | 0 | 0 | 0 | 0 | 0 | 0 | 0 | 0 | 0 | 0 | 0 | 0 | 0 | 0 | 0 | 0 | 0 | 0 | 0 | 0
| ADIT - AFUDC | [5 empty] | 256.6687 | 239.5574 | 222.4462 | 205.3349 | 188.2237 | 171.1124 | 154.0012 | 136.89 | 119.7787 | 102.6675 | 85.5562 | 68.445 | 51.3337 | 34.2225 | 17.1112 | 9.2371e-14 | 9.2371e-14 | 9.2371e-14 | 9.2371e-14 | 9.2371e-14 | 9.2371e-14 | 9.2371e-14 | 9.2371e-14 | 9.2371e-14 | 9.2371e-14 | 9.2371e-14 | 9.2371e-14 | 9.2371e-14 | 9.2371e-14 | 9.2371e-14 | 9.2371e-14 | 9.2371e-14 | 9.2371e-14 | 9.2371e-14 | 9.2371e-14 | 9.2371e-14 | 9.2371e-14 | 9.2371e-14 | 9.2371e-14 | 9.2371e-14 | 9.2371e-14
Additional Depreciation - AFUDC Equity
| AFUDC Equity - CT |  | 2022: 2834.1687
| Total Additional Depreciation |  | 2023: 188.9446; 2024: 188.9446; 2025: 188.9446; 2026: 188.9446; 2027: 188.9446; 2028: 188.9446; 2029: 188.9446; 2030: 188.9446; 2031: 188.9446; 2032: 188.9446; 2033: 188.9446; 2034: 188.9446; 2035: 188.9446; 2036: 188.9446; 2037: 188.9446 | 2834.1687
Note on B91: Author: Includes return, income taxes and depreciation
Note on B100: Author: Fixed costs, Insurance and Property taxes

## NM-2 5 Year
Newman-2 Life Extension | [5 empty] | Check |  | AVG $/MWh | 2023 | 2024 | 2025 | 2026 | 2027
[6 empty] | 6564.6279 | Fuel | 35.0297 | 32.8678 | 33.8689 | 34.9875 | 36.2239 | 37.2004
[6 empty] | 565.263 | VOM | 2.9328 | 2.8302 | 2.8806 | 2.9319 | 2.9841 | 3.0373
[6 empty] | 12749.5803 | Fixed (FOM, Scheduled Outages, Pipeline, Reservation) | 33.6066 | 63.8347 | 23.8854 | 32.0014 | 24.1007 | 24.2108
| Summary Results |  |  |  |  | 23.7843 | Insurance | 0.12394 | 0.11908 | 0.12146 | 0.12389 | 0.12637 | 0.1289
[6 empty] | 4756.8519 | Depreciation | 23.8167 | 23.8167 | 23.8167 | 23.8167 | 23.8167 | 23.8167
| Present Value of Revenue Requirements as of January 1, 2023 |  | 85351725.5393 |  |  | 247.3563 | Property taxes | 0.74308 | 1.2385 | 0.99077 | 0.74308 | 0.49539 | 0.24769
[6 empty] | 327.4513 | Income taxes | 1.289 | 1.6395 | 1.6932 | 1.3653 | 1.0374 | 0.70949
| Levelized Cost of Energy $/MWh |  | 104.294 |  |  | 1828.3429 | Return on Investment | 5.4925 | 9.1542 | 7.3233 | 5.4925 | 3.6617 | 1.8308
103.0343
[6 empty] | 27063.2578 |  |  | 135.5006 | 94.5802 | 101.4622 | 92.4462 | 91.182 | Total 000s
[6 empty] | 27063.2578 |  | RR Nominal | 27063.2578 | 18890.3236 | 20264.8494 | 18464.0916 | 18211.6022 | 102894.1247
[6 empty] | 0 |  | RR PV | 25286.8562 | 16491.8329 | 16530.564 | 14073.0101 | 12969.4624 | 85351.7255
[8 empty] | 1 | 2 | 3 | 4 | 5 | 6 | 7 | 8 | 9 | 10 | 11 | 12 | 13 | 14 | 15 | 16 | 17 | 18 | 19 | 20 | 21 | 22 | 23 | 24 | 25 | 26 | 27 | 28 | 29 | 30 | 31 | 32 | 33 | 34 | 35 | 36 | 37 | 38 | 39 | 40 | 41 | 42 | 43 | 44 | 45 | 46 | 47 | 48 | 49 | 50 | 51 | 52 | 53 | 54
[8 empty] | 76 | Capacity MW
[7 empty] | COD January 1, 2023 | RR PV 1: 30%; 25286.8562 2: Capacity Factor
[5 empty] | Generation (MWh) based on: |  |  | Fiscal Year End | Fiscal Year End | Fiscal Year End | Fiscal Year End | Fiscal Year End | Fiscal Year End | Fiscal Year End | Fiscal Year End | Fiscal Year End | Fiscal Year End | Fiscal Year End | Fiscal Year End | Fiscal Year End | Fiscal Year End | Fiscal Year End | Fiscal Year End | Fiscal Year End | Fiscal Year End | Fiscal Year End | Fiscal Year End | Fiscal Year End | Fiscal Year End | Fiscal Year End | Fiscal Year End | Fiscal Year End | Fiscal Year End | Fiscal Year End | Fiscal Year End | Fiscal Year End | Fiscal Year End | Fiscal Year End | Fiscal Year End | Fiscal Year End | Fiscal Year End | Fiscal Year End | Fiscal Year End | Fiscal Year End | Fiscal Year End | Fiscal Year End | Fiscal Year End
|  | Fiscal Year After COD | 2018 | 2019 | 2020 | 2021 | 2022 | 2023 | 2024 | 2025 | 2026 | 2027 | 2028 | 2029 | 2030 | 2031 | 2032 | 2033 | 2034 | 2035 | 2036 | 2037 | 2038 | 2039 | 2040 | 2041 | 2042 | 2043 | 2044 | 2045 | 2046 | 2047 | 2048 | 2049 | 2050 | 2051 | 2052 | 2053 | 2054 | 2055 | 2056 | 2057 | 2058 | 2059 | 2060 | 2061 | 2062
|  | MWh |  |  | 0 | 0 |  | 199728 | 199728 | 199728 | 199728 | 199728 | 199728 | 199728 | 199728 | 199728 | 199728 | 199728 | 199728 | 199728 | 199728 | 199728 | 199728 | 199728 | 199728 | 199728 | 199728 | 199728 | 199728 | 199728 | 199728 | 199728 | 199728 | 199728 | 199728 | 199728 | 199728 | 199728 | 199728 | 199728 | 199728 | 199728 | 199728 | 199728 | 199728 | 199728 | 199728 | 199728 | 199728 | 199728 | 199728 | 199728 | 199728 | 199728 | 199728 | 199728 | 199728 | 199728 | 199728 | 199728 | 199728
VOM $/hour/Unit | $/MWh
| 2.54 | Proposed VOM Rate ($/MWh) |  |  |  | --- | --- | --- | --- | --- | --- | --- | --- | --- | --- | --- | --- | --- | --- | --- | --- | --- | --- | --- | --- | --- | --- | --- | --- | --- | --- | --- | --- | --- | --- | --- | --- | --- | --- | --- | --- | --- | --- | --- | --- | --- | --- | --- | --- | --- | --- | --- | --- | --- | --- | --- | --- | --- | --- | --- | ---
|  | 1.8268 | 1.8268 | 1.8268 | 1.8268 | 1.8268 | 1.7811 | 1.7811 | 1.7811 | 1.7811 | 1.7811 | 1.7811 | 1.7811 | 1.8554 | 1.8554 | 1.8554 | 1.8554 | 1.8554 | 1.8554 | 1.8554 | 1.8554 | 1.8554 | 1.8554 | 1.8554 | 1.8554 | 1.8554 | 1.8554 | 1.8554 | 1.8554 | 1.8554 | 1.8554 | 1.8554 | 1.8554 | 1.8554 | 1.8554 | 1.8554 | 1.8554 | 1.8554 | 1.8554 | 1.8554 | 1.8554 | 1.8554 | 1.8554 | 1.8554 | 1.8554 | 1.8554 | 1.8554 | 1.8554 | 1.8554 | 1.8554 | 1.8554 | 1.8554 | 1.8554 | 1.8554 | 1.8554 | 1.8554 | 1.8554 | 1.8554 | 1.8554 | 1.8554 | 1.8554
|  | 1.0183 | 1.0183 | 1.0183 | 1.0183 | 1.0183 | 1.0178 | 1.0178 | 1.0178 | 1.0178 | 1.0178 | 1.0178 | 1.0178 | 1.0186 | 1.0186 | 1.0186 | 1.0186 | 1.0186 | 1.0186 | 1.0186 | 1.0186 | 1.0186 | 1.0186 | 1.0186 | 1.0186 | 1.0186 | 1.0186 | 1.0186 | 1.0186 | 1.0186 | 1.0186 | 1.0186 | 1.0186 | 1.0186 | 1.0186 | 1.0186 | 1.0186 | 1.0186 | 1.0186 | 1.0186 | 1.0186 | 1.0186 | 1.0186 | 1.0186 | 1.0186 | 1.0186 | 1.0186 | 1.0186 | 1.0186 | 1.0186 | 1.0186 | 1.0186 | 1.0186 | 1.0186 | 1.0186 | 1.0186 | 1.0186 | 1.0186 | 1.0186 | 1.0186 | 1.0186
|  |  | 2.5864 | 2.6336 | 2.6818 | 2.7308 | 2.7806 | 2.8302 | 2.8806 | 2.9319 | 2.9841 | 3.0373 | 3.0913 | 3.1464 | 3.2048 | 3.2642 | 3.3248 | 3.3865 | 3.4493 | 3.5133 | 3.5785 | 3.6449 | 3.7125 | 3.7814 | 3.8516 | 3.923 | 3.9958 | 4.07 | 4.1455 | 4.2224 | 4.3007 | 4.3805 | 4.4618 | 4.5446 | 4.6289 | 4.7148 | 4.8022 | 4.8913 | 4.9821 | 5.0745 | 5.1687 | 5.2646 | 5.3623 | 5.4617 | 5.5631 | 5.6663 | 5.7714 | 5.8785 | 5.9876 | 6.0987 | 6.2118 | 6.3271 | 6.4445 | 6.564 | 6.6858 | 6.8099 | 6.9362 | 7.0649 | 7.196 | 7.3295 | 7.4655
|  | VOM Costs ($) | 0 | 0 | 0 | 0 | 0 | 565262.9618 | 575330.998 | 585578.3584 | 596008.2371 | 606623.8849 | 617428.6106 | 628425.7818 | 640085.3327 | 651961.21 | 664057.4274 | 676378.0731 | 688927.3108 | 701709.3819 | 714728.6062 | 727989.3838 | 741496.1964 | 755253.6088 | 769266.2704 | 783538.9172 | 798076.3727 | 812883.5502 | 827965.4538 | 843327.1809 | 858973.923 | 874910.9683 | 891143.7029 | 907677.6129 | 924518.2862 | 941671.4144 | 959142.7946 | 976938.3315 | 995064.0394 | 1013526.0442 | 1032330.5853 | 1051484.0181 | 1070992.8157 | 1090863.5714 | 1111103.0009 | 1131717.9443 | 1152715.3689 | 1174102.3709 | 1195886.1785 | 1218074.1538 | 1240673.7955 | 1263692.7417 | 1287138.7718 | 1311019.8098 | 1335343.9266 | 1360119.3431 | 1385354.4322 | 1411057.7228 | 1437237.9015 | 1463903.8164 | 1491064.4796
|  | VOM Costs (000$) | 0 | 0 | 0 | 0 | 0 | 565.263 | 575.331 | 585.5784 | 596.0082 | 606.6239 | 617.4286 | 628.4258 | 640.0853 | 651.9612 | 664.0574 | 676.3781 | 688.9273 | 701.7094 | 714.7286 | 727.9894 | 741.4962 | 755.2536 | 769.2663 | 783.5389 | 798.0764 | 812.8836 | 827.9655 | 843.3272 | 858.9739 | 874.911 | 891.1437 | 907.6776 | 924.5183 | 941.6714 | 959.1428 | 976.9383 | 995.064 | 1013.526 | 1032.3306 | 1051.484 | 1070.9928 | 1090.8636 | 1111.103 | 1131.7179 | 1152.7154 | 1174.1024 | 1195.8862 | 1218.0742 | 1240.6738 | 1263.6927 | 1287.1388 | 1311.0198 | 1335.3439 | 1360.1193 | 1385.3544 | 1411.0577 | 1437.2379 | 1463.9038 | 1491.0645
$/KW-yr
Proposed FOM ($/kW-yr)
FOM ($)
|  | FOM (000$) | 2020: 0; 2021: 0; 2022: 0; 2023: 9677; 2024: 1698; 2025: 3319; 2026: 1741; 2027: 1763
| 0 | Hot Gas Path Inspection 5-Year | 2023: 0; 2032: 0; 2037: 0; 2042: 0; 2047: 0; 2052: 0; 2057: 0; 2058: 0; 2062: 0 |  |  |  |  | 0 |  |  |  |  | 0
| 0 | Major Gas Turbine Inspection 10 year | 2032: 0; 2042: 0; 2052: 0; 2062: 0 | [9 empty] | 0
| 0 | Boroscope Annual | [5 empty] | 0 | 0 | 0 | 0 | 0 | 0 | 0 | 0 | 0 | 0 | 0 | 0 | 0 | 0 | 0 | 0 | 0 | 0 | 0 | 0 | 0 | 0 | 0 | 0 | 0 | 0 | 0 | 0 | 0 | 0 | 0 | 0 | 0 | 0 | 0 | 0 | 0 | 0 | 0 | 0 | 0 | 0 | 0 | 0 | 0 | 0 | 0 | 0 | 0 | 0 | 0 | 0 | 0 | 0
| 0 | Preventive Maintenance Annual | [5 empty] | 0 | 0 | 0 | 0 | 0 | 0 | 0 | 0 | 0 | 0 | 0 | 0 | 0 | 0 | 0 | 0 | 0 | 0 | 0 | 0 | 0 | 0 | 0 | 0 | 0 | 0 | 0 | 0 | 0 | 0 | 0 | 0 | 0 | 0 | 0 | 0 | 0 | 0 | 0 | 0 | 0 | 0 | 0 | 0 | 0 | 0 | 0 | 0 | 0 | 0 | 0 | 0 | 0 | 0
|  | Total Outage Costs | 0 | 0 | 0 | 0 | 0 | 0 | 0 | 0 | 0 | 0 | 0 | 0 | 0 | 0 | 0 | 0 | 0 | 0 | 0 | 0 | 0 | 0 | 0 | 0 | 0 | 0 | 0 | 0 | 0 | 0 | 0 | 0 | 0 | 0 | 0 | 0 | 0 | 0 | 0 | 0 | 0 | 0 | 0 | 0 | 0 | 0 | 0 | 0 | 0 | 0 | 0 | 0 | 0 | 0 | 0 | 0 | 0 | 0 | 0
|  | Guaranteed Heat Rate |  |  |  |  | 12.47 | 12.47 | 12.47 | 12.47 | 12.47 | 12.47 | 12.47 | 12.47 | 12.47 | 12.47 | 12.47 | 12.47 | 12.47 | 12.47 | 12.47 | 12.47 | 12.47 | 12.47 | 12.47 | 12.47 | 12.47 | 12.47 | 12.47 | 12.47 | 12.47 | 12.47 | 12.47 | 12.47 | 12.47 | 12.47 | 12.47 | 12.47 | 12.47 | 12.47 | 12.47 | 12.47 | 12.47 | 12.47 | 12.47 | 12.47 | 12.47 | 12.47 | 12.47 | 12.47 | 12.47 | 12.47 | 12.47 | 12.47 | 12.47 | 12.47 | 12.47 | 12.47 | 12.47 | 12.47 | 12.47
|  | Forecasted NewInter Prices (#515) | 2.5504 | 2.4104 | 2.4283 | 2.4951 | 2.5744 | 2.6358 | 2.716 | 2.8057 | 2.9049 | 2.9832 | 3.0761 | 3.1691 | 3.2348 | 3.3032 | 3.3732 | 3.4456 | 3.5195 | 3.5946 | 3.6712 | 3.7496 | 3.8299 | 3.9118 | 3.9955 | 4.0811 | 4.1684 | 4.2576 | 4.3487 | 4.4418 | 4.5368 | 4.6339 | 4.7331 | 4.8344 | 4.9378 | 5.0435 | 5.1514 | 5.2617 | 5.3743 | 5.4893 | 5.6067 | 5.7267 | 5.8493 | 5.9744 | 6.1023 | 6.2329 | 6.3663 | 6.5025 | 6.6417 | 6.7838 | 6.929 | 7.0772 | 7.2287 | 7.3834 | 7.5414 | 7.7028 | 7.8676 | 8.036 | 8.208 | 8.3836 | 8.563
|  | Fuel Costs ($) |  |  | 0 | 0 | 0 | 6564627.8866 | 6764564.8871 | 6987988.2646 | 7234935.7271 | 7429956.0499 | 7661440.5281 | 7892987.3117 | 8056582.4291 | 8226861.668 | 8401234.3774 | 8581580.7602 | 8765769.4721 | 8952665.6763 | 9143504.2884 | 9338868.1039 | 9538719.8813 | 9742848.4868 | 9951345.4444 | 10164304.2369 | 10381820.3476 | 10603991.303 | 10830916.7169 | 11062698.3346 | 11299440.079 | 11541248.0967 | 11788230.806 | 12040498.9452 | 12298165.6226 | 12561346.367 | 12830159.1792 | 13104724.5857 | 13385165.6918 | 13671608.2376 | 13964180.6539 | 14263014.1199 | 14568242.622 | 14880003.0141 | 15198435.0786 | 15523681.5893 | 15855888.3753 | 16195204.3866 | 16541781.7604 | 16895775.8901 | 17257345.4942 | 17626652.6877 | 18003863.0553 | 18389145.7246 | 18782673.4431 | 19184622.6548 | 19595173.5796 | 20014510.2943 | 20442820.8145 | 20880297.18 | 21327135.5396
|  | Fuel Costs (000$) |  |  | 0 | 0 | 0 | 6564.6279 | 6764.5649 | 6987.9883 | 7234.9357 | 7429.956 | 7661.4405 | 7892.9873 | 8056.5824 | 8226.8617 | 8401.2344 | 8581.5808 | 8765.7695 | 8952.6657 | 9143.5043 | 9338.8681 | 9538.7199 | 9742.8485 | 9951.3454 | 10164.3042 | 10381.8203 | 10603.9913 | 10830.9167 | 11062.6983 | 11299.4401 | 11541.2481 | 11788.2308 | 12040.4989 | 12298.1656 | 12561.3464 | 12830.1592 | 13104.7246 | 13385.1657 | 13671.6082 | 13964.1807 | 14263.0141 | 14568.2426 | 14880.003 | 15198.4351 | 15523.6816 | 15855.8884 | 16195.2044 | 16541.7818 | 16895.7759 | 17257.3455 | 17626.6527 | 18003.8631 | 18389.1457 | 18782.6734 | 19184.6227 | 19595.1736 | 20014.5103 | 20442.8208 | 20880.2972 | 21327.1355
Inter Reservation Rate ($/Dth-day) |  | Inter Reservation Needed (MMBTU/day) |  |  | 0 | 0 | 0 | 22745.28 | 22745.28 | 22745.28 | 22745.28 | 22745.28 | 22745.28 | 22745.28 | 22745.28 | 22745.28 | 22745.28 | 22745.28 | 22745.28 | 22745.28 | 22745.28 | 22745.28 | 22745.28 | 22745.28 | 22745.28 | 22745.28 | 22745.28 | 22745.28 | 22745.28 | 22745.28 | 22745.28 | 22745.28 | 22745.28 | 22745.28 | 22745.28 | 22745.28 | 22745.28 | 22745.28 | 22745.28 | 22745.28 | 22745.28 | 22745.28 | 22745.28 | 22745.28 | 22745.28 | 22745.28 | 22745.28 | 22745.28 | 22745.28 | 22745.28 | 22745.28 | 22745.28 | 22745.28 | 22745.28 | 22745.28 | 22745.28 | 22745.28 | 22745.28 | 22745.28 | 22745.28 | 22745.28
|  | Reservation Cost ($) |  |  | 0 | 0 | 0 | 3072580.2667 | 3072580.2667 | 3072580.2667 | 3072580.2667 | 3072580.2667 | 3072580.2667 | 3072580.2667 | 3072580.2667 | 3072580.2667 | 3072580.2667 | 3072580.2667 | 3072580.2667 | 3072580.2667 | 3072580.2667 | 3072580.2667 | 3072580.2667 | 3072580.2667 | 3072580.2667 | 3072580.2667 | 3072580.2667 | 3072580.2667 | 3072580.2667 | 3072580.2667 | 3072580.2667 | 3072580.2667 | 3072580.2667 | 3072580.2667 | 3072580.2667 | 3072580.2667 | 3072580.2667 | 3072580.2667 | 3072580.2667 | 3072580.2667 | 3072580.2667 | 3072580.2667 | 3072580.2667 | 3072580.2667 | 3072580.2667 | 3072580.2667 | 3072580.2667 | 3072580.2667 | 3072580.2667 | 3072580.2667 | 3072580.2667 | 3072580.2667 | 3072580.2667 | 3072580.2667 | 3072580.2667 | 3072580.2667 | 3072580.2667 | 3072580.2667 | 3072580.2667 | 3072580.2667 | 3072580.2667
|  | Reservation Cost ($000) |  |  | 0 | 0 | 0 | 3072.5803 | 3072.5803 | 3072.5803 | 3072.5803 | 3072.5803 | 3072.5803 | 3072.5803 | 3072.5803 | 3072.5803 | 3072.5803 | 3072.5803 | 3072.5803 | 3072.5803 | 3072.5803 | 3072.5803 | 3072.5803 | 3072.5803 | 3072.5803 | 3072.5803 | 3072.5803 | 3072.5803 | 3072.5803 | 3072.5803 | 3072.5803 | 3072.5803 | 3072.5803 | 3072.5803 | 3072.5803 | 3072.5803 | 3072.5803 | 3072.5803 | 3072.5803 | 3072.5803 | 3072.5803 | 3072.5803 | 3072.5803 | 3072.5803 | 3072.5803 | 3072.5803 | 3072.5803 | 3072.5803 | 3072.5803 | 3072.5803 | 3072.5803 | 3072.5803 | 3072.5803 | 3072.5803 | 3072.5803 | 3072.5803 | 3072.5803 | 3072.5803 | 3072.5803 | 3072.5803 | 3072.5803
0.3701 |  |  | 2023: 775.3872
[8 empty] | 1 | 2 | 3 | 4 | 5 | 6 | 7 | 8 | 9 | 10 | 11 | 12 | 13 | 14 | 15 | 16 | 17 | 18 | 19 | 20 | 21 | 22 | 23 | 24 | 25 | 26 | 27 | 28 | 29 | 30 | 31 | 32 | 33 | 34 | 35 | 36 | 37 | 38 | 39 | 40
PRESENT VALUE OF REVENUE REQUIREMENTS MODEL |  |  | 2018 | 2019 | 2020 | 2021 | 2022 | 2023 | 2024 | 2025 | 2026 | 2027 | 2028 | 2029 | 2030 | 2031 | 2032 | 2033 | 2034 | 2035 | 2036 | 2037 | 2038 | 2039 | 2040 | 2041 | 2042 | 2043 | 2044 | 2045 | 2046 | 2047 | 2048 | 2049 | 2050 | 2051 | 2052 | 2053 | 2054 | 2055 | 2056 | 2057 | 2058 | 2059 | 2060 | 2061 | 2062
| Project Name | NM-2 Life Extension
Turbine
Proposal Type
Location
| Fuel | Dual Fuel
| Escalation Rate | 2%
| Investment 000s | 21730 | 2022: 21730
| Life | 5 | 2018: years
| Book Depreciation | Straight-line
| Tax Depreciation (Gen. Equip) | 5 | 2018: years; 2019: MACRS
| Cost of Capital (Post-tax) | 7.025%
| Weighted cost of equity | 4.666%
| Weighted cost of debt | 3.059%
| Return on Rate Base | 7.725%
| Tax Rate | 22.87%
| Insurance Rate | 0.1%
| Capacity | 76
| Capacity Factor | 30%
| First Year Generation (MWh) | 199728
| Heat Rate | 12.47
| Property Tax Rate | 1.04%
| Revenue Requirement / PV Calculations | [6 empty] | 1 | 2 | 3 | 4 | 5 | 6 | 7 | 8 | 9 | 10 | 11 | 12 | 13 | 14 | 15 | 16 | 17 | 18 | 19 | 20 | 21 | 22 | 23 | 24 | 25 | 26 | 27 | 28 | 29 | 30 | 31 | 32 | 33 | 34 | 35 | 36 | 37 | 38 | 39 | 40
[5 empty] | Fiscal Year End |  |  | 2023 | 2024 | 2025 | 2026 | 2027 | 2028 | 2029 | 2030 | 2031 | 2032 | 2033 | 2034 | 2035 | 2036 | 2037 | 2038 | 2039 | 2040 | 2041 | 2042 | 2043 | 2044 | 2045 | 2046 | 2047 | 2048 | 2049 | 2050 | 2051 | 2052 | 2053 | 2054 | 2055 | 2056 | 2057 | 2058 | 2059 | 2060 | 2061 | 2062
| Revenue Requirements by year | [5 empty] | 0 | 27063.2578 | 18890.3236 | 20264.8494 | 18464.0916 | 18211.6022 | 11453.9243 | 11620.7783 | 11796.5687 | 11979.2702 | 12166.2965 | 12359.532 | 12556.8498 | 12757.1195 | 12961.5806 | 13170.8206 | 13384.8068 | 13603.3331 | 13826.4957 | 14054.3932 | 14287.1262 | 14524.7973 | 14767.5114 | 15015.3758 | 15268.4997 | 15526.9948 | 15790.9754 | 16060.5578 | 16335.8612 | 16617.007 | 16904.1194 | 17197.3251 | 17496.7535 | 17802.537 | 18114.8104 | 18433.7116 | 18759.3816 | 19091.9641 | 19431.6059 | 19778.4571 | 20132.6709
| Present Value of RR by year | [5 empty] | 0 | 25286.8562 | 16491.8329 | 16530.564 | 14073.0101 | 12969.4624 | 7621.5428 | 7225.0118 | 6852.8907 | 6502.2435 | 6170.2964 | 5856.8543 | 5559.7833 | 5277.6982 | 5010.3107 | 4757.0124 | 4516.9816 | 4289.3977 | 4073.5952 | 3868.9454 | 3674.8545 | 3490.761 | 3316.1343 | 3150.473 | 2993.303 | 2844.1762 | 2702.6687 | 2568.3798 | 2440.9305 | 2319.9624 | 2205.1364 | 2096.1317 | 1992.6449 | 1894.3887 | 1801.0914 | 1712.4958 | 1628.3584 | 1548.4488 | 1472.5488 | 1400.4519 | 1331.9623
| Total Present Value | [6 empty] | 1 2023: 85351.7255
| Present Value of MWhs generated | [6 empty] | 1 2023: 818376.353
Aurora Inputs
| Demand Charge Related Revenue Requirement | [5 empty] | 0 | 6912.6461 | 6557.7025 | 6126.5436 | 5695.3848 | 5264.2259 | 76.2152 | 0 | 0 | 0 | 0 | 0 | 0 | 0 | 0 | 0 | 0 | 0 | 0 | 0 | 0 | 0 | 0 | 0 | 0 | 0 | 0 | 0 | 0 | 0 | 0 | 0 | 0 | 0 | 0 | 0 | 0 | 0 | 0 | 0 | 0
| $/MW week equivalent rate | [6 empty] | 1744.4547 | 1654.8822 | 1546.0763 | 1437.2703 | 1328.4643 | 19.2334 | 0 | 0 | 0 | 0 | 0 | 0 | 0 | 0 | 0 | 0 | 0 | 0 | 0 | 0 | 0 | 0 | 0 | 0 | 0 | 0 | 0 | 0 | 0 | 0 | 0 | 0 | 0 | 0 | 0 | 0 | 0 | 0 | 0 | 0
| Present Value of Demand Related Charges | [6 empty] | 1 2023: 25271.4265
| Annualized Payment Demand Related Charges | [6 empty] | 1 2023: 6167.592
| Capital Carrying Cost ($/MW-WK) | [6 empty] | 1 2023: 1556.4351
| Other Fixed Charges | [6 empty] | 13020.7208 | 4992.7253 | 6564.7392 | 4937.7628 | 4910.7964 | 3098.84 | 3099.3652 | 3099.9009 | 3100.4473 | 3101.0047 | 3101.5731 | 3102.153 | 3102.7445 | 3103.3477 | 3103.9631 | 3104.5907 | 3105.231 | 3105.884 | 3106.55 | 3107.2294 | 3107.9224 | 3108.6293 | 3109.3502 | 3110.0856 | 3110.8358 | 3111.6009 | 3112.3813 | 3113.1773 | 3113.9892 | 3114.8174 | 3115.6622 | 3116.5238 | 3117.4027 | 3118.2991 | 3119.2135 | 3120.1462 | 3121.0975 | 3122.0678 | 3123.0576 | 3124.0671
| Minus FOM | [6 empty] | -9677 | -1698 | -3319 | -1741 | -1763 | 0 | 0 | 0 | 0 | 0 | 0 | 0 | 0 | 0 | 0 | 0 | 0 | 0 | 0 | 0 | 0 | 0 | 0 | 0 | 0 | 0 | 0 | 0 | 0 | 0 | 0 | 0 | 0 | 0 | 0 | 0 | 0 | 0 | 0 | 0
| Net Other Fixed Charges | [6 empty] | 3343.7208 | 3294.7253 | 3245.7392 | 3196.7628 | 3147.7964 | 3098.84 | 3099.3652 | 3099.9009 | 3100.4473 | 3101.0047 | 3101.5731 | 3102.153 | 3102.7445 | 3103.3477 | 3103.9631 | 3104.5907 | 3105.231 | 3105.884 | 3106.55 | 3107.2294 | 3107.9224 | 3108.6293 | 3109.3502 | 3110.0856 | 3110.8358 | 3111.6009 | 3112.3813 | 3113.1773 | 3113.9892 | 3114.8174 | 3115.6622 | 3116.5238 | 3117.4027 | 3118.2991 | 3119.2135 | 3120.1462 | 3121.0975 | 3122.0678 | 3123.0576 | 3124.0671
| $/MW week equivalent rate | [6 empty] | 843.8114 | 831.447 | 819.0851 | 806.7255 | 794.3685 | 782.014 | 782.1466 | 782.2817 | 782.4196 | 782.5603 | 782.7037 | 782.8501 | 782.9993 | 783.1516 | 783.3069 | 783.4653 | 783.6268 | 783.7916 | 783.9597 | 784.1311 | 784.306 | 784.4844 | 784.6663 | 784.8519 | 785.0412 | 785.2343 | 785.4312 | 785.6321 | 785.837 | 786.046 | 786.2592 | 786.4766 | 786.6984 | 786.9247 | 787.1554 | 787.3908 | 787.6308 | 787.8757 | 788.1255 | 788.3803
| Present Value of Other Fixed Charges | [6 empty] | 1 2023: 13326.5053
| Annualized Payment Other Fixed Charges | [6 empty] | 1 2023: 3252.3866
| Other Fixed Charges Cost ($/MW-WK) | [6 empty] | 1 2023: 820.7626
El Paso Electric Company
Option A Bowie Simple Cycle
(thousands) | [6 empty] | Fiscal Yr End | Fiscal Yr End | Fiscal Yr End | Fiscal Yr End | Fiscal Yr End | Fiscal Yr End | Fiscal Yr End | Fiscal Yr End | Fiscal Yr End | Fiscal Yr End | Fiscal Yr End | Fiscal Yr End | Fiscal Yr End | Fiscal Yr End | Fiscal Yr End | Fiscal Yr End | Fiscal Yr End | Fiscal Yr End | Fiscal Yr End | Fiscal Yr End | Fiscal Yr End | Fiscal Yr End | Fiscal Yr End | Fiscal Yr End | Fiscal Yr End | Fiscal Yr End | Fiscal Yr End | Fiscal Yr End | Fiscal Yr End | Fiscal Yr End | Fiscal Yr End | Fiscal Yr End | Fiscal Yr End | Fiscal Yr End | Fiscal Yr End | Fiscal Yr End | Fiscal Yr End | Fiscal Yr End | Fiscal Yr End | Fiscal Yr End | Fiscal Yr End
| Total Company Rate Base |  | 2018 | 2019 | 2020 | 2021 | 2022 | 2023 | 2024 | 2025 | 2026 | 2027 | 2028 | 2029 | 2030 | 2031 | 2032 | 2033 | 2034 | 2035 | 2036 | 2037 | 2038 | 2039 | 2040 | 2041 | 2042 | 2043 | 2044 | 2045 | 2046 | 2047 | 2048 | 2049 | 2050 | 2051 | 2052 | 2053 | 2054 | 2055 | 2056 | 2057 | 2058 | 2059 | 2060 | 2061 | 2062
| Electric plant in service | [5 empty] | 23784.2596 | 23784.2596 | 23784.2596 | 23784.2596 | 23784.2596 | 23784.2596 | 23784.2596 | 23784.2596 | 23784.2596 | 23784.2596 | 23784.2596 | 23784.2596 | 23784.2596 | 23784.2596 | 23784.2596 | 23784.2596 | 23784.2596 | 23784.2596 | 23784.2596 | 23784.2596 | 23784.2596 | 23784.2596 | 23784.2596 | 23784.2596 | 23784.2596 | 23784.2596 | 23784.2596 | 23784.2596 | 23784.2596 | 23784.2596 | 23784.2596 | 23784.2596 | 23784.2596 | 23784.2596 | 23784.2596 | 23784.2596 | 23784.2596 | 23784.2596 | 23784.2596 | 23784.2596 | 23784.2596
| Accumulated depreciation |  |  |  |  | 0 | 0 | -4756.8519 | -9513.7038 | -14270.5557 | -19027.4076 | -23784.2596 | -23784.2596 | -23784.2596 | -23784.2596 | -23784.2596 | -23784.2596 | -23784.2596 | -23784.2596 | -23784.2596 | -23784.2596 | -23784.2596 | -23784.2596 | -23784.2596 | -23784.2596 | -23784.2596 | -23784.2596 | -23784.2596 | -23784.2596 | -23784.2596 | -23784.2596 | -23784.2596 | -23784.2596 | -23784.2596 | -23784.2596 | -23784.2596 | -23784.2596 | -23784.2596 | -23784.2596 | -23784.2596 | -23784.2596 | -23784.2596 | -23784.2596 | -23784.2596 | -23784.2596 | -23784.2596 | -23784.2596
| Net plant |  | 0 | 0 | 0 | 0 | 23784.2596 | 19027.4076 | 14270.5557 | 9513.7038 | 4756.8519 | 0 | 0 | 0 | 0 | 0 | 0 | 0 | 0 | 0 | 0 | 0 | 0 | 0 | 0 | 0 | 0 | 0 | 0 | 0 | 0 | 0 | 0 | 0 | 0 | 0 | 0 | 0 | 0 | 0 | 0 | 0 | 0 | 0 | 0 | 0 | 0
| Accumulated deferred income taxes |  |  |  |  | 0 | -116.39 | -93.112 | -69.834 | -46.556 | -23.278 | 0 | 0 | 0 | 0 | 0 | 0 | 0 | 0 | 0 | 0 | 0 | 0 | 0 | 0 | 0 | 0 | 0 | 0 | 0 | 0 | 0 | 0 | 0 | 0 | 0 | 0 | 0 | 0 | 0 | 0 | 0 | 0 | 0 | 0 | 0 | 0
| Total rate base |  | 0 | 0 | 0 | 0 | 23667.8695 | 18934.2956 | 14200.7217 | 9467.1478 | 4733.5739 | 0 | 0 | 0 | 0 | 0 | 0 | 0 | 0 | 0 | 0 | 0 | 0 | 0 | 0 | 0 | 0 | 0 | 0 | 0 | 0 | 0 | 0 | 0 | 0 | 0 | 0 | 0 | 0 | 0 | 0 | 0 | 0 | 0 | 0 | 0 | 0
| Weighted cost of capital | [5 empty] | 7.725% | 7.725% | 7.725% | 7.725% | 7.725% | 7.725% | 7.725% | 7.725% | 7.725% | 7.725% | 7.725% | 7.725% | 7.725% | 7.725% | 7.725% | 7.725% | 7.725% | 7.725% | 7.725% | 7.725% | 7.725% | 7.725% | 7.725% | 7.725% | 7.725% | 7.725% | 7.725% | 7.725% | 7.725% | 7.725% | 7.725% | 7.725% | 7.725% | 7.725% | 7.725% | 7.725% | 7.725% | 7.725% | 7.725% | 7.725% | 7.725%
| Return on investment |  |  |  |  | 0 | 1828.3429 | 1462.6743 | 1097.0058 | 731.3372 | 365.6686 | 0 | 0 | 0 | 0 | 0 | 0 | 0 | 0 | 0 | 0 | 0 | 0 | 0 | 0 | 0 | 0 | 0 | 0 | 0 | 0 | 0 | 0 | 0 | 0 | 0 | 0 | 0 | 0 | 0 | 0 | 0 | 0 | 0 | 0 | 0 | 0
Revenue Requirements
| Fuel | [5 empty] | 0 | 6564.6279 | 6764.5649 | 6987.9883 | 7234.9357 | 7429.956 | 7661.4405 | 7892.9873 | 8056.5824 | 8226.8617 | 8401.2344 | 8581.5808 | 8765.7695 | 8952.6657 | 9143.5043 | 9338.8681 | 9538.7199 | 9742.8485 | 9951.3454 | 10164.3042 | 10381.8203 | 10603.9913 | 10830.9167 | 11062.6983 | 11299.4401 | 11541.2481 | 11788.2308 | 12040.4989 | 12298.1656 | 12561.3464 | 12830.1592 | 13104.7246 | 13385.1657 | 13671.6082 | 13964.1807 | 14263.0141 | 14568.2426 | 14880.003 | 15198.4351 | 15523.6816 | 15855.8884
Operation and maintenance expenses
| Variable | [5 empty] | 0 | 565.263 | 575.331 | 585.5784 | 596.0082 | 606.6239 | 617.4286 | 628.4258 | 640.0853 | 651.9612 | 664.0574 | 676.3781 | 688.9273 | 701.7094 | 714.7286 | 727.9894 | 741.4962 | 755.2536 | 769.2663 | 783.5389 | 798.0764 | 812.8836 | 827.9655 | 843.3272 | 858.9739 | 874.911 | 891.1437 | 907.6776 | 924.5183 | 941.6714 | 959.1428 | 976.9383 | 995.064 | 1013.526 | 1032.3306 | 1051.484 | 1070.9928 | 1090.8636 | 1111.103 | 1131.7179 | 1152.7154
| Fixed (FOM, Scheduled Outages, Pipeline, Reservation) | [5 empty] | 0 | 12749.5803 | 4770.5803 | 6391.5803 | 4813.5803 | 4835.5803 | 3072.5803 | 3072.5803 | 3072.5803 | 3072.5803 | 3072.5803 | 3072.5803 | 3072.5803 | 3072.5803 | 3072.5803 | 3072.5803 | 3072.5803 | 3072.5803 | 3072.5803 | 3072.5803 | 3072.5803 | 3072.5803 | 3072.5803 | 3072.5803 | 3072.5803 | 3072.5803 | 3072.5803 | 3072.5803 | 3072.5803 | 3072.5803 | 3072.5803 | 3072.5803 | 3072.5803 | 3072.5803 | 3072.5803 | 3072.5803 | 3072.5803 | 3072.5803 | 3072.5803 | 3072.5803 | 3072.5803
| Insurance | [5 empty] | 0 | 23.7843 | 24.2599 | 24.7451 | 25.24 | 25.7448 | 26.2597 | 26.7849 | 27.3206 | 27.8671 | 28.4244 | 28.9929 | 29.5727 | 30.1642 | 30.7675 | 31.3828 | 32.0105 | 32.6507 | 33.3037 | 33.9698 | 34.6492 | 35.3422 | 36.049 | 36.77 | 37.5054 | 38.2555 | 39.0206 | 39.801 | 40.597 | 41.409 | 42.2372 | 43.0819 | 43.9435 | 44.8224 | 45.7189 | 46.6332 | 47.5659 | 48.5172 | 49.4876 | 50.4773 | 51.4869
0
| Depreciation | [5 empty] | 0 | 4756.8519 | 4756.8519 | 4756.8519 | 4756.8519 | 4756.8519 | 0 | 0 | 0 | 0 | 0 | 0 | 0 | 0 | 0 | 0 | 0 | 0 | 0 | 0 | 0 | 0 | 0 | 0 | 0 | 0 | 0 | 0 | 0 | 0 | 0 | 0 | 0 | 0 | 0 | 0 | 0 | 0 | 0 | 0 | 0
Taxes Other than income taxes
Payroll taxes
| Property taxes | [5 empty] | 0 | 247.3563 | 197.885 | 148.4138 | 98.9425 | 49.4713 | 0 | 0 | 0 | 0 | 0 | 0 | 0 | 0 | 0 | 0 | 0 | 0 | 0 | 0 | 0 | 0 | 0 | 0 | 0 | 0 | 0 | 0 | 0 | 0 | 0 | 0 | 0 | 0 | 0 | 0 | 0 | 0 | 0 | 0 | 0
Revenue taxes
| Income taxes | [5 empty] | 0 | 327.4513 | 338.1762 | 272.686 | 207.1957 | 141.7054 | 76.2152 | 0 | 0 | 0 | 0 | 0 | 0 | 0 | 0 | 0 | 0 | 0 | 0 | 0 | 0 | 0 | 0 | 0 | 0 | 0 | 0 | 0 | 0 | 0 | 0 | 0 | 0 | 0 | 0 | 0 | 0 | 0 | 0 | 0 | 0
| Return on investment |  | 0 | 0 | 0 | 0 | 0 | 1828.3429 | 1462.6743 | 1097.0058 | 731.3372 | 365.6686 | 0 | 0 | 0 | 0 | 0 | 0 | 0 | 0 | 0 | 0 | 0 | 0 | 0 | 0 | 0 | 0 | 0 | 0 | 0 | 0 | 0 | 0 | 0 | 0 | 0 | 0 | 0 | 0 | 0 | 0 | 0 | 0 | 0 | 0 | 0
| Total non-fuel cost of serivce |  | 0 | 0 | 0 | 0 | 0 | 27063.2578 | 18890.3236 | 20264.8494 | 18464.0916 | 18211.6022 | 11453.9243 | 11620.7783 | 11796.5687 | 11979.2702 | 12166.2965 | 12359.532 | 12556.8498 | 12757.1195 | 12961.5806 | 13170.8206 | 13384.8068 | 13603.3331 | 13826.4957 | 14054.3932 | 14287.1262 | 14524.7973 | 14767.5114 | 15015.3758 | 15268.4997 | 15526.9948 | 15790.9754 | 16060.5578 | 16335.8612 | 16617.007 | 16904.1194 | 17197.3251 | 17496.7535 | 17802.537 | 18114.8104 | 18433.7116 | 18759.3816 | 19091.9641 | 19431.6059 | 19778.4571 | 20132.6709
Income Taxes
| Return |  | 0 | 0 | 0 |  | 1828.3429 | 1462.6743 | 1097.0058 | 731.3372 | 365.6686 | 0 | 0 | 0 | 0 | 0 | 0 | 0 | 0 | 0 | 0 | 0 | 0 | 0 | 0 | 0 | 0 | 0 | 0 | 0 | 0 | 0 | 0 | 0 | 0 | 0 | 0 | 0 | 0 | 0 | 0 | 0 | 0 | 0 | 0 | 0 | 0
| Less: Synchronized interest |  | 0 | 0 | 0 |  | 724.0001 | 579.2001 | 434.4001 | 289.6001 | 144.8 | 0 | 0 | 0 | 0 | 0 | 0 | 0 | 0 | 0 | 0 | 0 | 0 | 0 | 0 | 0 | 0 | 0 | 0 | 0 | 0 | 0 | 0 | 0 | 0 | 0 | 0 | 0 | 0 | 0 | 0 | 0 | 0 | 0 | 0 | 0 | 0
| Return on equity |  | 0 | 0 | 0 | 0 | 1104.3428 | 883.4742 | 662.6057 | 441.7371 | 220.8686 | 0 | 0 | 0 | 0 | 0 | 0 | 0 | 0 | 0 | 0 | 0 | 0 | 0 | 0 | 0 | 0 | 0 | 0 | 0 | 0 | 0 | 0 | 0 | 0 | 0 | 0 | 0 | 0 | 0 | 0 | 0 | 0 | 0 | 0 | 0 | 0
Plus:
| Permanent differences | [5 empty] | 0 | 257.0388 | 257.0388 | 257.0388 | 257.0388 | 257.0388 | 0 | 0 | 0 | 0 | 0 | 0 | 0 | 0 | 0 | 0 | 0 | 0 | 0 | 0 | 0 | 0 | 0 | 0 | 0 | 0 | 0 | 0 | 0 | 0 | 0 | 0 | 0 | 0 | 0 | 0 | 0 | 0 | 0 | 0 | 0
| Taxable component of return |  | 0 | 0 | 0 | 0 | 1104.3428 | 1140.513 | 919.6444 | 698.7759 | 477.9073 | 257.0388 | 0 | 0 | 0 | 0 | 0 | 0 | 0 | 0 | 0 | 0 | 0 | 0 | 0 | 0 | 0 | 0 | 0 | 0 | 0 | 0 | 0 | 0 | 0 | 0 | 0 | 0 | 0 | 0 | 0 | 0 | 0 | 0 | 0 | 0 | 0
| Tax factor | [5 empty] | 0.29651 | 0.29651 | 0.29651 | 0.29651 | 0.29651 | 0.29651 | 0.29651 | 0.29651 | 0.29651 | 0.29651 | 0.29651 | 0.29651 | 0.29651 | 0.29651 | 0.29651 | 0.29651 | 0.29651 | 0.29651 | 0.29651 | 0.29651 | 0.29651 | 0.29651 | 0.29651 | 0.29651 | 0.29651 | 0.29651 | 0.29651 | 0.29651 | 0.29651 | 0.29651 | 0.29651 | 0.29651 | 0.29651 | 0.29651 | 0.29651 | 0.29651 | 0.29651 | 0.29651 | 0.29651 | 0.29651 | 0.29651
| Income Taxes |  | 0 | 0 | 0 | 0 | 327.4513 | 338.1762 | 272.686 | 207.1957 | 141.7054 | 76.2152 | 0 | 0 | 0 | 0 | 0 | 0 | 0 | 0 | 0 | 0 | 0 | 0 | 0 | 0 | 0 | 0 | 0 | 0 | 0 | 0 | 0 | 0 | 0 | 0 | 0 | 0 | 0 | 0 | 0 | 0 | 0 | 0 | 0 | 0 | 0
Electric Plant in Service
| Beginning Balance |  | 2018: 0; 2019: 0; 2020: 0; 2021: 0; 2022: 0; 2023: 22924.5833; 2024: Cumulative
| Cash |  | 2018: 0; 2019: 0; 2020: 0; 2021: 0; 2022: 21730; 2023: 0; 2024: 21730
| AFUDC |  | 2018: 0; 2019: 0; 2020: 0; 2021: 0; 2022: 1172.8533; 2023: 621.2606; 2024: 1794.1139
| Insurance |  | 2018: 0; 2019: 0; 2020: 0; 2021: 0; 2022: 21.73; 2023: 0; 2024: 21.73
| Property taxes |  | 2018: 0; 2019: 0; 2020: 0; 2021: 0; 2022: 0; 2023: 238.4157; 2024: 238.4157
| Total |  | 2018: 0; 2019: 0; 2020: 0; 2021: 0; 2022: 22924.5833; 2023: 23784.2596; 2024: 23784.2596
| AFUDC |  | 2024: Cumulative
| CWIP Balance |  | 2018: 0; 2019: 0; 2020: 0; 2021: 0; 2022: 10875.865; 2023: 5760.9478
| Debt |  | 2018: 0; 2019: 0; 2020: 0; 2021: 0; 2022: 332.6927; 2023: 176.2274; 2024: 508.9201
| Equity |  | 2018: 0; 2019: 0; 2020: 0; 2021: 0; 2022: 840.1606; 2023: 445.0332; 2024: 1285.1938
| Total |  | 2018: 0; 2019: 0; 2020: 0; 2021: 0; 2022: 1172.8533; 2023: 621.2606; 2024: 1172.8533
Depreication Expense and Accumulated Depreciation
Electric plant in service
| Unit Life Extension | [6 empty] | 23784.2596 | 23784.2596 | 23784.2596 | 23784.2596 | 23784.2596 | 23784.2596 | 23784.2596 | 23784.2596 | 23784.2596 | 23784.2596 | 23784.2596 | 23784.2596 | 23784.2596 | 23784.2596 | 23784.2596 | 23784.2596 | 23784.2596 | 23784.2596 | 23784.2596 | 23784.2596 | 23784.2596 | 23784.2596 | 23784.2596 | 23784.2596 | 23784.2596 | 23784.2596 | 23784.2596 | 23784.2596 | 23784.2596 | 23784.2596 | 23784.2596 | 23784.2596 | 23784.2596 | 23784.2596 | 23784.2596 | 23784.2596 | 23784.2596 | 23784.2596 | 23784.2596 | 23784.2596
Depreciation expense
| Unit Life Extension |  | 2022: 0; 2023: 4756.8519; 2024: 4756.8519; 2025: 4756.8519; 2026: 4756.8519; 2027: 4756.8519
Accumulated Depreciation
| Unit Life Extension | [5 empty] | 0 | 4756.8519 | 9513.7038 | 14270.5557 | 19027.4076 | 23784.2596 | 23784.2596 | 23784.2596 | 23784.2596 | 23784.2596 | 23784.2596 | 23784.2596 | 23784.2596 | 23784.2596 | 23784.2596 | 23784.2596 | 23784.2596 | 23784.2596 | 23784.2596 | 23784.2596 | 23784.2596 | 23784.2596 | 23784.2596 | 23784.2596 | 23784.2596 | 23784.2596 | 23784.2596 | 23784.2596 | 23784.2596 | 23784.2596 | 23784.2596 | 23784.2596 | 23784.2596 | 23784.2596 | 23784.2596 | 23784.2596 | 23784.2596 | 23784.2596 | 23784.2596 | 23784.2596 | 23784.2596
Deferred Income Taxes
| AFUDC - Debt |  |  |  |  | 0 | 116.39 | -23.278 | -23.278 | -23.278 | -23.278 | -23.278 | 0 | 0 | 0 | 0 | 0 | 0 | 0 | 0 | 0 | 0 | 0 | 0 | 0 | 0 | 0 | 0 | 0 | 0 | 0 | 0 | 0 | 0 | 0 | 0 | 0 | 0 | 0 | 0 | 0 | 0 | 0 | 0 | 0 | 0 | 0
| Liberalized depreciation |  |  |  |  | 0 | 0 | 0 | 0 | 0 | 0 | 0 | 0 | 0 | 0 | 0 | 0 | 0 | 0 | 0 | 0 | 0 | 0 | 0 | 0 | 0 | 0 | 0 | 0 | 0 | 0 | 0 | 0 | 0 | 0 | 0 | 0 | 0 | 0 | 0 | 0 | 0 | 0 | 0 | 0 | 0 | 0
| Deferred Income Taxes |  |  |  |  | 0 | 116.39 | -23.278 | -23.278 | -23.278 | -23.278 | -23.278 | 0 | 0 | 0 | 0 | 0 | 0 | 0 | 0 | 0 | 0 | 0 | 0 | 0 | 0 | 0 | 0 | 0 | 0 | 0 | 0 | 0 | 0 | 0 | 0 | 0 | 0 | 0 | 0 | 0 | 0 | 0 | 0 | 0 | 0 | 0
Accumulated Deferred Income Taxes
| AFUDC - Debt |  |  |  |  | 0 | 116.39 | 93.112 | 69.834 | 46.556 | 23.278 | 0 | 0 | 0 | 0 | 0 | 0 | 0 | 0 | 0 | 0 | 0 | 0 | 0 | 0 | 0 | 0 | 0 | 0 | 0 | 0 | 0 | 0 | 0 | 0 | 0 | 0 | 0 | 0 | 0 | 0 | 0 | 0 | 0 | 0 | 0 | 0
| Liberalized depreciation |  |  |  |  | 0 | 0 | 0 | 0 | 0 | 0 | 0 | 0 | 0 | 0 | 0 | 0 | 0 | 0 | 0 | 0 | 0 | 0 | 0 | 0 | 0 | 0 | 0 | 0 | 0 | 0 | 0 | 0 | 0 | 0 | 0 | 0 | 0 | 0 | 0 | 0 | 0 | 0 | 0 | 0 | 0 | 0
| Accumulated Deferred Income Taxes |  |  |  |  | 0 | 116.39 | 93.112 | 69.834 | 46.556 | 23.278 | 0 | 0 | 0 | 0 | 0 | 0 | 0 | 0 | 0 | 0 | 0 | 0 | 0 | 0 | 0 | 0 | 0 | 0 | 0 | 0 | 0 | 0 | 0 | 0 | 0 | 0 | 0 | 0 | 0 | 0 | 0 | 0 | 0 | 0 | 0 | 0
Tax Depreciation
| Depreciable balance | [6 empty] | 21990.1457 | 21990.1457 | 21990.1457 | 21990.1457 | 21990.1457 | 21990.1457 | 21990.1457 | 21990.1457 | 21990.1457 | 21990.1457 | 21990.1457 | 21990.1457 | 21990.1457 | 21990.1457 | 21990.1457 | 21990.1457 | 21990.1457 | 21990.1457 | 21990.1457 | 21990.1457 | 21990.1457 | 21990.1457 | 21990.1457 | 21990.1457 | 21990.1457 | 21990.1457 | 21990.1457 | 21990.1457 | 21990.1457 | 21990.1457 | 21990.1457 | 21990.1457 | 21990.1457 | 21990.1457 | 21990.1457 | 21990.1457 | 21990.1457 | 21990.1457 | 21990.1457 | 21990.1457
| MACRS Depreciation Rate |  | 2023: 20%; 2024: 20%; 2025: 20%; 2026: 20%; 2027: 20%; 2028: 0%; 2029: 0%; 2030: 0%; 2031: 0%; 2032: 0%; 2033: 0%; 2034: 0%; 2035: 0%; 2036: 0%; 2037: 0%; 2038: 0%; 2039: 0%; 2040: 0%; 2041: 0%; 2042: 0%; 2043: 0%
| Tax Depreciation | [5 empty] | 0 | 4398.0291 | 4398.0291 | 4398.0291 | 4398.0291 | 4398.0291 | 0 | 0 | 0 | 0 | 0 | 0 | 0 | 0 | 0 | 0 | 0 | 0 | 0 | 0 | 0 | 0 | 0 | 0 | 0 | 0 | 0 | 0 | 0 | 0 | 0 | 0 | 0 | 0 | 0 | 0 | 0 | 0 | 0 | 0 | 0
| Book Depreciation | [5 empty] | 0 | 4398.0291 | 4398.0291 | 4398.0291 | 4398.0291 | 4398.0291 | 0 | 0 | 0 | 0 | 0 | 0 | 0 | 0 | 0 | 0 | 0 | 0 | 0 | 0 | 0 | 0 | 0 | 0 | 0 | 0 | 0 | 0 | 0 | 0 | 0 | 0 | 0 | 0 | 0 | 0 | 0 | 0 | 0 | 0 | 0 | 21990.1457
| Difference | [5 empty] | 0 | 0 | 0 | 0 | 0 | 0 | 0 | 0 | 0 | 0 | 0 | 0 | 0 | 0 | 0 | 0 | 0 | 0 | 0 | 0 | 0 | 0 | 0 | 0 | 0 | 0 | 0 | 0 | 0 | 0 | 0 | 0 | 0 | 0 | 0 | 0 | 0 | 0 | 0 | 0 | 0
| Tax rate | [6 empty] | 22.87% | 22.87% | 22.87% | 22.87% | 22.87% | 22.87% | 22.87% | 22.87% | 22.87% | 22.87% | 22.87% | 22.87% | 22.87% | 22.87% | 22.87% | 22.87% | 22.87% | 22.87% | 22.87% | 22.87% | 22.87% | 22.87% | 22.87% | 22.87% | 22.87% | 22.87% | 22.87% | 22.87% | 22.87% | 22.87% | 22.87% | 22.87% | 22.87% | 22.87% | 22.87% | 22.87% | 22.87% | 22.87% | 22.87% | 22.87%
| Deferred income taxes - Liberalized | [5 empty] | 0 | 0 | 0 | 0 | 0 | 0 | 0 | 0 | 0 | 0 | 0 | 0 | 0 | 0 | 0 | 0 | 0 | 0 | 0 | 0 | 0 | 0 | 0 | 0 | 0 | 0 | 0 | 0 | 0 | 0 | 0 | 0 | 0 | 0 | 0 | 0 | 0 | 0 | 0 | 0 | 0
| ADIT | [5 empty] | 0 | 0 | 0 | 0 | 0 | 0 | 0 | 0 | 0 | 0 | 0 | 0 | 0 | 0 | 0 | 0 | 0 | 0 | 0 | 0 | 0 | 0 | 0 | 0 | 0 | 0 | 0 | 0 | 0 | 0 | 0 | 0 | 0 | 0 | 0 | 0 | 0 | 0 | 0 | 0 | 0
| AFUDC - Debt |  | 2022: 508.9201
| Less: AFUDC depreciation |  | 2023: 101.784; 2024: 101.784; 2025: 101.784; 2026: 101.784; 2027: 101.784 | 508.9201
| Difference | [5 empty] | 508.9201 | -101.784 | -101.784 | -101.784 | -101.784 | -101.784 | 0 | 0 | 0 | 0 | 0 | 0 | 0 | 0 | 0 | 0 | 0 | 0 | 0 | 0 | 0 | 0 | 0 | 0 | 0 | 0 | 0 | 0 | 0 | 0 | 0 | 0 | 0 | 0 | 0 | 0 | 0 | 0 | 0 | 0 | 0
| Tax rate | [5 empty] | 22.87% | 22.87% | 22.87% | 22.87% | 22.87% | 22.87% | 22.87% | 22.87% | 22.87% | 22.87% | 22.87% | 22.87% | 22.87% | 22.87% | 22.87% | 22.87% | 22.87% | 22.87% | 22.87% | 22.87% | 22.87% | 22.87% | 22.87% | 22.87% | 22.87% | 22.87% | 22.87% | 22.87% | 22.87% | 22.87% | 22.87% | 22.87% | 22.87% | 22.87% | 22.87% | 22.87% | 22.87% | 22.87% | 22.87% | 22.87% | 22.87%
| Deferred income taxes - AFUDC | [5 empty] | 116.39 | -23.278 | -23.278 | -23.278 | -23.278 | -23.278 | 0 | 0 | 0 | 0 | 0 | 0 | 0 | 0 | 0 | 0 | 0 | 0 | 0 | 0 | 0 | 0 | 0 | 0 | 0 | 0 | 0 | 0 | 0 | 0 | 0 | 0 | 0 | 0 | 0 | 0 | 0 | 0 | 0 | 0 | 0
| ADIT - AFUDC | [5 empty] | 116.39 | 93.112 | 69.834 | 46.556 | 23.278 | 0 | 0 | 0 | 0 | 0 | 0 | 0 | 0 | 0 | 0 | 0 | 0 | 0 | 0 | 0 | 0 | 0 | 0 | 0 | 0 | 0 | 0 | 0 | 0 | 0 | 0 | 0 | 0 | 0 | 0 | 0 | 0 | 0 | 0 | 0 | 0
Additional Depreciation - AFUDC Equity
| AFUDC Equity - CT |  | 2022: 1285.1938
| Total Additional Depreciation |  | 2023: 257.0388; 2024: 257.0388; 2025: 257.0388; 2026: 257.0388; 2027: 257.0388 | 1285.1938
Note on B91: Author: Includes return, income taxes and depreciation
Note on B100: Author: Fixed costs, Insurance and Property taxes

## NM-2 15-Year
Newman-2 Life Extension | [5 empty] | Check |  | AVG $/MWh | 2023 | 2024 | 2025 | 2026 | 2027
[6 empty] | 6564.6279 | Fuel | 35.0297 | 32.8678 | 33.8689 | 34.9875 | 36.2239 | 37.2004
[6 empty] | 565.263 | VOM | 2.9328 | 2.8302 | 2.8806 | 2.9319 | 2.9841 | 3.0373
[6 empty] | 9749.5803 | Fixed (FOM, Scheduled Outages, Pipeline, Reservation) | 31.8042 | 48.8143 | 23.8854 | 32.0014 | 24.1007 | 30.219
| Summary Results |  |  |  |  | 58.087 | Insurance | 0.3027 | 0.29083 | 0.29665 | 0.30258 | 0.30863 | 0.3148
[6 empty] | 3872.4671 | Depreciation | 19.3887 | 19.3887 | 19.3887 | 19.3887 | 19.3887 | 19.3887
| Present Value of Revenue Requirements as of January 1, 2023 |  | 199212473.6521 |  |  | 604.1049 | Property taxes | 2.6214 | 3.0246 | 2.823 | 2.6214 | 2.4197 | 2.2181
[6 empty] | 799.7166 | Income taxes | 3.7187 | 4.004 | 4.0477 | 3.7808 | 3.5139 | 3.2469
| Levelized Cost of Energy $/MWh |  | 109.6842 |  |  | 4465.2627 | Return on Investment | 19.3758 | 22.3567 | 20.8663 | 19.3758 | 17.8853 | 16.3949
115.1739
[6 empty] | 26679.1094 |  |  | 133.5772 | 108.0572 | 115.3901 | 106.825 | 112.02 | Total 000s
[6 empty] | 26679.1094 |  | RR Nominal | 26679.1094 | 21582.0456 | 23046.6253 | 21335.9353 | 22373.5281 | 115017.2436
[6 empty] | 0 |  | RR PV | 24927.9228 | 18841.7888 | 18799.7308 | 16261.8795 | 15933.3938 | 94764.7158
[8 empty] | 1 | 2 | 3 | 4 | 5 | 6 | 7 | 8 | 9 | 10 | 11 | 12 | 13 | 14 | 15 | 16 | 17 | 18 | 19 | 20 | 21 | 22 | 23 | 24 | 25 | 26 | 27 | 28 | 29 | 30 | 31 | 32 | 33 | 34 | 35 | 36 | 37 | 38 | 39 | 40 | 41 | 42 | 43 | 44 | 45 | 46 | 47 | 48 | 49 | 50 | 51 | 52 | 53 | 54
[8 empty] | 76 | Capacity MW
[7 empty] | COD January 1, 2023 | RR PV 1: 30%; 24927.9228 2: Capacity Factor
[5 empty] | Generation (MWh) based on: |  |  | Fiscal Year End | Fiscal Year End | Fiscal Year End | Fiscal Year End | Fiscal Year End | Fiscal Year End | Fiscal Year End | Fiscal Year End | Fiscal Year End | Fiscal Year End | Fiscal Year End | Fiscal Year End | Fiscal Year End | Fiscal Year End | Fiscal Year End | Fiscal Year End | Fiscal Year End | Fiscal Year End | Fiscal Year End | Fiscal Year End | Fiscal Year End | Fiscal Year End | Fiscal Year End | Fiscal Year End | Fiscal Year End | Fiscal Year End | Fiscal Year End | Fiscal Year End | Fiscal Year End | Fiscal Year End | Fiscal Year End | Fiscal Year End | Fiscal Year End | Fiscal Year End | Fiscal Year End | Fiscal Year End | Fiscal Year End | Fiscal Year End | Fiscal Year End | Fiscal Year End
|  | Fiscal Year After COD | 2018 | 2019 | 2020 | 2021 | 2022 | 2023 | 2024 | 2025 | 2026 | 2027 | 2028 | 2029 | 2030 | 2031 | 2032 | 2033 | 2034 | 2035 | 2036 | 2037 | 2038 | 2039 | 2040 | 2041 | 2042 | 2043 | 2044 | 2045 | 2046 | 2047 | 2048 | 2049 | 2050 | 2051 | 2052 | 2053 | 2054 | 2055 | 2056 | 2057 | 2058 | 2059 | 2060 | 2061 | 2062
|  | MWh |  |  | 0 | 0 |  | 199728 | 199728 | 199728 | 199728 | 199728 | 199728 | 199728 | 199728 | 199728 | 199728 | 199728 | 199728 | 199728 | 199728 | 199728 | 199728 | 199728 | 199728 | 199728 | 199728 | 199728 | 199728 | 199728 | 199728 | 199728 | 199728 | 199728 | 199728 | 199728 | 199728 | 199728 | 199728 | 199728 | 199728 | 199728 | 199728 | 199728 | 199728 | 199728 | 199728 | 199728 | 199728 | 199728 | 199728 | 199728 | 199728 | 199728 | 199728 | 199728 | 199728 | 199728 | 199728 | 199728 | 199728
VOM $/hour/Unit | $/MWh
| 2.54 | Proposed VOM Rate ($/MWh) |  |  |  | --- | --- | --- | --- | --- | --- | --- | --- | --- | --- | --- | --- | --- | --- | --- | --- | --- | --- | --- | --- | --- | --- | --- | --- | --- | --- | --- | --- | --- | --- | --- | --- | --- | --- | --- | --- | --- | --- | --- | --- | --- | --- | --- | --- | --- | --- | --- | --- | --- | --- | --- | --- | --- | --- | --- | ---
|  | 1.8268 | 1.8268 | 1.8268 | 1.8268 | 1.8268 | 1.7811 | 1.7811 | 1.7811 | 1.7811 | 1.7811 | 1.7811 | 1.7811 | 1.8554 | 1.8554 | 1.8554 | 1.8554 | 1.8554 | 1.8554 | 1.8554 | 1.8554 | 1.8554 | 1.8554 | 1.8554 | 1.8554 | 1.8554 | 1.8554 | 1.8554 | 1.8554 | 1.8554 | 1.8554 | 1.8554 | 1.8554 | 1.8554 | 1.8554 | 1.8554 | 1.8554 | 1.8554 | 1.8554 | 1.8554 | 1.8554 | 1.8554 | 1.8554 | 1.8554 | 1.8554 | 1.8554 | 1.8554 | 1.8554 | 1.8554 | 1.8554 | 1.8554 | 1.8554 | 1.8554 | 1.8554 | 1.8554 | 1.8554 | 1.8554 | 1.8554 | 1.8554 | 1.8554 | 1.8554
|  | 1.0183 | 1.0183 | 1.0183 | 1.0183 | 1.0183 | 1.0178 | 1.0178 | 1.0178 | 1.0178 | 1.0178 | 1.0178 | 1.0178 | 1.0186 | 1.0186 | 1.0186 | 1.0186 | 1.0186 | 1.0186 | 1.0186 | 1.0186 | 1.0186 | 1.0186 | 1.0186 | 1.0186 | 1.0186 | 1.0186 | 1.0186 | 1.0186 | 1.0186 | 1.0186 | 1.0186 | 1.0186 | 1.0186 | 1.0186 | 1.0186 | 1.0186 | 1.0186 | 1.0186 | 1.0186 | 1.0186 | 1.0186 | 1.0186 | 1.0186 | 1.0186 | 1.0186 | 1.0186 | 1.0186 | 1.0186 | 1.0186 | 1.0186 | 1.0186 | 1.0186 | 1.0186 | 1.0186 | 1.0186 | 1.0186 | 1.0186 | 1.0186 | 1.0186 | 1.0186
|  |  | 2.5864 | 2.6336 | 2.6818 | 2.7308 | 2.7806 | 2.8302 | 2.8806 | 2.9319 | 2.9841 | 3.0373 | 3.0913 | 3.1464 | 3.2048 | 3.2642 | 3.3248 | 3.3865 | 3.4493 | 3.5133 | 3.5785 | 3.6449 | 3.7125 | 3.7814 | 3.8516 | 3.923 | 3.9958 | 4.07 | 4.1455 | 4.2224 | 4.3007 | 4.3805 | 4.4618 | 4.5446 | 4.6289 | 4.7148 | 4.8022 | 4.8913 | 4.9821 | 5.0745 | 5.1687 | 5.2646 | 5.3623 | 5.4617 | 5.5631 | 5.6663 | 5.7714 | 5.8785 | 5.9876 | 6.0987 | 6.2118 | 6.3271 | 6.4445 | 6.564 | 6.6858 | 6.8099 | 6.9362 | 7.0649 | 7.196 | 7.3295 | 7.4655
|  | VOM Costs ($) | 0 | 0 | 0 | 0 | 0 | 565262.9618 | 575330.998 | 585578.3584 | 596008.2371 | 606623.8849 | 617428.6106 | 628425.7818 | 640085.3327 | 651961.21 | 664057.4274 | 676378.0731 | 688927.3108 | 701709.3819 | 714728.6062 | 727989.3838 | 741496.1964 | 755253.6088 | 769266.2704 | 783538.9172 | 798076.3727 | 812883.5502 | 827965.4538 | 843327.1809 | 858973.923 | 874910.9683 | 891143.7029 | 907677.6129 | 924518.2862 | 941671.4144 | 959142.7946 | 976938.3315 | 995064.0394 | 1013526.0442 | 1032330.5853 | 1051484.0181 | 1070992.8157 | 1090863.5714 | 1111103.0009 | 1131717.9443 | 1152715.3689 | 1174102.3709 | 1195886.1785 | 1218074.1538 | 1240673.7955 | 1263692.7417 | 1287138.7718 | 1311019.8098 | 1335343.9266 | 1360119.3431 | 1385354.4322 | 1411057.7228 | 1437237.9015 | 1463903.8164 | 1491064.4796
|  | VOM Costs (000$) | 0 | 0 | 0 | 0 | 0 | 565.263 | 575.331 | 585.5784 | 596.0082 | 606.6239 | 617.4286 | 628.4258 | 640.0853 | 651.9612 | 664.0574 | 676.3781 | 688.9273 | 701.7094 | 714.7286 | 727.9894 | 741.4962 | 755.2536 | 769.2663 | 783.5389 | 798.0764 | 812.8836 | 827.9655 | 843.3272 | 858.9739 | 874.911 | 891.1437 | 907.6776 | 924.5183 | 941.6714 | 959.1428 | 976.9383 | 995.064 | 1013.526 | 1032.3306 | 1051.484 | 1070.9928 | 1090.8636 | 1111.103 | 1131.7179 | 1152.7154 | 1174.1024 | 1195.8862 | 1218.0742 | 1240.6738 | 1263.6927 | 1287.1388 | 1311.0198 | 1335.3439 | 1360.1193 | 1385.3544 | 1411.0577 | 1437.2379 | 1463.9038 | 1491.0645
$/KW-yr
Proposed FOM ($/kW-yr)
FOM ($)
|  | FOM (000$) | 2020: 0; 2021: 0; 2022: 0; 2023: 6677; 2024: 1698; 2025: 3319; 2026: 1741; 2027: 2963; 2028: 1785; 2029: 1807; 2030: 1830; 2031: 4652; 2032: 1876; 2033: 1899; 2034: 1923; 2035: 3147; 2036: 1971; 2037: 3596
| 0 | Hot Gas Path Inspection 5-Year | 2023: 0; 2032: 0; 2037: 0; 2042: 0; 2047: 0; 2052: 0; 2057: 0; 2058: 0; 2062: 0 |  |  |  |  | 0 |  |  |  |  | 0
| 0 | Major Gas Turbine Inspection 10 year | 2032: 0; 2042: 0; 2052: 0; 2062: 0 | [9 empty] | 0
| 0 | Boroscope Annual | [5 empty] | 0 | 0 | 0 | 0 | 0 | 0 | 0 | 0 | 0 | 0 | 0 | 0 | 0 | 0 | 0 | 0 | 0 | 0 | 0 | 0 | 0 | 0 | 0 | 0 | 0 | 0 | 0 | 0 | 0 | 0 | 0 | 0 | 0 | 0 | 0 | 0 | 0 | 0 | 0 | 0 | 0 | 0 | 0 | 0 | 0 | 0 | 0 | 0 | 0 | 0 | 0 | 0 | 0 | 0
| 0 | Preventive Maintenance Annual | [5 empty] | 0 | 0 | 0 | 0 | 0 | 0 | 0 | 0 | 0 | 0 | 0 | 0 | 0 | 0 | 0 | 0 | 0 | 0 | 0 | 0 | 0 | 0 | 0 | 0 | 0 | 0 | 0 | 0 | 0 | 0 | 0 | 0 | 0 | 0 | 0 | 0 | 0 | 0 | 0 | 0 | 0 | 0 | 0 | 0 | 0 | 0 | 0 | 0 | 0 | 0 | 0 | 0 | 0 | 0
|  | Total Outage Costs | 0 | 0 | 0 | 0 | 0 | 0 | 0 | 0 | 0 | 0 | 0 | 0 | 0 | 0 | 0 | 0 | 0 | 0 | 0 | 0 | 0 | 0 | 0 | 0 | 0 | 0 | 0 | 0 | 0 | 0 | 0 | 0 | 0 | 0 | 0 | 0 | 0 | 0 | 0 | 0 | 0 | 0 | 0 | 0 | 0 | 0 | 0 | 0 | 0 | 0 | 0 | 0 | 0 | 0 | 0 | 0 | 0 | 0 | 0
|  | Guaranteed Heat Rate |  |  |  |  | 12.47 | 12.47 | 12.47 | 12.47 | 12.47 | 12.47 | 12.47 | 12.47 | 12.47 | 12.47 | 12.47 | 12.47 | 12.47 | 12.47 | 12.47 | 12.47 | 12.47 | 12.47 | 12.47 | 12.47 | 12.47 | 12.47 | 12.47 | 12.47 | 12.47 | 12.47 | 12.47 | 12.47 | 12.47 | 12.47 | 12.47 | 12.47 | 12.47 | 12.47 | 12.47 | 12.47 | 12.47 | 12.47 | 12.47 | 12.47 | 12.47 | 12.47 | 12.47 | 12.47 | 12.47 | 12.47 | 12.47 | 12.47 | 12.47 | 12.47 | 12.47 | 12.47 | 12.47 | 12.47 | 12.47
|  | Forecasted NewInter Prices (#515) | 2.5504 | 2.4104 | 2.4283 | 2.4951 | 2.5744 | 2.6358 | 2.716 | 2.8057 | 2.9049 | 2.9832 | 3.0761 | 3.1691 | 3.2348 | 3.3032 | 3.3732 | 3.4456 | 3.5195 | 3.5946 | 3.6712 | 3.7496 | 3.8299 | 3.9118 | 3.9955 | 4.0811 | 4.1684 | 4.2576 | 4.3487 | 4.4418 | 4.5368 | 4.6339 | 4.7331 | 4.8344 | 4.9378 | 5.0435 | 5.1514 | 5.2617 | 5.3743 | 5.4893 | 5.6067 | 5.7267 | 5.8493 | 5.9744 | 6.1023 | 6.2329 | 6.3663 | 6.5025 | 6.6417 | 6.7838 | 6.929 | 7.0772 | 7.2287 | 7.3834 | 7.5414 | 7.7028 | 7.8676 | 8.036 | 8.208 | 8.3836 | 8.563
|  | Fuel Costs ($) |  |  | 0 | 0 | 0 | 6564627.8866 | 6764564.8871 | 6987988.2646 | 7234935.7271 | 7429956.0499 | 7661440.5281 | 7892987.3117 | 8056582.4291 | 8226861.668 | 8401234.3774 | 8581580.7602 | 8765769.4721 | 8952665.6763 | 9143504.2884 | 9338868.1039 | 9538719.8813 | 9742848.4868 | 9951345.4444 | 10164304.2369 | 10381820.3476 | 10603991.303 | 10830916.7169 | 11062698.3346 | 11299440.079 | 11541248.0967 | 11788230.806 | 12040498.9452 | 12298165.6226 | 12561346.367 | 12830159.1792 | 13104724.5857 | 13385165.6918 | 13671608.2376 | 13964180.6539 | 14263014.1199 | 14568242.622 | 14880003.0141 | 15198435.0786 | 15523681.5893 | 15855888.3753 | 16195204.3866 | 16541781.7604 | 16895775.8901 | 17257345.4942 | 17626652.6877 | 18003863.0553 | 18389145.7246 | 18782673.4431 | 19184622.6548 | 19595173.5796 | 20014510.2943 | 20442820.8145 | 20880297.18 | 21327135.5396
|  | Fuel Costs (000$) |  |  | 0 | 0 | 0 | 6564.6279 | 6764.5649 | 6987.9883 | 7234.9357 | 7429.956 | 7661.4405 | 7892.9873 | 8056.5824 | 8226.8617 | 8401.2344 | 8581.5808 | 8765.7695 | 8952.6657 | 9143.5043 | 9338.8681 | 9538.7199 | 9742.8485 | 9951.3454 | 10164.3042 | 10381.8203 | 10603.9913 | 10830.9167 | 11062.6983 | 11299.4401 | 11541.2481 | 11788.2308 | 12040.4989 | 12298.1656 | 12561.3464 | 12830.1592 | 13104.7246 | 13385.1657 | 13671.6082 | 13964.1807 | 14263.0141 | 14568.2426 | 14880.003 | 15198.4351 | 15523.6816 | 15855.8884 | 16195.2044 | 16541.7818 | 16895.7759 | 17257.3455 | 17626.6527 | 18003.8631 | 18389.1457 | 18782.6734 | 19184.6227 | 19595.1736 | 20014.5103 | 20442.8208 | 20880.2972 | 21327.1355
Inter Reservation Rate ($/Dth-day) |  | Inter Reservation Needed (MMBTU/day) |  |  | 0 | 0 | 0 | 22745.28 | 22745.28 | 22745.28 | 22745.28 | 22745.28 | 22745.28 | 22745.28 | 22745.28 | 22745.28 | 22745.28 | 22745.28 | 22745.28 | 22745.28 | 22745.28 | 22745.28 | 22745.28 | 22745.28 | 22745.28 | 22745.28 | 22745.28 | 22745.28 | 22745.28 | 22745.28 | 22745.28 | 22745.28 | 22745.28 | 22745.28 | 22745.28 | 22745.28 | 22745.28 | 22745.28 | 22745.28 | 22745.28 | 22745.28 | 22745.28 | 22745.28 | 22745.28 | 22745.28 | 22745.28 | 22745.28 | 22745.28 | 22745.28 | 22745.28 | 22745.28 | 22745.28 | 22745.28 | 22745.28 | 22745.28 | 22745.28 | 22745.28 | 22745.28 | 22745.28 | 22745.28 | 22745.28
|  | Reservation Cost ($) |  |  | 0 | 0 | 0 | 3072580.2667 | 3072580.2667 | 3072580.2667 | 3072580.2667 | 3072580.2667 | 3072580.2667 | 3072580.2667 | 3072580.2667 | 3072580.2667 | 3072580.2667 | 3072580.2667 | 3072580.2667 | 3072580.2667 | 3072580.2667 | 3072580.2667 | 3072580.2667 | 3072580.2667 | 3072580.2667 | 3072580.2667 | 3072580.2667 | 3072580.2667 | 3072580.2667 | 3072580.2667 | 3072580.2667 | 3072580.2667 | 3072580.2667 | 3072580.2667 | 3072580.2667 | 3072580.2667 | 3072580.2667 | 3072580.2667 | 3072580.2667 | 3072580.2667 | 3072580.2667 | 3072580.2667 | 3072580.2667 | 3072580.2667 | 3072580.2667 | 3072580.2667 | 3072580.2667 | 3072580.2667 | 3072580.2667 | 3072580.2667 | 3072580.2667 | 3072580.2667 | 3072580.2667 | 3072580.2667 | 3072580.2667 | 3072580.2667 | 3072580.2667 | 3072580.2667 | 3072580.2667 | 3072580.2667 | 3072580.2667
|  | Reservation Cost ($000) |  |  | 0 | 0 | 0 | 3072.5803 | 3072.5803 | 3072.5803 | 3072.5803 | 3072.5803 | 3072.5803 | 3072.5803 | 3072.5803 | 3072.5803 | 3072.5803 | 3072.5803 | 3072.5803 | 3072.5803 | 3072.5803 | 3072.5803 | 3072.5803 | 3072.5803 | 3072.5803 | 3072.5803 | 3072.5803 | 3072.5803 | 3072.5803 | 3072.5803 | 3072.5803 | 3072.5803 | 3072.5803 | 3072.5803 | 3072.5803 | 3072.5803 | 3072.5803 | 3072.5803 | 3072.5803 | 3072.5803 | 3072.5803 | 3072.5803 | 3072.5803 | 3072.5803 | 3072.5803 | 3072.5803 | 3072.5803 | 3072.5803 | 3072.5803 | 3072.5803 | 3072.5803 | 3072.5803 | 3072.5803 | 3072.5803 | 3072.5803 | 3072.5803 | 3072.5803 | 3072.5803 | 3072.5803 | 3072.5803 | 3072.5803
0.3701
[8 empty] | 1 | 2 | 3 | 4 | 5 | 6 | 7 | 8 | 9 | 10 | 11 | 12 | 13 | 14 | 15 | 16 | 17 | 18 | 19 | 20 | 21 | 22 | 23 | 24 | 25 | 26 | 27 | 28 | 29 | 30 | 31 | 32 | 33 | 34 | 35 | 36 | 37 | 38 | 39 | 40
PRESENT VALUE OF REVENUE REQUIREMENTS MODEL |  |  | 2018 | 2019 | 2020 | 2021 | 2022 | 2023 | 2024 | 2025 | 2026 | 2027 | 2028 | 2029 | 2030 | 2031 | 2032 | 2033 | 2034 | 2035 | 2036 | 2037 | 2038 | 2039 | 2040 | 2041 | 2042 | 2043 | 2044 | 2045 | 2046 | 2047 | 2048 | 2049 | 2050 | 2051 | 2052 | 2053 | 2054 | 2055 | 2056 | 2057 | 2058 | 2059 | 2060 | 2061 | 2062
| Project Name | NM-2 Life Extension
Turbine
Proposal Type
Location
| Fuel | Dual Fuel
| Escalation Rate | 2%
| Investment 000s | 53070 | 2022: 53070
| Life | 15 | 2018: years
| Book Depreciation | Straight-line
| Tax Depreciation (Gen. Equip) | 15 | 2018: years; 2019: MACRS
| Cost of Capital (Post-tax) | 7.025%
| Weighted cost of equity | 4.666%
| Weighted cost of debt | 3.059%
| Return on Rate Base | 7.725%
| Tax Rate | 22.87%
| Insurance Rate | 0.1%
| Capacity | 76
| Capacity Factor | 30%
| First Year Generation (MWh) | 199728
| Heat Rate | 12.47
| Property Tax Rate | 1.04%
| Revenue Requirement / PV Calculations | [6 empty] | 1 | 2 | 3 | 4 | 5 | 6 | 7 | 8 | 9 | 10 | 11 | 12 | 13 | 14 | 15 | 16 | 17 | 18 | 19 | 20 | 21 | 22 | 23 | 24 | 25 | 26 | 27 | 28 | 29 | 30 | 31 | 32 | 33 | 34 | 35 | 36 | 37 | 38 | 39 | 40
[5 empty] | Fiscal Year End |  |  | 2023 | 2024 | 2025 | 2026 | 2027 | 2028 | 2029 | 2030 | 2031 | 2032 | 2033 | 2034 | 2035 | 2036 | 2037 | 2038 | 2039 | 2040 | 2041 | 2042 | 2043 | 2044 | 2045 | 2046 | 2047 | 2048 | 2049 | 2050 | 2051 | 2052 | 2053 | 2054 | 2055 | 2056 | 2057 | 2058 | 2059 | 2060 | 2061 | 2062
| Revenue Requirements by year | [5 empty] | 0 | 26679.1094 | 21582.0456 | 23046.6253 | 21335.9353 | 22373.5281 | 21047.7988 | 20922.3494 | 20730.6364 | 23344.8499 | 20365.404 | 20191.1834 | 20022.0615 | 21055.9083 | 19693.9635 | 21137.8373 | 13492.989 | 13650.3932 | 13874.4976 | 14103.3558 | 14337.0686 | 14575.7392 | 14819.4728 | 15068.3769 | 15322.5614 | 15582.1384 | 15847.2225 | 16117.9305 | 16394.3819 | 16676.6987 | 16965.0055 | 17259.4296 | 17560.1007 | 17867.1517 | 18180.718 | 18500.938 | 18827.9531 | 19161.9076 | 19502.9489 | 19851.2276 | 20206.8973
| Present Value of RR by year | [5 empty] | 0 | 24927.9228 | 18841.7888 | 18799.7308 | 16261.8795 | 15933.3938 | 14005.3919 | 13008.0978 | 12042.8906 | 12671.3813 | 10328.5811 | 9568.0662 | 8865.1473 | 8710.9577 | 7612.7193 | 7634.5247 | 4553.4899 | 4304.2366 | 4087.7376 | 3882.424 | 3687.7004 | 3503.0039 | 3327.8025 | 3161.5935 | 3003.9015 | 2854.2772 | 2712.2955 | 2577.5547 | 2449.6747 | 2328.2962 | 2213.079 | 2103.7014 | 1999.8593 | 1901.2644 | 1807.6444 | 1718.7411 | 1634.3106 | 1554.1216 | 1477.9553 | 1405.6045 | 1336.8731
| Total Present Value | [6 empty] | 1 2023: 199212.4737
| Present Value of MWhs generated | [6 empty] | 1 2023: 1816236.4874
Aurora Inputs
| Demand Charge Related Revenue Requirement | [5 empty] | 0 | 9137.4464 | 8848.4894 | 8497.4871 | 8146.4847 | 7795.4824 | 7444.4801 | 7093.4777 | 6742.4754 | 6391.473 | 6040.4707 | 5689.4683 | 5338.466 | 4987.4636 | 4636.4613 | 4285.4813 | 62.0152 | -0.030206 | -0.030206 | -0.030206 | -0.030206 | -0.030206 | -0.030206 | -0.030206 | -0.030206 | -0.030206 | -0.030206 | -0.030206 | -0.030206 | -0.030206 | -0.030206 | -0.030206 | -0.030206 | -0.030206 | -0.030206 | -0.030206 | -0.030206 | -0.030206 | -0.030206 | -0.030206 | -0.030206
| $/MW week equivalent rate | [6 empty] | 2305.8987 | 2232.9784 | 2144.4005 | 2055.8226 | 1967.2447 | 1878.6668 | 1790.0889 | 1701.511 | 1612.933 | 1524.3551 | 1435.7772 | 1347.1993 | 1258.6214 | 1170.0435 | 1081.4713 | 15.65 | -0.0076227 | -0.0076227 | -0.0076227 | -0.0076227 | -0.0076227 | -0.0076227 | -0.0076227 | -0.0076227 | -0.0076227 | -0.0076227 | -0.0076227 | -0.0076227 | -0.0076227 | -0.0076227 | -0.0076227 | -0.0076227 | -0.0076227 | -0.0076227 | -0.0076227 | -0.0076227 | -0.0076227 | -0.0076227 | -0.0076227 | -0.0076227
| Present Value of Demand Related Charges | [6 empty] | 1 2023: 65231.6412
| Annualized Payment Demand Related Charges | [6 empty] | 1 2023: 7173.3969
| Capital Carrying Cost ($/MW-WK) | [6 empty] | 1 2023: 1810.257
| Other Fixed Charges | [6 empty] | 10411.7721 | 5393.6602 | 6975.5715 | 5358.5066 | 6541.4657 | 5324.4496 | 5307.4586 | 5291.4932 | 8074.5541 | 5259.6416 | 5243.7563 | 5228.8988 | 6414.0696 | 5199.2693 | 6785.4985 | 3150.7577 | 3152.3213 | 3153.9161 | 3155.5428 | 3157.2021 | 3158.8945 | 3160.6208 | 3162.3816 | 3164.1776 | 3166.0096 | 3167.8782 | 3169.7841 | 3171.7282 | 3173.7112 | 3175.7338 | 3177.7968 | 3179.9012 | 3182.0476 | 3184.2369 | 3186.4701 | 3188.7479 | 3191.0712 | 3193.441 | 3195.8583 | 3198.3238
| Minus FOM | [6 empty] | -6677 | -1698 | -3319 | -1741 | -2963 | -1785 | -1807 | -1830 | -4652 | -1876 | -1899 | -1923 | -3147 | -1971 | -3596 | 0 | 0 | 0 | 0 | 0 | 0 | 0 | 0 | 0 | 0 | 0 | 0 | 0 | 0 | 0 | 0 | 0 | 0 | 0 | 0 | 0 | 0 | 0 | 0 | 0
| Net Other Fixed Charges | [6 empty] | 3734.7721 | 3695.6602 | 3656.5715 | 3617.5066 | 3578.4657 | 3539.4496 | 3500.4586 | 3461.4932 | 3422.5541 | 3383.6416 | 3344.7563 | 3305.8988 | 3267.0696 | 3228.2693 | 3189.4985 | 3150.7577 | 3152.3213 | 3153.9161 | 3155.5428 | 3157.2021 | 3158.8945 | 3160.6208 | 3162.3816 | 3164.1776 | 3166.0096 | 3167.8782 | 3169.7841 | 3171.7282 | 3173.7112 | 3175.7338 | 3177.7968 | 3179.9012 | 3182.0476 | 3184.2369 | 3186.4701 | 3188.7479 | 3191.0712 | 3193.441 | 3195.8583 | 3198.3238
| $/MW week equivalent rate | [6 empty] | 942.4959 | 932.6258 | 922.7615 | 912.9032 | 903.0509 | 893.2049 | 883.3653 | 873.5321 | 863.7055 | 853.8857 | 844.0727 | 834.2667 | 824.4679 | 814.6764 | 804.8923 | 795.1158 | 795.5104 | 795.9129 | 796.3234 | 796.7421 | 797.1692 | 797.6048 | 798.0492 | 798.5024 | 798.9647 | 799.4363 | 799.9173 | 800.4079 | 800.9083 | 801.4187 | 801.9393 | 802.4704 | 803.012 | 803.5645 | 804.1281 | 804.7029 | 805.2892 | 805.8872 | 806.4972 | 807.1194
| Present Value of Other Fixed Charges | [6 empty] | 1 2023: 31920.8232
| Annualized Payment Other Fixed Charges | [6 empty] | 1 2023: 3510.271
| Other Fixed Charges Cost ($/MW-WK) | [6 empty] | 1 2023: 885.8415
El Paso Electric Company
Option A Bowie Simple Cycle
(thousands) | [6 empty] | Fiscal Yr End | Fiscal Yr End | Fiscal Yr End | Fiscal Yr End | Fiscal Yr End | Fiscal Yr End | Fiscal Yr End | Fiscal Yr End | Fiscal Yr End | Fiscal Yr End | Fiscal Yr End | Fiscal Yr End | Fiscal Yr End | Fiscal Yr End | Fiscal Yr End | Fiscal Yr End | Fiscal Yr End | Fiscal Yr End | Fiscal Yr End | Fiscal Yr End | Fiscal Yr End | Fiscal Yr End | Fiscal Yr End | Fiscal Yr End | Fiscal Yr End | Fiscal Yr End | Fiscal Yr End | Fiscal Yr End | Fiscal Yr End | Fiscal Yr End | Fiscal Yr End | Fiscal Yr End | Fiscal Yr End | Fiscal Yr End | Fiscal Yr End | Fiscal Yr End | Fiscal Yr End | Fiscal Yr End | Fiscal Yr End | Fiscal Yr End | Fiscal Yr End
| Total Company Rate Base |  | 2018 | 2019 | 2020 | 2021 | 2022 | 2023 | 2024 | 2025 | 2026 | 2027 | 2028 | 2029 | 2030 | 2031 | 2032 | 2033 | 2034 | 2035 | 2036 | 2037 | 2038 | 2039 | 2040 | 2041 | 2042 | 2043 | 2044 | 2045 | 2046 | 2047 | 2048 | 2049 | 2050 | 2051 | 2052 | 2053 | 2054 | 2055 | 2056 | 2057 | 2058 | 2059 | 2060 | 2061 | 2062
| Electric plant in service | [5 empty] | 58087.0067 | 58087.0067 | 58087.0067 | 58087.0067 | 58087.0067 | 58087.0067 | 58087.0067 | 58087.0067 | 58087.0067 | 58087.0067 | 58087.0067 | 58087.0067 | 58087.0067 | 58087.0067 | 58087.0067 | 58087.0067 | 58087.0067 | 58087.0067 | 58087.0067 | 58087.0067 | 58087.0067 | 58087.0067 | 58087.0067 | 58087.0067 | 58087.0067 | 58087.0067 | 58087.0067 | 58087.0067 | 58087.0067 | 58087.0067 | 58087.0067 | 58087.0067 | 58087.0067 | 58087.0067 | 58087.0067 | 58087.0067 | 58087.0067 | 58087.0067 | 58087.0067 | 58087.0067 | 58087.0067
| Accumulated depreciation |  |  |  |  | 0 | 0 | -3872.4671 | -7744.9342 | -11617.4013 | -15489.8684 | -19362.3356 | -23234.8027 | -27107.2698 | -30979.7369 | -34852.204 | -38724.6711 | -42597.1382 | -46469.6053 | -50342.0724 | -54214.5395 | -58087.0067 | -58087.0067 | -58087.0067 | -58087.0067 | -58087.0067 | -58087.0067 | -58087.0067 | -58087.0067 | -58087.0067 | -58087.0067 | -58087.0067 | -58087.0067 | -58087.0067 | -58087.0067 | -58087.0067 | -58087.0067 | -58087.0067 | -58087.0067 | -58087.0067 | -58087.0067 | -58087.0067 | -58087.0067 | -58087.0067 | -58087.0067 | -58087.0067 | -58087.0067
| Net plant |  | 0 | 0 | 0 | 0 | 58087.0067 | 54214.5395 | 50342.0724 | 46469.6053 | 42597.1382 | 38724.6711 | 34852.204 | 30979.7369 | 27107.2698 | 23234.8027 | 19362.3356 | 15489.8684 | 11617.4013 | 7744.9342 | 3872.4671 | 0 | 0 | 0 | 0 | 0 | 0 | 0 | 0 | 0 | 0 | 0 | 0 | 0 | 0 | 0 | 0 | 0 | 0 | 0 | 0 | 0 | 0 | 0 | 0 | 0 | 0
| Accumulated deferred income taxes |  |  |  |  | 0 | -284.253 | -265.3438 | -246.4345 | -227.5253 | -208.616 | -189.7067 | -170.7975 | -151.8882 | -132.979 | -114.0697 | -95.1604 | -76.2512 | -57.3419 | -38.4326 | -19.2777 | -0.33163 | -0.33163 | -0.33163 | -0.33163 | -0.33163 | -0.33163 | -0.33163 | -0.33163 | -0.33163 | -0.33163 | -0.33163 | -0.33163 | -0.33163 | -0.33163 | -0.33163 | -0.33163 | -0.33163 | -0.33163 | -0.33163 | -0.33163 | -0.33163 | -0.33163 | -0.33163 | -0.33163 | -0.33163 | -0.33163
| Total rate base |  | 0 | 0 | 0 | 0 | 57802.7536 | 53949.1958 | 50095.6379 | 46242.0801 | 42388.5222 | 38534.9644 | 34681.4065 | 30827.8487 | 26974.2908 | 23120.733 | 19267.1751 | 15413.6173 | 11560.0594 | 7706.5016 | 3853.1894 | -0.33163 | -0.33163 | -0.33163 | -0.33163 | -0.33163 | -0.33163 | -0.33163 | -0.33163 | -0.33163 | -0.33163 | -0.33163 | -0.33163 | -0.33163 | -0.33163 | -0.33163 | -0.33163 | -0.33163 | -0.33163 | -0.33163 | -0.33163 | -0.33163 | -0.33163 | -0.33163 | -0.33163 | -0.33163 | -0.33163
| Weighted cost of capital | [5 empty] | 7.725% | 7.725% | 7.725% | 7.725% | 7.725% | 7.725% | 7.725% | 7.725% | 7.725% | 7.725% | 7.725% | 7.725% | 7.725% | 7.725% | 7.725% | 7.725% | 7.725% | 7.725% | 7.725% | 7.725% | 7.725% | 7.725% | 7.725% | 7.725% | 7.725% | 7.725% | 7.725% | 7.725% | 7.725% | 7.725% | 7.725% | 7.725% | 7.725% | 7.725% | 7.725% | 7.725% | 7.725% | 7.725% | 7.725% | 7.725% | 7.725%
| Return on investment |  |  |  |  | 0 | 4465.2627 | 4167.5754 | 3869.888 | 3572.2007 | 3274.5133 | 2976.826 | 2679.1387 | 2381.4513 | 2083.764 | 1786.0766 | 1488.3893 | 1190.7019 | 893.0146 | 595.3272 | 297.6589 | -0.025618 | -0.025618 | -0.025618 | -0.025618 | -0.025618 | -0.025618 | -0.025618 | -0.025618 | -0.025618 | -0.025618 | -0.025618 | -0.025618 | -0.025618 | -0.025618 | -0.025618 | -0.025618 | -0.025618 | -0.025618 | -0.025618 | -0.025618 | -0.025618 | -0.025618 | -0.025618 | -0.025618 | -0.025618 | -0.025618
Revenue Requirements
| Fuel | [5 empty] | 0 | 6564.6279 | 6764.5649 | 6987.9883 | 7234.9357 | 7429.956 | 7661.4405 | 7892.9873 | 8056.5824 | 8226.8617 | 8401.2344 | 8581.5808 | 8765.7695 | 8952.6657 | 9143.5043 | 9338.8681 | 9538.7199 | 9742.8485 | 9951.3454 | 10164.3042 | 10381.8203 | 10603.9913 | 10830.9167 | 11062.6983 | 11299.4401 | 11541.2481 | 11788.2308 | 12040.4989 | 12298.1656 | 12561.3464 | 12830.1592 | 13104.7246 | 13385.1657 | 13671.6082 | 13964.1807 | 14263.0141 | 14568.2426 | 14880.003 | 15198.4351 | 15523.6816 | 15855.8884
Operation and maintenance expenses
| Variable | [5 empty] | 0 | 565.263 | 575.331 | 585.5784 | 596.0082 | 606.6239 | 617.4286 | 628.4258 | 640.0853 | 651.9612 | 664.0574 | 676.3781 | 688.9273 | 701.7094 | 714.7286 | 727.9894 | 741.4962 | 755.2536 | 769.2663 | 783.5389 | 798.0764 | 812.8836 | 827.9655 | 843.3272 | 858.9739 | 874.911 | 891.1437 | 907.6776 | 924.5183 | 941.6714 | 959.1428 | 976.9383 | 995.064 | 1013.526 | 1032.3306 | 1051.484 | 1070.9928 | 1090.8636 | 1111.103 | 1131.7179 | 1152.7154
| Fixed (FOM, Scheduled Outages, Pipeline, Reservation) | [5 empty] | 0 | 9749.5803 | 4770.5803 | 6391.5803 | 4813.5803 | 6035.5803 | 4857.5803 | 4879.5803 | 4902.5803 | 7724.5803 | 4948.5803 | 4971.5803 | 4995.5803 | 6219.5803 | 5043.5803 | 6668.5803 | 3072.5803 | 3072.5803 | 3072.5803 | 3072.5803 | 3072.5803 | 3072.5803 | 3072.5803 | 3072.5803 | 3072.5803 | 3072.5803 | 3072.5803 | 3072.5803 | 3072.5803 | 3072.5803 | 3072.5803 | 3072.5803 | 3072.5803 | 3072.5803 | 3072.5803 | 3072.5803 | 3072.5803 | 3072.5803 | 3072.5803 | 3072.5803 | 3072.5803
| Insurance | [5 empty] | 0 | 58.087 | 59.2487 | 60.4337 | 61.6424 | 62.8752 | 64.1327 | 65.4154 | 66.7237 | 68.0582 | 69.4193 | 70.8077 | 72.2239 | 73.6684 | 75.1417 | 76.6446 | 78.1775 | 79.741 | 81.3358 | 82.9625 | 84.6218 | 86.3142 | 88.0405 | 89.8013 | 91.5974 | 93.4293 | 95.2979 | 97.2038 | 99.1479 | 101.1309 | 103.1535 | 105.2166 | 107.3209 | 109.4673 | 111.6567 | 113.8898 | 116.1676 | 118.4909 | 120.8608 | 123.278 | 125.7435
0
| Depreciation | [5 empty] | 0 | 3872.4671 | 3872.4671 | 3872.4671 | 3872.4671 | 3872.4671 | 3872.4671 | 3872.4671 | 3872.4671 | 3872.4671 | 3872.4671 | 3872.4671 | 3872.4671 | 3872.4671 | 3872.4671 | 3872.4671 | 0 | 0 | 0 | 0 | 0 | 0 | 0 | 0 | 0 | 0 | 0 | 0 | 0 | 0 | 0 | 0 | 0 | 0 | 0 | 0 | 0 | 0 | 0 | 0 | 0
Taxes Other than income taxes
Payroll taxes
| Property taxes | [5 empty] | 0 | 604.1049 | 563.8312 | 523.5576 | 483.2839 | 443.0102 | 402.7366 | 362.4629 | 322.1893 | 281.9156 | 241.6419 | 201.3683 | 161.0946 | 120.821 | 80.5473 | 40.2737 | 0 | 0 | 0 | 0 | 0 | 0 | 0 | 0 | 0 | 0 | 0 | 0 | 0 | 0 | 0 | 0 | 0 | 0 | 0 | 0 | 0 | 0 | 0 | 0 | 0
Revenue taxes
| Income taxes | [5 empty] | 0 | 799.7166 | 808.447 | 755.132 | 701.817 | 648.5019 | 595.1869 | 541.8719 | 488.5569 | 435.2419 | 381.9269 | 328.6119 | 275.2969 | 221.9819 | 168.6669 | 115.3553 | 62.0408 | -0.0045881 | -0.0045881 | -0.0045881 | -0.0045881 | -0.0045881 | -0.0045881 | -0.0045881 | -0.0045881 | -0.0045881 | -0.0045881 | -0.0045881 | -0.0045881 | -0.0045881 | -0.0045881 | -0.0045881 | -0.0045881 | -0.0045881 | -0.0045881 | -0.0045881 | -0.0045881 | -0.0045881 | -0.0045881 | -0.0045881 | -0.0045881
| Return on investment |  | 0 | 0 | 0 | 0 | 0 | 4465.2627 | 4167.5754 | 3869.888 | 3572.2007 | 3274.5133 | 2976.826 | 2679.1387 | 2381.4513 | 2083.764 | 1786.0766 | 1488.3893 | 1190.7019 | 893.0146 | 595.3272 | 297.6589 | -0.025618 | -0.025618 | -0.025618 | -0.025618 | -0.025618 | -0.025618 | -0.025618 | -0.025618 | -0.025618 | -0.025618 | -0.025618 | -0.025618 | -0.025618 | -0.025618 | -0.025618 | -0.025618 | -0.025618 | -0.025618 | -0.025618 | -0.025618 | -0.025618 | -0.025618 | -0.025618 | -0.025618 | -0.025618
| Total non-fuel cost of serivce |  | 0 | 0 | 0 | 0 | 0 | 26679.1094 | 21582.0456 | 23046.6253 | 21335.9353 | 22373.5281 | 21047.7988 | 20922.3494 | 20730.6364 | 23344.8499 | 20365.404 | 20191.1834 | 20022.0615 | 21055.9083 | 19693.9635 | 21137.8373 | 13492.989 | 13650.3932 | 13874.4976 | 14103.3558 | 14337.0686 | 14575.7392 | 14819.4728 | 15068.3769 | 15322.5614 | 15582.1384 | 15847.2225 | 16117.9305 | 16394.3819 | 16676.6987 | 16965.0055 | 17259.4296 | 17560.1007 | 17867.1517 | 18180.718 | 18500.938 | 18827.9531 | 19161.9076 | 19502.9489 | 19851.2276 | 20206.8973
Income Taxes
| Return |  | 0 | 0 | 0 |  | 4465.2627 | 4167.5754 | 3869.888 | 3572.2007 | 3274.5133 | 2976.826 | 2679.1387 | 2381.4513 | 2083.764 | 1786.0766 | 1488.3893 | 1190.7019 | 893.0146 | 595.3272 | 297.6589 | -0.025618 | -0.025618 | -0.025618 | -0.025618 | -0.025618 | -0.025618 | -0.025618 | -0.025618 | -0.025618 | -0.025618 | -0.025618 | -0.025618 | -0.025618 | -0.025618 | -0.025618 | -0.025618 | -0.025618 | -0.025618 | -0.025618 | -0.025618 | -0.025618 | -0.025618 | -0.025618 | -0.025618 | -0.025618 | -0.025618
| Less: Synchronized interest |  | 0 | 0 | 0 |  | 1768.1862 | 1650.3059 | 1532.4256 | 1414.5452 | 1296.6649 | 1178.7846 | 1060.9042 | 943.0239 | 825.1436 | 707.2632 | 589.3829 | 471.5026 | 353.6222 | 235.7419 | 117.8691 | -0.010144 | -0.010144 | -0.010144 | -0.010144 | -0.010144 | -0.010144 | -0.010144 | -0.010144 | -0.010144 | -0.010144 | -0.010144 | -0.010144 | -0.010144 | -0.010144 | -0.010144 | -0.010144 | -0.010144 | -0.010144 | -0.010144 | -0.010144 | -0.010144 | -0.010144 | -0.010144 | -0.010144 | -0.010144 | -0.010144
| Return on equity |  | 0 | 0 | 0 | 0 | 2697.0765 | 2517.2695 | 2337.4625 | 2157.6555 | 1977.8484 | 1798.0414 | 1618.2344 | 1438.4274 | 1258.6204 | 1078.8134 | 899.0064 | 719.1994 | 539.3924 | 359.5854 | 179.7898 | -0.015474 | -0.015474 | -0.015474 | -0.015474 | -0.015474 | -0.015474 | -0.015474 | -0.015474 | -0.015474 | -0.015474 | -0.015474 | -0.015474 | -0.015474 | -0.015474 | -0.015474 | -0.015474 | -0.015474 | -0.015474 | -0.015474 | -0.015474 | -0.015474 | -0.015474 | -0.015474 | -0.015474 | -0.015474 | -0.015474
Plus:
| Permanent differences | [5 empty] | 0 | 209.2506 | 209.2506 | 209.2506 | 209.2506 | 209.2506 | 209.2506 | 209.2506 | 209.2506 | 209.2506 | 209.2506 | 209.2506 | 209.2506 | 209.2506 | 209.2506 | 209.2506 | 0 | 0 | 0 | 0 | 0 | 0 | 0 | 0 | 0 | 0 | 0 | 0 | 0 | 0 | 0 | 0 | 0 | 0 | 0 | 0 | 0 | 0 | 0 | 0 | 0
| Taxable component of return |  | 0 | 0 | 0 | 0 | 2697.0765 | 2726.5201 | 2546.7131 | 2366.9061 | 2187.0991 | 2007.292 | 1827.485 | 1647.678 | 1467.871 | 1288.064 | 1108.257 | 928.45 | 748.643 | 568.836 | 389.0404 | 209.2351 | -0.015474 | -0.015474 | -0.015474 | -0.015474 | -0.015474 | -0.015474 | -0.015474 | -0.015474 | -0.015474 | -0.015474 | -0.015474 | -0.015474 | -0.015474 | -0.015474 | -0.015474 | -0.015474 | -0.015474 | -0.015474 | -0.015474 | -0.015474 | -0.015474 | -0.015474 | -0.015474 | -0.015474 | -0.015474
| Tax factor | [5 empty] | 0.29651 | 0.29651 | 0.29651 | 0.29651 | 0.29651 | 0.29651 | 0.29651 | 0.29651 | 0.29651 | 0.29651 | 0.29651 | 0.29651 | 0.29651 | 0.29651 | 0.29651 | 0.29651 | 0.29651 | 0.29651 | 0.29651 | 0.29651 | 0.29651 | 0.29651 | 0.29651 | 0.29651 | 0.29651 | 0.29651 | 0.29651 | 0.29651 | 0.29651 | 0.29651 | 0.29651 | 0.29651 | 0.29651 | 0.29651 | 0.29651 | 0.29651 | 0.29651 | 0.29651 | 0.29651 | 0.29651 | 0.29651
| Income Taxes |  | 0 | 0 | 0 | 0 | 799.7166 | 808.447 | 755.132 | 701.817 | 648.5019 | 595.1869 | 541.8719 | 488.5569 | 435.2419 | 381.9269 | 328.6119 | 275.2969 | 221.9819 | 168.6669 | 115.3553 | 62.0408 | -0.0045881 | -0.0045881 | -0.0045881 | -0.0045881 | -0.0045881 | -0.0045881 | -0.0045881 | -0.0045881 | -0.0045881 | -0.0045881 | -0.0045881 | -0.0045881 | -0.0045881 | -0.0045881 | -0.0045881 | -0.0045881 | -0.0045881 | -0.0045881 | -0.0045881 | -0.0045881 | -0.0045881 | -0.0045881 | -0.0045881 | -0.0045881 | -0.0045881
Electric Plant in Service
| Beginning Balance |  | 2018: 0; 2019: 0; 2020: 0; 2021: 0; 2022: 0; 2023: 55987.4659; 2024: Cumulative
| Cash |  | 2018: 0; 2019: 0; 2020: 0; 2021: 0; 2022: 53070; 2023: 0; 2024: 53070
| AFUDC |  | 2018: 0; 2019: 0; 2020: 0; 2021: 0; 2022: 2864.3959; 2023: 1517.2711; 2024: 4381.667
| Insurance |  | 2018: 0; 2019: 0; 2020: 0; 2021: 0; 2022: 53.07; 2023: 0; 2024: 53.07
| Property taxes |  | 2018: 0; 2019: 0; 2020: 0; 2021: 0; 2022: 0; 2023: 582.2696; 2024: 582.2696
| Total |  | 2018: 0; 2019: 0; 2020: 0; 2021: 0; 2022: 55987.4659; 2023: 58087.0067; 2024: 58087.0067
| AFUDC |  | 2024: Cumulative
| CWIP Balance |  | 2018: 0; 2019: 0; 2020: 0; 2021: 0; 2022: 26561.535; 2023: 14069.6502
| Debt |  | 2018: 0; 2019: 0; 2020: 0; 2021: 0; 2022: 812.5174; 2023: 430.3906; 2024: 1242.908
| Equity |  | 2018: 0; 2019: 0; 2020: 0; 2021: 0; 2022: 2051.8786; 2023: 1086.8805; 2024: 3138.7591
| Total |  | 2018: 0; 2019: 0; 2020: 0; 2021: 0; 2022: 2864.3959; 2023: 1517.2711; 2024: 2864.3959
Depreication Expense and Accumulated Depreciation
Electric plant in service
| Unit Life Extension | [6 empty] | 58087.0067 | 58087.0067 | 58087.0067 | 58087.0067 | 58087.0067 | 58087.0067 | 58087.0067 | 58087.0067 | 58087.0067 | 58087.0067 | 58087.0067 | 58087.0067 | 58087.0067 | 58087.0067 | 58087.0067 | 58087.0067 | 58087.0067 | 58087.0067 | 58087.0067 | 58087.0067 | 58087.0067 | 58087.0067 | 58087.0067 | 58087.0067 | 58087.0067 | 58087.0067 | 58087.0067 | 58087.0067 | 58087.0067 | 58087.0067 | 58087.0067 | 58087.0067 | 58087.0067 | 58087.0067 | 58087.0067 | 58087.0067 | 58087.0067 | 58087.0067 | 58087.0067 | 58087.0067
Depreciation expense
| Unit Life Extension |  | 2022: 0; 2023: 3872.4671; 2024: 3872.4671; 2025: 3872.4671; 2026: 3872.4671; 2027: 3872.4671; 2028: 3872.4671; 2029: 3872.4671; 2030: 3872.4671; 2031: 3872.4671; 2032: 3872.4671; 2033: 3872.4671; 2034: 3872.4671; 2035: 3872.4671; 2036: 3872.4671; 2037: 3872.4671
Accumulated Depreciation
| Unit Life Extension | [5 empty] | 0 | 3872.4671 | 7744.9342 | 11617.4013 | 15489.8684 | 19362.3356 | 23234.8027 | 27107.2698 | 30979.7369 | 34852.204 | 38724.6711 | 42597.1382 | 46469.6053 | 50342.0724 | 54214.5395 | 58087.0067 | 58087.0067 | 58087.0067 | 58087.0067 | 58087.0067 | 58087.0067 | 58087.0067 | 58087.0067 | 58087.0067 | 58087.0067 | 58087.0067 | 58087.0067 | 58087.0067 | 58087.0067 | 58087.0067 | 58087.0067 | 58087.0067 | 58087.0067 | 58087.0067 | 58087.0067 | 58087.0067 | 58087.0067 | 58087.0067 | 58087.0067 | 58087.0067 | 58087.0067
Deferred Income Taxes
| AFUDC - Debt |  |  |  |  | 0 | 284.253 | -18.9502 | -18.9502 | -18.9502 | -18.9502 | -18.9502 | -18.9502 | -18.9502 | -18.9502 | -18.9502 | -18.9502 | -18.9502 | -18.9502 | -18.9502 | -18.9502 | -18.9502 | 0 | 0 | 0 | 0 | 0 | 0 | 0 | 0 | 0 | 0 | 0 | 0 | 0 | 0 | 0 | 0 | 0 | 0 | 0 | 0 | 0 | 0 | 0 | 0 | 0
| Liberalized depreciation |  |  |  |  | 0 | 0 | 0.040941 | 0.040941 | 0.040941 | 0.040941 | 0.040941 | 0.040941 | 0.040941 | 0.040941 | 0.040941 | 0.040941 | 0.040941 | 0.040941 | 0.040941 | -0.20471 | 0.0040941 | 0 | 0 | 0 | 0 | 0 | 0 | 0 | 0 | 0 | 0 | 0 | 0 | 0 | 0 | 0 | 0 | 0 | 0 | 0 | 0 | 0 | 0 | 0 | 0 | 0
| Deferred Income Taxes |  |  |  |  | 0 | 284.253 | -18.9093 | -18.9093 | -18.9093 | -18.9093 | -18.9093 | -18.9093 | -18.9093 | -18.9093 | -18.9093 | -18.9093 | -18.9093 | -18.9093 | -18.9093 | -19.1549 | -18.9461 | 0 | 0 | 0 | 0 | 0 | 0 | 0 | 0 | 0 | 0 | 0 | 0 | 0 | 0 | 0 | 0 | 0 | 0 | 0 | 0 | 0 | 0 | 0 | 0 | 0
Accumulated Deferred Income Taxes
| AFUDC - Debt |  |  |  |  | 0 | 284.253 | 265.3028 | 246.3526 | 227.4024 | 208.4522 | 189.502 | 170.5518 | 151.6016 | 132.6514 | 113.7012 | 94.751 | 75.8008 | 56.8506 | 37.9004 | 18.9502 | 7.816e-14 | 7.816e-14 | 7.816e-14 | 7.816e-14 | 7.816e-14 | 7.816e-14 | 7.816e-14 | 7.816e-14 | 7.816e-14 | 7.816e-14 | 7.816e-14 | 7.816e-14 | 7.816e-14 | 7.816e-14 | 7.816e-14 | 7.816e-14 | 7.816e-14 | 7.816e-14 | 7.816e-14 | 7.816e-14 | 7.816e-14 | 7.816e-14 | 7.816e-14 | 7.816e-14 | 7.816e-14 | 7.816e-14
| Liberalized depreciation |  |  |  |  | 0 | 0 | 0.040941 | 0.081883 | 0.12282 | 0.16377 | 0.20471 | 0.24565 | 0.28659 | 0.32753 | 0.36847 | 0.40941 | 0.45036 | 0.4913 | 0.53224 | 0.32753 | 0.33163 | 0.33163 | 0.33163 | 0.33163 | 0.33163 | 0.33163 | 0.33163 | 0.33163 | 0.33163 | 0.33163 | 0.33163 | 0.33163 | 0.33163 | 0.33163 | 0.33163 | 0.33163 | 0.33163 | 0.33163 | 0.33163 | 0.33163 | 0.33163 | 0.33163 | 0.33163 | 0.33163 | 0.33163 | 0.33163
| Accumulated Deferred Income Taxes |  |  |  |  | 0 | 284.253 | 265.3438 | 246.4345 | 227.5253 | 208.616 | 189.7067 | 170.7975 | 151.8882 | 132.979 | 114.0697 | 95.1604 | 76.2512 | 57.3419 | 38.4326 | 19.2777 | 0.33163 | 0.33163 | 0.33163 | 0.33163 | 0.33163 | 0.33163 | 0.33163 | 0.33163 | 0.33163 | 0.33163 | 0.33163 | 0.33163 | 0.33163 | 0.33163 | 0.33163 | 0.33163 | 0.33163 | 0.33163 | 0.33163 | 0.33163 | 0.33163 | 0.33163 | 0.33163 | 0.33163 | 0.33163 | 0.33163
Tax Depreciation
| Depreciable balance | [6 empty] | 53705.3396 | 53705.3396 | 53705.3396 | 53705.3396 | 53705.3396 | 53705.3396 | 53705.3396 | 53705.3396 | 53705.3396 | 53705.3396 | 53705.3396 | 53705.3396 | 53705.3396 | 53705.3396 | 53705.3396 | 53705.3396 | 53705.3396 | 53705.3396 | 53705.3396 | 53705.3396 | 53705.3396 | 53705.3396 | 53705.3396 | 53705.3396 | 53705.3396 | 53705.3396 | 53705.3396 | 53705.3396 | 53705.3396 | 53705.3396 | 53705.3396 | 53705.3396 | 53705.3396 | 53705.3396 | 53705.3396 | 53705.3396 | 53705.3396 | 53705.3396 | 53705.3396 | 53705.3396
| MACRS Depreciation Rate |  | 2023: 6.667%; 2024: 6.667%; 2025: 6.667%; 2026: 6.667%; 2027: 6.667%; 2028: 6.667%; 2029: 6.667%; 2030: 6.667%; 2031: 6.667%; 2032: 6.667%; 2033: 6.667%; 2034: 6.667%; 2035: 6.667%; 2036: 6.665%; 2037: 6.667%; 2038: 0%; 2039: 0%; 2040: 0%; 2041: 0%; 2042: 0%; 2043: 0%
| Tax Depreciation | [5 empty] | 0 | 3580.535 | 3580.535 | 3580.535 | 3580.535 | 3580.535 | 3580.535 | 3580.535 | 3580.535 | 3580.535 | 3580.535 | 3580.535 | 3580.535 | 3580.535 | 3579.4609 | 3580.3739 | 0 | 0 | 0 | 0 | 0 | 0 | 0 | 0 | 0 | 0 | 0 | 0 | 0 | 0 | 0 | 0 | 0 | 0 | 0 | 0 | 0 | 0 | 0 | 0 | 0
| Book Depreciation | [5 empty] | 0 | 3580.356 | 3580.356 | 3580.356 | 3580.356 | 3580.356 | 3580.356 | 3580.356 | 3580.356 | 3580.356 | 3580.356 | 3580.356 | 3580.356 | 3580.356 | 3580.356 | 3580.356 | 0 | 0 | 0 | 0 | 0 | 0 | 0 | 0 | 0 | 0 | 0 | 0 | 0 | 0 | 0 | 0 | 0 | 0 | 0 | 0 | 0 | 0 | 0 | 0 | 0 | 53705.3396
| Difference | [5 empty] | 0 | 0.17902 | 0.17902 | 0.17902 | 0.17902 | 0.17902 | 0.17902 | 0.17902 | 0.17902 | 0.17902 | 0.17902 | 0.17902 | 0.17902 | 0.17902 | -0.89509 | 0.017902 | 0 | 0 | 0 | 0 | 0 | 0 | 0 | 0 | 0 | 0 | 0 | 0 | 0 | 0 | 0 | 0 | 0 | 0 | 0 | 0 | 0 | 0 | 0 | 0 | 0
| Tax rate | [6 empty] | 22.87% | 22.87% | 22.87% | 22.87% | 22.87% | 22.87% | 22.87% | 22.87% | 22.87% | 22.87% | 22.87% | 22.87% | 22.87% | 22.87% | 22.87% | 22.87% | 22.87% | 22.87% | 22.87% | 22.87% | 22.87% | 22.87% | 22.87% | 22.87% | 22.87% | 22.87% | 22.87% | 22.87% | 22.87% | 22.87% | 22.87% | 22.87% | 22.87% | 22.87% | 22.87% | 22.87% | 22.87% | 22.87% | 22.87% | 22.87%
| Deferred income taxes - Liberalized | [5 empty] | 0 | 0.040941 | 0.040941 | 0.040941 | 0.040941 | 0.040941 | 0.040941 | 0.040941 | 0.040941 | 0.040941 | 0.040941 | 0.040941 | 0.040941 | 0.040941 | -0.20471 | 0.0040941 | 0 | 0 | 0 | 0 | 0 | 0 | 0 | 0 | 0 | 0 | 0 | 0 | 0 | 0 | 0 | 0 | 0 | 0 | 0 | 0 | 0 | 0 | 0 | 0 | 0
| ADIT | [5 empty] | 0 | 0.040941 | 0.081883 | 0.12282 | 0.16377 | 0.20471 | 0.24565 | 0.28659 | 0.32753 | 0.36847 | 0.40941 | 0.45036 | 0.4913 | 0.53224 | 0.32753 | 0.33163 | 0.33163 | 0.33163 | 0.33163 | 0.33163 | 0.33163 | 0.33163 | 0.33163 | 0.33163 | 0.33163 | 0.33163 | 0.33163 | 0.33163 | 0.33163 | 0.33163 | 0.33163 | 0.33163 | 0.33163 | 0.33163 | 0.33163 | 0.33163 | 0.33163 | 0.33163 | 0.33163 | 0.33163 | 0.33163
| AFUDC - Debt |  | 2022: 1242.908
| Less: AFUDC depreciation |  | 2023: 82.8605; 2024: 82.8605; 2025: 82.8605; 2026: 82.8605; 2027: 82.8605; 2028: 82.8605; 2029: 82.8605; 2030: 82.8605; 2031: 82.8605; 2032: 82.8605; 2033: 82.8605; 2034: 82.8605; 2035: 82.8605; 2036: 82.8605; 2037: 82.8605 | 1242.908
| Difference | [5 empty] | 1242.908 | -82.8605 | -82.8605 | -82.8605 | -82.8605 | -82.8605 | -82.8605 | -82.8605 | -82.8605 | -82.8605 | -82.8605 | -82.8605 | -82.8605 | -82.8605 | -82.8605 | -82.8605 | 0 | 0 | 0 | 0 | 0 | 0 | 0 | 0 | 0 | 0 | 0 | 0 | 0 | 0 | 0 | 0 | 0 | 0 | 0 | 0 | 0 | 0 | 0 | 0 | 0
| Tax rate | [5 empty] | 22.87% | 22.87% | 22.87% | 22.87% | 22.87% | 22.87% | 22.87% | 22.87% | 22.87% | 22.87% | 22.87% | 22.87% | 22.87% | 22.87% | 22.87% | 22.87% | 22.87% | 22.87% | 22.87% | 22.87% | 22.87% | 22.87% | 22.87% | 22.87% | 22.87% | 22.87% | 22.87% | 22.87% | 22.87% | 22.87% | 22.87% | 22.87% | 22.87% | 22.87% | 22.87% | 22.87% | 22.87% | 22.87% | 22.87% | 22.87% | 22.87%
| Deferred income taxes - AFUDC | [5 empty] | 284.253 | -18.9502 | -18.9502 | -18.9502 | -18.9502 | -18.9502 | -18.9502 | -18.9502 | -18.9502 | -18.9502 | -18.9502 | -18.9502 | -18.9502 | -18.9502 | -18.9502 | -18.9502 | 0 | 0 | 0 | 0 | 0 | 0 | 0 | 0 | 0 | 0 | 0 | 0 | 0 | 0 | 0 | 0 | 0 | 0 | 0 | 0 | 0 | 0 | 0 | 0 | 0
| ADIT - AFUDC | [5 empty] | 284.253 | 265.3028 | 246.3526 | 227.4024 | 208.4522 | 189.502 | 170.5518 | 151.6016 | 132.6514 | 113.7012 | 94.751 | 75.8008 | 56.8506 | 37.9004 | 18.9502 | 7.816e-14 | 7.816e-14 | 7.816e-14 | 7.816e-14 | 7.816e-14 | 7.816e-14 | 7.816e-14 | 7.816e-14 | 7.816e-14 | 7.816e-14 | 7.816e-14 | 7.816e-14 | 7.816e-14 | 7.816e-14 | 7.816e-14 | 7.816e-14 | 7.816e-14 | 7.816e-14 | 7.816e-14 | 7.816e-14 | 7.816e-14 | 7.816e-14 | 7.816e-14 | 7.816e-14 | 7.816e-14 | 7.816e-14
Additional Depreciation - AFUDC Equity
| AFUDC Equity - CT |  | 2022: 3138.7591
| Total Additional Depreciation |  | 2023: 209.2506; 2024: 209.2506; 2025: 209.2506; 2026: 209.2506; 2027: 209.2506; 2028: 209.2506; 2029: 209.2506; 2030: 209.2506; 2031: 209.2506; 2032: 209.2506; 2033: 209.2506; 2034: 209.2506; 2035: 209.2506; 2036: 209.2506; 2037: 209.2506 | 3138.7591
Note on B91: Author: Includes return, income taxes and depreciation
Note on B100: Author: Fixed costs, Insurance and Property taxes

## RG-7 5 Year
Rio Grande-7 Life Extension | [5 empty] | Check |  | AVG $/MWh | 2023 | 2024 | 2025 | 2026 | 2027
[6 empty] | 4229.5344 | Fuel | 35.7348 | 33.5294 | 34.5506 | 35.6918 | 36.9531 | 37.9492
[6 empty] | 657.7946 | VOM | 5.4037 | 5.2146 | 5.3075 | 5.402 | 5.4983 | 5.5962
[6 empty] | 9638.6375 | Fixed (FOM, Scheduled Outages, Pipeline, Reservation) | 41.1659 | 76.4098 | 48.7985 | 26.7364 | 26.8712 | 27.0139
| Summary Results |  |  |  |  | 22.3614 | Insurance | 0.1845 | 0.17727 | 0.18081 | 0.18443 | 0.18812 | 0.19188
[6 empty] | 4472.2726 | Depreciation | 35.4537 | 35.4537 | 35.4537 | 35.4537 | 35.4537 | 35.4537
| Present Value of Revenue Requirements as of January 1, 2023 |  | 67771535.6348 |  |  | 232.5582 | Property taxes | 1.1062 | 1.8436 | 1.4749 | 1.1062 | 0.73744 | 0.36872
[6 empty] | 307.8615 | Income taxes | 1.9188 | 2.4406 | 2.5205 | 2.0324 | 1.5443 | 1.0562
| Levelized Cost of Energy $/MWh |  | 131.1193 |  |  | 1718.9621 | Return on Investment | 8.1762 | 13.627 | 10.9016 | 8.1762 | 5.4508 | 2.7254
129.1438
[6 empty] | 21279.9823 |  |  | 168.696 | 139.1881 | 114.7831 | 112.6968 | 110.3551 | Total 000s
[6 empty] | 21279.9823 |  | RR Nominal | 21279.9823 | 17557.7426 | 14479.197 | 14216.0294 | 13920.631 | 81453.5822
[6 empty] | 0 |  | RR PV | 19883.1883 | 15328.4487 | 11811.0571 | 10835.2108 | 9913.6307 | 67771.5356
[8 empty] | 1 | 2 | 3 | 4 | 5 | 6 | 7 | 8 | 9 | 10 | 11 | 12 | 13 | 14 | 15 | 16 | 17 | 18 | 19 | 20 | 21 | 22 | 23 | 24 | 25 | 26 | 27 | 28 | 29 | 30 | 31 | 32 | 33 | 34 | 35 | 36 | 37 | 38 | 39 | 40 | 41 | 42 | 43 | 44 | 45 | 46 | 47 | 48 | 49 | 50 | 51 | 52 | 53 | 54
[8 empty] | 48 | Capacity MW
[7 empty] | COD January 1, 2023 | RR PV 1: 30%; 19883.1883 2: Capacity Factor
[5 empty] | Generation (MWh) based on: |  |  | Fiscal Year End | Fiscal Year End | Fiscal Year End | Fiscal Year End | Fiscal Year End | Fiscal Year End | Fiscal Year End | Fiscal Year End | Fiscal Year End | Fiscal Year End | Fiscal Year End | Fiscal Year End | Fiscal Year End | Fiscal Year End | Fiscal Year End | Fiscal Year End | Fiscal Year End | Fiscal Year End | Fiscal Year End | Fiscal Year End | Fiscal Year End | Fiscal Year End | Fiscal Year End | Fiscal Year End | Fiscal Year End | Fiscal Year End | Fiscal Year End | Fiscal Year End | Fiscal Year End | Fiscal Year End | Fiscal Year End | Fiscal Year End | Fiscal Year End | Fiscal Year End | Fiscal Year End | Fiscal Year End | Fiscal Year End | Fiscal Year End | Fiscal Year End | Fiscal Year End
|  | Fiscal Year After COD | 2018 | 2019 | 2020 | 2021 | 2022 | 2023 | 2024 | 2025 | 2026 | 2027 | 2028 | 2029 | 2030 | 2031 | 2032 | 2033 | 2034 | 2035 | 2036 | 2037 | 2038 | 2039 | 2040 | 2041 | 2042 | 2043 | 2044 | 2045 | 2046 | 2047 | 2048 | 2049 | 2050 | 2051 | 2052 | 2053 | 2054 | 2055 | 2056 | 2057 | 2058 | 2059 | 2060 | 2061 | 2062
|  | MWh |  |  | 0 | 0 |  | 126144 | 126144 | 126144 | 126144 | 126144 | 126144 | 126144 | 126144 | 126144 | 126144 | 126144 | 126144 | 126144 | 126144 | 126144 | 126144 | 126144 | 126144 | 126144 | 126144 | 126144 | 126144 | 126144 | 126144 | 126144 | 126144 | 126144 | 126144 | 126144 | 126144 | 126144 | 126144 | 126144 | 126144 | 126144 | 126144 | 126144 | 126144 | 126144 | 126144 | 126144 | 126144 | 126144 | 126144 | 126144 | 126144 | 126144 | 126144 | 126144 | 126144 | 126144 | 126144 | 126144 | 126144
VOM $/hour/Unit | $/MWh
| 4.68 | Proposed VOM Rate ($/MWh) |  |  |  | --- | --- | --- | --- | --- | --- | --- | --- | --- | --- | --- | --- | --- | --- | --- | --- | --- | --- | --- | --- | --- | --- | --- | --- | --- | --- | --- | --- | --- | --- | --- | --- | --- | --- | --- | --- | --- | --- | --- | --- | --- | --- | --- | --- | --- | --- | --- | --- | --- | --- | --- | --- | --- | --- | --- | ---
|  | 1.8268 | 1.8268 | 1.8268 | 1.8268 | 1.8268 | 1.7811 | 1.7811 | 1.7811 | 1.7811 | 1.7811 | 1.7811 | 1.7811 | 1.8554 | 1.8554 | 1.8554 | 1.8554 | 1.8554 | 1.8554 | 1.8554 | 1.8554 | 1.8554 | 1.8554 | 1.8554 | 1.8554 | 1.8554 | 1.8554 | 1.8554 | 1.8554 | 1.8554 | 1.8554 | 1.8554 | 1.8554 | 1.8554 | 1.8554 | 1.8554 | 1.8554 | 1.8554 | 1.8554 | 1.8554 | 1.8554 | 1.8554 | 1.8554 | 1.8554 | 1.8554 | 1.8554 | 1.8554 | 1.8554 | 1.8554 | 1.8554 | 1.8554 | 1.8554 | 1.8554 | 1.8554 | 1.8554 | 1.8554 | 1.8554 | 1.8554 | 1.8554 | 1.8554 | 1.8554
|  | 1.0183 | 1.0183 | 1.0183 | 1.0183 | 1.0183 | 1.0178 | 1.0178 | 1.0178 | 1.0178 | 1.0178 | 1.0178 | 1.0178 | 1.0186 | 1.0186 | 1.0186 | 1.0186 | 1.0186 | 1.0186 | 1.0186 | 1.0186 | 1.0186 | 1.0186 | 1.0186 | 1.0186 | 1.0186 | 1.0186 | 1.0186 | 1.0186 | 1.0186 | 1.0186 | 1.0186 | 1.0186 | 1.0186 | 1.0186 | 1.0186 | 1.0186 | 1.0186 | 1.0186 | 1.0186 | 1.0186 | 1.0186 | 1.0186 | 1.0186 | 1.0186 | 1.0186 | 1.0186 | 1.0186 | 1.0186 | 1.0186 | 1.0186 | 1.0186 | 1.0186 | 1.0186 | 1.0186 | 1.0186 | 1.0186 | 1.0186 | 1.0186 | 1.0186 | 1.0186
|  |  | 4.7655 | 4.8526 | 4.9412 | 5.0315 | 5.1234 | 5.2146 | 5.3075 | 5.402 | 5.4983 | 5.5962 | 5.6959 | 5.7973 | 5.9049 | 6.0144 | 6.126 | 6.2397 | 6.3555 | 6.4734 | 6.5935 | 6.7158 | 6.8404 | 6.9673 | 7.0966 | 7.2283 | 7.3624 | 7.499 | 7.6381 | 7.7798 | 7.9242 | 8.0712 | 8.2209 | 8.3735 | 8.5288 | 8.6871 | 8.8482 | 9.0124 | 9.1796 | 9.3499 | 9.5234 | 9.7001 | 9.8801 | 10.0634 | 10.2501 | 10.4403 | 10.634 | 10.8313 | 11.0322 | 11.2369 | 11.4454 | 11.6577 | 11.874 | 12.0943 | 12.3187 | 12.5473 | 12.7801 | 13.0172 | 13.2587 | 13.5047 | 13.7553
|  | VOM Costs ($) | 0 | 0 | 0 | 0 | 0 | 657794.6111 | 669510.7511 | 681435.57 | 693572.7848 | 705926.1785 | 718499.6015 | 731296.9728 | 744865.153 | 758685.0716 | 772761.3992 | 787098.8931 | 801702.399 | 816576.8522 | 831727.2799 | 847158.8022 | 862876.6347 | 878886.0893 | 895192.5766 | 911801.6078 | 928718.796 | 945949.8586 | 963500.6193 | 981377.0095 | 999585.0708 | 1018130.9569 | 1037020.9356 | 1056261.3912 | 1075858.8262 | 1095819.8639 | 1116151.2504 | 1136859.8569 | 1157952.6824 | 1179436.8554 | 1201319.6368 | 1223608.4222 | 1246310.7445 | 1269434.2762 | 1292986.8324 | 1316976.3728 | 1341411.0053 | 1366298.9878 | 1391648.7315 | 1417468.8039 | 1443767.9312 | 1470555.0015 | 1497839.068 | 1525629.3518 | 1553935.2449 | 1582766.3138 | 1612132.3024 | 1642043.1354 | 1672508.9215 | 1703539.9571 | 1735146.7297
|  | VOM Costs (000$) | 0 | 0 | 0 | 0 | 0 | 657.7946 | 669.5108 | 681.4356 | 693.5728 | 705.9262 | 718.4996 | 731.297 | 744.8652 | 758.6851 | 772.7614 | 787.0989 | 801.7024 | 816.5769 | 831.7273 | 847.1588 | 862.8766 | 878.8861 | 895.1926 | 911.8016 | 928.7188 | 945.9499 | 963.5006 | 981.377 | 999.5851 | 1018.131 | 1037.0209 | 1056.2614 | 1075.8588 | 1095.8199 | 1116.1513 | 1136.8599 | 1157.9527 | 1179.4369 | 1201.3196 | 1223.6084 | 1246.3107 | 1269.4343 | 1292.9868 | 1316.9764 | 1341.411 | 1366.299 | 1391.6487 | 1417.4688 | 1443.7679 | 1470.555 | 1497.8391 | 1525.6294 | 1553.9352 | 1582.7663 | 1612.1323 | 1642.0431 | 1672.5089 | 1703.54 | 1735.1467
$/KW-yr
Proposed FOM ($/kW-yr)
FOM ($)
|  | FOM (000$) |  |  | 0 | 0 | 0 | 7659 | 4176 | 1393 | 1410 | 1428 | 0 | 0 | 0 | 0 | 0 | 0 | 0 | 0 | 0 | 0 | 0 | 0 | 0 | 0 | 0 | 0 | 0 | 0 | 0 | 0 | 0 | 0 | 0 | 0 | 0 | 0 | 0 | 0 | 0 | 0 | 0 | 0 | 0 | 0 | 0 | 0 | 0 | 0 | 0 | 0 | 0 | 0 | 0 | 0 | 0 | 0 | 0 | 0 | 0
| 0 | Hot Gas Path Inspection 5-Year | 2023: 0; 2032: 0; 2037: 0; 2042: 0; 2047: 0; 2052: 0; 2057: 0; 2058: 0; 2062: 0 |  |  |  |  | 0 |  |  |  |  | 0
| 0 | Major Gas Turbine Inspection 10 year | 2032: 0; 2042: 0; 2052: 0; 2062: 0 | [9 empty] | 0
| 0 | Boroscope Annual | [5 empty] | 0 | 0 | 0 | 0 | 0 | 0 | 0 | 0 | 0 | 0 | 0 | 0 | 0 | 0 | 0 | 0 | 0 | 0 | 0 | 0 | 0 | 0 | 0 | 0 | 0 | 0 | 0 | 0 | 0 | 0 | 0 | 0 | 0 | 0 | 0 | 0 | 0 | 0 | 0 | 0 | 0 | 0 | 0 | 0 | 0 | 0 | 0 | 0 | 0 | 0 | 0 | 0 | 0 | 0
| 0 | Preventive Maintenance Annual | [5 empty] | 0 | 0 | 0 | 0 | 0 | 0 | 0 | 0 | 0 | 0 | 0 | 0 | 0 | 0 | 0 | 0 | 0 | 0 | 0 | 0 | 0 | 0 | 0 | 0 | 0 | 0 | 0 | 0 | 0 | 0 | 0 | 0 | 0 | 0 | 0 | 0 | 0 | 0 | 0 | 0 | 0 | 0 | 0 | 0 | 0 | 0 | 0 | 0 | 0 | 0 | 0 | 0 | 0 | 0
|  | Total Outage Costs | 0 | 0 | 0 | 0 | 0 | 0 | 0 | 0 | 0 | 0 | 0 | 0 | 0 | 0 | 0 | 0 | 0 | 0 | 0 | 0 | 0 | 0 | 0 | 0 | 0 | 0 | 0 | 0 | 0 | 0 | 0 | 0 | 0 | 0 | 0 | 0 | 0 | 0 | 0 | 0 | 0 | 0 | 0 | 0 | 0 | 0 | 0 | 0 | 0 | 0 | 0 | 0 | 0 | 0 | 0 | 0 | 0 | 0 | 0
|  | Guaranteed Heat Rate |  |  |  |  | 12.721 | 12.721 | 12.721 | 12.721 | 12.721 | 12.721 | 12.721 | 12.721 | 12.721 | 12.721 | 12.721 | 12.721 | 12.721 | 12.721 | 12.721 | 12.721 | 12.721 | 12.721 | 12.721 | 12.721 | 12.721 | 12.721 | 12.721 | 12.721 | 12.721 | 12.721 | 12.721 | 12.721 | 12.721 | 12.721 | 12.721 | 12.721 | 12.721 | 12.721 | 12.721 | 12.721 | 12.721 | 12.721 | 12.721 | 12.721 | 12.721 | 12.721 | 12.721 | 12.721 | 12.721 | 12.721 | 12.721 | 12.721 | 12.721 | 12.721 | 12.721 | 12.721 | 12.721 | 12.721 | 12.721
|  | Forecasted NewInter Prices (#515) | 2.5504 | 2.4104 | 2.4283 | 2.4951 | 2.5744 | 2.6358 | 2.716 | 2.8057 | 2.9049 | 2.9832 | 3.0761 | 3.1691 | 3.2348 | 3.3032 | 3.3732 | 3.4456 | 3.5195 | 3.5946 | 3.6712 | 3.7496 | 3.8299 | 3.9118 | 3.9955 | 4.0811 | 4.1684 | 4.2576 | 4.3487 | 4.4418 | 4.5368 | 4.6339 | 4.7331 | 4.8344 | 4.9378 | 5.0435 | 5.1514 | 5.2617 | 5.3743 | 5.4893 | 5.6067 | 5.7267 | 5.8493 | 5.9744 | 6.1023 | 6.2329 | 6.3663 | 6.5025 | 6.6417 | 6.7838 | 6.929 | 7.0772 | 7.2287 | 7.3834 | 7.5414 | 7.7028 | 7.8676 | 8.036 | 8.208 | 8.3836 | 8.563
|  | Fuel Costs ($) |  |  | 0 | 0 | 0 | 4229534.361 | 4358352.0835 | 4502301.8806 | 4661408.0472 | 4787057.9958 | 4936201.492 | 5085385.1311 | 5190788.0849 | 5300497.5619 | 5412844.4274 | 5529040.0802 | 5647711.3133 | 5768126.9608 | 5891082.6684 | 6016953.9265 | 6145716.7405 | 6277235.0787 | 6411567.9094 | 6548775.4627 | 6688919.2576 | 6832062.1297 | 6978268.2593 | 7127603.2 | 7280133.9085 | 7435928.7741 | 7595057.6499 | 7757591.8836 | 7923604.3499 | 8093169.483 | 8266363.3099 | 8443263.4848 | 8623949.3234 | 8808501.8389 | 8997003.7782 | 9189539.6591 | 9386195.8078 | 9587060.3981 | 9792223.4906 | 10001777.0733 | 10215815.1027 | 10434433.5459 | 10657730.4237 | 10885805.8548 | 11118762.1001 | 11356703.609 | 11599737.0663 | 11847971.4395 | 12101518.0283 | 12360490.5141 | 12625005.0111 | 12895180.1183 | 13171136.9729 | 13452999.3041 | 13740893.4892
|  | Fuel Costs (000$) |  |  | 0 | 0 | 0 | 4229.5344 | 4358.3521 | 4502.3019 | 4661.408 | 4787.058 | 4936.2015 | 5085.3851 | 5190.7881 | 5300.4976 | 5412.8444 | 5529.0401 | 5647.7113 | 5768.127 | 5891.0827 | 6016.9539 | 6145.7167 | 6277.2351 | 6411.5679 | 6548.7755 | 6688.9193 | 6832.0621 | 6978.2683 | 7127.6032 | 7280.1339 | 7435.9288 | 7595.0576 | 7757.5919 | 7923.6043 | 8093.1695 | 8266.3633 | 8443.2635 | 8623.9493 | 8808.5018 | 8997.0038 | 9189.5397 | 9386.1958 | 9587.0604 | 9792.2235 | 10001.7771 | 10215.8151 | 10434.4335 | 10657.7304 | 10885.8059 | 11118.7621 | 11356.7036 | 11599.7371 | 11847.9714 | 12101.518 | 12360.4905 | 12625.005 | 12895.1801 | 13171.137 | 13452.9993 | 13740.8935
Inter Reservation Rate ($/Dth-day) |  | Inter Reservation Needed (MMBTU/day) |  |  | 0 | 0 | 0 | 14654.592 | 14654.592 | 14654.592 | 14654.592 | 14654.592 | 14654.592 | 14654.592 | 14654.592 | 14654.592 | 14654.592 | 14654.592 | 14654.592 | 14654.592 | 14654.592 | 14654.592 | 14654.592 | 14654.592 | 14654.592 | 14654.592 | 14654.592 | 14654.592 | 14654.592 | 14654.592 | 14654.592 | 14654.592 | 14654.592 | 14654.592 | 14654.592 | 14654.592 | 14654.592 | 14654.592 | 14654.592 | 14654.592 | 14654.592 | 14654.592 | 14654.592 | 14654.592 | 14654.592 | 14654.592 | 14654.592 | 14654.592 | 14654.592 | 14654.592 | 14654.592 | 14654.592 | 14654.592 | 14654.592 | 14654.592 | 14654.592 | 14654.592 | 14654.592 | 14654.592 | 14654.592 | 14654.592
|  | Reservation Cost ($) |  |  | 0 | 0 | 0 | 1979637.5422 | 1979637.5422 | 1979637.5422 | 1979637.5422 | 1979637.5422 | 1979637.5422 | 1979637.5422 | 1979637.5422 | 1979637.5422 | 1979637.5422 | 1979637.5422 | 1979637.5422 | 1979637.5422 | 1979637.5422 | 1979637.5422 | 1979637.5422 | 1979637.5422 | 1979637.5422 | 1979637.5422 | 1979637.5422 | 1979637.5422 | 1979637.5422 | 1979637.5422 | 1979637.5422 | 1979637.5422 | 1979637.5422 | 1979637.5422 | 1979637.5422 | 1979637.5422 | 1979637.5422 | 1979637.5422 | 1979637.5422 | 1979637.5422 | 1979637.5422 | 1979637.5422 | 1979637.5422 | 1979637.5422 | 1979637.5422 | 1979637.5422 | 1979637.5422 | 1979637.5422 | 1979637.5422 | 1979637.5422 | 1979637.5422 | 1979637.5422 | 1979637.5422 | 1979637.5422 | 1979637.5422 | 1979637.5422 | 1979637.5422 | 1979637.5422 | 1979637.5422 | 1979637.5422 | 1979637.5422
|  | Reservation Cost ($000) |  |  | 0 | 0 | 0 | 1979.6375 | 1979.6375 | 1979.6375 | 1979.6375 | 1979.6375 | 1979.6375 | 1979.6375 | 1979.6375 | 1979.6375 | 1979.6375 | 1979.6375 | 1979.6375 | 1979.6375 | 1979.6375 | 1979.6375 | 1979.6375 | 1979.6375 | 1979.6375 | 1979.6375 | 1979.6375 | 1979.6375 | 1979.6375 | 1979.6375 | 1979.6375 | 1979.6375 | 1979.6375 | 1979.6375 | 1979.6375 | 1979.6375 | 1979.6375 | 1979.6375 | 1979.6375 | 1979.6375 | 1979.6375 | 1979.6375 | 1979.6375 | 1979.6375 | 1979.6375 | 1979.6375 | 1979.6375 | 1979.6375 | 1979.6375 | 1979.6375 | 1979.6375 | 1979.6375 | 1979.6375 | 1979.6375 | 1979.6375 | 1979.6375 | 1979.6375 | 1979.6375 | 1979.6375 | 1979.6375 | 1979.6375
0.3701 |  |  | 2023: 790.9944
[8 empty] | 1 | 2 | 3 | 4 | 5 | 6 | 7 | 8 | 9 | 10 | 11 | 12 | 13 | 14 | 15 | 16 | 17 | 18 | 19 | 20 | 21 | 22 | 23 | 24 | 25 | 26 | 27 | 28 | 29 | 30 | 31 | 32 | 33 | 34 | 35 | 36 | 37 | 38 | 39 | 40
PRESENT VALUE OF REVENUE REQUIREMENTS MODEL |  |  | 2018 | 2019 | 2020 | 2021 | 2022 | 2023 | 2024 | 2025 | 2026 | 2027 | 2028 | 2029 | 2030 | 2031 | 2032 | 2033 | 2034 | 2035 | 2036 | 2037 | 2038 | 2039 | 2040 | 2041 | 2042 | 2043 | 2044 | 2045 | 2046 | 2047 | 2048 | 2049 | 2050 | 2051 | 2052 | 2053 | 2054 | 2055 | 2056 | 2057 | 2058 | 2059 | 2060 | 2061 | 2062
| Project Name | RG-7
Turbine
Proposal Type
Location
| Fuel | Dual Fuel
| Escalation Rate | 2%
| Investment 000s | 20430 | 2022: 20430
| Life | 5 | 2018: years
| Book Depreciation | Straight-line
| Tax Depreciation (Gen. Equip) | 5 | 2018: years; 2019: MACRS
| Cost of Capital (Post-tax) | 7.025%
| Weighted cost of equity | 4.666%
| Weighted cost of debt | 3.059%
| Return on Rate Base | 7.725%
| Tax Rate | 22.87%
| Insurance Rate | 0.1%
| Capacity | 48
| Capacity Factor | 30%
| First Year Generation (MWh) | 126144
| Heat Rate | 12.721
| Property Tax Rate | 1.04%
| Revenue Requirement / PV Calculations | [6 empty] | 1 | 2 | 3 | 4 | 5 | 6 | 7 | 8 | 9 | 10 | 11 | 12 | 13 | 14 | 15 | 16 | 17 | 18 | 19 | 20 | 21 | 22 | 23 | 24 | 25 | 26 | 27 | 28 | 29 | 30 | 31 | 32 | 33 | 34 | 35 | 36 | 37 | 38 | 39 | 40
[5 empty] | Fiscal Year End |  |  | 2023 | 2024 | 2025 | 2026 | 2027 | 2028 | 2029 | 2030 | 2031 | 2032 | 2033 | 2034 | 2035 | 2036 | 2037 | 2038 | 2039 | 2040 | 2041 | 2042 | 2043 | 2044 | 2045 | 2046 | 2047 | 2048 | 2049 | 2050 | 2051 | 2052 | 2053 | 2054 | 2055 | 2056 | 2057 | 2058 | 2059 | 2060 | 2061 | 2062
| Revenue Requirements by year | [5 empty] | 0 | 21279.9823 | 17557.7426 | 14479.197 | 14216.0294 | 13920.631 | 7730.683 | 7821.5022 | 7940.977 | 8065.0201 | 8191.9673 | 8323.0349 | 8456.8548 | 8592.701 | 8731.3743 | 8873.2556 | 9018.3264 | 9166.4561 | 9317.7093 | 9472.1521 | 9629.8519 | 9790.8773 | 9955.2988 | 10123.188 | 10294.6181 | 10469.6641 | 10648.4023 | 10830.9107 | 11017.269 | 11207.5586 | 11401.8624 | 11600.2654 | 11802.8542 | 12009.7171 | 12220.9447 | 12436.629 | 12656.8644 | 12881.7469 | 13111.3748 | 13345.8485 | 13585.2703
| Present Value of RR by year | [5 empty] | 0 | 19883.1883 | 15328.4487 | 11811.0571 | 10835.2108 | 9913.6307 | 5144.065 | 4862.8796 | 4613.0912 | 4377.6227 | 4154.6634 | 3944.0655 | 3744.4328 | 3554.8528 | 3375.1206 | 3204.8259 | 3043.4219 | 2890.3633 | 2745.2058 | 2607.5291 | 2476.9365 | 2353.0526 | 2235.5228 | 2124.0115 | 2018.2017 | 1917.7935 | 1822.5032 | 1732.0626 | 1646.2179 | 1564.7291 | 1487.3689 | 1413.9225 | 1344.1863 | 1277.968 | 1215.0852 | 1155.3655 | 1098.6456 | 1044.7708 | 993.5947 | 944.9786 | 898.7912
| Total Present Value | [6 empty] | 1 2023: 67771.5356
| Present Value of MWhs generated | [6 empty] | 1 2023: 516869.2756
Aurora Inputs
| Demand Charge Related Revenue Requirement | [5 empty] | 0 | 6499.0962 | 6165.3871 | 5760.0224 | 5354.6577 | 4949.2929 | 71.6556 | 3.236e-15 | 3.236e-15 | 3.236e-15 | 3.236e-15 | 3.236e-15 | 3.236e-15 | 3.236e-15 | 3.236e-15 | 3.236e-15 | 3.236e-15 | 3.236e-15 | 3.236e-15 | 3.236e-15 | 3.236e-15 | 3.236e-15 | 3.236e-15 | 3.236e-15 | 3.236e-15 | 3.236e-15 | 3.236e-15 | 3.236e-15 | 3.236e-15 | 3.236e-15 | 3.236e-15 | 3.236e-15 | 3.236e-15 | 3.236e-15 | 3.236e-15 | 3.236e-15 | 3.236e-15 | 3.236e-15 | 3.236e-15 | 3.236e-15 | 3.236e-15
| $/MW week equivalent rate | [6 empty] | 2596.8132 | 2463.4746 | 2301.5049 | 2139.5353 | 1977.5656 | 28.6311 | 1.293e-15 | 1.293e-15 | 1.293e-15 | 1.293e-15 | 1.293e-15 | 1.293e-15 | 1.293e-15 | 1.293e-15 | 1.293e-15 | 1.293e-15 | 1.293e-15 | 1.293e-15 | 1.293e-15 | 1.293e-15 | 1.293e-15 | 1.293e-15 | 1.293e-15 | 1.293e-15 | 1.293e-15 | 1.293e-15 | 1.293e-15 | 1.293e-15 | 1.293e-15 | 1.293e-15 | 1.293e-15 | 1.293e-15 | 1.293e-15 | 1.293e-15 | 1.293e-15 | 1.293e-15 | 1.293e-15 | 1.293e-15 | 1.293e-15 | 1.293e-15
| Present Value of Demand Related Charges | [6 empty] | 1 2023: 23759.5602
| Annualized Payment Demand Related Charges | [6 empty] | 1 2023: 5798.615
| Capital Carrying Cost ($/MW-WK) | [6 empty] | 1 2023: 2316.9252
| Other Fixed Charges | [6 empty] | 9893.5571 | 6364.4927 | 3535.4372 | 3506.3909 | 3478.3538 | 2004.3263 | 2004.8201 | 2005.3237 | 2005.8374 | 2006.3614 | 2006.8959 | 2007.4411 | 2007.9972 | 2008.5643 | 2009.1429 | 2009.733 | 2010.3349 | 2010.9488 | 2011.5751 | 2012.2138 | 2012.8654 | 2013.5299 | 2014.2078 | 2014.8992 | 2015.6044 | 2016.3237 | 2017.0575 | 2017.8059 | 2018.5692 | 2019.3479 | 2020.1421 | 2020.9521 | 2021.7784 | 2022.6213 | 2023.4809 | 2024.3578 | 2025.2522 | 2026.1645 | 2027.095 | 2028.0442
| Minus FOM | [6 empty] | -7659 | -4176 | -1393 | -1410 | -1428 | 0 | 0 | 0 | 0 | 0 | 0 | 0 | 0 | 0 | 0 | 0 | 0 | 0 | 0 | 0 | 0 | 0 | 0 | 0 | 0 | 0 | 0 | 0 | 0 | 0 | 0 | 0 | 0 | 0 | 0 | 0 | 0 | 0 | 0 | 0
| Net Other Fixed Charges | [6 empty] | 2234.5571 | 2188.4927 | 2142.4372 | 2096.3909 | 2050.3538 | 2004.3263 | 2004.8201 | 2005.3237 | 2005.8374 | 2006.3614 | 2006.8959 | 2007.4411 | 2007.9972 | 2008.5643 | 2009.1429 | 2009.733 | 2010.3349 | 2010.9488 | 2011.5751 | 2012.2138 | 2012.8654 | 2013.5299 | 2014.2078 | 2014.8992 | 2015.6044 | 2016.3237 | 2017.0575 | 2017.8059 | 2018.5692 | 2019.3479 | 2020.1421 | 2020.9521 | 2021.7784 | 2022.6213 | 2023.4809 | 2024.3578 | 2025.2522 | 2026.1645 | 2027.095 | 2028.0442
| $/MW week equivalent rate | [6 empty] | 892.8514 | 874.4457 | 856.0435 | 837.645 | 819.2502 | 800.8592 | 801.0565 | 801.2577 | 801.463 | 801.6724 | 801.8859 | 802.1037 | 802.3259 | 802.5526 | 802.7837 | 803.0195 | 803.26 | 803.5053 | 803.7555 | 804.0108 | 804.2711 | 804.5366 | 804.8075 | 805.0837 | 805.3655 | 805.6529 | 805.9461 | 806.2451 | 806.5502 | 806.8613 | 807.1786 | 807.5023 | 807.8325 | 808.1692 | 808.5127 | 808.8631 | 809.2204 | 809.585 | 809.9568 | 810.336
| Present Value of Other Fixed Charges | [6 empty] | 1 2023: 8804.1464
| Annualized Payment Other Fixed Charges | [6 empty] | 1 2023: 2148.6869
| Other Fixed Charges Cost ($/MW-WK) | [6 empty] | 1 2023: 858.5407
El Paso Electric Company
Option A Bowie Simple Cycle
(thousands) | [6 empty] | Fiscal Yr End | Fiscal Yr End | Fiscal Yr End | Fiscal Yr End | Fiscal Yr End | Fiscal Yr End | Fiscal Yr End | Fiscal Yr End | Fiscal Yr End | Fiscal Yr End | Fiscal Yr End | Fiscal Yr End | Fiscal Yr End | Fiscal Yr End | Fiscal Yr End | Fiscal Yr End | Fiscal Yr End | Fiscal Yr End | Fiscal Yr End | Fiscal Yr End | Fiscal Yr End | Fiscal Yr End | Fiscal Yr End | Fiscal Yr End | Fiscal Yr End | Fiscal Yr End | Fiscal Yr End | Fiscal Yr End | Fiscal Yr End | Fiscal Yr End | Fiscal Yr End | Fiscal Yr End | Fiscal Yr End | Fiscal Yr End | Fiscal Yr End | Fiscal Yr End | Fiscal Yr End | Fiscal Yr End | Fiscal Yr End | Fiscal Yr End | Fiscal Yr End
| Total Company Rate Base |  | 2018 | 2019 | 2020 | 2021 | 2022 | 2023 | 2024 | 2025 | 2026 | 2027 | 2028 | 2029 | 2030 | 2031 | 2032 | 2033 | 2034 | 2035 | 2036 | 2037 | 2038 | 2039 | 2040 | 2041 | 2042 | 2043 | 2044 | 2045 | 2046 | 2047 | 2048 | 2049 | 2050 | 2051 | 2052 | 2053 | 2054 | 2055 | 2056 | 2057 | 2058 | 2059 | 2060 | 2061 | 2062
| Electric plant in service | [5 empty] | 22361.3632 | 22361.3632 | 22361.3632 | 22361.3632 | 22361.3632 | 22361.3632 | 22361.3632 | 22361.3632 | 22361.3632 | 22361.3632 | 22361.3632 | 22361.3632 | 22361.3632 | 22361.3632 | 22361.3632 | 22361.3632 | 22361.3632 | 22361.3632 | 22361.3632 | 22361.3632 | 22361.3632 | 22361.3632 | 22361.3632 | 22361.3632 | 22361.3632 | 22361.3632 | 22361.3632 | 22361.3632 | 22361.3632 | 22361.3632 | 22361.3632 | 22361.3632 | 22361.3632 | 22361.3632 | 22361.3632 | 22361.3632 | 22361.3632 | 22361.3632 | 22361.3632 | 22361.3632 | 22361.3632
| Accumulated depreciation |  |  |  |  | 0 | 0 | -4472.2726 | -8944.5453 | -13416.8179 | -17889.0906 | -22361.3632 | -22361.3632 | -22361.3632 | -22361.3632 | -22361.3632 | -22361.3632 | -22361.3632 | -22361.3632 | -22361.3632 | -22361.3632 | -22361.3632 | -22361.3632 | -22361.3632 | -22361.3632 | -22361.3632 | -22361.3632 | -22361.3632 | -22361.3632 | -22361.3632 | -22361.3632 | -22361.3632 | -22361.3632 | -22361.3632 | -22361.3632 | -22361.3632 | -22361.3632 | -22361.3632 | -22361.3632 | -22361.3632 | -22361.3632 | -22361.3632 | -22361.3632 | -22361.3632 | -22361.3632 | -22361.3632 | -22361.3632
| Net plant |  | 0 | 0 | 0 | 0 | 22361.3632 | 17889.0906 | 13416.8179 | 8944.5453 | 4472.2726 | 0 | 0 | 0 | 0 | 0 | 0 | 0 | 0 | 0 | 0 | 0 | 0 | 0 | 0 | 0 | 0 | 0 | 0 | 0 | 0 | 0 | 0 | 0 | 0 | 0 | 0 | 0 | 0 | 0 | 0 | 0 | 0 | 0 | 0 | 0 | 0
| Accumulated deferred income taxes |  |  |  |  | 0 | -109.427 | -87.5416 | -65.6562 | -43.7708 | -21.8854 | 3.5527e-14 | 3.5527e-14 | 3.5527e-14 | 3.5527e-14 | 3.5527e-14 | 3.5527e-14 | 3.5527e-14 | 3.5527e-14 | 3.5527e-14 | 3.5527e-14 | 3.5527e-14 | 3.5527e-14 | 3.5527e-14 | 3.5527e-14 | 3.5527e-14 | 3.5527e-14 | 3.5527e-14 | 3.5527e-14 | 3.5527e-14 | 3.5527e-14 | 3.5527e-14 | 3.5527e-14 | 3.5527e-14 | 3.5527e-14 | 3.5527e-14 | 3.5527e-14 | 3.5527e-14 | 3.5527e-14 | 3.5527e-14 | 3.5527e-14 | 3.5527e-14 | 3.5527e-14 | 3.5527e-14 | 3.5527e-14 | 3.5527e-14 | 3.5527e-14
| Total rate base |  | 0 | 0 | 0 | 0 | 22251.9362 | 17801.549 | 13351.1617 | 8900.7745 | 4450.3872 | 3.5527e-14 | 3.5527e-14 | 3.5527e-14 | 3.5527e-14 | 3.5527e-14 | 3.5527e-14 | 3.5527e-14 | 3.5527e-14 | 3.5527e-14 | 3.5527e-14 | 3.5527e-14 | 3.5527e-14 | 3.5527e-14 | 3.5527e-14 | 3.5527e-14 | 3.5527e-14 | 3.5527e-14 | 3.5527e-14 | 3.5527e-14 | 3.5527e-14 | 3.5527e-14 | 3.5527e-14 | 3.5527e-14 | 3.5527e-14 | 3.5527e-14 | 3.5527e-14 | 3.5527e-14 | 3.5527e-14 | 3.5527e-14 | 3.5527e-14 | 3.5527e-14 | 3.5527e-14 | 3.5527e-14 | 3.5527e-14 | 3.5527e-14 | 3.5527e-14
| Weighted cost of capital | [5 empty] | 7.725% | 7.725% | 7.725% | 7.725% | 7.725% | 7.725% | 7.725% | 7.725% | 7.725% | 7.725% | 7.725% | 7.725% | 7.725% | 7.725% | 7.725% | 7.725% | 7.725% | 7.725% | 7.725% | 7.725% | 7.725% | 7.725% | 7.725% | 7.725% | 7.725% | 7.725% | 7.725% | 7.725% | 7.725% | 7.725% | 7.725% | 7.725% | 7.725% | 7.725% | 7.725% | 7.725% | 7.725% | 7.725% | 7.725% | 7.725% | 7.725%
| Return on investment |  |  |  |  | 0 | 1718.9621 | 1375.1697 | 1031.3772 | 687.5848 | 343.7924 | 2.7445e-15 | 2.7445e-15 | 2.7445e-15 | 2.7445e-15 | 2.7445e-15 | 2.7445e-15 | 2.7445e-15 | 2.7445e-15 | 2.7445e-15 | 2.7445e-15 | 2.7445e-15 | 2.7445e-15 | 2.7445e-15 | 2.7445e-15 | 2.7445e-15 | 2.7445e-15 | 2.7445e-15 | 2.7445e-15 | 2.7445e-15 | 2.7445e-15 | 2.7445e-15 | 2.7445e-15 | 2.7445e-15 | 2.7445e-15 | 2.7445e-15 | 2.7445e-15 | 2.7445e-15 | 2.7445e-15 | 2.7445e-15 | 2.7445e-15 | 2.7445e-15 | 2.7445e-15 | 2.7445e-15 | 2.7445e-15 | 2.7445e-15 | 2.7445e-15
Revenue Requirements
| Fuel | [5 empty] | 0 | 4229.5344 | 4358.3521 | 4502.3019 | 4661.408 | 4787.058 | 4936.2015 | 5085.3851 | 5190.7881 | 5300.4976 | 5412.8444 | 5529.0401 | 5647.7113 | 5768.127 | 5891.0827 | 6016.9539 | 6145.7167 | 6277.2351 | 6411.5679 | 6548.7755 | 6688.9193 | 6832.0621 | 6978.2683 | 7127.6032 | 7280.1339 | 7435.9288 | 7595.0576 | 7757.5919 | 7923.6043 | 8093.1695 | 8266.3633 | 8443.2635 | 8623.9493 | 8808.5018 | 8997.0038 | 9189.5397 | 9386.1958 | 9587.0604 | 9792.2235 | 10001.7771 | 10215.8151
Operation and maintenance expenses
| Variable | [5 empty] | 0 | 657.7946 | 669.5108 | 681.4356 | 693.5728 | 705.9262 | 718.4996 | 731.297 | 744.8652 | 758.6851 | 772.7614 | 787.0989 | 801.7024 | 816.5769 | 831.7273 | 847.1588 | 862.8766 | 878.8861 | 895.1926 | 911.8016 | 928.7188 | 945.9499 | 963.5006 | 981.377 | 999.5851 | 1018.131 | 1037.0209 | 1056.2614 | 1075.8588 | 1095.8199 | 1116.1513 | 1136.8599 | 1157.9527 | 1179.4369 | 1201.3196 | 1223.6084 | 1246.3107 | 1269.4343 | 1292.9868 | 1316.9764 | 1341.411
| Fixed (FOM, Scheduled Outages, Pipeline, Reservation) | [5 empty] | 0 | 9638.6375 | 6155.6375 | 3372.6375 | 3389.6375 | 3407.6375 | 1979.6375 | 1979.6375 | 1979.6375 | 1979.6375 | 1979.6375 | 1979.6375 | 1979.6375 | 1979.6375 | 1979.6375 | 1979.6375 | 1979.6375 | 1979.6375 | 1979.6375 | 1979.6375 | 1979.6375 | 1979.6375 | 1979.6375 | 1979.6375 | 1979.6375 | 1979.6375 | 1979.6375 | 1979.6375 | 1979.6375 | 1979.6375 | 1979.6375 | 1979.6375 | 1979.6375 | 1979.6375 | 1979.6375 | 1979.6375 | 1979.6375 | 1979.6375 | 1979.6375 | 1979.6375 | 1979.6375
| Insurance | [5 empty] | 0 | 22.3614 | 22.8086 | 23.2648 | 23.7301 | 24.2047 | 24.6888 | 25.1825 | 25.6862 | 26.1999 | 26.7239 | 27.2584 | 27.8035 | 28.3596 | 28.9268 | 29.5053 | 30.0955 | 30.6974 | 31.3113 | 31.9375 | 32.5763 | 33.2278 | 33.8924 | 34.5702 | 35.2616 | 35.9668 | 36.6862 | 37.4199 | 38.1683 | 38.9317 | 39.7103 | 40.5045 | 41.3146 | 42.1409 | 42.9837 | 43.8434 | 44.7203 | 45.6147 | 46.527 | 47.4575 | 48.4066
0
| Depreciation | [5 empty] | 0 | 4472.2726 | 4472.2726 | 4472.2726 | 4472.2726 | 4472.2726 | 0 | 0 | 0 | 0 | 0 | 0 | 0 | 0 | 0 | 0 | 0 | 0 | 0 | 0 | 0 | 0 | 0 | 0 | 0 | 0 | 0 | 0 | 0 | 0 | 0 | 0 | 0 | 0 | 0 | 0 | 0 | 0 | 0 | 0 | 0
Taxes Other than income taxes
Payroll taxes
| Property taxes | [5 empty] | 0 | 232.5582 | 186.0465 | 139.5349 | 93.0233 | 46.5116 | 0 | 0 | 0 | 0 | 0 | 0 | 0 | 0 | 0 | 0 | 0 | 0 | 0 | 0 | 0 | 0 | 0 | 0 | 0 | 0 | 0 | 0 | 0 | 0 | 0 | 0 | 0 | 0 | 0 | 0 | 0 | 0 | 0 | 0 | 0
Revenue taxes
| Income taxes | [5 empty] | 0 | 307.8615 | 317.9448 | 256.3725 | 194.8002 | 133.2279 | 71.6556 | 4.9153e-16 | 4.9153e-16 | 4.9153e-16 | 4.9153e-16 | 4.9153e-16 | 4.9153e-16 | 4.9153e-16 | 4.9153e-16 | 4.9153e-16 | 4.9153e-16 | 4.9153e-16 | 4.9153e-16 | 4.9153e-16 | 4.9153e-16 | 4.9153e-16 | 4.9153e-16 | 4.9153e-16 | 4.9153e-16 | 4.9153e-16 | 4.9153e-16 | 4.9153e-16 | 4.9153e-16 | 4.9153e-16 | 4.9153e-16 | 4.9153e-16 | 4.9153e-16 | 4.9153e-16 | 4.9153e-16 | 4.9153e-16 | 4.9153e-16 | 4.9153e-16 | 4.9153e-16 | 4.9153e-16 | 4.9153e-16
| Return on investment |  | 0 | 0 | 0 | 0 | 0 | 1718.9621 | 1375.1697 | 1031.3772 | 687.5848 | 343.7924 | 2.7445e-15 | 2.7445e-15 | 2.7445e-15 | 2.7445e-15 | 2.7445e-15 | 2.7445e-15 | 2.7445e-15 | 2.7445e-15 | 2.7445e-15 | 2.7445e-15 | 2.7445e-15 | 2.7445e-15 | 2.7445e-15 | 2.7445e-15 | 2.7445e-15 | 2.7445e-15 | 2.7445e-15 | 2.7445e-15 | 2.7445e-15 | 2.7445e-15 | 2.7445e-15 | 2.7445e-15 | 2.7445e-15 | 2.7445e-15 | 2.7445e-15 | 2.7445e-15 | 2.7445e-15 | 2.7445e-15 | 2.7445e-15 | 2.7445e-15 | 2.7445e-15 | 2.7445e-15 | 2.7445e-15 | 2.7445e-15 | 2.7445e-15
| Total non-fuel cost of serivce |  | 0 | 0 | 0 | 0 | 0 | 21279.9823 | 17557.7426 | 14479.197 | 14216.0294 | 13920.631 | 7730.683 | 7821.5022 | 7940.977 | 8065.0201 | 8191.9673 | 8323.0349 | 8456.8548 | 8592.701 | 8731.3743 | 8873.2556 | 9018.3264 | 9166.4561 | 9317.7093 | 9472.1521 | 9629.8519 | 9790.8773 | 9955.2988 | 10123.188 | 10294.6181 | 10469.6641 | 10648.4023 | 10830.9107 | 11017.269 | 11207.5586 | 11401.8624 | 11600.2654 | 11802.8542 | 12009.7171 | 12220.9447 | 12436.629 | 12656.8644 | 12881.7469 | 13111.3748 | 13345.8485 | 13585.2703
Income Taxes
| Return |  | 0 | 0 | 0 |  | 1718.9621 | 1375.1697 | 1031.3772 | 687.5848 | 343.7924 | 2.7445e-15 | 2.7445e-15 | 2.7445e-15 | 2.7445e-15 | 2.7445e-15 | 2.7445e-15 | 2.7445e-15 | 2.7445e-15 | 2.7445e-15 | 2.7445e-15 | 2.7445e-15 | 2.7445e-15 | 2.7445e-15 | 2.7445e-15 | 2.7445e-15 | 2.7445e-15 | 2.7445e-15 | 2.7445e-15 | 2.7445e-15 | 2.7445e-15 | 2.7445e-15 | 2.7445e-15 | 2.7445e-15 | 2.7445e-15 | 2.7445e-15 | 2.7445e-15 | 2.7445e-15 | 2.7445e-15 | 2.7445e-15 | 2.7445e-15 | 2.7445e-15 | 2.7445e-15 | 2.7445e-15 | 2.7445e-15 | 2.7445e-15 | 2.7445e-15
| Less: Synchronized interest |  | 0 | 0 | 0 |  | 680.6867 | 544.5494 | 408.412 | 272.2747 | 136.1373 | 1.0868e-15 | 1.0868e-15 | 1.0868e-15 | 1.0868e-15 | 1.0868e-15 | 1.0868e-15 | 1.0868e-15 | 1.0868e-15 | 1.0868e-15 | 1.0868e-15 | 1.0868e-15 | 1.0868e-15 | 1.0868e-15 | 1.0868e-15 | 1.0868e-15 | 1.0868e-15 | 1.0868e-15 | 1.0868e-15 | 1.0868e-15 | 1.0868e-15 | 1.0868e-15 | 1.0868e-15 | 1.0868e-15 | 1.0868e-15 | 1.0868e-15 | 1.0868e-15 | 1.0868e-15 | 1.0868e-15 | 1.0868e-15 | 1.0868e-15 | 1.0868e-15 | 1.0868e-15 | 1.0868e-15 | 1.0868e-15 | 1.0868e-15 | 1.0868e-15
| Return on equity |  | 0 | 0 | 0 | 0 | 1038.2753 | 830.6203 | 622.9652 | 415.3101 | 207.6551 | 1.6577e-15 | 1.6577e-15 | 1.6577e-15 | 1.6577e-15 | 1.6577e-15 | 1.6577e-15 | 1.6577e-15 | 1.6577e-15 | 1.6577e-15 | 1.6577e-15 | 1.6577e-15 | 1.6577e-15 | 1.6577e-15 | 1.6577e-15 | 1.6577e-15 | 1.6577e-15 | 1.6577e-15 | 1.6577e-15 | 1.6577e-15 | 1.6577e-15 | 1.6577e-15 | 1.6577e-15 | 1.6577e-15 | 1.6577e-15 | 1.6577e-15 | 1.6577e-15 | 1.6577e-15 | 1.6577e-15 | 1.6577e-15 | 1.6577e-15 | 1.6577e-15 | 1.6577e-15 | 1.6577e-15 | 1.6577e-15 | 1.6577e-15 | 1.6577e-15
Plus:
| Permanent differences | [5 empty] | 0 | 241.6614 | 241.6614 | 241.6614 | 241.6614 | 241.6614 | 0 | 0 | 0 | 0 | 0 | 0 | 0 | 0 | 0 | 0 | 0 | 0 | 0 | 0 | 0 | 0 | 0 | 0 | 0 | 0 | 0 | 0 | 0 | 0 | 0 | 0 | 0 | 0 | 0 | 0 | 0 | 0 | 0 | 0 | 0
| Taxable component of return |  | 0 | 0 | 0 | 0 | 1038.2753 | 1072.2817 | 864.6266 | 656.9715 | 449.3165 | 241.6614 | 1.6577e-15 | 1.6577e-15 | 1.6577e-15 | 1.6577e-15 | 1.6577e-15 | 1.6577e-15 | 1.6577e-15 | 1.6577e-15 | 1.6577e-15 | 1.6577e-15 | 1.6577e-15 | 1.6577e-15 | 1.6577e-15 | 1.6577e-15 | 1.6577e-15 | 1.6577e-15 | 1.6577e-15 | 1.6577e-15 | 1.6577e-15 | 1.6577e-15 | 1.6577e-15 | 1.6577e-15 | 1.6577e-15 | 1.6577e-15 | 1.6577e-15 | 1.6577e-15 | 1.6577e-15 | 1.6577e-15 | 1.6577e-15 | 1.6577e-15 | 1.6577e-15 | 1.6577e-15 | 1.6577e-15 | 1.6577e-15 | 1.6577e-15
| Tax factor | [5 empty] | 0.29651 | 0.29651 | 0.29651 | 0.29651 | 0.29651 | 0.29651 | 0.29651 | 0.29651 | 0.29651 | 0.29651 | 0.29651 | 0.29651 | 0.29651 | 0.29651 | 0.29651 | 0.29651 | 0.29651 | 0.29651 | 0.29651 | 0.29651 | 0.29651 | 0.29651 | 0.29651 | 0.29651 | 0.29651 | 0.29651 | 0.29651 | 0.29651 | 0.29651 | 0.29651 | 0.29651 | 0.29651 | 0.29651 | 0.29651 | 0.29651 | 0.29651 | 0.29651 | 0.29651 | 0.29651 | 0.29651 | 0.29651
| Income Taxes |  | 0 | 0 | 0 | 0 | 307.8615 | 317.9448 | 256.3725 | 194.8002 | 133.2279 | 71.6556 | 4.9153e-16 | 4.9153e-16 | 4.9153e-16 | 4.9153e-16 | 4.9153e-16 | 4.9153e-16 | 4.9153e-16 | 4.9153e-16 | 4.9153e-16 | 4.9153e-16 | 4.9153e-16 | 4.9153e-16 | 4.9153e-16 | 4.9153e-16 | 4.9153e-16 | 4.9153e-16 | 4.9153e-16 | 4.9153e-16 | 4.9153e-16 | 4.9153e-16 | 4.9153e-16 | 4.9153e-16 | 4.9153e-16 | 4.9153e-16 | 4.9153e-16 | 4.9153e-16 | 4.9153e-16 | 4.9153e-16 | 4.9153e-16 | 4.9153e-16 | 4.9153e-16 | 4.9153e-16 | 4.9153e-16 | 4.9153e-16 | 4.9153e-16
Electric Plant in Service
| Beginning Balance |  | 2018: 0; 2019: 0; 2020: 0; 2021: 0; 2022: 0; 2023: 21553.1172; 2024: Cumulative
| Cash |  | 2018: 0; 2019: 0; 2020: 0; 2021: 0; 2022: 20430; 2023: 0; 2024: 20430
| AFUDC |  | 2018: 0; 2019: 0; 2020: 0; 2021: 0; 2022: 1102.6872; 2023: 584.0936; 2024: 1686.7808
| Insurance |  | 2018: 0; 2019: 0; 2020: 0; 2021: 0; 2022: 20.43; 2023: 0; 2024: 20.43
| Property taxes |  | 2018: 0; 2019: 0; 2020: 0; 2021: 0; 2022: 0; 2023: 224.1524; 2024: 224.1524
| Total |  | 2018: 0; 2019: 0; 2020: 0; 2021: 0; 2022: 21553.1172; 2023: 22361.3632; 2024: 22361.3632
| AFUDC |  | 2024: Cumulative
| CWIP Balance |  | 2018: 0; 2019: 0; 2020: 0; 2021: 0; 2022: 10225.215; 2023: 5416.2983
| Debt |  | 2018: 0; 2019: 0; 2020: 0; 2021: 0; 2022: 312.7893; 2023: 165.6846; 2024: 478.4739
| Equity |  | 2018: 0; 2019: 0; 2020: 0; 2021: 0; 2022: 789.8979; 2023: 418.409; 2024: 1208.3069
| Total |  | 2018: 0; 2019: 0; 2020: 0; 2021: 0; 2022: 1102.6872; 2023: 584.0936; 2024: 1102.6872
Depreication Expense and Accumulated Depreciation
Electric plant in service
| Unit Life Extension | [6 empty] | 22361.3632 | 22361.3632 | 22361.3632 | 22361.3632 | 22361.3632 | 22361.3632 | 22361.3632 | 22361.3632 | 22361.3632 | 22361.3632 | 22361.3632 | 22361.3632 | 22361.3632 | 22361.3632 | 22361.3632 | 22361.3632 | 22361.3632 | 22361.3632 | 22361.3632 | 22361.3632 | 22361.3632 | 22361.3632 | 22361.3632 | 22361.3632 | 22361.3632 | 22361.3632 | 22361.3632 | 22361.3632 | 22361.3632 | 22361.3632 | 22361.3632 | 22361.3632 | 22361.3632 | 22361.3632 | 22361.3632 | 22361.3632 | 22361.3632 | 22361.3632 | 22361.3632 | 22361.3632
Depreciation expense
| Unit Life Extension |  | 2022: 0; 2023: 4472.2726; 2024: 4472.2726; 2025: 4472.2726; 2026: 4472.2726; 2027: 4472.2726
Accumulated Depreciation
| Unit Life Extension | [5 empty] | 0 | 4472.2726 | 8944.5453 | 13416.8179 | 17889.0906 | 22361.3632 | 22361.3632 | 22361.3632 | 22361.3632 | 22361.3632 | 22361.3632 | 22361.3632 | 22361.3632 | 22361.3632 | 22361.3632 | 22361.3632 | 22361.3632 | 22361.3632 | 22361.3632 | 22361.3632 | 22361.3632 | 22361.3632 | 22361.3632 | 22361.3632 | 22361.3632 | 22361.3632 | 22361.3632 | 22361.3632 | 22361.3632 | 22361.3632 | 22361.3632 | 22361.3632 | 22361.3632 | 22361.3632 | 22361.3632 | 22361.3632 | 22361.3632 | 22361.3632 | 22361.3632 | 22361.3632 | 22361.3632
Deferred Income Taxes
| AFUDC - Debt |  |  |  |  | 0 | 109.427 | -21.8854 | -21.8854 | -21.8854 | -21.8854 | -21.8854 | 0 | 0 | 0 | 0 | 0 | 0 | 0 | 0 | 0 | 0 | 0 | 0 | 0 | 0 | 0 | 0 | 0 | 0 | 0 | 0 | 0 | 0 | 0 | 0 | 0 | 0 | 0 | 0 | 0 | 0 | 0 | 0 | 0 | 0 | 0
| Liberalized depreciation |  |  |  |  | 0 | 0 | 0 | 0 | 0 | 0 | 0 | 0 | 0 | 0 | 0 | 0 | 0 | 0 | 0 | 0 | 0 | 0 | 0 | 0 | 0 | 0 | 0 | 0 | 0 | 0 | 0 | 0 | 0 | 0 | 0 | 0 | 0 | 0 | 0 | 0 | 0 | 0 | 0 | 0 | 0 | 0
| Deferred Income Taxes |  |  |  |  | 0 | 109.427 | -21.8854 | -21.8854 | -21.8854 | -21.8854 | -21.8854 | 0 | 0 | 0 | 0 | 0 | 0 | 0 | 0 | 0 | 0 | 0 | 0 | 0 | 0 | 0 | 0 | 0 | 0 | 0 | 0 | 0 | 0 | 0 | 0 | 0 | 0 | 0 | 0 | 0 | 0 | 0 | 0 | 0 | 0 | 0
Accumulated Deferred Income Taxes
| AFUDC - Debt |  |  |  |  | 0 | 109.427 | 87.5416 | 65.6562 | 43.7708 | 21.8854 | -3.5527e-14 | -3.5527e-14 | -3.5527e-14 | -3.5527e-14 | -3.5527e-14 | -3.5527e-14 | -3.5527e-14 | -3.5527e-14 | -3.5527e-14 | -3.5527e-14 | -3.5527e-14 | -3.5527e-14 | -3.5527e-14 | -3.5527e-14 | -3.5527e-14 | -3.5527e-14 | -3.5527e-14 | -3.5527e-14 | -3.5527e-14 | -3.5527e-14 | -3.5527e-14 | -3.5527e-14 | -3.5527e-14 | -3.5527e-14 | -3.5527e-14 | -3.5527e-14 | -3.5527e-14 | -3.5527e-14 | -3.5527e-14 | -3.5527e-14 | -3.5527e-14 | -3.5527e-14 | -3.5527e-14 | -3.5527e-14 | -3.5527e-14 | -3.5527e-14
| Liberalized depreciation |  |  |  |  | 0 | 0 | 0 | 0 | 0 | 0 | 0 | 0 | 0 | 0 | 0 | 0 | 0 | 0 | 0 | 0 | 0 | 0 | 0 | 0 | 0 | 0 | 0 | 0 | 0 | 0 | 0 | 0 | 0 | 0 | 0 | 0 | 0 | 0 | 0 | 0 | 0 | 0 | 0 | 0 | 0 | 0
| Accumulated Deferred Income Taxes |  |  |  |  | 0 | 109.427 | 87.5416 | 65.6562 | 43.7708 | 21.8854 | -3.5527e-14 | -3.5527e-14 | -3.5527e-14 | -3.5527e-14 | -3.5527e-14 | -3.5527e-14 | -3.5527e-14 | -3.5527e-14 | -3.5527e-14 | -3.5527e-14 | -3.5527e-14 | -3.5527e-14 | -3.5527e-14 | -3.5527e-14 | -3.5527e-14 | -3.5527e-14 | -3.5527e-14 | -3.5527e-14 | -3.5527e-14 | -3.5527e-14 | -3.5527e-14 | -3.5527e-14 | -3.5527e-14 | -3.5527e-14 | -3.5527e-14 | -3.5527e-14 | -3.5527e-14 | -3.5527e-14 | -3.5527e-14 | -3.5527e-14 | -3.5527e-14 | -3.5527e-14 | -3.5527e-14 | -3.5527e-14 | -3.5527e-14 | -3.5527e-14
Tax Depreciation
| Depreciable balance | [6 empty] | 20674.5824 | 20674.5824 | 20674.5824 | 20674.5824 | 20674.5824 | 20674.5824 | 20674.5824 | 20674.5824 | 20674.5824 | 20674.5824 | 20674.5824 | 20674.5824 | 20674.5824 | 20674.5824 | 20674.5824 | 20674.5824 | 20674.5824 | 20674.5824 | 20674.5824 | 20674.5824 | 20674.5824 | 20674.5824 | 20674.5824 | 20674.5824 | 20674.5824 | 20674.5824 | 20674.5824 | 20674.5824 | 20674.5824 | 20674.5824 | 20674.5824 | 20674.5824 | 20674.5824 | 20674.5824 | 20674.5824 | 20674.5824 | 20674.5824 | 20674.5824 | 20674.5824 | 20674.5824
| MACRS Depreciation Rate |  | 2023: 20%; 2024: 20%; 2025: 20%; 2026: 20%; 2027: 20%; 2028: 0%; 2029: 0%; 2030: 0%; 2031: 0%; 2032: 0%; 2033: 0%; 2034: 0%; 2035: 0%; 2036: 0%; 2037: 0%; 2038: 0%; 2039: 0%; 2040: 0%; 2041: 0%; 2042: 0%; 2043: 0%
| Tax Depreciation | [5 empty] | 0 | 4134.9165 | 4134.9165 | 4134.9165 | 4134.9165 | 4134.9165 | 0 | 0 | 0 | 0 | 0 | 0 | 0 | 0 | 0 | 0 | 0 | 0 | 0 | 0 | 0 | 0 | 0 | 0 | 0 | 0 | 0 | 0 | 0 | 0 | 0 | 0 | 0 | 0 | 0 | 0 | 0 | 0 | 0 | 0 | 0
| Book Depreciation | [5 empty] | 0 | 4134.9165 | 4134.9165 | 4134.9165 | 4134.9165 | 4134.9165 | 0 | 0 | 0 | 0 | 0 | 0 | 0 | 0 | 0 | 0 | 0 | 0 | 0 | 0 | 0 | 0 | 0 | 0 | 0 | 0 | 0 | 0 | 0 | 0 | 0 | 0 | 0 | 0 | 0 | 0 | 0 | 0 | 0 | 0 | 0 | 20674.5824
| Difference | [5 empty] | 0 | 0 | 0 | 0 | 0 | 0 | 0 | 0 | 0 | 0 | 0 | 0 | 0 | 0 | 0 | 0 | 0 | 0 | 0 | 0 | 0 | 0 | 0 | 0 | 0 | 0 | 0 | 0 | 0 | 0 | 0 | 0 | 0 | 0 | 0 | 0 | 0 | 0 | 0 | 0 | 0
| Tax rate | [6 empty] | 22.87% | 22.87% | 22.87% | 22.87% | 22.87% | 22.87% | 22.87% | 22.87% | 22.87% | 22.87% | 22.87% | 22.87% | 22.87% | 22.87% | 22.87% | 22.87% | 22.87% | 22.87% | 22.87% | 22.87% | 22.87% | 22.87% | 22.87% | 22.87% | 22.87% | 22.87% | 22.87% | 22.87% | 22.87% | 22.87% | 22.87% | 22.87% | 22.87% | 22.87% | 22.87% | 22.87% | 22.87% | 22.87% | 22.87% | 22.87%
| Deferred income taxes - Liberalized | [5 empty] | 0 | 0 | 0 | 0 | 0 | 0 | 0 | 0 | 0 | 0 | 0 | 0 | 0 | 0 | 0 | 0 | 0 | 0 | 0 | 0 | 0 | 0 | 0 | 0 | 0 | 0 | 0 | 0 | 0 | 0 | 0 | 0 | 0 | 0 | 0 | 0 | 0 | 0 | 0 | 0 | 0
| ADIT | [5 empty] | 0 | 0 | 0 | 0 | 0 | 0 | 0 | 0 | 0 | 0 | 0 | 0 | 0 | 0 | 0 | 0 | 0 | 0 | 0 | 0 | 0 | 0 | 0 | 0 | 0 | 0 | 0 | 0 | 0 | 0 | 0 | 0 | 0 | 0 | 0 | 0 | 0 | 0 | 0 | 0 | 0
| AFUDC - Debt |  | 2022: 478.4739
| Less: AFUDC depreciation |  | 2023: 95.6948; 2024: 95.6948; 2025: 95.6948; 2026: 95.6948; 2027: 95.6948 | 478.4739
| Difference | [5 empty] | 478.4739 | -95.6948 | -95.6948 | -95.6948 | -95.6948 | -95.6948 | 0 | 0 | 0 | 0 | 0 | 0 | 0 | 0 | 0 | 0 | 0 | 0 | 0 | 0 | 0 | 0 | 0 | 0 | 0 | 0 | 0 | 0 | 0 | 0 | 0 | 0 | 0 | 0 | 0 | 0 | 0 | 0 | 0 | 0 | 0
| Tax rate | [5 empty] | 22.87% | 22.87% | 22.87% | 22.87% | 22.87% | 22.87% | 22.87% | 22.87% | 22.87% | 22.87% | 22.87% | 22.87% | 22.87% | 22.87% | 22.87% | 22.87% | 22.87% | 22.87% | 22.87% | 22.87% | 22.87% | 22.87% | 22.87% | 22.87% | 22.87% | 22.87% | 22.87% | 22.87% | 22.87% | 22.87% | 22.87% | 22.87% | 22.87% | 22.87% | 22.87% | 22.87% | 22.87% | 22.87% | 22.87% | 22.87% | 22.87%
| Deferred income taxes - AFUDC | [5 empty] | 109.427 | -21.8854 | -21.8854 | -21.8854 | -21.8854 | -21.8854 | 0 | 0 | 0 | 0 | 0 | 0 | 0 | 0 | 0 | 0 | 0 | 0 | 0 | 0 | 0 | 0 | 0 | 0 | 0 | 0 | 0 | 0 | 0 | 0 | 0 | 0 | 0 | 0 | 0 | 0 | 0 | 0 | 0 | 0 | 0
| ADIT - AFUDC | [5 empty] | 109.427 | 87.5416 | 65.6562 | 43.7708 | 21.8854 | -3.5527e-14 | -3.5527e-14 | -3.5527e-14 | -3.5527e-14 | -3.5527e-14 | -3.5527e-14 | -3.5527e-14 | -3.5527e-14 | -3.5527e-14 | -3.5527e-14 | -3.5527e-14 | -3.5527e-14 | -3.5527e-14 | -3.5527e-14 | -3.5527e-14 | -3.5527e-14 | -3.5527e-14 | -3.5527e-14 | -3.5527e-14 | -3.5527e-14 | -3.5527e-14 | -3.5527e-14 | -3.5527e-14 | -3.5527e-14 | -3.5527e-14 | -3.5527e-14 | -3.5527e-14 | -3.5527e-14 | -3.5527e-14 | -3.5527e-14 | -3.5527e-14 | -3.5527e-14 | -3.5527e-14 | -3.5527e-14 | -3.5527e-14 | -3.5527e-14
Additional Depreciation - AFUDC Equity
| AFUDC Equity - CT |  | 2022: 1208.3069
| Total Additional Depreciation |  | 2023: 241.6614; 2024: 241.6614; 2025: 241.6614; 2026: 241.6614; 2027: 241.6614 | 1208.3069
Note on B91: Author: Includes return, income taxes and depreciation
Note on B100: Author: Fixed costs, Insurance and Property taxes

## RG-7 15-Year
Rio Grande-7 Life Extension | [5 empty] | Check |  | AVG $/MWh | 2023 | 2024 | 2025 | 2026 | 2027
[6 empty] | 4229.5344 | Fuel | 35.7348 | 33.5294 | 34.5506 | 35.6918 | 36.9531 | 37.9492
[6 empty] | 657.7946 | VOM | 5.4037 | 5.2146 | 5.3075 | 5.402 | 5.4983 | 5.5962
[6 empty] | 7138.6375 | Fixed (FOM, Scheduled Outages, Pipeline, Reservation) | 37.2022 | 56.5912 | 48.7985 | 26.7364 | 26.8712 | 27.0139
| Summary Results |  |  |  |  | 55.5696 | Insurance | 0.4585 | 0.44052 | 0.44934 | 0.45832 | 0.46749 | 0.47684
[6 empty] | 3704.6383 | Depreciation | 29.3683 | 29.3683 | 29.3683 | 29.3683 | 29.3683 | 29.3683
| Present Value of Revenue Requirements as of January 1, 2023 |  | 158999746.0072 |  |  | 577.9236 | Property taxes | 3.9706 | 4.5815 | 4.276 | 3.9706 | 3.6652 | 3.3597
[6 empty] | 765.0577 | Income taxes | 5.6327 | 6.065 | 6.1312 | 5.7268 | 5.3225 | 4.9182
| Levelized Cost of Energy $/MWh |  | 138.6106 |  |  | 4271.7428 | Return on Investment | 29.3488 | 33.864 | 31.6064 | 29.3488 | 27.0911 | 24.8335
147.1197
[6 empty] | 21400.8984 |  |  | 169.6545 | 160.4879 | 136.7031 | 135.2371 | 133.5158 | Total 000s
[6 empty] | 21400.8984 |  | RR Nominal | 21400.8984 | 20244.5816 | 17244.2713 | 17059.3525 | 16842.2167 | 92791.3205
[6 empty] | 0 |  | RR PV | 19996.1676 | 17674.1417 | 14066.6 | 13002.3423 | 11994.2492 | 76733.5008
[8 empty] | 1 | 2 | 3 | 4 | 5 | 6 | 7 | 8 | 9 | 10 | 11 | 12 | 13 | 14 | 15 | 16 | 17 | 18 | 19 | 20 | 21 | 22 | 23 | 24 | 25 | 26 | 27 | 28 | 29 | 30 | 31 | 32 | 33 | 34 | 35 | 36 | 37 | 38 | 39 | 40 | 41 | 42 | 43 | 44 | 45 | 46 | 47 | 48 | 49 | 50 | 51 | 52 | 53 | 54
[8 empty] | 48 | Capacity MW
[7 empty] | COD January 1, 2023 | RR PV 1: 30%; 19996.1676 2: Capacity Factor
[5 empty] | Generation (MWh) based on: |  |  | Fiscal Year End | Fiscal Year End | Fiscal Year End | Fiscal Year End | Fiscal Year End | Fiscal Year End | Fiscal Year End | Fiscal Year End | Fiscal Year End | Fiscal Year End | Fiscal Year End | Fiscal Year End | Fiscal Year End | Fiscal Year End | Fiscal Year End | Fiscal Year End | Fiscal Year End | Fiscal Year End | Fiscal Year End | Fiscal Year End | Fiscal Year End | Fiscal Year End | Fiscal Year End | Fiscal Year End | Fiscal Year End | Fiscal Year End | Fiscal Year End | Fiscal Year End | Fiscal Year End | Fiscal Year End | Fiscal Year End | Fiscal Year End | Fiscal Year End | Fiscal Year End | Fiscal Year End | Fiscal Year End | Fiscal Year End | Fiscal Year End | Fiscal Year End | Fiscal Year End
|  | Fiscal Year After COD | 2018 | 2019 | 2020 | 2021 | 2022 | 2023 | 2024 | 2025 | 2026 | 2027 | 2028 | 2029 | 2030 | 2031 | 2032 | 2033 | 2034 | 2035 | 2036 | 2037 | 2038 | 2039 | 2040 | 2041 | 2042 | 2043 | 2044 | 2045 | 2046 | 2047 | 2048 | 2049 | 2050 | 2051 | 2052 | 2053 | 2054 | 2055 | 2056 | 2057 | 2058 | 2059 | 2060 | 2061 | 2062
|  | MWh |  |  | 0 | 0 |  | 126144 | 126144 | 126144 | 126144 | 126144 | 126144 | 126144 | 126144 | 126144 | 126144 | 126144 | 126144 | 126144 | 126144 | 126144 | 126144 | 126144 | 126144 | 126144 | 126144 | 126144 | 126144 | 126144 | 126144 | 126144 | 126144 | 126144 | 126144 | 126144 | 126144 | 126144 | 126144 | 126144 | 126144 | 126144 | 126144 | 126144 | 126144 | 126144 | 126144 | 126144 | 126144 | 126144 | 126144 | 126144 | 126144 | 126144 | 126144 | 126144 | 126144 | 126144 | 126144 | 126144 | 126144
VOM $/hour/Unit | $/MWh
| 4.68 | Proposed VOM Rate ($/MWh) |  |  |  | --- | --- | --- | --- | --- | --- | --- | --- | --- | --- | --- | --- | --- | --- | --- | --- | --- | --- | --- | --- | --- | --- | --- | --- | --- | --- | --- | --- | --- | --- | --- | --- | --- | --- | --- | --- | --- | --- | --- | --- | --- | --- | --- | --- | --- | --- | --- | --- | --- | --- | --- | --- | --- | --- | --- | ---
|  | 1.8268 | 1.8268 | 1.8268 | 1.8268 | 1.8268 | 1.7811 | 1.7811 | 1.7811 | 1.7811 | 1.7811 | 1.7811 | 1.7811 | 1.8554 | 1.8554 | 1.8554 | 1.8554 | 1.8554 | 1.8554 | 1.8554 | 1.8554 | 1.8554 | 1.8554 | 1.8554 | 1.8554 | 1.8554 | 1.8554 | 1.8554 | 1.8554 | 1.8554 | 1.8554 | 1.8554 | 1.8554 | 1.8554 | 1.8554 | 1.8554 | 1.8554 | 1.8554 | 1.8554 | 1.8554 | 1.8554 | 1.8554 | 1.8554 | 1.8554 | 1.8554 | 1.8554 | 1.8554 | 1.8554 | 1.8554 | 1.8554 | 1.8554 | 1.8554 | 1.8554 | 1.8554 | 1.8554 | 1.8554 | 1.8554 | 1.8554 | 1.8554 | 1.8554 | 1.8554
|  | 1.0183 | 1.0183 | 1.0183 | 1.0183 | 1.0183 | 1.0178 | 1.0178 | 1.0178 | 1.0178 | 1.0178 | 1.0178 | 1.0178 | 1.0186 | 1.0186 | 1.0186 | 1.0186 | 1.0186 | 1.0186 | 1.0186 | 1.0186 | 1.0186 | 1.0186 | 1.0186 | 1.0186 | 1.0186 | 1.0186 | 1.0186 | 1.0186 | 1.0186 | 1.0186 | 1.0186 | 1.0186 | 1.0186 | 1.0186 | 1.0186 | 1.0186 | 1.0186 | 1.0186 | 1.0186 | 1.0186 | 1.0186 | 1.0186 | 1.0186 | 1.0186 | 1.0186 | 1.0186 | 1.0186 | 1.0186 | 1.0186 | 1.0186 | 1.0186 | 1.0186 | 1.0186 | 1.0186 | 1.0186 | 1.0186 | 1.0186 | 1.0186 | 1.0186 | 1.0186
|  |  | 4.7655 | 4.8526 | 4.9412 | 5.0315 | 5.1234 | 5.2146 | 5.3075 | 5.402 | 5.4983 | 5.5962 | 5.6959 | 5.7973 | 5.9049 | 6.0144 | 6.126 | 6.2397 | 6.3555 | 6.4734 | 6.5935 | 6.7158 | 6.8404 | 6.9673 | 7.0966 | 7.2283 | 7.3624 | 7.499 | 7.6381 | 7.7798 | 7.9242 | 8.0712 | 8.2209 | 8.3735 | 8.5288 | 8.6871 | 8.8482 | 9.0124 | 9.1796 | 9.3499 | 9.5234 | 9.7001 | 9.8801 | 10.0634 | 10.2501 | 10.4403 | 10.634 | 10.8313 | 11.0322 | 11.2369 | 11.4454 | 11.6577 | 11.874 | 12.0943 | 12.3187 | 12.5473 | 12.7801 | 13.0172 | 13.2587 | 13.5047 | 13.7553
|  | VOM Costs ($) | 0 | 0 | 0 | 0 | 0 | 657794.6111 | 669510.7511 | 681435.57 | 693572.7848 | 705926.1785 | 718499.6015 | 731296.9728 | 744865.153 | 758685.0716 | 772761.3992 | 787098.8931 | 801702.399 | 816576.8522 | 831727.2799 | 847158.8022 | 862876.6347 | 878886.0893 | 895192.5766 | 911801.6078 | 928718.796 | 945949.8586 | 963500.6193 | 981377.0095 | 999585.0708 | 1018130.9569 | 1037020.9356 | 1056261.3912 | 1075858.8262 | 1095819.8639 | 1116151.2504 | 1136859.8569 | 1157952.6824 | 1179436.8554 | 1201319.6368 | 1223608.4222 | 1246310.7445 | 1269434.2762 | 1292986.8324 | 1316976.3728 | 1341411.0053 | 1366298.9878 | 1391648.7315 | 1417468.8039 | 1443767.9312 | 1470555.0015 | 1497839.068 | 1525629.3518 | 1553935.2449 | 1582766.3138 | 1612132.3024 | 1642043.1354 | 1672508.9215 | 1703539.9571 | 1735146.7297
|  | VOM Costs (000$) | 0 | 0 | 0 | 0 | 0 | 657.7946 | 669.5108 | 681.4356 | 693.5728 | 705.9262 | 718.4996 | 731.297 | 744.8652 | 758.6851 | 772.7614 | 787.0989 | 801.7024 | 816.5769 | 831.7273 | 847.1588 | 862.8766 | 878.8861 | 895.1926 | 911.8016 | 928.7188 | 945.9499 | 963.5006 | 981.377 | 999.5851 | 1018.131 | 1037.0209 | 1056.2614 | 1075.8588 | 1095.8199 | 1116.1513 | 1136.8599 | 1157.9527 | 1179.4369 | 1201.3196 | 1223.6084 | 1246.3107 | 1269.4343 | 1292.9868 | 1316.9764 | 1341.411 | 1366.299 | 1391.6487 | 1417.4688 | 1443.7679 | 1470.555 | 1497.8391 | 1525.6294 | 1553.9352 | 1582.7663 | 1612.1323 | 1642.0431 | 1672.5089 | 1703.54 | 1735.1467
$/KW-yr
Proposed FOM ($/kW-yr)
FOM ($)
|  | FOM (000$) |  |  | 0 | 0 | 0 | 5159 | 4176 | 1393 | 1410 | 1428 | 2646 | 1464 | 3082 | 1501 | 2719 | 1538 | 1558 | 1577 | 4397 | 1617 | 0 | 0 | 0 | 0 | 0 | 0 | 0 | 0 | 0 | 0 | 0 | 0 | 0 | 0 | 0 | 0 | 0 | 0 | 0 | 0 | 0 | 0 | 0 | 0 | 0 | 0 | 0 | 0 | 0 | 0 | 0 | 0 | 0 | 0 | 0 | 0 | 0 | 0 | 0
| 0 | Hot Gas Path Inspection 5-Year | 2023: 0; 2032: 0; 2037: 0; 2042: 0; 2047: 0; 2052: 0; 2057: 0; 2058: 0; 2062: 0 |  |  |  |  | 0 |  |  |  |  | 0
| 0 | Major Gas Turbine Inspection 10 year | 2032: 0; 2042: 0; 2052: 0; 2062: 0 | [9 empty] | 0
| 0 | Boroscope Annual | [5 empty] | 0 | 0 | 0 | 0 | 0 | 0 | 0 | 0 | 0 | 0 | 0 | 0 | 0 | 0 | 0 | 0 | 0 | 0 | 0 | 0 | 0 | 0 | 0 | 0 | 0 | 0 | 0 | 0 | 0 | 0 | 0 | 0 | 0 | 0 | 0 | 0 | 0 | 0 | 0 | 0 | 0 | 0 | 0 | 0 | 0 | 0 | 0 | 0 | 0 | 0 | 0 | 0 | 0 | 0
| 0 | Preventive Maintenance Annual | [5 empty] | 0 | 0 | 0 | 0 | 0 | 0 | 0 | 0 | 0 | 0 | 0 | 0 | 0 | 0 | 0 | 0 | 0 | 0 | 0 | 0 | 0 | 0 | 0 | 0 | 0 | 0 | 0 | 0 | 0 | 0 | 0 | 0 | 0 | 0 | 0 | 0 | 0 | 0 | 0 | 0 | 0 | 0 | 0 | 0 | 0 | 0 | 0 | 0 | 0 | 0 | 0 | 0 | 0 | 0
|  | Total Outage Costs | 0 | 0 | 0 | 0 | 0 | 0 | 0 | 0 | 0 | 0 | 0 | 0 | 0 | 0 | 0 | 0 | 0 | 0 | 0 | 0 | 0 | 0 | 0 | 0 | 0 | 0 | 0 | 0 | 0 | 0 | 0 | 0 | 0 | 0 | 0 | 0 | 0 | 0 | 0 | 0 | 0 | 0 | 0 | 0 | 0 | 0 | 0 | 0 | 0 | 0 | 0 | 0 | 0 | 0 | 0 | 0 | 0 | 0 | 0
|  | Guaranteed Heat Rate |  |  |  |  | 12.721 | 12.721 | 12.721 | 12.721 | 12.721 | 12.721 | 12.721 | 12.721 | 12.721 | 12.721 | 12.721 | 12.721 | 12.721 | 12.721 | 12.721 | 12.721 | 12.721 | 12.721 | 12.721 | 12.721 | 12.721 | 12.721 | 12.721 | 12.721 | 12.721 | 12.721 | 12.721 | 12.721 | 12.721 | 12.721 | 12.721 | 12.721 | 12.721 | 12.721 | 12.721 | 12.721 | 12.721 | 12.721 | 12.721 | 12.721 | 12.721 | 12.721 | 12.721 | 12.721 | 12.721 | 12.721 | 12.721 | 12.721 | 12.721 | 12.721 | 12.721 | 12.721 | 12.721 | 12.721 | 12.721
|  | Forecasted NewInter Prices (#515) | 2.5504 | 2.4104 | 2.4283 | 2.4951 | 2.5744 | 2.6358 | 2.716 | 2.8057 | 2.9049 | 2.9832 | 3.0761 | 3.1691 | 3.2348 | 3.3032 | 3.3732 | 3.4456 | 3.5195 | 3.5946 | 3.6712 | 3.7496 | 3.8299 | 3.9118 | 3.9955 | 4.0811 | 4.1684 | 4.2576 | 4.3487 | 4.4418 | 4.5368 | 4.6339 | 4.7331 | 4.8344 | 4.9378 | 5.0435 | 5.1514 | 5.2617 | 5.3743 | 5.4893 | 5.6067 | 5.7267 | 5.8493 | 5.9744 | 6.1023 | 6.2329 | 6.3663 | 6.5025 | 6.6417 | 6.7838 | 6.929 | 7.0772 | 7.2287 | 7.3834 | 7.5414 | 7.7028 | 7.8676 | 8.036 | 8.208 | 8.3836 | 8.563
|  | Fuel Costs ($) |  |  | 0 | 0 | 0 | 4229534.361 | 4358352.0835 | 4502301.8806 | 4661408.0472 | 4787057.9958 | 4936201.492 | 5085385.1311 | 5190788.0849 | 5300497.5619 | 5412844.4274 | 5529040.0802 | 5647711.3133 | 5768126.9608 | 5891082.6684 | 6016953.9265 | 6145716.7405 | 6277235.0787 | 6411567.9094 | 6548775.4627 | 6688919.2576 | 6832062.1297 | 6978268.2593 | 7127603.2 | 7280133.9085 | 7435928.7741 | 7595057.6499 | 7757591.8836 | 7923604.3499 | 8093169.483 | 8266363.3099 | 8443263.4848 | 8623949.3234 | 8808501.8389 | 8997003.7782 | 9189539.6591 | 9386195.8078 | 9587060.3981 | 9792223.4906 | 10001777.0733 | 10215815.1027 | 10434433.5459 | 10657730.4237 | 10885805.8548 | 11118762.1001 | 11356703.609 | 11599737.0663 | 11847971.4395 | 12101518.0283 | 12360490.5141 | 12625005.0111 | 12895180.1183 | 13171136.9729 | 13452999.3041 | 13740893.4892
|  | Fuel Costs (000$) |  |  | 0 | 0 | 0 | 4229.5344 | 4358.3521 | 4502.3019 | 4661.408 | 4787.058 | 4936.2015 | 5085.3851 | 5190.7881 | 5300.4976 | 5412.8444 | 5529.0401 | 5647.7113 | 5768.127 | 5891.0827 | 6016.9539 | 6145.7167 | 6277.2351 | 6411.5679 | 6548.7755 | 6688.9193 | 6832.0621 | 6978.2683 | 7127.6032 | 7280.1339 | 7435.9288 | 7595.0576 | 7757.5919 | 7923.6043 | 8093.1695 | 8266.3633 | 8443.2635 | 8623.9493 | 8808.5018 | 8997.0038 | 9189.5397 | 9386.1958 | 9587.0604 | 9792.2235 | 10001.7771 | 10215.8151 | 10434.4335 | 10657.7304 | 10885.8059 | 11118.7621 | 11356.7036 | 11599.7371 | 11847.9714 | 12101.518 | 12360.4905 | 12625.005 | 12895.1801 | 13171.137 | 13452.9993 | 13740.8935
Inter Reservation Rate ($/Dth-day) |  | Inter Reservation Needed (MMBTU/day) |  |  | 0 | 0 | 0 | 14654.592 | 14654.592 | 14654.592 | 14654.592 | 14654.592 | 14654.592 | 14654.592 | 14654.592 | 14654.592 | 14654.592 | 14654.592 | 14654.592 | 14654.592 | 14654.592 | 14654.592 | 14654.592 | 14654.592 | 14654.592 | 14654.592 | 14654.592 | 14654.592 | 14654.592 | 14654.592 | 14654.592 | 14654.592 | 14654.592 | 14654.592 | 14654.592 | 14654.592 | 14654.592 | 14654.592 | 14654.592 | 14654.592 | 14654.592 | 14654.592 | 14654.592 | 14654.592 | 14654.592 | 14654.592 | 14654.592 | 14654.592 | 14654.592 | 14654.592 | 14654.592 | 14654.592 | 14654.592 | 14654.592 | 14654.592 | 14654.592 | 14654.592 | 14654.592 | 14654.592 | 14654.592 | 14654.592
|  | Reservation Cost ($) |  |  | 0 | 0 | 0 | 1979637.5422 | 1979637.5422 | 1979637.5422 | 1979637.5422 | 1979637.5422 | 1979637.5422 | 1979637.5422 | 1979637.5422 | 1979637.5422 | 1979637.5422 | 1979637.5422 | 1979637.5422 | 1979637.5422 | 1979637.5422 | 1979637.5422 | 1979637.5422 | 1979637.5422 | 1979637.5422 | 1979637.5422 | 1979637.5422 | 1979637.5422 | 1979637.5422 | 1979637.5422 | 1979637.5422 | 1979637.5422 | 1979637.5422 | 1979637.5422 | 1979637.5422 | 1979637.5422 | 1979637.5422 | 1979637.5422 | 1979637.5422 | 1979637.5422 | 1979637.5422 | 1979637.5422 | 1979637.5422 | 1979637.5422 | 1979637.5422 | 1979637.5422 | 1979637.5422 | 1979637.5422 | 1979637.5422 | 1979637.5422 | 1979637.5422 | 1979637.5422 | 1979637.5422 | 1979637.5422 | 1979637.5422 | 1979637.5422 | 1979637.5422 | 1979637.5422 | 1979637.5422 | 1979637.5422 | 1979637.5422
|  | Reservation Cost ($000) |  |  | 0 | 0 | 0 | 1979.6375 | 1979.6375 | 1979.6375 | 1979.6375 | 1979.6375 | 1979.6375 | 1979.6375 | 1979.6375 | 1979.6375 | 1979.6375 | 1979.6375 | 1979.6375 | 1979.6375 | 1979.6375 | 1979.6375 | 1979.6375 | 1979.6375 | 1979.6375 | 1979.6375 | 1979.6375 | 1979.6375 | 1979.6375 | 1979.6375 | 1979.6375 | 1979.6375 | 1979.6375 | 1979.6375 | 1979.6375 | 1979.6375 | 1979.6375 | 1979.6375 | 1979.6375 | 1979.6375 | 1979.6375 | 1979.6375 | 1979.6375 | 1979.6375 | 1979.6375 | 1979.6375 | 1979.6375 | 1979.6375 | 1979.6375 | 1979.6375 | 1979.6375 | 1979.6375 | 1979.6375 | 1979.6375 | 1979.6375 | 1979.6375 | 1979.6375 | 1979.6375 | 1979.6375 | 1979.6375 | 1979.6375
0.3701 |  |  | 2023: 790.9944
[8 empty] | 7138.6375 | 6155.6375 | 3372.6375 | 3389.6375 | 3407.6375 | 4625.6375 | 3443.6375 | 5061.6375 | 3480.6375 | 4698.6375 | 3517.6375 | 3537.6375 | 3556.6375 | 6376.6375 | 3596.6375
[8 empty] | 1 | 2 | 3 | 4 | 5 | 6 | 7 | 8 | 9 | 10 | 11 | 12 | 13 | 14 | 15 | 16 | 17 | 18 | 19 | 20 | 21 | 22 | 23 | 24 | 25 | 26 | 27 | 28 | 29 | 30 | 31 | 32 | 33 | 34 | 35 | 36 | 37 | 38 | 39 | 40
PRESENT VALUE OF REVENUE REQUIREMENTS MODEL |  |  | 2018 | 2019 | 2020 | 2021 | 2022 | 2023 | 2024 | 2025 | 2026 | 2027 | 2028 | 2029 | 2030 | 2031 | 2032 | 2033 | 2034 | 2035 | 2036 | 2037 | 2038 | 2039 | 2040 | 2041 | 2042 | 2043 | 2044 | 2045 | 2046 | 2047 | 2048 | 2049 | 2050 | 2051 | 2052 | 2053 | 2054 | 2055 | 2056 | 2057 | 2058 | 2059 | 2060 | 2061 | 2062
| Project Name | RG-7
Turbine
Proposal Type
Location
| Fuel | Dual Fuel
| Escalation Rate | 2%
| Investment 000s | 50770 | 2022: 50770
| Life | 15 | 2018: years
| Book Depreciation | Straight-line
| Tax Depreciation (Gen. Equip) | 15 | 2018: years; 2019: MACRS
| Cost of Capital (Post-tax) | 7.025%
| Weighted cost of equity | 4.666%
| Weighted cost of debt | 3.059%
| Return on Rate Base | 7.725%
| Tax Rate | 22.87%
| Insurance Rate | 0.1%
| Capacity | 48
| Capacity Factor | 30%
| First Year Generation (MWh) | 126144
| Heat Rate | 12.721
| Property Tax Rate | 1.04%
| Revenue Requirement / PV Calculations | [6 empty] | 1 | 2 | 3 | 4 | 5 | 6 | 7 | 8 | 9 | 10 | 11 | 12 | 13 | 14 | 15 | 16 | 17 | 18 | 19 | 20 | 21 | 22 | 23 | 24 | 25 | 26 | 27 | 28 | 29 | 30 | 31 | 32 | 33 | 34 | 35 | 36 | 37 | 38 | 39 | 40
[5 empty] | Fiscal Year End |  |  | 2023 | 2024 | 2025 | 2026 | 2027 | 2028 | 2029 | 2030 | 2031 | 2032 | 2033 | 2034 | 2035 | 2036 | 2037 | 2038 | 2039 | 2040 | 2041 | 2042 | 2043 | 2044 | 2045 | 2046 | 2047 | 2048 | 2049 | 2050 | 2051 | 2052 | 2053 | 2054 | 2055 | 2056 | 2057 | 2058 | 2059 | 2060 | 2061 | 2062
| Revenue Requirements by year | [5 empty] | 0 | 21400.8984 | 20244.5816 | 17244.2713 | 17059.3525 | 16842.2167 | 17848.8182 | 16455.7077 | 17819.612 | 15989.0995 | 16960.5064 | 15537.0492 | 15317.3602 | 15098.7137 | 17683.9109 | 14672.3543 | 9122.3478 | 9212.0149 | 9364.18 | 9519.5528 | 9678.2011 | 9840.1941 | 10005.6025 | 10174.4983 | 10346.9552 | 10523.0486 | 10702.855 | 10886.4531 | 11073.9228 | 11265.346 | 11460.8061 | 11660.3886 | 11864.1804 | 12072.2705 | 12284.7496 | 12501.7107 | 12723.2482 | 12949.459 | 13180.4418 | 13416.2973 | 13657.1287
| Present Value of RR by year | [5 empty] | 0 | 19996.1676 | 17674.1417 | 14066.6 | 13002.3423 | 11994.2492 | 11876.7618 | 10231.043 | 10351.8114 | 8678.744 | 8601.7427 | 7362.5955 | 6782.0516 | 6246.43 | 6835.7317 | 5299.3336 | 3078.5261 | 2904.7289 | 2758.897 | 2620.5778 | 2489.3726 | 2364.905 | 2246.8188 | 2134.7772 | 2028.4621 | 1927.5722 | 1831.8229 | 1740.9449 | 1654.6832 | 1572.797 | 1495.0581 | 1421.2507 | 1351.1706 | 1284.6244 | 1221.4291 | 1161.4116 | 1104.4079 | 1050.2625 | 998.8286 | 949.9669 | 903.5453
| Total Present Value | [6 empty] | 1 2023: 158999.746
| Present Value of MWhs generated | [6 empty] | 1 2023: 1147096.7289
Aurora Inputs
| Demand Charge Related Revenue Requirement | [5 empty] | 0 | 8741.4387 | 8465.0049 | 8129.2146 | 7793.4244 | 7457.6341 | 7121.8438 | 6786.0536 | 6450.2633 | 6114.473 | 5778.6828 | 5442.8925 | 5107.1023 | 4771.312 | 4435.5217 | 4099.7529 | 59.3275 | -0.028897 | -0.028897 | -0.028897 | -0.028897 | -0.028897 | -0.028897 | -0.028897 | -0.028897 | -0.028897 | -0.028897 | -0.028897 | -0.028897 | -0.028897 | -0.028897 | -0.028897 | -0.028897 | -0.028897 | -0.028897 | -0.028897 | -0.028897 | -0.028897 | -0.028897 | -0.028897 | -0.028897
| $/MW week equivalent rate | [6 empty] | 3492.7754 | 3382.322 | 3248.1519 | 3113.9817 | 2979.8116 | 2845.6415 | 2711.4713 | 2577.3012 | 2443.1311 | 2308.961 | 2174.7908 | 2040.6207 | 1906.4506 | 1772.2805 | 1638.1189 | 23.7052 | -0.011546 | -0.011546 | -0.011546 | -0.011546 | -0.011546 | -0.011546 | -0.011546 | -0.011546 | -0.011546 | -0.011546 | -0.011546 | -0.011546 | -0.011546 | -0.011546 | -0.011546 | -0.011546 | -0.011546 | -0.011546 | -0.011546 | -0.011546 | -0.011546 | -0.011546 | -0.011546 | -0.011546
| Present Value of Demand Related Charges | [6 empty] | 1 2023: 62404.568
| Annualized Payment Demand Related Charges | [6 empty] | 1 2023: 6862.5092
| Capital Carrying Cost ($/MW-WK) | [6 empty] | 1 2023: 2742.0204
| Other Fixed Charges | [6 empty] | 7772.1307 | 6751.7138 | 3931.3192 | 3910.9473 | 3891.5985 | 5072.2732 | 3852.9721 | 5433.6954 | 3815.4438 | 4996.2178 | 3778.0177 | 3760.8443 | 3742.6979 | 6525.5792 | 3708.4887 | 2054.4269 | 2055.9227 | 2057.4484 | 2059.0046 | 2060.5919 | 2062.211 | 2063.8625 | 2065.547 | 2067.2652 | 2069.0177 | 2070.8053 | 2072.6287 | 2074.4885 | 2076.3855 | 2078.3205 | 2080.2941 | 2082.3073 | 2084.3607 | 2086.4551 | 2088.5915 | 2090.7706 | 2092.9932 | 2095.2603 | 2097.5728 | 2099.9315
| Minus FOM | [6 empty] | -5159 | -4176 | -1393 | -1410 | -1428 | -2646 | -1464 | -3082 | -1501 | -2719 | -1538 | -1558 | -1577 | -4397 | -1617 | 0 | 0 | 0 | 0 | 0 | 0 | 0 | 0 | 0 | 0 | 0 | 0 | 0 | 0 | 0 | 0 | 0 | 0 | 0 | 0 | 0 | 0 | 0 | 0 | 0
| Net Other Fixed Charges | [6 empty] | 2613.1307 | 2575.7138 | 2538.3192 | 2500.9473 | 2463.5985 | 2426.2732 | 2388.9721 | 2351.6954 | 2314.4438 | 2277.2178 | 2240.0177 | 2202.8443 | 2165.6979 | 2128.5792 | 2091.4887 | 2054.4269 | 2055.9227 | 2057.4484 | 2059.0046 | 2060.5919 | 2062.211 | 2063.8625 | 2065.547 | 2067.2652 | 2069.0177 | 2070.8053 | 2072.6287 | 2074.4885 | 2076.3855 | 2078.3205 | 2080.2941 | 2082.3073 | 2084.3607 | 2086.4551 | 2088.5915 | 2090.7706 | 2092.9932 | 2095.2603 | 2097.5728 | 2099.9315
| $/MW week equivalent rate | [6 empty] | 1044.1163 | 1029.1658 | 1014.2242 | 999.2917 | 984.3684 | 969.4545 | 954.5503 | 939.6558 | 924.7714 | 909.8971 | 895.0333 | 880.1801 | 865.3377 | 850.5063 | 835.6862 | 820.8776 | 821.4753 | 822.0849 | 822.7067 | 823.341 | 823.9879 | 824.6478 | 825.3208 | 826.0074 | 826.7076 | 827.4219 | 828.1504 | 828.8936 | 829.6515 | 830.4247 | 831.2133 | 832.0177 | 832.8381 | 833.675 | 834.5286 | 835.3993 | 836.2874 | 837.1933 | 838.1172 | 839.0597
| Present Value of Other Fixed Charges | [6 empty] | 1 2023: 21809.5981
| Annualized Payment Other Fixed Charges | [6 empty] | 1 2023: 2398.3592
| Other Fixed Charges Cost ($/MW-WK) | [6 empty] | 1 2023: 958.301
El Paso Electric Company
Option A Bowie Simple Cycle
(thousands) | [6 empty] | Fiscal Yr End | Fiscal Yr End | Fiscal Yr End | Fiscal Yr End | Fiscal Yr End | Fiscal Yr End | Fiscal Yr End | Fiscal Yr End | Fiscal Yr End | Fiscal Yr End | Fiscal Yr End | Fiscal Yr End | Fiscal Yr End | Fiscal Yr End | Fiscal Yr End | Fiscal Yr End | Fiscal Yr End | Fiscal Yr End | Fiscal Yr End | Fiscal Yr End | Fiscal Yr End | Fiscal Yr End | Fiscal Yr End | Fiscal Yr End | Fiscal Yr End | Fiscal Yr End | Fiscal Yr End | Fiscal Yr End | Fiscal Yr End | Fiscal Yr End | Fiscal Yr End | Fiscal Yr End | Fiscal Yr End | Fiscal Yr End | Fiscal Yr End | Fiscal Yr End | Fiscal Yr End | Fiscal Yr End | Fiscal Yr End | Fiscal Yr End | Fiscal Yr End
| Total Company Rate Base |  | 2018 | 2019 | 2020 | 2021 | 2022 | 2023 | 2024 | 2025 | 2026 | 2027 | 2028 | 2029 | 2030 | 2031 | 2032 | 2033 | 2034 | 2035 | 2036 | 2037 | 2038 | 2039 | 2040 | 2041 | 2042 | 2043 | 2044 | 2045 | 2046 | 2047 | 2048 | 2049 | 2050 | 2051 | 2052 | 2053 | 2054 | 2055 | 2056 | 2057 | 2058 | 2059 | 2060 | 2061 | 2062
| Electric plant in service | [5 empty] | 55569.5747 | 55569.5747 | 55569.5747 | 55569.5747 | 55569.5747 | 55569.5747 | 55569.5747 | 55569.5747 | 55569.5747 | 55569.5747 | 55569.5747 | 55569.5747 | 55569.5747 | 55569.5747 | 55569.5747 | 55569.5747 | 55569.5747 | 55569.5747 | 55569.5747 | 55569.5747 | 55569.5747 | 55569.5747 | 55569.5747 | 55569.5747 | 55569.5747 | 55569.5747 | 55569.5747 | 55569.5747 | 55569.5747 | 55569.5747 | 55569.5747 | 55569.5747 | 55569.5747 | 55569.5747 | 55569.5747 | 55569.5747 | 55569.5747 | 55569.5747 | 55569.5747 | 55569.5747 | 55569.5747
| Accumulated depreciation |  |  |  |  | 0 | 0 | -3704.6383 | -7409.2766 | -11113.9149 | -14818.5532 | -18523.1916 | -22227.8299 | -25932.4682 | -29637.1065 | -33341.7448 | -37046.3831 | -40751.0214 | -44455.6597 | -48160.2981 | -51864.9364 | -55569.5747 | -55569.5747 | -55569.5747 | -55569.5747 | -55569.5747 | -55569.5747 | -55569.5747 | -55569.5747 | -55569.5747 | -55569.5747 | -55569.5747 | -55569.5747 | -55569.5747 | -55569.5747 | -55569.5747 | -55569.5747 | -55569.5747 | -55569.5747 | -55569.5747 | -55569.5747 | -55569.5747 | -55569.5747 | -55569.5747 | -55569.5747 | -55569.5747 | -55569.5747
| Net plant |  | 0 | 0 | 0 | 0 | 55569.5747 | 51864.9364 | 48160.2981 | 44455.6597 | 40751.0214 | 37046.3831 | 33341.7448 | 29637.1065 | 25932.4682 | 22227.8299 | 18523.1916 | 14818.5532 | 11113.9149 | 7409.2766 | 3704.6383 | 0 | 0 | 0 | 0 | 0 | 0 | 0 | 0 | 0 | 0 | 0 | 0 | 0 | 0 | 0 | 0 | 0 | 0 | 0 | 0 | 0 | 0 | 0 | 0 | 0 | 0
| Accumulated deferred income taxes |  |  |  |  | 0 | -271.9338 | -253.8441 | -235.7543 | -217.6645 | -199.5748 | -181.485 | -163.3953 | -145.3055 | -127.2158 | -109.126 | -91.0363 | -72.9465 | -54.8568 | -36.767 | -18.4423 | -0.31725 | -0.31725 | -0.31725 | -0.31725 | -0.31725 | -0.31725 | -0.31725 | -0.31725 | -0.31725 | -0.31725 | -0.31725 | -0.31725 | -0.31725 | -0.31725 | -0.31725 | -0.31725 | -0.31725 | -0.31725 | -0.31725 | -0.31725 | -0.31725 | -0.31725 | -0.31725 | -0.31725 | -0.31725 | -0.31725
| Total rate base |  | 0 | 0 | 0 | 0 | 55297.6409 | 51611.0923 | 47924.5437 | 44237.9952 | 40551.4466 | 36864.8981 | 33178.3495 | 29491.801 | 25805.2524 | 22118.7038 | 18432.1553 | 14745.6067 | 11059.0582 | 7372.5096 | 3686.1961 | -0.31725 | -0.31725 | -0.31725 | -0.31725 | -0.31725 | -0.31725 | -0.31725 | -0.31725 | -0.31725 | -0.31725 | -0.31725 | -0.31725 | -0.31725 | -0.31725 | -0.31725 | -0.31725 | -0.31725 | -0.31725 | -0.31725 | -0.31725 | -0.31725 | -0.31725 | -0.31725 | -0.31725 | -0.31725 | -0.31725
| Weighted cost of capital | [5 empty] | 7.725% | 7.725% | 7.725% | 7.725% | 7.725% | 7.725% | 7.725% | 7.725% | 7.725% | 7.725% | 7.725% | 7.725% | 7.725% | 7.725% | 7.725% | 7.725% | 7.725% | 7.725% | 7.725% | 7.725% | 7.725% | 7.725% | 7.725% | 7.725% | 7.725% | 7.725% | 7.725% | 7.725% | 7.725% | 7.725% | 7.725% | 7.725% | 7.725% | 7.725% | 7.725% | 7.725% | 7.725% | 7.725% | 7.725% | 7.725% | 7.725%
| Return on investment |  |  |  |  | 0 | 4271.7428 | 3986.9569 | 3702.171 | 3417.3851 | 3132.5993 | 2847.8134 | 2563.0275 | 2278.2416 | 1993.4557 | 1708.6699 | 1423.884 | 1139.0981 | 854.3122 | 569.5264 | 284.7586 | -0.024508 | -0.024508 | -0.024508 | -0.024508 | -0.024508 | -0.024508 | -0.024508 | -0.024508 | -0.024508 | -0.024508 | -0.024508 | -0.024508 | -0.024508 | -0.024508 | -0.024508 | -0.024508 | -0.024508 | -0.024508 | -0.024508 | -0.024508 | -0.024508 | -0.024508 | -0.024508 | -0.024508 | -0.024508 | -0.024508
Revenue Requirements
| Fuel | [5 empty] | 0 | 4229.5344 | 4358.3521 | 4502.3019 | 4661.408 | 4787.058 | 4936.2015 | 5085.3851 | 5190.7881 | 5300.4976 | 5412.8444 | 5529.0401 | 5647.7113 | 5768.127 | 5891.0827 | 6016.9539 | 6145.7167 | 6277.2351 | 6411.5679 | 6548.7755 | 6688.9193 | 6832.0621 | 6978.2683 | 7127.6032 | 7280.1339 | 7435.9288 | 7595.0576 | 7757.5919 | 7923.6043 | 8093.1695 | 8266.3633 | 8443.2635 | 8623.9493 | 8808.5018 | 8997.0038 | 9189.5397 | 9386.1958 | 9587.0604 | 9792.2235 | 10001.7771 | 10215.8151
Operation and maintenance expenses
| Variable | [5 empty] | 0 | 657.7946 | 669.5108 | 681.4356 | 693.5728 | 705.9262 | 718.4996 | 731.297 | 744.8652 | 758.6851 | 772.7614 | 787.0989 | 801.7024 | 816.5769 | 831.7273 | 847.1588 | 862.8766 | 878.8861 | 895.1926 | 911.8016 | 928.7188 | 945.9499 | 963.5006 | 981.377 | 999.5851 | 1018.131 | 1037.0209 | 1056.2614 | 1075.8588 | 1095.8199 | 1116.1513 | 1136.8599 | 1157.9527 | 1179.4369 | 1201.3196 | 1223.6084 | 1246.3107 | 1269.4343 | 1292.9868 | 1316.9764 | 1341.411
| Fixed (FOM, Scheduled Outages, Pipeline, Reservation) | [5 empty] | 0 | 7138.6375 | 6155.6375 | 3372.6375 | 3389.6375 | 3407.6375 | 4625.6375 | 3443.6375 | 5061.6375 | 3480.6375 | 4698.6375 | 3517.6375 | 3537.6375 | 3556.6375 | 6376.6375 | 3596.6375 | 1979.6375 | 1979.6375 | 1979.6375 | 1979.6375 | 1979.6375 | 1979.6375 | 1979.6375 | 1979.6375 | 1979.6375 | 1979.6375 | 1979.6375 | 1979.6375 | 1979.6375 | 1979.6375 | 1979.6375 | 1979.6375 | 1979.6375 | 1979.6375 | 1979.6375 | 1979.6375 | 1979.6375 | 1979.6375 | 1979.6375 | 1979.6375 | 1979.6375
| Insurance | [5 empty] | 0 | 55.5696 | 56.681 | 57.8146 | 58.9709 | 60.1503 | 61.3533 | 62.5804 | 63.832 | 65.1086 | 66.4108 | 67.739 | 69.0938 | 70.4757 | 71.8852 | 73.3229 | 74.7893 | 76.2851 | 77.8108 | 79.367 | 80.9544 | 82.5735 | 84.2249 | 85.9094 | 87.6276 | 89.3802 | 91.1678 | 92.9911 | 94.851 | 96.748 | 98.6829 | 100.6566 | 102.6697 | 104.7231 | 106.8176 | 108.9539 | 111.133 | 113.3557 | 115.6228 | 117.9352 | 120.2939
0
| Depreciation | [5 empty] | 0 | 3704.6383 | 3704.6383 | 3704.6383 | 3704.6383 | 3704.6383 | 3704.6383 | 3704.6383 | 3704.6383 | 3704.6383 | 3704.6383 | 3704.6383 | 3704.6383 | 3704.6383 | 3704.6383 | 3704.6383 | 0 | 0 | 0 | 0 | 0 | 0 | 0 | 0 | 0 | 0 | 0 | 0 | 0 | 0 | 0 | 0 | 0 | 0 | 0 | 0 | 0 | 0 | 0 | 0 | 0
Taxes Other than income taxes
Payroll taxes
| Property taxes | [5 empty] | 0 | 577.9236 | 539.3953 | 500.8671 | 462.3389 | 423.8106 | 385.2824 | 346.7541 | 308.2259 | 269.6977 | 231.1694 | 192.6412 | 154.113 | 115.5847 | 77.0565 | 38.5282 | 0 | 0 | 0 | 0 | 0 | 0 | 0 | 0 | 0 | 0 | 0 | 0 | 0 | 0 | 0 | 0 | 0 | 0 | 0 | 0 | 0 | 0 | 0 | 0 | 0
Revenue taxes
| Income taxes | [5 empty] | 0 | 765.0577 | 773.4097 | 722.4053 | 671.4009 | 620.3965 | 569.3921 | 518.3878 | 467.3834 | 416.379 | 365.3746 | 314.3702 | 263.3658 | 212.3614 | 161.3571 | 110.3559 | 59.352 | -0.0043893 | -0.0043893 | -0.0043893 | -0.0043893 | -0.0043893 | -0.0043893 | -0.0043893 | -0.0043893 | -0.0043893 | -0.0043893 | -0.0043893 | -0.0043893 | -0.0043893 | -0.0043893 | -0.0043893 | -0.0043893 | -0.0043893 | -0.0043893 | -0.0043893 | -0.0043893 | -0.0043893 | -0.0043893 | -0.0043893 | -0.0043893
| Return on investment |  | 0 | 0 | 0 | 0 | 0 | 4271.7428 | 3986.9569 | 3702.171 | 3417.3851 | 3132.5993 | 2847.8134 | 2563.0275 | 2278.2416 | 1993.4557 | 1708.6699 | 1423.884 | 1139.0981 | 854.3122 | 569.5264 | 284.7586 | -0.024508 | -0.024508 | -0.024508 | -0.024508 | -0.024508 | -0.024508 | -0.024508 | -0.024508 | -0.024508 | -0.024508 | -0.024508 | -0.024508 | -0.024508 | -0.024508 | -0.024508 | -0.024508 | -0.024508 | -0.024508 | -0.024508 | -0.024508 | -0.024508 | -0.024508 | -0.024508 | -0.024508 | -0.024508
| Total non-fuel cost of serivce |  | 0 | 0 | 0 | 0 | 0 | 21400.8984 | 20244.5816 | 17244.2713 | 17059.3525 | 16842.2167 | 17848.8182 | 16455.7077 | 17819.612 | 15989.0995 | 16960.5064 | 15537.0492 | 15317.3602 | 15098.7137 | 17683.9109 | 14672.3543 | 9122.3478 | 9212.0149 | 9364.18 | 9519.5528 | 9678.2011 | 9840.1941 | 10005.6025 | 10174.4983 | 10346.9552 | 10523.0486 | 10702.855 | 10886.4531 | 11073.9228 | 11265.346 | 11460.8061 | 11660.3886 | 11864.1804 | 12072.2705 | 12284.7496 | 12501.7107 | 12723.2482 | 12949.459 | 13180.4418 | 13416.2973 | 13657.1287
Income Taxes
| Return |  | 0 | 0 | 0 |  | 4271.7428 | 3986.9569 | 3702.171 | 3417.3851 | 3132.5993 | 2847.8134 | 2563.0275 | 2278.2416 | 1993.4557 | 1708.6699 | 1423.884 | 1139.0981 | 854.3122 | 569.5264 | 284.7586 | -0.024508 | -0.024508 | -0.024508 | -0.024508 | -0.024508 | -0.024508 | -0.024508 | -0.024508 | -0.024508 | -0.024508 | -0.024508 | -0.024508 | -0.024508 | -0.024508 | -0.024508 | -0.024508 | -0.024508 | -0.024508 | -0.024508 | -0.024508 | -0.024508 | -0.024508 | -0.024508 | -0.024508 | -0.024508 | -0.024508
| Less: Synchronized interest |  | 0 | 0 | 0 |  | 1691.5548 | 1578.7833 | 1466.0118 | 1353.2403 | 1240.4688 | 1127.6972 | 1014.9257 | 902.1542 | 789.3827 | 676.6112 | 563.8396 | 451.0681 | 338.2966 | 225.5251 | 112.7607 | -0.0097048 | -0.0097048 | -0.0097048 | -0.0097048 | -0.0097048 | -0.0097048 | -0.0097048 | -0.0097048 | -0.0097048 | -0.0097048 | -0.0097048 | -0.0097048 | -0.0097048 | -0.0097048 | -0.0097048 | -0.0097048 | -0.0097048 | -0.0097048 | -0.0097048 | -0.0097048 | -0.0097048 | -0.0097048 | -0.0097048 | -0.0097048 | -0.0097048 | -0.0097048
| Return on equity |  | 0 | 0 | 0 | 0 | 2580.1879 | 2408.1736 | 2236.1592 | 2064.1449 | 1892.1305 | 1720.1161 | 1548.1018 | 1376.0874 | 1204.0731 | 1032.0587 | 860.0444 | 688.03 | 516.0157 | 344.0013 | 171.9979 | -0.014803 | -0.014803 | -0.014803 | -0.014803 | -0.014803 | -0.014803 | -0.014803 | -0.014803 | -0.014803 | -0.014803 | -0.014803 | -0.014803 | -0.014803 | -0.014803 | -0.014803 | -0.014803 | -0.014803 | -0.014803 | -0.014803 | -0.014803 | -0.014803 | -0.014803 | -0.014803 | -0.014803 | -0.014803 | -0.014803
Plus:
| Permanent differences | [5 empty] | 0 | 200.1819 | 200.1819 | 200.1819 | 200.1819 | 200.1819 | 200.1819 | 200.1819 | 200.1819 | 200.1819 | 200.1819 | 200.1819 | 200.1819 | 200.1819 | 200.1819 | 200.1819 | 0 | 0 | 0 | 0 | 0 | 0 | 0 | 0 | 0 | 0 | 0 | 0 | 0 | 0 | 0 | 0 | 0 | 0 | 0 | 0 | 0 | 0 | 0 | 0 | 0
| Taxable component of return |  | 0 | 0 | 0 | 0 | 2580.1879 | 2608.3555 | 2436.3411 | 2264.3268 | 2092.3124 | 1920.298 | 1748.2837 | 1576.2693 | 1404.255 | 1232.2406 | 1060.2263 | 888.2119 | 716.1975 | 544.1832 | 372.1798 | 200.1671 | -0.014803 | -0.014803 | -0.014803 | -0.014803 | -0.014803 | -0.014803 | -0.014803 | -0.014803 | -0.014803 | -0.014803 | -0.014803 | -0.014803 | -0.014803 | -0.014803 | -0.014803 | -0.014803 | -0.014803 | -0.014803 | -0.014803 | -0.014803 | -0.014803 | -0.014803 | -0.014803 | -0.014803 | -0.014803
| Tax factor | [5 empty] | 0.29651 | 0.29651 | 0.29651 | 0.29651 | 0.29651 | 0.29651 | 0.29651 | 0.29651 | 0.29651 | 0.29651 | 0.29651 | 0.29651 | 0.29651 | 0.29651 | 0.29651 | 0.29651 | 0.29651 | 0.29651 | 0.29651 | 0.29651 | 0.29651 | 0.29651 | 0.29651 | 0.29651 | 0.29651 | 0.29651 | 0.29651 | 0.29651 | 0.29651 | 0.29651 | 0.29651 | 0.29651 | 0.29651 | 0.29651 | 0.29651 | 0.29651 | 0.29651 | 0.29651 | 0.29651 | 0.29651 | 0.29651
| Income Taxes |  | 0 | 0 | 0 | 0 | 765.0577 | 773.4097 | 722.4053 | 671.4009 | 620.3965 | 569.3921 | 518.3878 | 467.3834 | 416.379 | 365.3746 | 314.3702 | 263.3658 | 212.3614 | 161.3571 | 110.3559 | 59.352 | -0.0043893 | -0.0043893 | -0.0043893 | -0.0043893 | -0.0043893 | -0.0043893 | -0.0043893 | -0.0043893 | -0.0043893 | -0.0043893 | -0.0043893 | -0.0043893 | -0.0043893 | -0.0043893 | -0.0043893 | -0.0043893 | -0.0043893 | -0.0043893 | -0.0043893 | -0.0043893 | -0.0043893 | -0.0043893 | -0.0043893 | -0.0043893 | -0.0043893
Electric Plant in Service
| Beginning Balance |  | 2018: 0; 2019: 0; 2020: 0; 2021: 0; 2022: 0; 2023: 53561.0259; 2024: Cumulative
| Cash |  | 2018: 0; 2019: 0; 2020: 0; 2021: 0; 2022: 50770; 2023: 0; 2024: 50770
| AFUDC |  | 2018: 0; 2019: 0; 2020: 0; 2021: 0; 2022: 2740.2559; 2023: 1451.5141; 2024: 4191.77
| Insurance |  | 2018: 0; 2019: 0; 2020: 0; 2021: 0; 2022: 50.77; 2023: 0; 2024: 50.77
| Property taxes |  | 2018: 0; 2019: 0; 2020: 0; 2021: 0; 2022: 0; 2023: 557.0347; 2024: 557.0347
| Total |  | 2018: 0; 2019: 0; 2020: 0; 2021: 0; 2022: 53561.0259; 2023: 55569.5747; 2024: 55569.5747
| AFUDC |  | 2024: Cumulative
| CWIP Balance |  | 2018: 0; 2019: 0; 2020: 0; 2021: 0; 2022: 25410.385; 2023: 13459.8858
| Debt |  | 2018: 0; 2019: 0; 2020: 0; 2021: 0; 2022: 777.3037; 2023: 411.7379; 2024: 1189.0416
| Equity |  | 2018: 0; 2019: 0; 2020: 0; 2021: 0; 2022: 1962.9522; 2023: 1039.7762; 2024: 3002.7284
| Total |  | 2018: 0; 2019: 0; 2020: 0; 2021: 0; 2022: 2740.2559; 2023: 1451.5141; 2024: 2740.2559
Depreication Expense and Accumulated Depreciation
Electric plant in service
| Unit Life Extension | [6 empty] | 55569.5747 | 55569.5747 | 55569.5747 | 55569.5747 | 55569.5747 | 55569.5747 | 55569.5747 | 55569.5747 | 55569.5747 | 55569.5747 | 55569.5747 | 55569.5747 | 55569.5747 | 55569.5747 | 55569.5747 | 55569.5747 | 55569.5747 | 55569.5747 | 55569.5747 | 55569.5747 | 55569.5747 | 55569.5747 | 55569.5747 | 55569.5747 | 55569.5747 | 55569.5747 | 55569.5747 | 55569.5747 | 55569.5747 | 55569.5747 | 55569.5747 | 55569.5747 | 55569.5747 | 55569.5747 | 55569.5747 | 55569.5747 | 55569.5747 | 55569.5747 | 55569.5747 | 55569.5747
Depreciation expense
| Unit Life Extension |  | 2022: 0; 2023: 3704.6383; 2024: 3704.6383; 2025: 3704.6383; 2026: 3704.6383; 2027: 3704.6383; 2028: 3704.6383; 2029: 3704.6383; 2030: 3704.6383; 2031: 3704.6383; 2032: 3704.6383; 2033: 3704.6383; 2034: 3704.6383; 2035: 3704.6383; 2036: 3704.6383; 2037: 3704.6383
Accumulated Depreciation
| Unit Life Extension | [5 empty] | 0 | 3704.6383 | 7409.2766 | 11113.9149 | 14818.5532 | 18523.1916 | 22227.8299 | 25932.4682 | 29637.1065 | 33341.7448 | 37046.3831 | 40751.0214 | 44455.6597 | 48160.2981 | 51864.9364 | 55569.5747 | 55569.5747 | 55569.5747 | 55569.5747 | 55569.5747 | 55569.5747 | 55569.5747 | 55569.5747 | 55569.5747 | 55569.5747 | 55569.5747 | 55569.5747 | 55569.5747 | 55569.5747 | 55569.5747 | 55569.5747 | 55569.5747 | 55569.5747 | 55569.5747 | 55569.5747 | 55569.5747 | 55569.5747 | 55569.5747 | 55569.5747 | 55569.5747 | 55569.5747
Deferred Income Taxes
| AFUDC - Debt |  |  |  |  | 0 | 271.9338 | -18.1289 | -18.1289 | -18.1289 | -18.1289 | -18.1289 | -18.1289 | -18.1289 | -18.1289 | -18.1289 | -18.1289 | -18.1289 | -18.1289 | -18.1289 | -18.1289 | -18.1289 | 0 | 0 | 0 | 0 | 0 | 0 | 0 | 0 | 0 | 0 | 0 | 0 | 0 | 0 | 0 | 0 | 0 | 0 | 0 | 0 | 0 | 0 | 0 | 0 | 0
| Liberalized depreciation |  |  |  |  | 0 | 0 | 0.039167 | 0.039167 | 0.039167 | 0.039167 | 0.039167 | 0.039167 | 0.039167 | 0.039167 | 0.039167 | 0.039167 | 0.039167 | 0.039167 | 0.039167 | -0.19584 | 0.0039167 | 0 | 0 | 0 | 0 | 0 | 0 | 0 | 0 | 0 | 0 | 0 | 0 | 0 | 0 | 0 | 0 | 0 | 0 | 0 | 0 | 0 | 0 | 0 | 0 | 0
| Deferred Income Taxes |  |  |  |  | 0 | 271.9338 | -18.0898 | -18.0898 | -18.0898 | -18.0898 | -18.0898 | -18.0898 | -18.0898 | -18.0898 | -18.0898 | -18.0898 | -18.0898 | -18.0898 | -18.0898 | -18.3248 | -18.125 | 0 | 0 | 0 | 0 | 0 | 0 | 0 | 0 | 0 | 0 | 0 | 0 | 0 | 0 | 0 | 0 | 0 | 0 | 0 | 0 | 0 | 0 | 0 | 0 | 0
Accumulated Deferred Income Taxes
| AFUDC - Debt |  |  |  |  | 0 | 271.9338 | 253.8049 | 235.676 | 217.547 | 199.4181 | 181.2892 | 163.1603 | 145.0314 | 126.9024 | 108.7735 | 90.6446 | 72.5157 | 54.3868 | 36.2578 | 18.1289 | 0 | 0 | 0 | 0 | 0 | 0 | 0 | 0 | 0 | 0 | 0 | 0 | 0 | 0 | 0 | 0 | 0 | 0 | 0 | 0 | 0 | 0 | 0 | 0 | 0 | 0
| Liberalized depreciation |  |  |  |  | 0 | 0 | 0.039167 | 0.078334 | 0.1175 | 0.15667 | 0.19584 | 0.235 | 0.27417 | 0.31334 | 0.3525 | 0.39167 | 0.43084 | 0.47 | 0.50917 | 0.31334 | 0.31725 | 0.31725 | 0.31725 | 0.31725 | 0.31725 | 0.31725 | 0.31725 | 0.31725 | 0.31725 | 0.31725 | 0.31725 | 0.31725 | 0.31725 | 0.31725 | 0.31725 | 0.31725 | 0.31725 | 0.31725 | 0.31725 | 0.31725 | 0.31725 | 0.31725 | 0.31725 | 0.31725 | 0.31725 | 0.31725
| Accumulated Deferred Income Taxes |  |  |  |  | 0 | 271.9338 | 253.8441 | 235.7543 | 217.6645 | 199.5748 | 181.485 | 163.3953 | 145.3055 | 127.2158 | 109.126 | 91.0363 | 72.9465 | 54.8568 | 36.767 | 18.4423 | 0.31725 | 0.31725 | 0.31725 | 0.31725 | 0.31725 | 0.31725 | 0.31725 | 0.31725 | 0.31725 | 0.31725 | 0.31725 | 0.31725 | 0.31725 | 0.31725 | 0.31725 | 0.31725 | 0.31725 | 0.31725 | 0.31725 | 0.31725 | 0.31725 | 0.31725 | 0.31725 | 0.31725 | 0.31725 | 0.31725
Tax Depreciation
| Depreciable balance | [6 empty] | 51377.8047 | 51377.8047 | 51377.8047 | 51377.8047 | 51377.8047 | 51377.8047 | 51377.8047 | 51377.8047 | 51377.8047 | 51377.8047 | 51377.8047 | 51377.8047 | 51377.8047 | 51377.8047 | 51377.8047 | 51377.8047 | 51377.8047 | 51377.8047 | 51377.8047 | 51377.8047 | 51377.8047 | 51377.8047 | 51377.8047 | 51377.8047 | 51377.8047 | 51377.8047 | 51377.8047 | 51377.8047 | 51377.8047 | 51377.8047 | 51377.8047 | 51377.8047 | 51377.8047 | 51377.8047 | 51377.8047 | 51377.8047 | 51377.8047 | 51377.8047 | 51377.8047 | 51377.8047
| MACRS Depreciation Rate |  | 2023: 6.667%; 2024: 6.667%; 2025: 6.667%; 2026: 6.667%; 2027: 6.667%; 2028: 6.667%; 2029: 6.667%; 2030: 6.667%; 2031: 6.667%; 2032: 6.667%; 2033: 6.667%; 2034: 6.667%; 2035: 6.667%; 2036: 6.665%; 2037: 6.667%; 2038: 0%; 2039: 0%; 2040: 0%; 2041: 0%; 2042: 0%; 2043: 0%
| Tax Depreciation | [5 empty] | 0 | 3425.3582 | 3425.3582 | 3425.3582 | 3425.3582 | 3425.3582 | 3425.3582 | 3425.3582 | 3425.3582 | 3425.3582 | 3425.3582 | 3425.3582 | 3425.3582 | 3425.3582 | 3424.3307 | 3425.2041 | 0 | 0 | 0 | 0 | 0 | 0 | 0 | 0 | 0 | 0 | 0 | 0 | 0 | 0 | 0 | 0 | 0 | 0 | 0 | 0 | 0 | 0 | 0 | 0 | 0
| Book Depreciation | [5 empty] | 0 | 3425.187 | 3425.187 | 3425.187 | 3425.187 | 3425.187 | 3425.187 | 3425.187 | 3425.187 | 3425.187 | 3425.187 | 3425.187 | 3425.187 | 3425.187 | 3425.187 | 3425.187 | 0 | 0 | 0 | 0 | 0 | 0 | 0 | 0 | 0 | 0 | 0 | 0 | 0 | 0 | 0 | 0 | 0 | 0 | 0 | 0 | 0 | 0 | 0 | 0 | 0 | 51377.8047
| Difference | [5 empty] | 0 | 0.17126 | 0.17126 | 0.17126 | 0.17126 | 0.17126 | 0.17126 | 0.17126 | 0.17126 | 0.17126 | 0.17126 | 0.17126 | 0.17126 | 0.17126 | -0.8563 | 0.017126 | 0 | 0 | 0 | 0 | 0 | 0 | 0 | 0 | 0 | 0 | 0 | 0 | 0 | 0 | 0 | 0 | 0 | 0 | 0 | 0 | 0 | 0 | 0 | 0 | 0
| Tax rate | [6 empty] | 22.87% | 22.87% | 22.87% | 22.87% | 22.87% | 22.87% | 22.87% | 22.87% | 22.87% | 22.87% | 22.87% | 22.87% | 22.87% | 22.87% | 22.87% | 22.87% | 22.87% | 22.87% | 22.87% | 22.87% | 22.87% | 22.87% | 22.87% | 22.87% | 22.87% | 22.87% | 22.87% | 22.87% | 22.87% | 22.87% | 22.87% | 22.87% | 22.87% | 22.87% | 22.87% | 22.87% | 22.87% | 22.87% | 22.87% | 22.87%
| Deferred income taxes - Liberalized | [5 empty] | 0 | 0.039167 | 0.039167 | 0.039167 | 0.039167 | 0.039167 | 0.039167 | 0.039167 | 0.039167 | 0.039167 | 0.039167 | 0.039167 | 0.039167 | 0.039167 | -0.19584 | 0.0039167 | 0 | 0 | 0 | 0 | 0 | 0 | 0 | 0 | 0 | 0 | 0 | 0 | 0 | 0 | 0 | 0 | 0 | 0 | 0 | 0 | 0 | 0 | 0 | 0 | 0
| ADIT | [5 empty] | 0 | 0.039167 | 0.078334 | 0.1175 | 0.15667 | 0.19584 | 0.235 | 0.27417 | 0.31334 | 0.3525 | 0.39167 | 0.43084 | 0.47 | 0.50917 | 0.31334 | 0.31725 | 0.31725 | 0.31725 | 0.31725 | 0.31725 | 0.31725 | 0.31725 | 0.31725 | 0.31725 | 0.31725 | 0.31725 | 0.31725 | 0.31725 | 0.31725 | 0.31725 | 0.31725 | 0.31725 | 0.31725 | 0.31725 | 0.31725 | 0.31725 | 0.31725 | 0.31725 | 0.31725 | 0.31725 | 0.31725
| AFUDC - Debt |  | 2022: 1189.0416
| Less: AFUDC depreciation |  | 2023: 79.2694; 2024: 79.2694; 2025: 79.2694; 2026: 79.2694; 2027: 79.2694; 2028: 79.2694; 2029: 79.2694; 2030: 79.2694; 2031: 79.2694; 2032: 79.2694; 2033: 79.2694; 2034: 79.2694; 2035: 79.2694; 2036: 79.2694; 2037: 79.2694 | 1189.0416
| Difference | [5 empty] | 1189.0416 | -79.2694 | -79.2694 | -79.2694 | -79.2694 | -79.2694 | -79.2694 | -79.2694 | -79.2694 | -79.2694 | -79.2694 | -79.2694 | -79.2694 | -79.2694 | -79.2694 | -79.2694 | 0 | 0 | 0 | 0 | 0 | 0 | 0 | 0 | 0 | 0 | 0 | 0 | 0 | 0 | 0 | 0 | 0 | 0 | 0 | 0 | 0 | 0 | 0 | 0 | 0
| Tax rate | [5 empty] | 22.87% | 22.87% | 22.87% | 22.87% | 22.87% | 22.87% | 22.87% | 22.87% | 22.87% | 22.87% | 22.87% | 22.87% | 22.87% | 22.87% | 22.87% | 22.87% | 22.87% | 22.87% | 22.87% | 22.87% | 22.87% | 22.87% | 22.87% | 22.87% | 22.87% | 22.87% | 22.87% | 22.87% | 22.87% | 22.87% | 22.87% | 22.87% | 22.87% | 22.87% | 22.87% | 22.87% | 22.87% | 22.87% | 22.87% | 22.87% | 22.87%
| Deferred income taxes - AFUDC | [5 empty] | 271.9338 | -18.1289 | -18.1289 | -18.1289 | -18.1289 | -18.1289 | -18.1289 | -18.1289 | -18.1289 | -18.1289 | -18.1289 | -18.1289 | -18.1289 | -18.1289 | -18.1289 | -18.1289 | 0 | 0 | 0 | 0 | 0 | 0 | 0 | 0 | 0 | 0 | 0 | 0 | 0 | 0 | 0 | 0 | 0 | 0 | 0 | 0 | 0 | 0 | 0 | 0 | 0
| ADIT - AFUDC | [5 empty] | 271.9338 | 253.8049 | 235.676 | 217.547 | 199.4181 | 181.2892 | 163.1603 | 145.0314 | 126.9024 | 108.7735 | 90.6446 | 72.5157 | 54.3868 | 36.2578 | 18.1289 | 0 | 0 | 0 | 0 | 0 | 0 | 0 | 0 | 0 | 0 | 0 | 0 | 0 | 0 | 0 | 0 | 0 | 0 | 0 | 0 | 0 | 0 | 0 | 0 | 0 | 0
Additional Depreciation - AFUDC Equity
| AFUDC Equity - CT |  | 2022: 3002.7284
| Total Additional Depreciation |  | 2023: 200.1819; 2024: 200.1819; 2025: 200.1819; 2026: 200.1819; 2027: 200.1819; 2028: 200.1819; 2029: 200.1819; 2030: 200.1819; 2031: 200.1819; 2032: 200.1819; 2033: 200.1819; 2034: 200.1819; 2035: 200.1819; 2036: 200.1819; 2037: 200.1819 | 3002.7284
Note on B91: Author: Includes return, income taxes and depreciation
Note on B100: Author: Fixed costs, Insurance and Property taxes