## IndustryStats
COMPANY | ACCOUNT | ACCOUNT DESCRIPTION | LIFE | SURVIVOR CURVE | LIFE SPAN | WEIGHTED NET SALVAGE
COMPANY 01 | 311 | STRUCTURES AND IMPROVEMENTS | 100 | S0.5 | Y | (4) - (20)
COMPANY 01 | 312 | BOILER PLANT EQUIPMENT | 47 | R2 | Y | (4) - (15)
COMPANY 01 | 314 | TURBOGENERATOR UNITS | 50 | R2 | Y | (4) - (11)
COMPANY 01 | 315 | ACCESSORY ELECTRIC EQUIPMENT | 60 | S1 | Y | (4) - (11)
COMPANY 01 | 316 | MISCELLANEOUS POWER PLANT EQUIPMENT | 45 | R2.5 | Y | (4) - (11)
COMPANY 01 | 321 | STRUCTURES AND IMPROVEMENTS | 55 | S1.5 | Y | (1) - (3)
COMPANY 01 | 322 | REACTOR PLANT EQUIPMENT | 45 | R2 | Y | (1) - (3)
COMPANY 01 | 323 | TURBOGENERATOR UNITS | 45 | R2 | Y | (1) - (3)
COMPANY 01 | 324 | ACCESSORY ELECTRIC EQUIPMENT | 50 | R2.5 | Y | (1) - (3)
COMPANY 01 | 325 | MISCELLANEOUS POWER PLANT EQUIPMENT | 50 | R2.5 | Y | (1) - (3)
COMPANY 01 | 331 | STRUCTURES AND IMPROVEMENTS | 75 | S2 | Y | (4) - (108)
COMPANY 01 | 332 | RESERVOIRS, DAMS AND WATERWAYS | 100 | S2.5 | Y | (4) - (108)
COMPANY 01 | 333 | WATER WHEELS, TURBINES AND GENERATORS | 65 | S1 | Y | (4) - (108)
COMPANY 01 | 334 | ACCESSORY ELECTRIC EQUIPMENT | 65 | S1 | Y | (4) - (108)
COMPANY 01 | 335 | MISCELLANEOUS POWER PLANT EQUIPMENT | 55 | R2 | Y | (4) - (108)
COMPANY 01 | 336 | ROADS, RAILROADS AND BRIDGES | 75 | R4 | Y | 0 - (79)
COMPANY 01 | 341 | STRUCTURES AND IMPROVEMENTS | 50 | R3 | Y | (3) - (7)
COMPANY 01 | 341.01 | STRUCTURES AND IMPROVEMENTS - SOLAR | 40 | S2.5 | Y | (10) - (11)
COMPANY 01 | 342 | FUEL HOLDERS, PRODUCERS AND ACCESSORIES | 50 | R2.5 | Y | (3) - (7)
COMPANY 01 | 343 | PRIME MOVERS | 45 | R1.5 | Y | (3) - (7)
COMPANY 01 | 343.1 | ROTABLE PARTS | 5 | R5 | Y | 40
COMPANY 01 | 344 | GENERATORS | 50 | R2 | Y | (3) - (7)
COMPANY 01 | 344.01 | GENERATORS - SOLAR | 25 | S2.5 | Y | (10) - (12)
COMPANY 01 | 344.01 | GENERATORS - SOLAR | 20 | S2.5 | - | 0
COMPANY 01 | 345 | ACCESSORY ELECTRIC EQUIPMENT | 40 | S0 | Y | (3) - (7)
COMPANY 01 | 345.01 | ACCESSORY ELECTRIC EQUIPMENT - SOLAR | 25 | S2.5 | Y | (10) - (12)
COMPANY 01 | 345.01 | ACCESSORY ELECTRIC EQUIPMENT - SOLAR | 20 | S2.5 | - | 0
COMPANY 01 | 346 | MISCELLANEOUS POWER PLANT EQUIPMENT | 40 | S1.5 | Y | (3) - (7)
COMPANY 01 | 346.01 | MISCELLANEOUS POWER PLANT EQUIPMENT - SOLAR | 35 | S2.5 | Y | -10
COMPANY 01 | 352 | STRUCTURES AND IMPROVEMENTS | 55 | R2 | - | -10
COMPANY 01 | 353 | STATION EQUIPMENT | 48 | R1.5 | - | -20
COMPANY 01 | 354 | TOWERS AND FIXTURES | 75 | R2 | - | -50
COMPANY 01 | 355 | POLES AND FIXTURES | 48 | R1 | - | -30
COMPANY 01 | 356 | OVERHEAD CONDUCTORS AND DEVICES | 60 | R2.5 | - | -40
COMPANY 01 | 357 | UNDERGROUND CONDUIT | 55 | S4 | - | 0
COMPANY 01 | 358 | UNDERGROUND CONDUCTORS AND DEVICES | 50 | S4 | - | 0
COMPANY 01 | 359 | ROADS AND TRAILS | 65 | R4 | - | 0
COMPANY 01 | 361 | STRUCTURES AND IMPROVEMENTS | 55 | S0.5 | - | -10
COMPANY 01 | 362 | STATION EQUIPMENT | 44 | R1 | - | -20
COMPANY 01 | 364 | POLES, TOWERS AND FIXTURES | 50 | R2 | - | -30
COMPANY 01 | 365 | OVERHEAD CONDUCTORS AND DEVICES | 52 | R0.5 | - | -25
COMPANY 01 | 366 | UNDERGROUND CONDUIT | 60 | R3 | - | -15
COMPANY 01 | 367 | UNDERGROUND CONDUCTORS AND DEVICES | 55 | R3 | - | -20
COMPANY 01 | 368 | LINE TRANSFORMERS | 45 | R1.5 | - | -10
COMPANY 01 | 369 | SERVICES | 52 | R1.5 | - | -15
COMPANY 01 | 370 | METERS | 17 | L0 | - | 0
COMPANY 01 | 370.1 | METERS - UTILITY OF FUTURE | 15 | S2.5 | - | 0
COMPANY 01 | 371 | INSTALLATIONS ON CUSTOMERS' PREMISES | 40 | R1 | - | -5
COMPANY 01 | 373 | STREET LIGHTING AND SIGNAL SYSTEMS | 36 | R0.5 | - | -10
COMPANY 01 | 390 | STRUCTURES AND IMPROVEMENTS | 40 | S1 | - | -10
COMPANY 01 | 391 | OFFICE FURNITURE AND EQUIPMENT | 15 | SQ | - | 0
COMPANY 01 | 391.3 | ELECTRONIC DATA PROCESSING | 8 | SQ | - | 0
COMPANY 01 | 392.1 | PASSENGER CARS AND VANS | 5 | S2.5 | - | 10
COMPANY 01 | 392.2 | LIGHT TRUCKS | 6 | L3 | - | 10
COMPANY 01 | 392.2 | TRACTORS | 13 | L3 | - | 10
COMPANY 01 | 392.3 | MEDIUM TRUCKS | 8 | L2 | - | 10
COMPANY 01 | 392.4 | HEAVY TRUCKS | 10 | L2 | - | 10
COMPANY 01 | 392.5 | TRAILERS | 16 | L0.5 | - | 10
COMPANY 01 | 393 | STORES EQUIPMENT | 20 | SQ | - | 0
COMPANY 01 | 394 | TOOLS, SHOP AND GARAGE EQUIPMENT | 20 | SQ | - | 0
COMPANY 01 | 395 | LABORATORY EQUIPMENT | 15 | SQ | - | 0
COMPANY 01 | 396.1 | MOBILE CRANES | 19 | S1.5 | - | 10
COMPANY 01 | 396.2 | MISCELLANEOUS AND NON-HIGHWAY EQUIPMENT | 13 | L2 | - | 10
COMPANY 01 | 397 | COMMUNICATION EQUIPMENT | 10 | SQ | - | 0
COMPANY 01 | 398 | MISCELLANEOUS EQUIPMENT | 20 | SQ | - | 0
COMPANY 02 | 390 | STRUCTURES AND IMPROVEMENTS | 45 | R2 | - | -5
COMPANY 02 | 392.2 | TRANSPORTATION EQUIPMENT - LIGHT TRUCKS AND VANS | 17 | R2.5 | - | 5
COMPANY 02 | 392.3 | TRANSPORTATION EQUIPMENT - MEDIUM TRUCKS | 19 | R2 | - | 15
COMPANY 02 | 392.5 | TRANSPORTATION EQUIPMENT - TRAILERS | 25 | S1.5 | - | 0
COMPANY 02 | 396.1 | HEAVY POWER OPERATED EQUIPMENT | 25 | R2.5 | - | 10
COMPANY 03 | 303 | MISCELLANEOUS INTANGIBLE PLANT | 5 | SQ | - | 0
COMPANY 03 | 303 | MISCELLANEOUS INTANGIBLE PLANT | 10 | SQ | - | 0
COMPANY 03 | 303 | MISCELLANEOUS INTANGIBLE PLANT | 15 | SQ | - | 0
COMPANY 03 | 361 | STRUCTURES AND IMPROVEMENTS | 65 | R2.5 | - | -15
COMPANY 03 | 362 | STATION EQUIPMENT | 47 | S0 | - | -35
COMPANY 03 | 364 | POLES, TOWERS AND FIXTURES | 56 | R1 | - | -60
COMPANY 03 | 365 | OVERHEAD CONDUCTORS AND DEVICES | 55 | R0.5 | - | -60
COMPANY 03 | 366 | UNDERGROUND CONDUIT | 65 | R1.5 | - | -50
COMPANY 03 | 367 | UNDERGROUND CONDUCTORS AND DEVICES | 60 | R1.5 | - | -60
COMPANY 03 | 368 | LINE TRANSFORMERS | 34 | L0.5 | - | 5
COMPANY 03 | 369.1 | SERVICES - OVERHEAD | 65 | R3 | - | -100
COMPANY 03 | 369.2 | SERVICES - UNDERGROUND | 46 | R1 | - | -100
COMPANY 03 | 370 | METERS | 18 | L1.5 | - | 10
COMPANY 03 | 371 | INSTALLATIONS ON CUSTOMERS' PREMISES | 25 | L0 | - | -40
COMPANY 03 | 373 | STREET LIGHTING AND SIGNAL SYSTEMS | 25 | L0 | - | -10
COMPANY 03 | 389 | LAND AND LAND RIGHTS - RIGHTS | 70 | R4 | - | 0
COMPANY 03 | 390.1 | STRUCTURES AND IMPROVEMENTS - MAJOR | 80 | S1.5 | - | -5
COMPANY 03 | 390.2 | STRUCTURES AND IMPROVEMENTS - MINOR | 40 | R1 | - | -5
COMPANY 03 | 390.2 | STRUCTURES AND IMPROVEMENTS - MISCELLANEOUS | 40 | S0 | - | -10
COMPANY 03 | 391 | OFFICE FURNITURE AND EQUIPMENT | 20 | SQ | - | 0
COMPANY 03 | 391.3 | COMPUTER HARDWARE | 7 | SQ | - | 0
COMPANY 03 | 392 | TRANSPORTATION EQUIPMENT - OTHER | 10 | S0.5 | - | 10
COMPANY 03 | 392.2 | LIGHT TRUCKS | 7 | L2.5 | - | 20
COMPANY 03 | 392.3 | MEDIUM TRUCKS | 12 | S2 | - | 20
COMPANY 03 | 392.4 | HEAVY TRUCKS | 14 | S1.5 | - | 20
COMPANY 03 | 392.5 | TRAILERS | 20 | L2 | - | 0
COMPANY 03 | 393 | STORES EQUIPMENT | 25 | SQ | - | 0
COMPANY 03 | 394 | TOOLS, SHOP AND GARAGE EQUIPMENT | 25 | SQ | - | 0
COMPANY 03 | 395 | LABORATORY EQUIPMENT | 20 | SQ | - | 0
COMPANY 03 | 396 | POWER OPERATED EQUIPMENT | 18 | L2.5 | - | 0
COMPANY 03 | 397 | COMMUNICATION EQUIPMENT - OTHER | 15 | SQ | - | 0
COMPANY 03 | 397.2 | MICROWAVE EQUIPMENT | 35 | R4 | - | -5
COMPANY 03 | 397.6 | COMMUNICATION EQUIPMENT - GPS | 5 | SQ | - | 0
COMPANY 03 | 398 | MISCELLANEOUS EQUIPMENT | 20 | SQ | - | 0
COMPANY 04 | 302 | FRANCHISES AND CONSENTS | 25 | SQ | - | 0
COMPANY 04 | 303 | MISCELLANEOUS INTANGIBLE PLANT | 10 | SQ | - | 0
COMPANY 04 | 310 | LAND RIGHTS | 100 | S4 | Y | 0
COMPANY 04 | 311 | STRUCTURES AND IMPROVEMENTS | 105 | R1.5 | Y | (14) - (18)
COMPANY 04 | 312 | BOILER PLANT EQUIPMENT | 85 | R0.5 | Y | (14) - (18)
COMPANY 04 | 314 | TURBOGENERATOR UNITS | 55 | R1 | Y | (14) - (18)
COMPANY 04 | 315 | ACCESSORY ELECTRIC EQUIPMENT | 75 | R2 | Y | (14) - (18)
COMPANY 04 | 316 | MISCELLANEOUS POWER PLANT EQUIPMENT | 50 | R0.5 | Y | (10) - (18)
COMPANY 04 | 340 | LAND RIGHTS | 75 | S4 | Y | 0
COMPANY 04 | 341 | STRUCTURES AND IMPROVEMENTS | 50 | R3 | Y | (5) - (13)
COMPANY 04 | 341.01 | STRUCTURES AND IMPROVEMENTS - SOLAR | 35 | S2 | - | 0
COMPANY 04 | 341.02 | STRUCTURES AND IMPROVEMENTS - WIND | 45 | R3 | Y | (3) - (4)
COMPANY 04 | 342 | FUEL HOLDERS, PRODUCERS AND ACCESSORIES | 55 | R4 | Y | (6) - (13)
COMPANY 04 | 343 | PRIME MOVERS | 40 | R2 | Y | (5) - (13)
COMPANY 04 | 343 | PRIME MOVERS - 5-YEAR LTSA | 5 | SQ | - | 0
COMPANY 04 | 343 | PRIME MOVERS - 20-YEAR LTSA | 20 | SQ | - | 0
COMPANY 04 | 344 | GENERATORS | 50 | R2 | Y | (5) - (13)
COMPANY 04 | 344.01 | GENERATORS - SOLAR | 25 | S2.5 | - | 0
COMPANY 04 | 344.02 | GENERATORS - WIND | 40 | R2.5 | Y | (3) - (4)
COMPANY 04 | 345 | ACCESSORY ELECTRIC EQUIPMENT | 55 | R2.5 | Y | (5) - (13)
COMPANY 04 | 345.01 | ACCESSORY ELECTRIC EQUIPMENT - SOLAR | 40 | S2.5 | - | 0
COMPANY 04 | 345.02 | ACCESSORY ELECTRIC EQUIPMENT - WIND | 35 | R2.5 | Y | (3) - (4)
COMPANY 04 | 346 | MISCELLANEOUS POWER PLANT EQUIPMENT | 45 | R2 | Y | (5) - (13)
COMPANY 04 | 346.02 | MISCELLANEOUS POWER PLANT EQUIPMENT - WIND | 35 | R2.5 | Y | (3) - (4)
COMPANY 04 | 350 | LAND RIGHTS | 75 | S4 | - | 0
COMPANY 04 | 352 | STRUCTURES AND IMPROVEMENTS | 65 | S4 | - | -5
COMPANY 04 | 353 | STATION EQUIPMENT | 56 | R2 | - | -30
COMPANY 04 | 354 | TOWERS AND FIXTURES | 75 | R4 | - | -25
COMPANY 04 | 355 | POLES AND FIXTURES | 57 | R1.5 | - | -75
COMPANY 04 | 356 | OVERHEAD CONDUCTORS AND DEVICES | 65 | R3 | - | -60
COMPANY 04 | 358 | UNDERGROUND CONDUCTORS AND DEVICES | 45 | S2.5 | - | 0
COMPANY 04 | 360 | LAND RIGHTS | 75 | S4 | - | 0
COMPANY 04 | 361 | STRUCTURES AND IMPROVEMENTS | 65 | R2.5 | - | -5
COMPANY 04 | 362 | STATION EQUIPMENT | 60 | R2 | - | -30
COMPANY 04 | 364 | POLES, TOWERS AND FIXTURES | 56 | R1 | - | -60
COMPANY 04 | 365 | OVERHEAD CONDUCTORS AND DEVICES | 55 | R0.5 | - | -55
COMPANY 04 | 366 | UNDERGROUND CONDUIT | 60 | R2.5 | - | -10
COMPANY 04 | 367 | UNDERGROUND CONDUCTORS AND DEVICES | 64 | R2.5 | - | -25
COMPANY 04 | 368 | LINE TRANSFORMERS | 44 | O1 | - | -50
COMPANY 04 | 369 | SERVICES | 55 | R4 | - | -20
COMPANY 04 | 370.1 | METERS - SMART METERS | 15 | S2.5 | - | -10
COMPANY 04 | 370.99 | METERS - METERING EQUIPMENT | 14 | L0 | - | -10
COMPANY 04 | 371 | INSTALLATIONS ON CUSTOMERS' PREMISES | 7 | R4 | - | 0
COMPANY 04 | 373 | STREET LIGHTING AND SIGNAL SYSTEMS | 27 | L0.5 | - | -50
COMPANY 04 | 389 | LAND RIGHTS | 50 | R4 | - | 0
COMPANY 04 | 390 | STRUCTURES AND IMPROVEMENTS | 45 | R2 | - | -5
COMPANY 04 | 391 | OFFICE FURNITURE AND EQUIPMENT | 15 | SQ | - | 0
COMPANY 04 | 391.4 | COMPUTERS AND SOFTWARE | 5 | SQ | - | 0
COMPANY 04 | 392.1 | CARS AND TRUCKS | 10 | S2.5 | - | 10
COMPANY 04 | 392.4 | HEAVY TRUCKS | 13 | L2.5 | - | 10
COMPANY 04 | 392.5 | TRAILERS | 24 | S0.5 | - | 10
COMPANY 04 | 393 | STORES EQUIPMENT | 25 | SQ | - | 0
COMPANY 04 | 394 | TOOLS, SHOP AND GARAGE EQUIPMENT | 25 | SQ | - | 0
COMPANY 04 | 395 | LABORATORY EQUIPMENT | 20 | SQ | - | 0
COMPANY 04 | 396 | POWER OPERATED EQUIPMENT | 19 | L2 | - | 15
COMPANY 04 | 397 | COMMUNICATION EQUIPMENT | 10 | SQ | - | 0
COMPANY 04 | 398 | MISCELLANEOUS EQUIPMENT | 20 | SQ | - | 0
COMPANY 05 | 311 | STRUCTURES AND IMPROVEMENTS | - | SQ | Y | -15
COMPANY 05 | 312 | BOILER PLANT EQUIPMENT | - | SQ | Y | -15
COMPANY 05 | 314 | TURBOGENERATOR UNITS | - | SQ | Y | -15
COMPANY 05 | 315 | ACCESSORY ELECTRIC EQUIPMENT | - | SQ | Y | -15
COMPANY 05 | 316 | MISCELLANEOUS POWER PLANT EQUIPMENT | 20 | SQ | - | 0
COMPANY 05 | 331 | STRUCTURES AND IMPROVEMENTS | - | SQ | Y | 0
COMPANY 05 | 332 | RESERVOIRS, DAMS AND WATERWAYS | - | SQ | Y | 0
COMPANY 05 | 333 | WATER WHEELS, TURBINES AND GENERATORS | - | SQ | Y | 0
COMPANY 05 | 334 | ACCESSORY ELECTRIC EQUIPMENT | - | SQ | Y | 0
COMPANY 05 | 335 | MISCELLANEOUS POWER PLANT EQUIPMENT | 20 | SQ | - | 0
COMPANY 05 | 336 | ROADS, RAILROADS AND BRIDGES | - | SQ | Y | 0
COMPANY 05 | 341 | STRUCTURES AND IMPROVEMENTS | - | SQ | Y | -5
COMPANY 05 | 342 | FUEL HOLDERS, PRODUCERS AND ACCESSORIES | - | SQ | Y | -5
COMPANY 05 | 343 | PRIME MOVERS | - | SQ | Y | -5
COMPANY 05 | 344 | GENERATORS | - | SQ | Y | -5
COMPANY 05 | 345 | ACCESSORY ELECTRIC EQUIPMENT | - | SQ | Y | -5
COMPANY 05 | 346 | MISCELLANEOUS POWER PLANT EQUIPMENT | 20 | SQ | - | 0
COMPANY 05 | 350 | LAND AND LAND RIGHTS - RIGHTS | 60 | R5 | - | 0
COMPANY 05 | 352 | STRUCTURES AND IMPROVEMENTS | 55 | R3 | - | -5
COMPANY 05 | 353 | STATION EQUIPMENT | 55 | R3 | - | -35
COMPANY 05 | 354 | TOWERS AND FIXTURES | 60 | R4 | - | -30
COMPANY 05 | 355 | POLES AND FIXTURES | 53 | R2 | - | -80
COMPANY 05 | 356 | OVERHEAD CONDUCTORS AND DEVICES | 45 | R2 | - | -120
COMPANY 05 | 357 | UNDERGROUND CONDUIT | 60 | R3 | - | 0
COMPANY 05 | 358 | UNDERGROUND CONDUCTORS AND DEVICES | 60 | R3 | - | -45
COMPANY 05 | 359 | ROADS AND TRAILS | 60 | R5 | - | 0
COMPANY 05 | 360 | LAND AND LAND RIGHTS - RIGHTS | 60 | R5 | - | 0
COMPANY 05 | 361 | STRUCTURES AND IMPROVEMENTS | 55 | R3 | - | -10
COMPANY 05 | 362 | STATION EQUIPMENT | 55 | R2 | - | -40
COMPANY 05 | 363 | STORAGE BATTERY EQUIPMENT | 10 | R2 | - | 0
COMPANY 05 | 364 | POLES, TOWERS AND FIXTURES | 45 | R2 | - | -120
COMPANY 05 | 365 | OVERHEAD CONDUCTORS AND DEVICES | 50 | R2 | - | -120
COMPANY 05 | 366 | UNDERGROUND CONDUIT | 60 | S5 | - | -20
COMPANY 05 | 367 | UNDERGROUND CONDUCTORS AND DEVICES | 55 | R3 | - | -150
COMPANY 05 | 368 | LINE TRANSFORMERS | 30 | L1 | - | -50
COMPANY 05 | 369.1 | SERVICES - OVERHEAD | 55 | R3 | - | -200
COMPANY 05 | 369.2 | SERVICES - UNDERGROUND | 60 | S2.5 | - | -175
COMPANY 05 | 370 | METERS | 20 | R1.5 | - | -20
COMPANY 05 | 373 | STREET LIGHTING AND SIGNAL SYSTEMS | 35 | R2 | - | -30
COMPANY 05 | 389 | LAND AND LAND RIGHTS - RIGHTS | 50 | R5 | - | 0
COMPANY 05 | 390 | STRUCTURES AND IMPROVEMENTS | 50 | R3 | - | -30
COMPANY 05 | 391.1 | OFFICE FURNITURE | 15 | SQ | - | 0
COMPANY 05 | 391.3 | DATA HANDLING | 10 | SQ | - | 0
COMPANY 05 | 391.3 | INFORMATION SYSTEMS | 5 | SQ | - | 0
COMPANY 05 | 392 | TRANSPORTATION EQUIPMENT | 14 | L2 | - | 10
COMPANY 05 | 393 | STORES EQUIPMENT | 25 | SQ | - | 0
COMPANY 05 | 394 | TOOLS, SHOP AND GARAGE EQUIPMENT | 25 | SQ | - | 0
COMPANY 05 | 395 | LABORATORY EQUIPMENT | 15 | SQ | - | 0
COMPANY 05 | 396 | POWER OPERATED EQUIPMENT | 18 | SQ | - | 0
COMPANY 05 | 397 | COMMUNICATION EQUIPMENT | 15 | SQ | - | 0
COMPANY 05 | 398 | MISCELLANEOUS EQUIPMENT | 15 | SQ | - | 0
COMPANY 06 | 303 | MISCELLANEOUS INTANGIBLE PLANT | 7 | SQ | - | -
COMPANY 06 | 350 | LAND AND LAND RIGHTS - RIGHTS | 75 | R4 | - | -
COMPANY 06 | 352 | STRUCTURES AND IMPROVEMENTS | 65 | R3 | - | -
COMPANY 06 | 353 | STATION EQUIPMENT | 57 | R2 | - | -
COMPANY 06 | 354 | TOWERS AND FIXTURES | 75 | R3 | - | -
COMPANY 06 | 355 | POLES AND FIXTURES | 60 | R1.5 | - | -
COMPANY 06 | 356 | OVERHEAD CONDUCTORS AND DEVICES | 65 | R2.5 | - | -
COMPANY 06 | 356.1 | OVERHEAD CONDUCTORS AND DEVICES - RIGHT OF WAY CLEARING | 75 | R4 | - | -
COMPANY 06 | 358 | UNDERGROUND CONDUCTORS AND DEVICES | 35 | S2 | - | -
COMPANY 06 | 360 | LAND AND LAND RIGHTS - RIGHTS | 75 | R4 | - | -
COMPANY 06 | 361 | STRUCTURES AND IMPROVEMENTS | 65 | R2.5 | - | -
COMPANY 06 | 362 | STATION EQUIPMENT | 60 | R1.5 | - | -
COMPANY 06 | 364 | POLES, TOWERS AND FIXTURES | 60 | R1.5 | - | -
COMPANY 06 | 365 | OVERHEAD CONDUCTORS AND DEVICES | 58 | R1 | - | -
COMPANY 06 | 365.2 | OVERHEAD CONDUCTORS AND DEVICES - RIGHT OF WAY CLEARING | 70 | R4 | - | -
COMPANY 06 | 366 | UNDERGROUND CONDUIT | 65 | R2.5 | - | -
COMPANY 06 | 367 | UNDERGROUND CONDUCTORS AND DEVICES | 43 | R2.5 | - | -
COMPANY 06 | 368 | LINE TRANSFORMERS | 41 | R1 | - | -
COMPANY 06 | 369.1 | SERVICES - OVERHEAD | 55 | R1.5 | - | -
COMPANY 06 | 369.2 | SERVICES - UNDERGROUND | 55 | R1.5 | - | -
COMPANY 06 | 370 | METERS | 25 | L0 | - | -
COMPANY 06 | 371 | INSTALLATIONS ON CUSTOMERS' PREMISES | 30 | R0.5 | - | -
COMPANY 06 | 372 | LEASED PRPOERTY ON CUSTOMERS' PREMISES | 40 | R2.5 | - | -
COMPANY 06 | 373 | STREET LIGHTING AND SIGNAL SYSTEMS | 24 | R1 | - | -
COMPANY 06 | 389 | LAND AND LAND RIGHTS - RIGHTS | 50 | SQ | - | -
COMPANY 06 | 390.1 | STRUCTURES AND IMPROVEMENTS - CLEARING - LARGE | - | SQ | Y | -
COMPANY 06 | 390.1 | STRUCTURES AND IMPROVEMENTS - LARGE | 80 | S0 | Y | -
COMPANY 06 | 390.2 | STRUCTURES AND IMPROVEMENTS - CLEARING - SMALL | 35 | R0.5 | - | -
COMPANY 06 | 390.2 | STRUCTURES AND IMPROVEMENTS - SMALL | 45 | S0 | - | -
COMPANY 06 | 391.1 | OFFICE FURNITURE | 20 | SQ | - | -
COMPANY 06 | 391.2 | OFFICE MACHINES | 10 | SQ | - | -
COMPANY 06 | 391.3 | DATA PROCESSING SMART METERS | 5 | SQ | - | -
COMPANY 06 | 391.4 | COMPUTERS AND SOFTWARE | 5 | SQ | - | -
COMPANY 06 | 392.4 | HEAVY TRUCKS | 13 | L3 | - | -
COMPANY 06 | 392.5 | TRAILERS | 28 | L2 | - | -
COMPANY 06 | 393 | STORES EQUIPMENT | 25 | SQ | - | -
COMPANY 06 | 394 | TOOLS, SHOP AND GARAGE EQUIPMENT | 25 | SQ | - | -
COMPANY 06 | 395 | LABORATORY EQUIPMENT | 20 | SQ | - | -
COMPANY 06 | 396 | POWER OPERATED EQUIPMENT | 33 | R1 | - | -
COMPANY 06 | 397 | COMMUNICATION EQUIPMENT | 15 | SQ | - | -
COMPANY 06 | 398 | MISCELLANEOUS EQUIPMENT | 20 | SQ | - | -
COMPANY 07 | 311 | STRUCTURES AND IMPROVEMENTS | 90 | R1.5 | Y | 0 - (2)
COMPANY 07 | 312 | BOILER PLANT EQUIPMENT | 55 | R0.5 | Y | (1) - (7)
COMPANY 07 | 312.6 | BOILER PLANT EQUIPMENT - ALUMINUM COAL CARS | 30 | R2.5 | - | 25
COMPANY 07 | 314 | TURBOGENERATOR UNITS | 60 | S0.5 | Y | 0 - (3)
COMPANY 07 | 315 | ACCESSORY ELECTRIC EQUIPMENT | 75 | S0 | Y | 0 - (2)
COMPANY 07 | 316 | MISCELLANEOUS POWER PLANT EQUIPMENT | 40 | L0 | Y | 0
COMPANY 07 | 316.11 | MISCELLANEOUS POWER PLANT EQUIPMENT - OFFICE FURNITURE | 20 | SQ | - | 0
COMPANY 07 | 316.12 | MISCELLANEOUS POWER PLANT EQUIPMENT - OFFICE EQUIPMENT | 15 | SQ | - | 0
COMPANY 07 | 316.13 | MISCELLANEOUS POWER PLANT EQUIPMENT - COMPUTERS | 5 | SQ | - | 0
COMPANY 07 | 321 | STRUCTURES AND IMPROVEMENTS | 125 | R1 | Y | -1
COMPANY 07 | 322 | REACTOR PLANT EQUIPMENT | 150 | R2.5 | Y | -6
COMPANY 07 | 323 | TURBOGENERATOR UNITS | 50 | S1 | Y | -4
COMPANY 07 | 324 | ACCESSORY ELECTRIC EQUIPMENT | 75 | R2 | Y | -1
COMPANY 07 | 325 | MISCELLANEOUS POWER PLANT EQUIPMENT | 35 | L0.5 | Y | 0
COMPANY 07 | 325.11 | MISCELLANEOUS POWER PLANT EQUIPMENT - OFFICE FURNITURE | 20 | SQ | - | 0
COMPANY 07 | 325.12 | MISCELLANEOUS POWER PLANT EQUIPMENT - OFFICE EQUIPMENT | 15 | SQ | - | 0
COMPANY 07 | 325.13 | MISCELLANEOUS POWER PLANT EQUIPMENT - COMPUTERS | 5 | SQ | - | 0
COMPANY 07 | 331 | STRUCTURES AND IMPROVEMENTS | 125 | R1 | Y | (2) - (5)
COMPANY 07 | 332 | RESERVOIRS, DAMS AND WATERWAYS | 150 | R2.5 | Y | (1) - (3)
COMPANY 07 | 333 | WATER WHEELS, TURBINES AND GENERATORS | 95 | S0 | Y | (8) - (26)
COMPANY 07 | 334 | ACCESSORY ELECTRIC EQUIPMENT | 65 | R1 | Y | (1) - (3)
COMPANY 07 | 335 | MISCELLANEOUS POWER PLANT EQUIPMENT | 50 | R0.5 | Y | 0
COMPANY 07 | 335.11 | MISCELLANEOUS POWER PLANT EQUIPMENT - OFFICE FURNITURE | 20 | SQ | - | 0
COMPANY 07 | 335.12 | MISCELLANEOUS POWER PLANT EQUIPMENT - OFFICE EQUIPMENT | 15 | SQ | - | 0
COMPANY 07 | 335.13 | MISCELLANEOUS POWER PLANT EQUIPMENT - COMPUTERS | 5 | SQ | - | 0
COMPANY 07 | 336 | ROADS, RAILROADS AND BRIDGES | 50 | R0.5 | Y | 0
COMPANY 07 | 341 | STRUCTURES AND IMPROVEMENTS | 40 | R3 | - | -5
COMPANY 07 | 342 | FUEL HOLDERS, PRODUCERS AND ACCESSORIES | 45 | R3 | - | -5
COMPANY 07 | 344 | GENERATORS - CTG | 8 | S2.5 | - | 40
COMPANY 07 | 344 | GENERATORS - OTHER CTs | 45 | R4 | - | -5
COMPANY 07 | 344.01 | GENERATORS - SOLAR | 20 | S2.5 | - | 0
COMPANY 07 | 345 | ACCESSORY ELECTRIC EQUIPMENT | 40 | R2.5 | - | -5
COMPANY 07 | 346 | MISCELLANEOUS POWER PLANT EQUIPMENT | 22 | L2.5 | - | 0
COMPANY 07 | 346.11 | MISCELLANEOUS POWER PLANT EQUIPMENT - OFFICE FURNITURE | 20 | SQ | - | 0
COMPANY 07 | 346.12 | MISCELLANEOUS POWER PLANT EQUIPMENT - OFFICE EQUIPMENT | 15 | SQ | - | 0
COMPANY 07 | 346.13 | MISCELLANEOUS POWER PLANT EQUIPMENT - COMPUTERS | 5 | SQ | - | 0
COMPANY 07 | 352 | STRUCTURES AND IMPROVEMENTS | 65 | R2.5 | - | -5
COMPANY 07 | 353 | STATION EQUIPMENT | 60 | R2 | - | -5
COMPANY 07 | 354 | TOWERS AND FIXTURES | 70 | R4 | - | -40
COMPANY 07 | 355 | POLES AND FIXTURES | 60 | R3 | - | -100
COMPANY 07 | 356 | OVERHEAD CONDUCTORS AND DEVICES | 60 | R4 | - | -25
COMPANY 07 | 359 | ROADS AND TRAILS | 70 | R4 | - | 0
COMPANY 07 | 361 | STRUCTURES AND IMPROVEMENTS | 60 | R2.5 | - | -5
COMPANY 07 | 362 | STATION EQUIPMENT | 60 | R2.5 | - | -10
COMPANY 07 | 364 | POLES, TOWERS AND FIXTURES | 50 | R2.5 | - | -150
COMPANY 07 | 365 | OVERHEAD CONDUCTORS AND DEVICES | 50 | R1 | - | -50
COMPANY 07 | 366 | UNDERGROUND CONDUIT | 70 | R3 | - | -50
COMPANY 07 | 367 | UNDERGROUND CONDUCTORS AND DEVICES | 57 | R2 | - | -40
COMPANY 07 | 368 | LINE TRANSFORMERS | 42 | R2.5 | - | 5
COMPANY 07 | 369.1 | SERVICES - OVERHEAD | 47 | R2.5 | - | -200
COMPANY 07 | 369.2 | SERVICES - UNDERGROUND | 60 | R3 | - | -90
COMPANY 07 | 370 | METERS | 28 | S0.5 | - | -5
COMPANY 07 | 371 | INSTALLATIONS ON CUSTOMERS' PREMISES | 30 | O1 | - | 0
COMPANY 07 | 373 | STREET LIGHTING AND SIGNAL SYSTEMS | 38 | S0 | - | -35
COMPANY 07 | 390.1 | STRUCTURES AND IMPROVEMENTS - LARGE | 50 | R1.5 | - | -10
COMPANY 07 | 390.2 | STRUCTURES AND IMPROVEMENTS - MISCELLANEOUS | 45 | S0 | - | -10
COMPANY 07 | 390.2 | STRUCTURES AND IMPROVEMENTS - TRAINING ASSETS | 5 | SQ | - | 0
COMPANY 07 | 391.1 | OFFICE FURNITURE AND EQUIPMENT - FURNITURE | 20 | SQ | - | 0
COMPANY 07 | 391.2 | OFFICE FURNITURE AND EQUIPMENT - EQUIPMENT | 15 | SQ | - | 0
COMPANY 07 | 391.3 | OFFICE FURNITURE AND EQUIPMENT - PERSONAL COMPUTERS | 5 | SQ | - | 0
COMPANY 07 | 392 | TRANSPORTATION EQUIPMENT | 11 | R2 | - | 15
COMPANY 07 | 392 | TRANSPORTATION EQUIPMENT - TRAINING ASSETS | 5 | SQ | - | 0
COMPANY 07 | 393 | STORES EQUIPMENT | 20 | SQ | - | 0
COMPANY 07 | 394 | TOOLS, SHOP AND GARAGE EQUIPMENT | 20 | SQ | - | 0
COMPANY 07 | 394 | TOOLS, SHOP AND GARAGE EQUIPMENT - TRAINING ASSETS | 5 | SQ | - | 0
COMPANY 07 | 395 | LABORATORY EQUIPMENT | 20 | SQ | - | 0
COMPANY 07 | 396 | POWER OPERATED EQUIPMENT | 15 | L2 | - | 15
COMPANY 07 | 397 | COMMUNICATION EQUIPMENT | 15 | SQ | - | 0
COMPANY 07 | 397 | COMMUNICATION EQUIPMENT - TRAINING ASSETS | 5 | SQ | - | 0
COMPANY 07 | 398 | MISCELLANEOUS EQUIPMENT | 20 | SQ | - | 0
COMPANY 08 | 311 | STRUCTURES AND IMPROVEMENTS | 90 | R2.5 | Y | (3) - (20)
COMPANY 08 | 312 | BOILER PLANT EQUIPMENT | 60 | S0.5 | Y | (4) - (25)
COMPANY 08 | 312.2 | POLLUTION CONTROL EQUIPMENT | 45 | R3 | Y | (2) - (12)
COMPANY 08 | 314 | TURBOGENERATOR UNITS | 60 | R1.5 | Y | (4) - (18)
COMPANY 08 | 315 | ACCESSORY ELECTRIC EQUIPMENT | 60 | S0.5 | Y | (2) - (20)
COMPANY 08 | 316 | MISCELLANEOUS POWER PLANT EQUIPMENT | 35 | S1 | Y | (4) - (14)
COMPANY 08 | 341 | STRUCTURES AND IMPROVEMENTS - COMBINED CYCLE | 55 | R3 | Y | 0 - (28)
COMPANY 08 | 342 | FUEL HOLDERS, PRODUCERS AND ACCESSORIES | 55 | R3 | Y | (1) - (29)
COMPANY 08 | 343 | PRIME MOVERS | 45 | R2 | Y | (1) - (19)
COMPANY 08 | 344 | GENERATORS | 50 | R2.5 | Y | (1) - (22)
COMPANY 08 | 345 | ACCESSORY ELECTRIC EQUIPMENT | 50 | R2.5 | Y | 0 - (20)
COMPANY 08 | 346 | MISCELLANEOUS POWER PLANT EQUIPMENT | 32 | S2.5 | Y | (1) - (24)
COMPANY 08 | 352 | STRUCTURES AND IMPROVEMENTS | 70 | R3 | - | -5
COMPANY 08 | 353 | STATION EQUIPMENT | 58 | R2 | - | -5
COMPANY 08 | 353.2 | STATION EQUIPMENT - COMMUNICATION EQUIPMENT | 25 | S2.5 | - | 0
COMPANY 08 | 354 | TOWERS AND FIXTURES | 60 | R3 | - | -20
COMPANY 08 | 355 | POLES AND FIXTURES | 60 | R2 | - | -70
COMPANY 08 | 356 | OVERHEAD CONDUCTORS AND DEVICES | 65 | R3 | - | -60
COMPANY 08 | 357 | UNDERGROUND CONDUIT | 45 | S2 | - | 0
COMPANY 08 | 358 | UNDERGROUND CONDUCTORS AND DEVICES | 50 | S4 | - | 0
COMPANY 08 | 361 | STRUCTURES AND IMPROVEMENTS | 65 | R3 | - | -10
COMPANY 08 | 362 | STATION EQUIPMENT | 54 | R2 | - | -10
COMPANY 08 | 364 | POLES, TOWERS AND FIXTURES | 54 | S2.5 | - | -100
COMPANY 08 | 365 | OVERHEAD CONDUCTORS AND DEVICES | 57 | R1.5 | - | -70
COMPANY 08 | 366 | UNDERGROUND CONDUIT | 49 | R3 | - | -50
COMPANY 08 | 367 | UNDERGROUND CONDUCTORS AND DEVICES | 47 | R2.5 | - | -45
COMPANY 08 | 368 | LINE TRANSFORMERS | 42 | R2 | - | -20
COMPANY 08 | 369.1 | SERVICES - OVERHEAD | 60 | R4 | - | -125
COMPANY 08 | 369.2 | SERVICES - UNDERGROUND | 40 | R5 | - | -25
COMPANY 08 | 370 | METERS | 51 | R2 | - | -5
COMPANY 08 | 370.99 | LOAD RESEARCH METERS | 20 | S2.5 | - | 0
COMPANY 08 | 371 | INSTALLATIONS ON CUSTOMERS' PREMISES | 33 | R1.5 | - | -15
COMPANY 08 | 373 | STREET LIGHTING AND SIGNAL SYSTEMS | 32 | L0.5 | - | -20
COMPANY 08 | 390 | STRUCTURES AND IMPROVEMENTS | 40 | R1.5 | - | -15
COMPANY 08 | 391.1 | OFFICE FURNITURE | 20 | SQ | - | 0
COMPANY 08 | 391.2 | OFFICE EQUIPMENT | 20 | SQ | - | 0
COMPANY 08 | 391.3 | COMPUTER HARDWARE | 8 | SQ | - | 0
COMPANY 08 | 391.4 | COMPUTERS AND SOFTWARE | 9 | SQ | - | 0
COMPANY 08 | 392.1 | PASSENGER CARS AND VANS | 8 | S2.5 | - | 15
COMPANY 08 | 392.2 | LIGHT TRUCKS | 10 | S2.5 | - | 15
COMPANY 08 | 392.2 | TRACTORS | 15 | R4 | - | 15
COMPANY 08 | 392.3 | MEDIUM TRUCKS | 9 | L3 | - | 15
COMPANY 08 | 392.4 | HEAVY TRUCKS | 13 | L3 | - | 15
COMPANY 08 | 392.5 | TRAILERS | 19 | S0 | - | 15
COMPANY 08 | 393 | STORES EQUIPMENT | 25 | SQ | - | 0
COMPANY 08 | 394 | TOOLS, SHOP AND GARAGE EQUIPMENT | 25 | SQ | - | 0
COMPANY 08 | 395 | LABORATORY EQUIPMENT | 30 | SQ | - | 0
COMPANY 08 | 396 | POWER OPERATED EQUIPMENT | 19 | S1.5 | - | 15
COMPANY 08 | 397 | COMMUNICATION EQUIPMENT | 27 | SQ | - | 0
COMPANY 08 | 398 | MISCELLANEOUS EQUIPMENT | 25 | SQ | - | 0
COMPANY 09 | 303 | MISCELLANEOUS INTANGIBLE PLANT | - | SQ | - | 0
COMPANY 09 | 311 | STRUCTURES AND IMPROVEMENTS | 100 | S0 | Y | 0
COMPANY 09 | 312 | BOILER PLANT EQUIPMENT | 65 | S0.5 | Y | 0
COMPANY 09 | 314 | TURBOGENERATOR UNITS | 70 | R1.5 | Y | 0
COMPANY 09 | 315 | ACCESSORY ELECTRIC EQUIPMENT | 80 | S0 | Y | 0
COMPANY 09 | 316 | MISCELLANEOUS POWER PLANT EQUIPMENT | 60 | R1.5 | Y | 0
COMPANY 09 | 321 | STRUCTURES AND IMPROVEMENTS | 100 | S0 | Y | 0
COMPANY 09 | 322 | REACTOR PLANT EQUIPMENT | 60 | S0.5 | Y | 0
COMPANY 09 | 323 | TURBOGENERATOR UNITS | 45 | S0.5 | Y | 0
COMPANY 09 | 324 | ACCESSORY ELECTRIC EQUIPMENT | 60 | R2 | Y | 0
COMPANY 09 | 325 | MISCELLANEOUS POWER PLANT EQUIPMENT | 50 | S0 | Y | 0
COMPANY 09 | 331 | STRUCTURES AND IMPROVEMENTS | 120 | R1 | Y | 0
COMPANY 09 | 332 | RESERVOIRS, DAMS AND WATERWAYS | 120 | R2 | Y | 0
COMPANY 09 | 333 | WATER WHEELS, TURBINES AND GENERATORS | 80 | S1.5 | Y | 0
COMPANY 09 | 334 | ACCESSORY ELECTRIC EQUIPMENT | 55 | R1.5 | Y | 0
COMPANY 09 | 335 | MISCELLANEOUS POWER PLANT EQUIPMENT | 60 | S1 | Y | 0
COMPANY 09 | 336 | ROADS, RAILROADS AND BRIDGES | 80 | S1 | Y | 0
COMPANY 09 | 341 | STRUCTURES AND IMPROVEMENTS | 65 | S0 | Y | 0
COMPANY 09 | 341.02 | STRUCTURES AND IMPROVEMENTS - WIND | 5 | S4 | - | 0
COMPANY 09 | 342 | FUEL HOLDERS, PRODUCERS AND ACCESSORIES | 60 | S0 | Y | 0
COMPANY 09 | 344 | GENERATORS | 50 | R1.5 | Y | 0
COMPANY 09 | 345 | ACCESSORY ELECTRIC EQUIPMENT | 50 | R1.5 | Y | 0
COMPANY 09 | 345.02 | ACCESSORY ELECTRIC EQUIPMENT - WIND | 12 | S2 | - | 0
COMPANY 09 | 346 | MISCELLANEOUS POWER PLANT EQUIPMENT | 40 | S1 | Y | 0
COMPANY 09 | 346.02 | MISCELLANEOUS POWER PLANT EQUIPMENT - WIND | 5 | S4 | - | 0
COMPANY 09 | 353 | STATION EQUIPMENT | 60 | R2 | - | 0
COMPANY 09 | 390 | STRUCTURES AND IMPROVEMENTS | 50 | R1 | - | 0
COMPANY 09 | 391 | OFFICE FURNITURE AND EQUIPMENT | 15 | SQ | - | 0
COMPANY 09 | 391.2 | OFFICE EQUIPMENT | 10 | SQ | - | 0
COMPANY 09 | 391.4 | COMPUTERS AND SOFTWARE | 5 | SQ | - | 0
COMPANY 09 | 392.1 | PASSENGER CARS AND VANS | 8 | R3 | - | 6
COMPANY 09 | 392.2 | LIGHT TRUCKS | 10 | R4 | - | 6
COMPANY 09 | 392.4 | HEAVY TRUCKS | 13 | R5 | - | 6
COMPANY 09 | 394 | TOOLS, SHOP AND GARAGE EQUIPMENT | 20 | SQ | - | 0
COMPANY 09 | 395 | LABORATORY EQUIPMENT | 15 | SQ | - | 0
COMPANY 09 | 396 | POWER OPERATED EQUIPMENT | 15 | S2 | - | 0
COMPANY 09 | 397 | COMMUNICATION EQUIPMENT | 20 | SQ | - | 0
COMPANY 09 | 398 | MISCELLANEOUS EQUIPMENT | 15 | SQ | - | 0
COMPANY 10 | 350 | LAND RIGHTS | 75 | R3 | - | 0
COMPANY 10 | 352 | STRUCTURES AND IMPROVEMENTS | 75 | R4 | - | 0
COMPANY 10 | 353 | STATION EQUIPMENT | 53 | R1.5 | - | -20
COMPANY 10 | 354 | TOWERS AND FIXTURES | 80 | R4 | - | -10
COMPANY 10 | 355 | POLES AND FIXTURES | 60 | R2 | - | -20
COMPANY 10 | 356 | OVERHEAD CONDUCTORS AND DEVICES | 65 | R2 | - | -50
COMPANY 10 | 356.1 | OVERHEAD CONDUCTORS AND DEVICES - CLEARING | 65 | R2 | - | 0
COMPANY 10 | 357 | UNDERGROUND CONDUIT | 60 | R2 | - | 0
COMPANY 10 | 358 | UNDERGROUND CONDUCTORS AND DEVICES | 55 | R3 | - | -15
COMPANY 10 | 359 | ROADS AND TRAILS | 70 | R4 | - | 0
COMPANY 10 | 360 | DISTRIBUTION EASEMENTS | 80 | R4 | - | -
COMPANY 10 | 361 | STRUCTURES AND IMPROVEMENTS | 70 | R4 | - | -
COMPANY 10 | 362 | STATION EQUIPMENT | 59 | R2 | - | -
COMPANY 10 | 364 | POLES, TOWERS AND FIXTURES | 49 | R1.5 | - | -
COMPANY 10 | 365 | OVERHEAD CONDUCTORS AND DEVICES | 37 | R1 | - | -
COMPANY 10 | 365.2 | OVERHEAD CONDUCTORS AND DEVICES - CLEARING | 65 | R5 | - | -
COMPANY 10 | 366 | UNDERGROUND CONDUIT | 75 | R4 | - | -
COMPANY 10 | 367 | UNDERGROUND CONDUCTORS AND DEVICES | 45 | S0.5 | - | -
COMPANY 10 | 368 | LINE TRANSFORMERS | 39 | R1 | - | -
COMPANY 10 | 369 | SERVICES | 60 | R2.5 | - | -
COMPANY 10 | 370 | METERS | 23 | L0.5 | - | -
COMPANY 10 | 371 | INSTALLATIONS ON CUSTOMERS' PREMISES | 28 | R2 | - | -
COMPANY 10 | 373 | STREET LIGHTING AND SIGNAL SYSTEMS | 28 | R1.5 | - | -
COMPANY 10 | 373.3 | STREET LIGHTING AND SIGNAL SYSTEMS - LED | 30 | R0.5 | - | -
COMPANY 10 | 389 | LAND AND LAND RIGHTS - RIGHTS | 50 | R3 | - | -
COMPANY 10 | 390 | STRUCTURES AND IMPROVEMENTS | 50 | R1.5 | - | -
COMPANY 10 | 390 | STRUCTURES AND IMPROVEMENTS - CLEARING | 60 | R3 | - | -
COMPANY 10 | 391.1 | OFFICE FURNITURE | 25 | SQ | - | -
COMPANY 10 | 391.2 | OFFICE EQUIPMENT | 20 | SQ | - | -
COMPANY 10 | 391.3 | INFORMATION SYSTEMS | 5 | SQ | - | -
COMPANY 10 | 391.4 | PERSONAL COMPUTERS | 5 | SQ | - | -
COMPANY 10 | 392 | TRANSPORTATION EQUIPMENT | 13 | L2 | - | -
COMPANY 10 | 393 | STORES EQUIPMENT | 30 | SQ | - | -
COMPANY 10 | 394 | TOOLS, SHOP AND GARAGE EQUIPMENT | 25 | SQ | - | -
COMPANY 10 | 395 | LABORATORY EQUIPMENT | 20 | SQ | - | -
COMPANY 10 | 396 | POWER OPERATED EQUIPMENT | 20 | S1 | - | -
COMPANY 10 | 397 | COMMUNICATION EQUIPMENT | 20 | SQ | - | -
COMPANY 10 | 398 | MISCELLANEOUS EQUIPMENT | 20 | SQ | - | -
COMPANY 100 | 352 | STRUCTURES AND IMPROVEMENTS | 50 | R2.5 | - | -
COMPANY 100 | 353 | STATION EQUIPMENT | 58 | R2.5 | - | -
COMPANY 100 | 354 | TOWERS AND FIXTURES | 70 | R4 | - | -
COMPANY 100 | 355 | POLES AND FIXTURES | 65 | R4 | - | -
COMPANY 100 | 356 | OVERHEAD CONDUCTORS AND DEVICES | 62 | R4 | - | -
COMPANY 100 | 357 | UNDERGROUND CONDUIT | 65 | R4 | - | -
COMPANY 100 | 358 | UNDERGROUND CONDUCTORS AND DEVICES | 60 | R4 | - | -
COMPANY 100 | 359 | ROADS AND TRAILS | 50 | R4 | - | -
COMPANY 100 | 361 | STRUCTURES AND IMPROVEMENTS | 50 | R2.5 | - | -
COMPANY 100 | 362 | STATION EQUIPMENT | 53 | R3 | - | -
COMPANY 100 | 364 | POLES, TOWERS AND FIXTURES | 53 | R2 | - | -
COMPANY 100 | 365 | OVERHEAD CONDUCTORS AND DEVICES | 52 | R2.5 | - | -
COMPANY 100 | 366 | UNDERGROUND CONDUIT | 70 | R4 | - | -
COMPANY 100 | 367 | UNDERGROUND CONDUCTORS AND DEVICES | 54 | S0.5 | - | -
COMPANY 100 | 368 | LINE TRANSFORMERS | 47 | R1.5 | - | -
COMPANY 100 | 369.1 | SERVICES - OVERHEAD | 53 | R4 | - | -
COMPANY 100 | 369.2 | SERVICES - UNDERGROUND | 55 | R3 | - | -
COMPANY 100 | 370 | METER TRANSFORMERS | 35 | R2 | - | -
COMPANY 100 | 370.1 | SMART METERS | 15 | S2 | - | -
COMPANY 100 | 371 | INSTALLATIONS ON CUSTOMERS' PREMISES | 36 | R4 | - | -
COMPANY 100 | 371.2 | INSTALLATIONS ON CUSTOMERS' PREMISES - DLC SWITCHES |  |  | - | -
COMPANY 100 | 373 | STREET LIGHTING AND SIGNAL SYSTEMS | 24 | L0 | - | -
COMPANY 100 | 390 | STRUCTURES AND IMPROVEMENTS - ELECTRIC PLANT | 45 | S0 | - | -
COMPANY 100 | 390 | STRUCTURES AND IMPROVEMENTS - COMMON PLANT | 55 | R1 | - | -
COMPANY 100 | 391.1 | OFFICE FURNITURE AND EQUIPMENT - FURNITURE AND FIXTURES | 15 | SQ | - | -
COMPANY 100 | 391.2 | OFFICE FURNITURE AND EQUIPMENT - OFFICE MACHINES | 10 | SQ | - | -
COMPANY 100 | 391.3 | OFFICE FURNITURE AND EQUIPMENT - COMPUTERS | 5 | SQ | - | -
COMPANY 100 | 391.4 | OFFICE FURNITURE AND EQUIPMENT - SMART METER COMPUTER EQUIPMENT | 5 | SQ | - | -
COMPANY 100 | 392.1 | TRANSPORTATION EQUIPMENT - AUTOMOBILES | 6 | L3 | - | -
COMPANY 100 | 392.1 | TRANSPORTATION EQUIPMENT - TRACTORS | 11 | L2 | - | -
COMPANY 100 | 392.1 | TRANSPORTATION EQUIPMENT - OTHER VEHICLES | 15 | L2 | - | -
COMPANY 100 | 392.2 | TRANSPORTATION EQUIPMENT - LIGHT TRUCKS | 12 | S4 | - | -
COMPANY 100 | 392.3 | TRANSPORTATION EQUIPMENT - MEDIUM TRUCKS | 8 | L4 | - | -
COMPANY 100 | 392.4 | TRANSPORTATION EQUIPMENT - HEAVY TRUCKS | 14 | R4 | - | -
COMPANY 100 | 392.5 | TRANSPORTATION EQUIPMENT - TRAILERS | 14 | L1.5 | - | -
COMPANY 100 | 393 | STORES EQUIPMENT | 15 | SQ | - | -
COMPANY 100 | 394 | TOOLS, SHOP AND GARAGE EQUIPMENT | 15 | SQ | - | -
COMPANY 100 | 394 | TOOLS, SHOP AND GARAGE EQUIPMENT - GARAGE EQUIPMENT | 20 | SQ | - | -
COMPANY 100 | 395 | LABORATORY EQUIPMENT - TESTING | 20 | SQ | - | -
COMPANY 100 | 395 | LABORATORY EQUIPMENT - METERS | 15 | SQ | - | -
COMPANY 100 | 396 | POWER OPERATED EQUIPMENT | 12 | R1.5 | - | -
COMPANY 100 | 397 | COMMUNICATION EQUIPMENT | 20 | L3 | - | -
COMPANY 100 | 397.7 | COMMUNICATION EQUIPMENT - SMART METERS | 15 | S2 | - | -
COMPANY 100 | 398 | MISCELLANEOUS EQUIPMENT | 15 | SQ | - | -
COMPANY 11 | 311 | STRUCTURES AND IMPROVEMENTS | 95 | R2.5 | Y | (10) - (25)
COMPANY 11 | 311.1 | STRUCTURES AND IMPROVEMENTS - ASH PONDS | 100 | S4 | Y | 0
COMPANY 11 | 312 | BOILER PLANT EQUIPMENT | 60 | R1 | Y | (10) - (14)
COMPANY 11 | 314 | TURBOGENERATOR UNITS | 60 | R2.5 | Y | (10) - (14)
COMPANY 11 | 315 | ACCESSORY ELECTRIC EQUIPMENT | 65 | R3 | Y | (10) - (14)
COMPANY 11 | 316 | MISCELLANEOUS POWER PLANT EQUIPMENT | 45 | R2.5 | Y | (2) - (14)
COMPANY 12 | 361 | STRUCTURES AND IMPROVEMENTS | 65 | R3 | - | -20
COMPANY 12 | 362 | STATION EQUIPMENT | 50 | R2.5 | - | -30
COMPANY 12 | 364 | POLES, TOWERS AND FIXTURES | 50 | R2 | - | -80
COMPANY 12 | 365 | OVERHEAD CONDUCTORS AND DEVICES | 45 | S2 | - | -80
COMPANY 12 | 366 | UNDERGROUND CONDUIT | 65 | R4 | - | -50
COMPANY 12 | 367 | UNDERGROUND CONDUCTORS AND DEVICES | 60 | R2.5 | - | -60
COMPANY 12 | 368 | LINE TRANSFORMERS | 35 | R1.5 | - | -40
COMPANY 12 | 369.1 | SERVICES - OVERHEAD | 50 | R1 | - | -60
COMPANY 12 | 369.2 | SERVICES - UNDERGROUND | 50 | S4 | - | -60
COMPANY 12 | 369.2 | SERVICES - UNDERGROUND CABLE | 55 | S1.5 | - | -50
COMPANY 12 | 370 | METERS | 30 | O1 | - | -2
COMPANY 12 | 370.1 | METERS - AMI | 15 | S2.5 | - | 0
COMPANY 12 | 371 | INSTALLATIONS ON CUSTOMERS' PREMISES | 35 | S2 | - | 0
COMPANY 12 | 373 | STREET LIGHTING AND SIGNAL SYSTEMS | 35 | R2.5 | - | -50
COMPANY 12 | 390.1 | STRUCTURES AND IMPROVEMENTS - MAJOR | 65 | R2 | Y | -15
COMPANY 12 | 390.2 | STRUCTURES AND IMPROVEMENTS - SMALL | 50 | R3 | - | -15
COMPANY 12 | 391.1 | OFFICE FURNITURE | 15 | SQ | - | 0
COMPANY 12 | 391.3 | INFORMATION SYSTEMS | 10 | SQ | - | 0
COMPANY 12 | 393 | STORES EQUIPMENT | 25 | SQ | - | 0
COMPANY 12 | 394 | TOOLS, SHOP AND GARAGE EQUIPMENT | 25 | SQ | - | 0
COMPANY 12 | 395 | LABORATORY EQUIPMENT | 15 | SQ | - | 0
COMPANY 12 | 396 | POWER OPERATED EQUIPMENT | 25 | S3 | - | 0
COMPANY 12 | 397 | COMMUNICATION EQUIPMENT | 20 | L2.5 | - | 0
COMPANY 12 | 397 | COMMUNICATION EQUIPMENT - AMORTIZED | 15 | SQ | - | 0
COMPANY 12 | 397.6 | COMMUNICATION EQUIPMENT - DISTRIBUTION AUTOMATION | 15 | S2.5 | - | 0
COMPANY 12 | 398 | MISCELLANEOUS EQUIPMENT | 20 | SQ | - | 0
COMPANY 13 | 352 | STRUCTURES AND IMPROVEMENTS | 60 | R3 | - | -10
COMPANY 13 | 353 | STATION EQUIPMENT | 60 | R2 | - | -15
COMPANY 13 | 354 | TOWERS AND FIXTURES | 65 | R4 | - | -20
COMPANY 13 | 355 | POLES AND FIXTURES | 55 | R3 | - | -50
COMPANY 13 | 356 | OVERHEAD CONDUCTORS AND DEVICES | 60 | R2.5 | - | -25
COMPANY 13 | 357 | UNDERGROUND CONDUIT | 65 | S2.5 | - | 0
COMPANY 13 | 358 | UNDERGROUND CONDUCTORS AND DEVICES | 45 | S2 | - | -10
COMPANY 13 | 361 | STRUCTURES AND IMPROVEMENTS | 60 | R3 | - | -10
COMPANY 13 | 362 | STATION EQUIPMENT | 55 | R2 | - | -25
COMPANY 13 | 364 | POLES, TOWERS AND FIXTURES | 55 | R2.5 | - | -65
COMPANY 13 | 365 | OVERHEAD CONDUCTORS AND DEVICES | 55 | R1.5 | - | -70
COMPANY 13 | 366 | UNDERGROUND CONDUIT | 70 | R3 | - | -5
COMPANY 13 | 367 | UNDERGROUND CONDUCTORS AND DEVICES | 55 | R3 | - | -30
COMPANY 13 | 368 | LINE TRANSFORMERS | 42 | R1.5 | - | -10
COMPANY 13 | 369 | SERVICES | 60 | R4 | - | -75
COMPANY 13 | 370 | METERS | 33 | R0.5 | - | -15
COMPANY 13 | 371 | INSTALLATIONS ON CUSTOMERS' PREMISES | 30 | R1 | - | -35
COMPANY 13 | 373 | STREET LIGHTING AND SIGNAL SYSTEMS | 28 | R1 | - | -30
COMPANY 13 | 390 | STRUCTURES AND IMPROVEMENTS | 50 | R2 | - | -10
COMPANY 13 | 391 | OFFICE FURNITURE AND EQUIPMENT | 20 | SQ | - | 0
COMPANY 13 | 391.3 | ELECTRONIC DATA PROCESSING | 5 | SQ | - | 0
COMPANY 13 | 392 | TRANSPORTATION EQUIPMENT | 13 | L3 | - | 10
COMPANY 13 | 393 | STORES EQUIPMENT | 30 | SQ | - | 0
COMPANY 13 | 394 | TOOLS, SHOP AND GARAGE EQUIPMENT | 25 | SQ | - | 0
COMPANY 13 | 395 | LABORATORY EQUIPMENT | 25 | SQ | - | 0
COMPANY 13 | 396 | POWER OPERATED EQUIPMENT | 20 | L2 | - | 5
COMPANY 13 | 397 | COMMUNICATION EQUIPMENT | 15 | SQ | - | 0
COMPANY 13 | 398 | MISCELLANEOUS EQUIPMENT | 20 | SQ | - | 0
COMPANY 14 | 310 | LAND AND LAND RIGHTS - RIGHTS | - | SQ | Y | 0
COMPANY 14 | 311 | STRUCTURES AND IMPROVEMENTS | 90 | R1.5 | Y | (7) - (41)
COMPANY 14 | 312 | BOILER PLANT EQUIPMENT | 65 | R1.5 | Y | (7) - (41)
COMPANY 14 | 312.4 | COAL TRANSPORTATION EQUIPMENT | 35 | S3 | Y | 0
COMPANY 14 | 312.5 | RAIL SPUR | 55 | R3 | Y | -8
COMPANY 14 | 314 | TURBOGENERATOR UNITS | 65 | S1 | Y | (7) - (41)
COMPANY 14 | 315 | ACCESSORY ELECTRIC EQUIPMENT | 75 | R2.5 | Y | (7) - (41)
COMPANY 14 | 316 | MISCELLANEOUS POWER PLANT EQUIPMENT | 50 | S0 | Y | (7) - (41)
COMPANY 14 | 341 | STRUCTURES AND IMPROVEMENTS | 55 | R2 | Y | (9) - (18)
COMPANY 14 | 342 | FUEL HOLDERS, PRODUCERS AND ACCESSORIES | 55 | R4 | Y | (4) - (33)
COMPANY 14 | 344 | GENERATORS | 55 | R2 | Y | (2) - (33)
COMPANY 14 | 345 | ACCESSORY ELECTRIC EQUIPMENT | 25 | L2 | Y | (4) - (33)
COMPANY 14 | 346 | MISCELLANEOUS POWER PLANT EQUIPMENT | 40 | S0 | Y | (4) - (33)
COMPANY 14 | 350 | LAND AND LAND RIGHTS - RIGHTS | 75 | R4 | - | 0
COMPANY 14 | 352 | STRUCTURES AND IMPROVEMENTS | 60 | R3 | - | -5
COMPANY 14 | 353 | STATION EQUIPMENT | 60 | R1.5 | - | -5
COMPANY 14 | 354 | TOWERS AND FIXTURES | 75 | R3 | - | -40
COMPANY 14 | 355 | POLES AND FIXTURES | 46 | R1 | - | -60
COMPANY 14 | 356 | OVERHEAD CONDUCTORS AND DEVICES | 65 | R2.5 | - | -60
COMPANY 14 | 358 | UNDERGROUND CONDUCTORS AND DEVICES | 45 | R4 | - | 0
COMPANY 14 | 360 | LAND AND LAND RIGHTS - RIGHTS | 70 | R4 | - | 0
COMPANY 14 | 361 | STRUCTURES AND IMPROVEMENTS | 45 | S0 | - | -5
COMPANY 14 | 362 | STATION EQUIPMENT | 60 | R1.5 | - | -5
COMPANY 14 | 364 | POLES, TOWERS AND FIXTURES | 53 | R1 | - | -100
COMPANY 14 | 365 | OVERHEAD CONDUCTORS AND DEVICES | 46 | R0.5 | - | -50
COMPANY 14 | 366 | UNDERGROUND CONDUIT | 65 | R2.5 | - | -60
COMPANY 14 | 367 | UNDERGROUND CONDUCTORS AND DEVICES | 45 | R1.5 | - | -25
COMPANY 14 | 368 | LINE TRANSFORMERS | 36 | R1 | - | -15
COMPANY 14 | 369 | SERVICES | 60 | R1.5 | - | -70
COMPANY 14 | 370 | METERS | 15 | L0 | Y | -30
COMPANY 14 | 370.1 | METERS - AMI | 15 | S2.5 | - | 0
COMPANY 14 | 371 | INSTALLATIONS ON CUSTOMERS' PREMISES | 30 | O1 | - | -30
COMPANY 14 | 373 | STREET LIGHTING AND SIGNAL SYSTEMS | 36 | R0.5 | - | -35
COMPANY 14 | 390 | STRUCTURES AND IMPROVEMENTS | 55 | S0.5 | - | -10
COMPANY 14 | 391 | OFFICE FURNITURE AND EQUIPMENT | 20 | SQ | - | 0
COMPANY 14 | 391.3 | COMPUTERS | 5 | SQ | - | 0
COMPANY 14 | 392 | TRANSPORTATION EQUIPMENT | 15 | SQ | - | 0
COMPANY 14 | 393 | STORES EQUIPMENT | 30 | SQ | - | 0
COMPANY 14 | 394 | TOOLS, SHOP AND GARAGE EQUIPMENT | 25 | SQ | - | 0
COMPANY 14 | 395 | LABORATORY EQUIPMENT | 20 | SQ | - | 0
COMPANY 14 | 396 | POWER OPERATED EQUIPMENT | 18 | SQ | - | 0
COMPANY 14 | 397 | COMMUNICATION EQUIPMENT | 15 | SQ | - | 0
COMPANY 14 | 397.7 | COMMUNICATION EQUIPMENT - AMI | 15 | SQ | - | 0
COMPANY 14 | 398 | MISCELLANEOUS EQUIPMENT | 20 | SQ | - | 0
COMPANY 14 | 399 | OTHER TANGIBLE PROPERTY | 40 | SQ | - | 0
COMPANY 15 | 303 | MISCELLANEOUS INTANGIBLE PLANT | 5 | SQ | - | 0
COMPANY 15 | 350 | LAND AND LAND RIGHTS - PERPETUAL EASEMENTS | 80 | R4 | - | 0
COMPANY 15 | 352 | STRUCTURES AND IMPROVEMENTS | 65 | R2.5 | - | -35
COMPANY 15 | 353 | STATION EQUIPMENT | 54 | S0.5 | - | -25
COMPANY 15 | 354 | TOWERS AND FIXTURES | 75 | R4 | - | -60
COMPANY 15 | 355 | POLES AND FIXTURES | 75 | R3 | - | -60
COMPANY 15 | 356 | OVERHEAD CONDUCTORS AND DEVICES | 65 | R2.5 | - | -50
COMPANY 15 | 357 | UNDERGROUND CONDUIT | 75 | R4 | - | -10
COMPANY 15 | 358 | UNDERGROUND CONDUCTORS AND DEVICES | 55 | R2.5 | - | -30
COMPANY 15 | 359 | ROADS AND TRAILS | 75 | R4 | - | 0
COMPANY 15 | 360 | LAND AND LAND RIGHTS - PERPETUAL EASEMENTS | 80 | R4 | - | 0
COMPANY 15 | 361 | STRUCTURES AND IMPROVEMENTS - HVD | 65 | R2.5 | - | -35
COMPANY 15 | 361 | STRUCTURES AND IMPROVEMENTS | 65 | R2 | - | -40
COMPANY 15 | 362 | STATION EQUIPMENT - HVD | 54 | S0.5 | - | -35
COMPANY 15 | 362 | STATION EQUIPMENT | 57 | R1.5 | - | -40
COMPANY 15 | 363 | STORAGE BATTERY EQUIPMENT | 15 | S2 | - | -10
COMPANY 15 | 364 | POLES, TOWERS AND FIXTURES - HVD | 75 | R3 | - | -60
COMPANY 15 | 364 | POLES, TOWERS AND FIXTURES | 50 | R1.5 | - | -130
COMPANY 15 | 365 | OVERHEAD CONDUCTORS AND DEVICES - HVD | 65 | R2.5 | - | -55
COMPANY 15 | 365 | OVERHEAD CONDUCTORS AND DEVICES | 56 | R1 | - | -55
COMPANY 15 | 366 | UNDERGROUND CONDUIT - HVD | 75 | R4 | - | -15
COMPANY 15 | 366 | UNDERGROUND CONDUIT | 75 | R3 | - | -15
COMPANY 15 | 367 | UNDERGROUND CONDUCTORS AND DEVICES - HVD | 55 | R2.5 | - | -30
COMPANY 15 | 367 | UNDERGROUND CONDUCTORS AND DEVICES | 53 | R0.5 | - | -5
COMPANY 15 | 368 | LINE TRANSFORMERS | 35 | SQ |  | -5
COMPANY 15 | 369 | SERVICES | 55 | R3 | - | -60
COMPANY 15 | 370 | METERS - RELAYS, CT AND PT | 35 | SQ | - | -10
COMPANY 15 | 370.1 | METERS - AMI | 15 | SQ | - | -15
COMPANY 15 | 371 | INSTALLATIONS ON CUSTOMERS' PREMISES | 37 | S0 | - | -40
COMPANY 15 | 372 | LEASED PROPERTY ON CUSTOMERS' PREMISES | 35 | R3 | - | -15
COMPANY 15 | 373 | STREET LIGHTING AND SIGNAL SYSTEMS | 30 | S0 | - | -40
COMPANY 15 | 390 | STRUCTURES AND IMPROVEMENTS | 50 | R1 | - | -20
COMPANY 15 | 391.1 | OFFICE FURNITURE AND EQUIPMENT - FURNITURE /EQUIPMENT | 15 | SQ | - | 0
COMPANY 15 | 391.2 | OFFICE FURNITURE AND EQUIPMENT - OFFICE MACHINES | 10 | SQ | - | 0
COMPANY 15 | 391.3 | OFFICE FURNITURE AND EQUIPMENT - COMPUTER EQUIPMENT | 5 | SQ | - | 0
COMPANY 15 | 392.1 | TRANSPORTATION EQUIPMENT - PASSENGER CARS | 8.5 | R3 | - | 8
COMPANY 15 | 392.2 | TRANSPORTATION EQUIPMENT - TRUCKS < 13,000 LBS | 10 | R2.5 | - | 10
COMPANY 15 | 392.3 | TRANSPORTATION EQUIPMENT - TRACTOR TRUCKS | 15 | R2.5 | - | 9
COMPANY 15 | 392.4 | TRANSPORTATION EQUIPMENT - TRUCKS >= 13,000 LBS | 14 | S1.5 | - | 8
COMPANY 15 | 392.5 | TRANSPORTATION EQUIPMENT - TRAILERS | 18 | S0 | - | 15
COMPANY 15 | 393 | STORES EQUIPMENT | 15 | SQ | - | 0
COMPANY 15 | 394 | TOOLS, SHOP AND GARAGE EQUIPMENT | 25 | SQ | - | 0
COMPANY 15 | 395 | LABORATORY EQUIPMENT | 15 | SQ | - | 0
COMPANY 15 | 396 | POWER OPERATED EQUIPMENT | 15 | L3 | - | 5
COMPANY 15 | 397 | COMMUNICATION EQUIPMENT - SCADA, FIBER OPTIC AND MICROWAVE EQUIPMENT | 15 | SQ | - | -15
COMPANY 15 | 397 | COMMUNICATION EQUIPMENT - ALL OTHER EQUIPMENT | 25 | SQ | - | -15
COMPANY 15 | 397.7 | COMMUNICATION EQUIPMENT - MESH DEVICES | 10 | SQ | - | -15
COMPANY 15 | 397.99 | COMMUNICATION EQUIPMENT - SMART STREET LIGHTS | 12 | SQ | - | -15
COMPANY 15 | 398 | MISCELLANEOUS EQUIPMENT | 15 | SQ | - | 0
COMPANY 16 | 311 | STRUCTURES AND IMPROVEMENTS | 80 | R2.5 | Y | -10
COMPANY 16 | 312 | BOILER PLANT EQUIPMENT | 50 | R2.5 | Y | -10
COMPANY 16 | 314 | TURBOGENERATOR UNITS | 45 | R1.5 | Y | -10
COMPANY 16 | 315 | ACCESSORY ELECTRIC EQUIPMENT | 60 | R2 | Y | -10
COMPANY 16 | 316 | MISCELLANEOUS POWER PLANT EQUIPMENT | 55 | R2.5 | Y | -10
COMPANY 16 | 350 | LAND AND LAND RIGHTS - RIGHTS | 70 | R4 | - | 0
COMPANY 16 | 352 | STRUCTURES AND IMPROVEMENTS | 55 | S2.5 | - | -5
COMPANY 16 | 352.2 | LAND IMPROVEMENTS | 70 | R4 | - | -5
COMPANY 16 | 353 | STATION EQUIPMENT | 40 | R2.5 | - | -15
COMPANY 16 | 354 | TOWERS AND FIXTURES | 65 | R3 | - | -25
COMPANY 16 | 355 | POLES AND FIXTURES | 45 | R2 | - | -20
COMPANY 16 | 356 | OVERHEAD CONDUCTORS AND DEVICES | 55 | R1.5 | - | -20
COMPANY 16 | 360 | LAND AND LAND RIGHTS - RIGHTS | 70 | R4 | - | 0
COMPANY 16 | 361 | STRUCTURES AND IMPROVEMENTS | 65 | R3 | - | -10
COMPANY 16 | 361.2 | LAND IMPROVEMENTS | 55 | R4 | - | -10
COMPANY 16 | 362 | STATION EQUIPMENT | 45 | R2.5 | - | -20
COMPANY 16 | 364 | POLES, TOWERS AND FIXTURES | 50 | R3 | - | -50
COMPANY 16 | 365 | OVERHEAD CONDUCTORS AND DEVICES | 60 | R2.5 | - | -50
COMPANY 16 | 366 | UNDERGROUND CONDUIT | 55 | S4 | - | -40
COMPANY 16 | 367 | UNDERGROUND CONDUCTORS AND DEVICES | 40 | R4 | - | -15
COMPANY 16 | 368 | LINE TRANSFORMERS - CONVENTIONAL | 65 | R5 | - | 0
COMPANY 16 | 368 | LINE TRANSFORMERS - OTHER | 35 | R1.5 | - | 0
COMPANY 16 | 368.2 | LINE TRANSFORMERS - PAD MOUNT | 55 | R4 | - | 0
COMPANY 16 | 369.1 | SERVICES - OVERHEAD | 65 | R5 | - | -25
COMPANY 16 | 369.2 | SERVICES - UNDERGROUND | 40 | R5 | - | -25
COMPANY 16 | 370 | METERS | 23 | L1 | - | 0
COMPANY 16 | 370.1 | METERS - AMI | 15 | S2.5 | - | 0
COMPANY 16 | 371 | INSTALLATIONS ON CUSTOMERS' PREMISES | 50 | R3 | - | -10
COMPANY 16 | 373 | STREET LIGHTING AND SIGNAL SYSTEMS | 55 | R4 | - | -60
COMPANY 16 | 390 | STRUCTURES AND IMPROVEMENTS | 50 | R2.5 | - | -5
COMPANY 16 | 391 | OFFICE FURNITURE AND EQUIPMENT | 20 | SQ | - | 0
COMPANY 16 | 391.3 | COMPUTER HARDWARE | 5 | SQ | - | 0
COMPANY 16 | 391.4 | SOFTWARE | 6 | S5 | - | 0
COMPANY 16 | 392 | TRANSPORTATION EQUIPMENT - SUBUNIT | 15 | L2.5 | - | 0
COMPANY 16 | 392.1 | PASSENGER CARS AND VANS | 7 | R2.5 | - | 0
COMPANY 16 | 392.2 | LIGHT TRUCKS | 15 | S1.5 | - | 0
COMPANY 16 | 392.3 | MEDIUM TRUCKS | 15 | S2 | - | 0
COMPANY 16 | 392.4 | HEAVY TRUCKS | 15 | L2.5 | - | 0
COMPANY 16 | 392.5 | TRAILERS | 20 | L2 | - | 0
COMPANY 16 | 393 | STORES EQUIPMENT | 20 | SQ | - | 0
COMPANY 16 | 394 | TOOLS, SHOP AND GARAGE EQUIPMENT | 25 | SQ | - | 0
COMPANY 16 | 395 | LABORATORY EQUIPMENT | 25 | SQ | - | 0
COMPANY 16 | 396.1 | POWER OPERATED EQUIPMENT - LONG LIFE | 20 | S2 | - | 0
COMPANY 16 | 396.2 | POWER OPERATED EQUIPMENT - SHORT LIFE | 15 | L2.5 | - | 0
COMPANY 16 | 397 | COMMUNICATION EQUIPMENT | 20 | SQ | - | 0
COMPANY 16 | 397.5 | COMMUNICATION EQUIPMENT - TOWERS | 20 | L1.5 | - | 0
COMPANY 17 | 311 | STRUCTURES AND IMPROVEMENTS | 80 | S0.5 | Y | -12
COMPANY 17 | 312 | BOILER PLANT EQUIPMENT | 45 | S0.5 | Y | -12
COMPANY 17 | 312.2 | POLLUTION CONTROL EQUIPMENT | 45 | S0.5 | Y | -12
COMPANY 17 | 314 | TURBOGENERATOR UNITS | 55 | R1 | Y | -12
COMPANY 17 | 315 | ACCESSORY ELECTRIC EQUIPMENT | 50 | R1 | Y | -12
COMPANY 17 | 316 | MISCELLANEOUS POWER PLANT EQUIPMENT | 25 | S1.5 | Y | -12
COMPANY 17 | 341 | STRUCTURES AND IMPROVEMENTS | 40 | L1 | Y | -5
COMPANY 17 | 342 | FUEL HOLDERS, PRODUCERS AND ACCESSORIES | 50 | R4 | Y | -20
COMPANY 17 | 343 | PRIME MOVERS | 45 | R1 | Y | -5
COMPANY 17 | 344 | GENERATORS | 40 | R1.5 | Y | -15
COMPANY 17 | 345 | ACCESSORY ELECTRIC EQUIPMENT | 35 | S1.5 | Y | -5
COMPANY 17 | 346 | MISCELLANEOUS POWER PLANT EQUIPMENT | 30 | R4 | Y | 0
COMPANY 17 | 352 | STRUCTURES AND IMPROVEMENTS | 60 | R4 | - | -5
COMPANY 17 | 353 | STATION EQUIPMENT | 55 | R3 | - | -10
COMPANY 17 | 355 | POLES AND FIXTURES | 55 | R2.5 | - | -50
COMPANY 17 | 356 | OVERHEAD CONDUCTORS AND DEVICES | 55 | R3 | - | -40
COMPANY 17 | 357 | UNDERGROUND CONDUIT | 45 | R4 | - | 0
COMPANY 17 | 358 | UNDERGROUND CONDUCTORS AND DEVICES | 45 | R4 | - | 0
COMPANY 17 | 361 | STRUCTURES AND IMPROVEMENTS | 65 | R4 | - | -5
COMPANY 17 | 362 | STATION EQUIPMENT | 60 | R3 | - | -20
COMPANY 17 | 364 | POLES, TOWERS AND FIXTURES | 55 | R3 | - | -50
COMPANY 17 | 365 | OVERHEAD CONDUCTORS AND DEVICES | 55 | R2.5 | - | -50
COMPANY 17 | 366 | UNDERGROUND CONDUIT | 60 | R3 | - | -40
COMPANY 17 | 367 | UNDERGROUND CONDUCTORS AND DEVICES | 45 | R4 | - | -15
COMPANY 17 | 368 | LINE TRANSFORMERS | 44 | R3 | - | 0
COMPANY 17 | 369.1 | SERVICES - OVERHEAD | 50 | R4 | - | -75
COMPANY 17 | 369.2 | SERVICES - UNDERGROUND | 45 | S4 | - | -100
COMPANY 17 | 370 | METERS | 45 | R2.5 | - | -5
COMPANY 17 | 370.1 | METERS - AMI | 15 | S2.5 | - | 0
COMPANY 17 | 370.1 | METERS - LOAD SEARCH METERS | 45 | R2.5 | - | 0
COMPANY 17 | 371 | INSTALLATIONS ON CUSTOMERS' PREMISES | 35 | R1.5 | - | -20
COMPANY 17 | 373 | STREET LIGHTING AND SIGNAL SYSTEMS | 36 | R1 | - | -20
COMPANY 17 | 390 | STRUCTURES AND IMPROVEMENTS | 60 | R2 | Y | -10
COMPANY 17 | 390.2 | STRUCTURES AND IMPROVEMENTS - MISCELLANEOUS | 50 | R3 | - | -5
COMPANY 17 | 391 | OFFICE FURNITURE AND EQUIPMENT | 20 | SQ | - | 0
COMPANY 17 | 391.3 | SYSTEM DEVELOPMENT | 15 | SQ | - | 0
COMPANY 17 | 391.4 | COMPUTERS AND SOFTWARE | 5 | SQ | - | 0
COMPANY 17 | 392 | TRANSPORTATION EQUIPMENT - OTHER | 15 | L4 | - | 0
COMPANY 17 | 392.1 | PASSENGER CARS AND VANS | 7 | L4 | - | 10
COMPANY 17 | 392.2 | LIGHT TRUCKS | 7 | L5 | - | 10
COMPANY 17 | 392.3 | MEDIUM TRUCKS | 9 | L3 | - | 10
COMPANY 17 | 392.4 | HEAVY TRUCKS | 10 | L4 | - | 15
COMPANY 17 | 392.5 | TRAILERS | 30 | L0.5 | - | 10
COMPANY 17 | 393 | STORES EQUIPMENT | 25 | SQ | - | 0
COMPANY 17 | 394 | TOOLS, SHOP AND GARAGE EQUIPMENT | 25 | SQ | - | 0
COMPANY 17 | 395 | LABORATORY EQUIPMENT | 20 | SQ | - | 0
COMPANY 17 | 396.1 | POWER OPERATED EQUIPMENT - LONG LIFE | 25 | S0.5 | - | 10
COMPANY 17 | 396.2 | POWER OPERATED EQUIPMENT - SHORT LIFE | 8 | L2 | - | 30
COMPANY 17 | 397 | COMMUNICATION EQUIPMENT | 15 | SQ | - | 0
COMPANY 17 | 398 | MISCELLANEOUS EQUIPMENT | 20 | SQ | - | 0
COMPANY 18 | 352 | STRUCTURES AND IMPROVEMENTS | 60 | S1 | - | -10
COMPANY 18 | 353 | STATION EQUIPMENT | 50 | S0 | - | -15
COMPANY 18 | 354 | TOWERS AND FIXTURES | 60 | R4 | - | -50
COMPANY 18 | 355 | POLES AND FIXTURES | 50 | S0.5 | - | -50
COMPANY 18 | 356 | OVERHEAD CONDUCTORS AND DEVICES | 50 | R1.5 | - | -50
COMPANY 18 | 357 | UNDERGROUND CONDUIT | 60 | R4 | - | 0
COMPANY 18 | 358 | UNDERGROUND CONDUCTORS AND DEVICES | 50 | R3 | - | -10
COMPANY 18 | 359 | ROADS AND TRAILS | 60 | R4 | - | 0
COMPANY 18 | 361 | STRUCTURES AND IMPROVEMENTS | 60 | R2 | - | -10
COMPANY 18 | 362 | STATION EQUIPMENT | 55 | S0 | - | -15
COMPANY 18 | 362.99 | STATION EQUIPMENT - ENERGY MANAGEMENT SYSTEM | 15 | S2.5 | - | 0
COMPANY 18 | 364 | POLES, TOWERS AND FIXTURES | 45 | S1.5 | - | -75
COMPANY 18 | 365 | OVERHEAD CONDUCTORS AND DEVICES | 45 | R1 | - | -30
COMPANY 18 | 365 | OVERHEAD CONDUCTORS AND DEVICES (FERC JURISDICTION) | 50 | R1.5 | - | -50
COMPANY 18 | 366 | UNDERGROUND CONDUIT - MANHOLES | 60 | S4 | - | -10
COMPANY 18 | 366 | UNDERGROUND CONDUIT | 60 | S4 | - | -10
COMPANY 18 | 367 | UNDERGROUND CONDUCTORS AND DEVICES | 40 | R1.5 | - | -40
COMPANY 18 | 367 | UNDERGROUND CONDUCTORS AND DEVICES (FERC JURISDICTION) | 40 | R3 | - | 0
COMPANY 18 | 368 | LINE TRANSFORMERS | 40 | S2.5 | - | -50
COMPANY 18 | 369.1 | SERVICES - OVERHEAD | 50 | R3 | - | -100
COMPANY 18 | 369.2 | SERVICES - UNDERGROUND | 50 | R3 | - | -100
COMPANY 18 | 370 | METERS | 20 | S2 | - | -25
COMPANY 18 | 371 | INSTALLATIONS ON CUSTOMERS' PREMISES | 30 | R1.5 | - | -10
COMPANY 18 | 373.1 | STREET LIGHTING AND SIGNAL SYSTEMS - OVERHEAD | 30 | R1.5 | - | -30
COMPANY 18 | 373.2 | STREET LIGHTING AND SIGNAL SYSTEMS - UNDERGROUND | 30 | R1.5 | - | -30
COMPANY 18 | 390 | STRUCTURES AND IMPROVEMENTS | 50 | R2 | - | -5
COMPANY 18 | 391 | OFFICE FURNITURE AND EQUIPMENT | 15 | SQ | - | 0
COMPANY 18 | 393 | STORES EQUIPMENT | 20 | SQ | - | 0
COMPANY 18 | 394 | TOOLS, SHOP AND GARAGE EQUIPMENT | 20 | SQ | - | 0
COMPANY 18 | 395 | LABORATORY EQUIPMENT | 15 | SQ | - | 0
COMPANY 18 | 397 | COMMUNICATION EQUIPMENT - SITE SPECIFIC | 25 | S3 | - | -5
COMPANY 18 | 397 | COMMUNICATION EQUIPMENT | 20 | SQ | - | 0
COMPANY 18 | 398 | MISCELLANEOUS EQUIPMENT | 15 | SQ | - | 0
COMPANY 19 | 360 | LAND RIGHTS | 60 | R4 | - | 0
COMPANY 19 | 361 | STRUCTURES AND IMPROVEMENTS | 65 | R3 | - | -5
COMPANY 19 | 362 | STATION EQUIPMENT | 55 | R1.5 | - | -15
COMPANY 19 | 364 | POLES, TOWERS AND FIXTURES | 50 | R0.5 | - | -90
COMPANY 19 | 365 | OVERHEAD CONDUCTORS AND DEVICES | 54 | R0.5 | - | -35
COMPANY 19 | 366 | UNDERGROUND CONDUIT | 60 | R2 | - | -40
COMPANY 19 | 367 | UNDERGROUND CONDUCTORS AND DEVICES | 60 | R2.5 | - | -15
COMPANY 19 | 368 | LINE TRANSFORMERS | 47 | R1 | - | -10
COMPANY 19 | 369 | SERVICES | 55 | R3 | - | -30
COMPANY 19 | 370 | METERS | 20 | S3 | - | -3
COMPANY 19 | 371 | INSTALLATIONS ON CUSTOMERS' PREMISES | 25 | L0 | - | -45
COMPANY 19 | 373 | STREET LIGHTING AND SIGNAL SYSTEMS | 25 | R0.5 | - | -20
COMPANY 19 | 389 | LAND RIGHTS | 60 | R3 | - | 0
COMPANY 19 | 390 | STRUCTURES AND IMPROVEMENTS | 60 | R3 | - | -10
COMPANY 19 | 392.2 | TRANSPORTATION EQUIPMENT - LIGHT TRUCKS AND VANS | 13 | S1.5 | - | 10
COMPANY 19 | 392.3 | TRANSPORTATION EQUIPMENT - MEDIUM TRUCKS | 18 | S1 | - | 10
COMPANY 19 | 392.5 | TRANSPORTATION EQUIPMENT - TRAILERS | 35 | S1 | - | 15
COMPANY 19 | 396.1 | HEAVY POWER OPERATED EQUIPMENT | 18 | L1 | - | 10
COMPANY 19 | 396.2 | LIGHT POWER OPERATED EQUIPMENT | 9 | S2 | - | 10
COMPANY 20 | 311 | STRUCTURES AND IMPROVEMENTS | 100 | R2.5 | Y | (5) - (15)
COMPANY 20 | 312 | BOILER PLANT EQUIPMENT | 50 | S0 | Y | (5) - (15)
COMPANY 20 | 312.3 | BOILER PLANT EQUIPMENT - SCR CATALYST | 15 | S1 | - | -9
COMPANY 20 | 312.6 | UNIT COAL TRAIN | 35 | S3 | Y | 20
COMPANY 20 | 314 | TURBOGENERATOR UNITS | 60 | S0.5 | Y | (5) - (15)
COMPANY 20 | 315 | ACCESSORY ELECTRIC EQUIPMENT | 70 | R1.5 | Y | (7) - (15)
COMPANY 20 | 316 | MISCELLANEOUS POWER PLANT EQUIPMENT | 55 | R1 | Y | (7) - (15)
COMPANY 20 | 331 | STRUCTURES AND IMPROVEMENTS | 105 | R3 | Y | -23
COMPANY 20 | 332 | RESERVOIRS, DAMS AND WATERWAYS | 80 | R3 | Y | -23
COMPANY 20 | 333 | WATER WHEELS, TURBINES AND GENERATORS | 60 | R2.5 | Y | -23
COMPANY 20 | 334 | ACCESSORY ELECTRIC EQUIPMENT | 60 | R3 | Y | -23
COMPANY 20 | 335 | MISCELLANEOUS POWER PLANT EQUIPMENT | 40 | R2 | Y | -23
COMPANY 20 | 341 | STRUCTURES AND IMPROVEMENTS | 55 | R2.5 | Y | (5) - (17)
COMPANY 20 | 342 | FUEL HOLDERS, PRODUCERS AND ACCESSORIES | 60 | R2.5 | Y | (5) - (17)
COMPANY 20 | 343 | PRIME MOVERS | 40 | R1.5 | Y | (5) - (17)
COMPANY 20 | 344 | GENERATORS | 45 | S1.5 | Y | (5) - (17)
COMPANY 20 | 344.01 | GENERATORS - SOLAR | 40 | S2 | Y | -12
COMPANY 20 | 345 | ACCESSORY ELECTRIC EQUIPMENT | 35 | S0.5 | Y | (5) - (17)
COMPANY 20 | 345.01 | ACCESSORY ELECTRIC EQUIPMENT - SOLAR | 25 | S2.5 | Y | -12
COMPANY 20 | 346 | MISCELLANEOUS POWER PLANT EQUIPMENT | 50 | R1.5 | Y | (5) - (17)
COMPANY 20 | 350 | RIGHTS OF WAY | 80 | R4 | - | 0
COMPANY 20 | 352 | STRUCTURES AND IMPROVEMENTS | 70 | R2.5 | - | -5
COMPANY 20 | 353 | STATION EQUIPMENT | 53 | R1.5 | - | -10
COMPANY 20 | 353.99 | STATION EQUIPMENT - ELECTRONICS | 20 | S2.5 | - | 0
COMPANY 20 | 354 | TOWERS AND FIXTURES | 75 | R3 | - | -30
COMPANY 20 | 355 | POLES AND FIXTURES | 55 | R1 | - | -50
COMPANY 20 | 356 | OVERHEAD CONDUCTORS AND DEVICES | 65 | R2.5 | - | -60
COMPANY 20 | 357 | UNDERGROUND CONDUIT | 65 | R3 | - | 0
COMPANY 20 | 358 | UNDERGROUND CONDUCTORS AND DEVICES | 40 | R4 | - | 0
COMPANY 20 | 360 | RIGHTS OF WAY | 75 | R4 | - | 0
COMPANY 20 | 361 | STRUCTURES AND IMPROVEMENTS | 65 | R2 | - | -15
COMPANY 20 | 362 | STATION EQUIPMENT | 52 | S0.5 | - | -15
COMPANY 20 | 364 | POLES, TOWERS AND FIXTURES | 55 | R0.5 | - | -50
COMPANY 20 | 365 | OVERHEAD CONDUCTORS AND DEVICES | 55 | R0.5 | - | -40
COMPANY 20 | 366 | UNDERGROUND CONDUIT | 55 | R2 | - | -25
COMPANY 20 | 367 | UNDERGROUND CONDUCTORS AND DEVICES | 55 | R2.5 | - | -25
COMPANY 20 | 368 | LINE TRANSFORMERS | 44 | R0.5 | - | -20
COMPANY 20 | 369.1 | SERVICES -OVERHEAD | 55 | R0.5 | - | -25
COMPANY 20 | 369.2 | SERVICES - UNDERGROUND | 55 | R0.5 | - | -25
COMPANY 20 | 370 | METERS | 30 | S0.5 | - | -1
COMPANY 20 | 370.1 | METERS - AMI | 15 | S2.5 | - | 0
COMPANY 20 | 371 | INSTALLATIONS ON CUSTOMERS' PREMISES | 20 | L0 | - | -10
COMPANY 20 | 373 | STREET LIGHTING AND SIGNAL SYSTEMS | 28 | O1 | - | -15
COMPANY 20 | 390 | STRUCTURES AND IMPROVEMENTS | 55 | S0.5 | - | -10
COMPANY 20 | 391 | OFFICE FURNITURE AND EQUIPMENT | 20 | SQ | - | 0
COMPANY 20 | 391.3 | OFFICE FURNITURE AND EQUIPMENT - EDP | 5 | SQ | - | 0
COMPANY 20 | 392 | TRANSPORTATION EQUIPMENT | 22 | L3 | - | 5
COMPANY 20 | 393 | STORES EQUIPMENT | 20 | SQ | - | 0
COMPANY 20 | 393.99 | FORKLIFTS | 25 | SQ | - | 0
COMPANY 20 | 394 | TOOLS, SHOP AND GARAGE EQUIPMENT | 25 | SQ | - | 0
COMPANY 20 | 395 | LABORATORY EQUIPMENT | 20 | SQ | - | 0
COMPANY 20 | 396 | POWER OPERATED EQUIPMENT | 22 | R0.5 | - | 0
COMPANY 20 | 397 | COMMUNICATION EQUIPMENT | 20 | SQ | - | 0
COMPANY 20 | 398 | MISCELLANEOUS EQUIPMENT | 15 | SQ | - | 0
COMPANY 21 | 352 | STRUCTURES AND IMPROVEMENTS | 55 | R3 | - | -10
COMPANY 21 | 353 | STATION EQUIPMENT | 55 | R2 | - | -5
COMPANY 21 | 354 | TOWERS AND FIXTURES | 65 | R4 | - | -20
COMPANY 21 | 355 | POLES AND FIXTURES | 49 | R2 | - | -75
COMPANY 21 | 356 | OVERHEAD CONDUCTORS AND DEVICES | 50 | R2 | - | -25
COMPANY 21 | 357 | UNDERGROUND CONDUIT | 50 | S2.5 | - | -20
COMPANY 21 | 358 | UNDERGROUND CONDUCTORS AND DEVICES | 35 | R2.5 | - | -10
COMPANY 21 | 361 | STRUCTURES AND IMPROVEMENTS | 55 | R3 | - | -10
COMPANY 21 | 362 | STATION EQUIPMENT | 55 | R2 | - | -10
COMPANY 21 | 364 | POLES, TOWERS AND FIXTURES | 52 | R2.5 | - | -70
COMPANY 21 | 365 | OVERHEAD CONDUCTORS AND DEVICES | 45 | R1 | - | -75
COMPANY 21 | 366 | UNDERGROUND CONDUIT | 65 | R4 | - | -40
COMPANY 21 | 367 | UNDERGROUND CONDUCTORS AND DEVICES | 55 | R3 | - | -40
COMPANY 21 | 368 | LINE TRANSFORMERS | 42 | R1.5 | - | 0
COMPANY 21 | 369 | SERVICES | 50 | R4 | - | -60
COMPANY 21 | 370 | METERS | 39 | R1 | - | -15
COMPANY 21 | 371 | INSTALLATIONS ON CUSTOMERS' PREMISES | 32 | R0.5 | - | -30
COMPANY 21 | 373 | STREET LIGHTING AND SIGNAL SYSTEMS | 40 | R2 | - | -40
COMPANY 21 | 390 | STRUCTURES AND IMPROVEMENTS | 50 | R2 | - | -10
COMPANY 21 | 391.1 | OFFICE FURNITURE | 20 | SQ | - | 0
COMPANY 21 | 391.2 | OFFICE EQUIPMENT | 20 | SQ | - | 0
COMPANY 21 | 391.3 | ELECTRONIC DATA PROCESSING EQUIPMENT | 5 | SQ | - | 0
COMPANY 21 | 392 | TRANSPORTATION EQUIPMENT | 12 | L2 | - | 5
COMPANY 21 | 393 | STORES EQUIPMENT | 30 | SQ | - | 0
COMPANY 21 | 394 | TOOLS, SHOP AND GARAGE EQUIPMENT | 25 | SQ | - | 0
COMPANY 21 | 395 | LABORATORY EQUIPMENT | 25 | SQ | - | 0
COMPANY 21 | 396 | POWER OPERATED EQUIPMENT | 19 | S0 | - | 5
COMPANY 21 | 397 | COMMUNICATION EQUIPMENT | 15 | SQ | - | 0
COMPANY 21 | 398 | MISCELLANEOUS EQUIPMENT | 20 | SQ | - | 0
COMPANY 22 | 360 | LAND AND LAND RIGHTS - RIGHTS | 75 | R4 | - | 0
COMPANY 22 | 361 | STRUCTURES AND IMPROVEMENTS | 70 | R2.5 | - | -15
COMPANY 22 | 362 | STATION EQUIPMENT | 60 | R2 | - | -25
COMPANY 22 | 363 | ENERGY STORAGE EQUIPMENT | 15 | S3 | - | 0
COMPANY 22 | 364 | POLES, TOWERS AND FIXTURES | 50 | R1.5 | - | -80
COMPANY 22 | 365 | OVERHEAD CONDUCTORS AND DEVICES | 50 | R1.5 | - | -70
COMPANY 22 | 366 | UNDERGROUND CONDUIT | 60 | R4 | - | -15
COMPANY 22 | 367 | UNDERGROUND CONDUCTORS AND DEVICES | 47 | R4 | - | -25
COMPANY 22 | 368 | LINE TRANSFORMERS | 43 | R1.5 | - | -15
COMPANY 22 | 368.99 | CAPACITORS AND NETWORK PROTECTORS | 30 | S0 | - | -50
COMPANY 22 | 369.1 | SERVICES - OVERHEAD | 50 | R2 | - | -75
COMPANY 22 | 369.2 | SERVICES - UNDERGROUND | 55 | R4 | - | -50
COMPANY 22 | 370 | METERS | 25 | R0.5 | - | -10
COMPANY 22 | 370.1 | METERS - SMARTGRID | 10 | S3 | - | -10
COMPANY 22 | 370.2 | METERS - INSTALLATIONS | 30 | S0 | - | -10
COMPANY 22 | 370.99 | METERS - MODULES | 15 | S3 | - | 0
COMPANY 22 | 371 | INSTALLATIONS ON CUSTOMERS' PREMISES | 30 | R1 | - | -45
COMPANY 22 | 373.1 | STREET LIGHTING AND SIGNAL SYSTEMS - OVERHEAD | 32 | S0.5 | - | -50
COMPANY 22 | 373.2 | STREET LIGHTING AND SIGNAL SYSTEMS - UNDERGROUND | 37 | R2 | - | -35
COMPANY 22 | 390 | STRUCTURES AND IMPROVEMENTS | 40 | R2 | - | -10
COMPANY 22 | 391.1 | OFFICE FURNITURE | 20 | SQ | - | 0
COMPANY 22 | 391.2 | OFFICE EQUIPMENT | 13 | SQ | - | 0
COMPANY 22 | 391.4 | COMPUTERS AND SOFTWARE | 5 | SQ | - | 0
COMPANY 22 | 393 | STORES EQUIPMENT | 20 | SQ | - | 0
COMPANY 22 | 394 | TOOLS, SHOP AND GARAGE EQUIPMENT | 20 | SQ | - | 0
COMPANY 22 | 395 | LABORATORY EQUIPMENT | 22 | SQ | - | 0
COMPANY 22 | 397 | COMMUNICATION EQUIPMENT | 15 | SQ | - | 0
COMPANY 22 | 397.99 | COMMUNICATION EQUIPMENT - DRI | 10 | SQ | - | 0
COMPANY 22 | 398 | MISCELLANEOUS EQUIPMENT | 20 | SQ | - | 0
COMPANY 23 | 343.01 | PRIME MOVERS - SOLAR PV FACILITY | 20 | S3 | - | 0
COMPANY 23 | 343.01 | PRIME MOVERS - SOLAR PV FACILITY - INVERTERS | 10 | S3 | - | 0
COMPANY 23 | 350 | LAND CLEARING | 55 | R3 | - | 0
COMPANY 23 | 352 | STRUCTURES AND IMPROVEMENTS | 50 | R3 | - | -30
COMPANY 23 | 353 | STATION EQUIPMENT | 55 | R3 | - | -80
COMPANY 23 | 355 | POLES AND FIXTURES | 45 | R3 | - | -120
COMPANY 23 | 356 | OVERHEAD CONDUCTORS AND DEVICES | 40 | R1.5 | - | -60
COMPANY 23 | 361 | STRUCTURES AND IMPROVEMENTS | 55 | R3 | - | -30
COMPANY 23 | 362 | STATION EQUIPMENT | 50 | S2.5 | - | -80
COMPANY 23 | 364 | POLES, TOWERS AND FIXTURES | 55 | R2.5 | - | -90
COMPANY 23 | 365 | OVERHEAD CONDUCTORS AND DEVICES | 52 | R2 | - | -90
COMPANY 23 | 366 | UNDERGROUND CONDUIT | 70 | R4 | - | -100
COMPANY 23 | 367 | UNDERGROUND CONDUCTORS AND DEVICES | 55 | R3 | - | -90
COMPANY 23 | 368 | LINE TRANSFORMERS | 40 | R2 | - | -35
COMPANY 23 | 369 | SERVICES | 53 | R4 | - | -150
COMPANY 23 | 370 | METERS AND METER INSTALLATIONS | 20 | S0.5 | - | -10
COMPANY 23 | 371 | INSTALLATIONS ON CUSTOMERS' PREMISES | 15 | S2.5 | - | -10
COMPANY 23 | 373 | STREET LIGHTING AND SIGNAL SYSTEMS | 28 | S0.5 | - | -10
COMPANY 23 | 390.1 | STRUCTURES AND IMPROVEMENTS - DOC FACILITY | 75 | R2.5 | Y | 0
COMPANY 23 | 390.2 | STRUCTURES AND IMPROVEMENTS - MINOR STRUCTURES | 30 | S0 | - | 0
COMPANY 23 | 391 | OFFICE FURNITURE AND EQUIPMENT | 15 | SQ | - | 0
COMPANY 23 | 393 | STORES EQUIPMENT | 25 | SQ | - | 0
COMPANY 23 | 394 | TOOLS, SHOP AND GARAGE EQUIPMENT | 25 | SQ | - | 0
COMPANY 23 | 395 | LABORATORY EQUIPMENT | 20 | SQ | - | 0
COMPANY 23 | 396 | POWER OPERATED EQUIPMENT | 20 | S2 | - | 0
COMPANY 23 | 397 | COMMUNICATION EQUIPMENT | 15 | SQ | - | 0
COMPANY 23 | 398 | MISCELLANEOUS EQUIPMENT | 20 | SQ | - | 0
COMPANY 24 | 303 | MISCELLANEOUS INTANGIBLE PLANT - SOFTWARE | 7 | SQ | - | -
COMPANY 24 | 350 | LAND RIGHTS | 80 | R4 | - | -
COMPANY 24 | 352 | STRUCTURES AND IMPROVEMENTS | 65 | R4 | - | -
COMPANY 24 | 353 | STATION EQUIPMENT | 59 | R1.5 | - | -
COMPANY 24 | 354 | TOWERS AND FIXTURES | 80 | R4 | - | -
COMPANY 24 | 355 | POLES AND FIXTURES | 65 | R2 | - | -
COMPANY 24 | 356 | OVERHEAD CONDUCTORS AND DEVICES | 65 | R2.5 | - | -
COMPANY 24 | 356.1 | OVERHEAD CONDUCTORS AND DEVICES - CLEARING COSTS AND RIGHTS OF WAY | 75 | R3 | - | -
COMPANY 24 | 358 | UNDERGROUND CONDUCTORS AND DEVICES | 40 | R2 | - | -
COMPANY 24 | 359 | ROADS AND TRAILS | 75 | R3 | - | -
COMPANY 24 | 360 | LAND RIGHTS | 75 | R4 | - | -
COMPANY 24 | 361 | STRUCTURES AND IMPROVEMENTS | 65 | R3 | - | -
COMPANY 24 | 362 | STATION EQUIPMENT | 60 | R2 | - | -
COMPANY 24 | 364 | POLES, TOWERS AND FIXTURES | 65 | R1.5 | - | -
COMPANY 24 | 365 | OVERHEAD CONDUCTORS AND DEVICES | 52 | R0.5 | - | -
COMPANY 24 | 365.2 | OVERHEAD CONDUCTORS AND DEVICES - CLEARING COSTS AND RIGHTS OF WAY | 70 | R4 | - | -
COMPANY 24 | 366 | UNDERGROUND CONDUIT | 65 | R1.5 | - | -
COMPANY 24 | 367 | UNDERGROUND CONDUCTORS AND DEVICES | 48 | R2.5 | - | -
COMPANY 24 | 368 | LINE TRANSFORMERS | 40 | R2 | - | -
COMPANY 24 | 369.1 | OVERHEAD SERVICES | 44 | R1 | - | -
COMPANY 24 | 369.2 | UNDERGROUND SERVICES | 57 | R3 | - | -
COMPANY 24 | 370.1 | METERS - SMART GRID | 15 | S2 | - | -
COMPANY 24 | 371.1 | INSTALLATIONS ON CUSTOMERS' PREMISES - DUSK TO DAWN LIGHTS | 36 | R0.5 | - | -
COMPANY 24 | 371 | INSTALLATIONS ON CUSTOMERS' PREMISES - METER SOCKET DEVICES | 25 | R2.5 | - | -
COMPANY 24 | 371.2 | INSTALLATIONS ON CUSTOMERS' PREMISES - SURGE SUPPRESSION | 20 | S2.5 | - | -
COMPANY 24 | 373 | STREET LIGHTING AND SIGNAL SYSTEMS | 28 | R1 | - | -
COMPANY 24 | 373.3 | STREET LIGHTING AND SIGNAL SYSTEMS - LED | 25 | S0 | - | -
COMPANY 24 | 389 | LAND RIGHTS | 70 | R2 | - | -
COMPANY 24 | 390.1 | STRUCTURES AND IMPROVEMENTS - MAJOR | 60 | R2 | Y | -
COMPANY 24 | 390.2 | STRUCTURES AND IMPROVEMENTS - MINOR | 40 | R1.5 | - | -
COMPANY 24 | 390.1 | STRUCTURES AND IMPROVEMENTS - CLEARING AND GRADING - MAJOR | 65 | R4 | Y | -
COMPANY 24 | 390.2 | STRUCTURES AND IMPROVEMENTS - CLEARING AND GRADING - MINOR | 30 | R1.5 | - | -
COMPANY 24 | 391.1 | OFFICE FURNITURE AND EQUIPMENT - FURNITURE | 20 | SQ | - | -
COMPANY 24 | 391.4 | OFFICE FURNITURE AND EQUIPMENT - PERSONAL COMPUTERS | 5 | SQ | - | -
COMPANY 24 | 391.3 | OFFICE FURNITURE AND EQUIPMENT - DATA PROCESSING - SMART METERS | 5 | SQ | - | -
COMPANY 24 | 392.4 | TRANSPORTATION EQUIPMENT - HEAVY TRUCKS | 12 | R2 | - | -
COMPANY 24 | 392.5 | TRANSPORTATION EQUIPMENT - POLE TRAILERS | 32 | S2 | - | -
COMPANY 24 | 392.5 | TRANSPORTATION EQUIPMENT - VAN TRAILERS | 25 | S2.5 | - | -
COMPANY 24 | 393 | STORES EQUIPMENT | 25 | SQ | - | -
COMPANY 24 | 394 | TOOLS, SHOP AND GARAGE EQUIPMENT | 25 | SQ | - | -
COMPANY 24 | 395 | LABORATORY EQUIPMENT | 20 | SQ | - | -
COMPANY 24 | 396 | POWER OPERATED EQUIPMENT | 30 | R0.5 | - | -
COMPANY 24 | 397 | COMMUNICATION EQUIPMENT | 25 | SQ | - | -
COMPANY 24 | 398 | MISCELLANEOUS EQUIPMENT | 20 | SQ | - | -
COMPANY 25 | 311 | STRUCTURES AND IMPROVEMENTS | 100 | S2 | Y | -20
COMPANY 25 | 312 | BOILER PLANT EQUIPMENT | 75 | S2 | Y | -20
COMPANY 25 | 314 | TURBOGENERATOR UNITS | 75 | S3 | Y | -10
COMPANY 25 | 315 | ACCESSORY ELECTRIC EQUIPMENT | 65 | R4 | Y | -5
COMPANY 25 | 316 | MISCELLANEOUS POWER PLANT EQUIPMENT | 60 | S1.5 | Y | -5
COMPANY 25 | 341 | STRUCTURES AND IMPROVEMENTS | 40 | S4 | Y | 0
COMPANY 25 | 342 | FUEL HOLDERS, PRODUCERS AND ACCESSORIES | 50 | S0.5 | Y | -5
COMPANY 25 | 343 | PRIME MOVERS | 40 | L4 | Y | -5
COMPANY 25 | 344 | GENERATORS | 60 | S2.5 | Y | 0
COMPANY 25 | 345 | ACCESSORY ELECTRIC EQUIPMENT | 30 | R1.5 | Y | -5
COMPANY 25 | 346 | MISCELLANEOUS POWER PLANT EQUIPMENT | 30 | R4 | - | 0
COMPANY 25 | 361 | STRUCTURES AND IMPROVEMENTS | 50 | R2.5 | - | -5
COMPANY 25 | 362 | STATION EQUIPMENT | 25 | O1 | - | -10
COMPANY 25 | 364 | POLES, TOWERS AND FIXTURES | 47 | R1 | - | -50
COMPANY 25 | 365 | OVERHEAD CONDUCTORS AND DEVICES | 42 | R1 | - | -40
COMPANY 25 | 366 | UNDERGROUND CONDUIT | 40 | R3 | - | -5
COMPANY 25 | 367 | UNDERGROUND CONDUCTORS AND DEVICES | 42 | R2 | - | -25
COMPANY 25 | 368 | LINE TRANSFORMERS | 39 | R1 | - | -5
COMPANY 25 | 369 | SERVICES | 40 | O1 | - | -50
COMPANY 25 | 370 | METERS | 43 | R1.5 | - | -5
COMPANY 25 | 373 | STREET LIGHTING AND SIGNAL SYSTEMS | 23 | L1 | - | -20
COMPANY 25 | 390 | STRUCTURES AND IMPROVEMENTS | 50 | S3 | - | -5
COMPANY 25 | 390.3 | LEASEHOLD IMPROVEMENTS | 20 | S3 | - | 0
COMPANY 25 | 391 | OFFICE FURNITURE AND EQUIPMENT | 20 | SQ | - | 0
COMPANY 25 | 391.4 | SOFTWARE | 5 | SQ | - | 0
COMPANY 25 | 392.2 | LIGHT TRUCKS | 13 | L3 | - | 10
COMPANY 25 | 392.5 | TRAILERS | 13 | L3 | - | 10
COMPANY 25 | 393 | STORES EQUIPMENT | 25 | SQ | - | 0
COMPANY 25 | 394 | TOOLS, SHOP AND GARAGE EQUIPMENT | 25 | SQ | - | 0
COMPANY 25 | 395 | LABORATORY EQUIPMENT | 15 | SQ | - | 0
COMPANY 25 | 396 | POWER OPERATED EQUIPMENT | 13 | L3 | - | 10
COMPANY 25 | 397.4 | COMPUTER EQUIPMENT | 10 | SQ | - | 0
COMPANY 25 | 397.5 | COMMUNICATION EQUIPMENT - TOWERS | 25 | SQ | - | 0
COMPANY 25 | 398 | MISCELLANEOUS EQUIPMENT | 10 | SQ | - | 0
COMPANY 26 | 303 | MISCELLANEOUS INTANGIBLE PLANT | 7 | SQ | - | -
COMPANY 26 | 352 | STRUCTURES AND IMPROVEMENTS | 65 | R4 | - | -
COMPANY 26 | 353 | STATION EQUIPMENT | 58 | R2 | - | -
COMPANY 26 | 354 | TOWERS AND FIXTURES | 70 | R4 | - | -
COMPANY 26 | 355 | POLES AND FIXTURES | 62 | R1.5 | - | -
COMPANY 26 | 356 | OVERHEAD CONDUCTORS AND DEVICES | 62 | R2 | - | -
COMPANY 26 | 357 | UNDERGROUND CONDUIT | 45 | S2.5 | - | -
COMPANY 26 | 358 | UNDERGROUND CONDUCTORS AND DEVICES | 40 | S1.5 | - | -
COMPANY 26 | 359 | ROADS AND TRAILS | 55 | S2.5 | - | -
COMPANY 26 | 361 | STRUCTURES AND IMPROVEMENTS | 65 | R3 | - | -
COMPANY 26 | 362 | STATION EQUIPMENT | 50 | R0.5 | - | -
COMPANY 26 | 364 | POLES, TOWERS AND FIXTURES | 55 | R2 | - | -
COMPANY 26 | 365 | OVERHEAD CONDUCTORS AND DEVICES | 60 | R1 | - | -
COMPANY 26 | 366 | UNDERGROUND CONDUIT | 60 | R2.5 | - | -
COMPANY 26 | 367 | UNDERGROUND CONDUCTORS AND DEVICES | 50 | R2.5 | - | -
COMPANY 26 | 368 | LINE TRANSFORMERS | 44 | R1.5 | - | -
COMPANY 26 | 369.1 | SERVICES - OVERHEAD | 55 | R4 | - | -
COMPANY 26 | 370 | METERS | 32 | R1 | - | -
COMPANY 26 | 370.1 | METERS - SMART METERS | 15 | S0.5 | - | -
COMPANY 26 | 371 | INSTALLATIONS ON CUSTOMERS' PREMISES | 33 | R2 | - | -
COMPANY 26 | 373 | STREET LIGHTING AND SIGNAL SYSTEMS | 27 | R2 | - | -
COMPANY 26 | 390 | STRUCTURES AND IMPROVEMENTS | 50 | R2.5 | - | -
COMPANY 26 | 391 | OFFICE FURNITURE AND EQUIPMENT | 20 | SQ | - | -
COMPANY 26 | 391.2 | OFFICE EQUIPMENT | 5 | SQ | - | -
COMPANY 26 | 392 | TRANSPORTATION EQUIPMENT | 10 | L2 | - | -
COMPANY 26 | 393 | STORES EQUIPMENT | 30 | SQ | - | -
COMPANY 26 | 394 | TOOLS, SHOP AND GARAGE EQUIPMENT | 25 | SQ | - | -
COMPANY 26 | 395 | LABORATORY EQUIPMENT | 20 | SQ | - | -
COMPANY 26 | 396 | POWER OPERATED EQUIPMENT | 18 | S1.5 | - | -
COMPANY 26 | 397 | COMMUNICATION EQUIPMENT | 15 | SQ | - | -
COMPANY 26 | 398 | MISCELLANEOUS EQUIPMENT | 20 | SQ | - | -
COMPANY 27 | 311 | STRUCTURES AND IMPROVEMENTS | 35 | L1.5 | - | 0
COMPANY 27 | 331 | STRUCTURES AND IMPROVEMENTS | 95 | R3 | Y | -20
COMPANY 27 | 332 | RESERVOIRS, DAMS AND WATERWAYS | 85 | R3 | Y | -25
COMPANY 27 | 333 | WATER WHEELS, TURBINES AND GENERATORS | 95 | R2.5 | Y | -40
COMPANY 27 | 334 | ACCESSORY ELECTRIC EQUIPMENT | 60 | R2 | Y | -15
COMPANY 27 | 335 | MISCELLANEOUS POWER PLANT EQUIPMENT | 55 | S4 | Y | -10
COMPANY 27 | 336 | ROADS, RAILROADS AND BRIDGES | 75 | R4 | Y | 0
COMPANY 27 | 341 | STRUCTURES AND IMPROVEMENTS | 55 | R3 | - | -5
COMPANY 27 | 342 | FUEL HOLDERS, PRODUCERS AND ACCESSORIES | 50 | S3 | - | -10
COMPANY 27 | 343 | PRIME MOVERS | 45 | R3 | - | -5
COMPANY 27 | 344 | GENERATORS | 50 | R3 | - | -5
COMPANY 27 | 345 | ACCESSORY ELECTRIC EQUIPMENT | 35 | R1.5 | - | -5
COMPANY 27 | 352 | STRUCTURES AND IMPROVEMENTS | 70 | R4 | - | -30
COMPANY 27 | 353 | STATION EQUIPMENT | 65 | R2.5 | - | -15
COMPANY 27 | 354 | TOWERS AND FIXTURES | 80 | R3 | - | -50
COMPANY 27 | 355 | POLES AND FIXTURES | 70 | R3 | - | -50
COMPANY 27 | 356 | OVERHEAD CONDUCTORS AND DEVICES | 70 | R3 | - | -75
COMPANY 27 | 357 | UNDERGROUND CONDUIT | 65 | S4 | - | 0
COMPANY 27 | 358 | UNDERGROUND CONDUCTORS AND DEVICES | 60 | R5 | - | -10
COMPANY 27 | 361 | STRUCTURES AND IMPROVEMENTS | 70 | R4 | - | -30
COMPANY 27 | 362 | STATION EQUIPMENT | 65 | R2.5 | - | -30
COMPANY 27 | 364 | POLES, TOWERS AND FIXTURES | 65 | R2 | - | -70
COMPANY 27 | 365 | OVERHEAD CONDUCTORS AND DEVICES | 70 | R2.5 | - | -75
COMPANY 27 | 365 | OVERHEAD CONDUCTORS AND DEVICES - RECLOSERS | 18 | R2 | - | -30
COMPANY 27 | 366 | UNDERGROUND CONDUIT | 75 | R3 | - | -25
COMPANY 27 | 366 | UNDERGROUND CONDUIT - MANHOLES | 30 | R3 | - | -25
COMPANY 27 | 367 | UNDERGROUND CONDUCTORS AND DEVICES | 65 | R3 | - | -25
COMPANY 27 | 368 | LINE TRANSFORMERS | 50 | R1.5 | - | -25
COMPANY 27 | 369 | SERVICES | 52 | R2 | - | -120
COMPANY 27 | 370 | METERS | 41 | R0.5 | - | -20
COMPANY 27 | 373 | STREET LIGHTING AND SIGNAL SYSTEMS | 40 | L0 | - | -30
COMPANY 27 | 390 | STRUCTURES AND IMPROVEMENTS | 70 | R2.5 | - | -15
COMPANY 27 | 391 | OFFICE FURNITURE AND EQUIPMENT | 20 | SQ | - | 0
COMPANY 27 | 391.4 | LANS / WANS | 7 | SQ | - | 0
COMPANY 27 | 392 | TRANSPORTATION EQUIPMENT | 10 | S3 | - | 5
COMPANY 27 | 393 | STORES EQUIPMENT | 25 | SQ | - | 0
COMPANY 27 | 394 | TOOLS, SHOP AND GARAGE EQUIPMENT | 25 | SQ | - | 0
COMPANY 27 | 395 | LABORATORY EQUIPMENT | 20 | SQ | - | 0
COMPANY 27 | 397 | COMMUNICATION EQUIPMENT | 15 | SQ | - | 0
COMPANY 27 | 398 | MISCELLANEOUS EQUIPMENT | 20 | SQ | - | 0
COMPANY 28 | 310 | LAND AND LAND RIGHTS - RIGHTS | - | SQ | Y | 0
COMPANY 28 | 311 | STRUCTURES AND IMPROVEMENTS | 90 | S1 | Y | 0 - (19)
COMPANY 28 | 312 | BOILER PLANT EQUIPMENT | 55 | S0 | Y | (1) - (18)
COMPANY 28 | 314 | TURBOGENERATOR UNITS | 65 | L1 | Y | (1) - (18)
COMPANY 28 | 315 | ACCESSORY ELECTRIC EQUIPMENT | 60 | S1 | Y | 0 - (16)
COMPANY 28 | 316 | MISCELLANEOUS POWER PLANT EQUIPMENT | 50 | R1.5 | Y | 0 - (17)
COMPANY 28 | 341 | STRUCTURES AND IMPROVEMENTS | 90 | R1.5 | Y | (3) - (65)
COMPANY 28 | 342 | FUEL HOLDERS, PRODUCERS AND ACCESSORIES | 70 | R1.5 | Y | (3) - (65)
COMPANY 28 | 343 | PRIME MOVERS | 50 | S0.5 | Y | (3) - (7)
COMPANY 28 | 344 | GENERATORS | 45 | S0 | Y | (2) - (65)
COMPANY 28 | 345 | ACCESSORY ELECTRIC EQUIPMENT | 60 | S1.5 | Y | (3) - (65)
COMPANY 28 | 346 | MISCELLANEOUS POWER PLANT EQUIPMENT | 40 | O1 | Y | 0 - (6)
COMPANY 28 | 350 | LAND AND LAND RIGHTS - RIGHTS | 70 | R4 | - | 0
COMPANY 28 | 352 | STRUCTURES AND IMPROVEMENTS | 55 | R4 | - | -5
COMPANY 28 | 353 | STATION EQUIPMENT | 55 | R2.5 | - | -10
COMPANY 28 | 354 | TOWERS AND FIXTURES | 70 | R3 | - | -5
COMPANY 28 | 355 | POLES AND FIXTURES | 70 | R3 | - | -60
COMPANY 28 | 356 | OVERHEAD CONDUCTORS AND DEVICES | 65 | R4 | - | -50
COMPANY 28 | 357 | UNDERGROUND CONDUIT | 60 | S4 | - | 0
COMPANY 28 | 358 | UNDERGROUND CONDUCTORS AND DEVICES | 50 | S3 | - | 0
COMPANY 28 | 359 | ROADS AND TRAILS | 70 | R4 | - | 0
COMPANY 28 | 360 | LAND AND LAND RIGHTS - RIGHTS | 65 | R4 | - | 0
COMPANY 28 | 361 | STRUCTURES AND IMPROVEMENTS | 55 | R3 | - | -5
COMPANY 28 | 362 | STATION EQUIPMENT | 65 | R3 | - | -10
COMPANY 28 | 364 | POLES, TOWERS AND FIXTURES | 65 | R2 | - | -70
COMPANY 28 | 365 | OVERHEAD CONDUCTORS AND DEVICES | 55 | R3 | - | -60
COMPANY 28 | 366 | UNDERGROUND CONDUIT | 70 | R4 | - | -10
COMPANY 28 | 367 | UNDERGROUND CONDUCTORS AND DEVICES | 60 | R3 | - | -40
COMPANY 28 | 368 | LINE TRANSFORMERS | 50 | R1 | - | -20
COMPANY 28 | 369 | SERVICES | 65 | R2 | - | -25
COMPANY 28 | 370.1 | METERS - AMI | 20 | R5 | - | 0
COMPANY 28 | 371 | INSTALLATIONS ON CUSTOMERS' PREMISES | 35 | R2 | - | -30
COMPANY 28 | 373 | STREET LIGHTING AND SIGNAL SYSTEMS | 50 | R2 | - | -40
COMPANY 28 | 389 | LAND AND LAND RIGHTS - RIGHTS | 65 | R4 | - | 0
COMPANY 28 | 390 | STRUCTURES AND IMPROVEMENTS | 65 | R3 | - | -5
COMPANY 28 | 391 | OFFICE FURNITURE AND EQUIPMENT | 20 | SQ | - | 0
COMPANY 28 | 391.4 | COMPUTERS AND SOFTWARE | 5 | SQ | - | 0
COMPANY 28 | 392 | TRANSPORTATION EQUIPMENT | 14 | L1 | - | 10
COMPANY 28 | 393 | STORES EQUIPMENT | 20 | SQ | - | 0
COMPANY 28 | 394 | TOOLS, SHOP AND GARAGE EQUIPMENT | 25 | SQ | - | 0
COMPANY 28 | 395 | LABORATORY EQUIPMENT | 15 | SQ | - | 0
COMPANY 28 | 396 | POWER OPERATED EQUIPMENT | 14 | L1 | - | 10
COMPANY 28 | 397 | COMMUNICATION EQUIPMENT | 15 | SQ | - | 0
COMPANY 28 | 398 | MISCELLANEOUS EQUIPMENT | 5 | SQ | - | 0
COMPANY 29 | 303 | MISCELLANEOUS INTANGIBLE PLANT - 10-YEAR | 10 | SQ | - | 0
COMPANY 29 | 303 | MISCELLANEOUS INTANGIBLE PLANT - 15-YEAR | 15 | SQ | - | 0
COMPANY 29 | 361 | STRUCTURES AND IMPROVEMENTS | 70 | R3 | - | -15
COMPANY 29 | 362 | STATION EQUIPMENT | 60 | R2.5 | - | -25
COMPANY 29 | 364 | POLES, TOWERS AND FIXTURES | 58 | S0.5 | - | -75
COMPANY 29 | 365 | OVERHEAD CONDUCTORS AND DEVICES | 48 | R0.5 | - | -40
COMPANY 29 | 366 | UNDERGROUND CONDUIT | 75 | R3 | - | -60
COMPANY 29 | 367 | UNDERGROUND CONDUCTORS AND DEVICES | 45 | R0.5 | - | -40
COMPANY 29 | 368 | LINE TRANSFORMERS | 36 | R1 | - | -15
COMPANY 29 | 369.1 | SERVICES - OVERHEAD | 55 | R1.5 | - | -40
COMPANY 29 | 369.2 | SERVICES - UNDERGROUND | 60 | R2 | - | -75
COMPANY 29 | 370 | METERS | 23 | R1.5 | - | -2
COMPANY 29 | 373 | STREET LIGHTING AND SIGNAL SYSTEMS | 20 | L0 | - | -10
COMPANY 29 | 390.1 | STRUCTURES AND IMPROVEMENTS - MAJOR | 70 | S0.5 | Y | -10
COMPANY 29 | 390.2 | STRUCTURES AND IMPROVEMENTS - MINOR | 40 | S0 | - | -10
COMPANY 29 | 390.3 | LEASEHOLD IMPROVEMENTS | - | SQ | Y | 0
COMPANY 29 | 391.1 | OFFICE FURNITURE | 20 | SQ | - | 0
COMPANY 29 | 391.2 | OFFICE EQUIPMENT | 20 | SQ | - | 0
COMPANY 29 | 391.4 | COMPUTERS AND SOFTWARE | 7 | SQ | - | 0
COMPANY 29 | 392 | TRANSPORTATION EQUIPMENT | 17 | S2 | - | 0
COMPANY 29 | 393 | STORES EQUIPMENT | 25 | SQ | - | 0
COMPANY 29 | 394 | TOOLS, SHOP AND GARAGE EQUIPMENT | 25 | SQ | - | 0
COMPANY 29 | 395 | LABORATORY EQUIPMENT | 20 | SQ | - | 0
COMPANY 29 | 397 | COMMUNICATION EQUIPMENT | 15 | SQ | - | 0
COMPANY 29 | 398 | MISCELLANEOUS EQUIPMENT | 20 | SQ | - | 0
COMPANY 30 | 303 | MISCELLANEOUS INTANGIBLE PLANT | 5 | SQ | - | 0
COMPANY 30 | 310 | LAND AND LAND RIGHTS - RIGHTS | - | SQ | Y | 0
COMPANY 30 | 311 | STRUCTURES AND IMPROVEMENTS | 80 | R2 | Y | (9) - (30)
COMPANY 30 | 312 | BOILER PLANT EQUIPMENT | 60 | R1.5 | Y | (9) - (30)
COMPANY 30 | 312.5 | RAIL IMPROVEMENTS | 30 | S1.5 | - | 0
COMPANY 30 | 312.6 | UNIT TRAIN | 20 | R2.5 | - | 30
COMPANY 30 | 312.99 | BOILER PLANT EQUIPMENT - COMBUSTION INITIATIVE | 10 | SQ | - | 0
COMPANY 30 | 314 | TURBOGENERATOR UNITS | 70 | S0 | Y | (3) - (13)
COMPANY 30 | 315 | ACCESSORY ELECTRIC EQUIPMENT | 75 | R2 | Y | (9) - (30)
COMPANY 30 | 315.99 | ACCESSORY ELECTRIC EQUIPMENT - COMBUSTION INITIATIVE | 10 | SQ | - | 0
COMPANY 30 | 316 | MISCELLANEOUS POWER PLANT EQUIPMENT | 50 | S0 | Y | (9) - (13)
COMPANY 30 | 331 | STRUCTURES AND IMPROVEMENTS | 65 | S0.5 | Y | (4) - (5)
COMPANY 30 | 332 | RESERVOIRS, DAMS AND WATERWAYS | 100 | S1.5 | Y | (4) - (5)
COMPANY 30 | 333 | WATER WHEELS, TURBINES AND GENERATORS | 65 | R1 | Y | (4) - (5)
COMPANY 30 | 334 | ACCESSORY ELECTRIC EQUIPMENT | 55 | R1 | Y | (4) - (5)
COMPANY 30 | 335 | MISCELLANEOUS POWER PLANT EQUIPMENT | 60 | R2.5 | Y | (4) - (5)
COMPANY 30 | 340 | LAND AND LAND RIGHTS - RIGHTS | - | SQ | Y | 0
COMPANY 30 | 341 | STRUCTURES AND IMPROVEMENTS | 65 | R1.5 | Y | 0 - (24)
COMPANY 30 | 341.02 | STRUCTURES AND IMPROVEMENTS - WIND | 60 | R3 | Y | -9
COMPANY 30 | 342 | FUEL HOLDERS, PRODUCERS AND ACCESSORIES | 60 | R3 | Y | 0 - (24)
COMPANY 30 | 343 | PRIME MOVERS | 65 | R3 | Y | 0 - (24)
COMPANY 30 | 344 | GENERATORS | 35 | R0.5 | Y | 0 - (24)
COMPANY 30 | 344.02 | GENERATORS - WIND | 35 | S1.5 | Y | -9
COMPANY 30 | 345 | ACCESSORY ELECTRIC EQUIPMENT | 50 | R1.5 | Y | 0 - (24)
COMPANY 30 | 345.02 | ACCESSORY ELECTRIC EQUIPMENT - WIND | 50 | R2.5 | Y | -9
COMPANY 30 | 346 | MISCELLANEOUS POWER PLANT EQUIPMENT | 60 | R2.5 | Y | 0 - (24)
COMPANY 30 | 346.02 | MISCELLANEOUS POWER PLANT EQUIPMENT - WIND | 55 | R1.5 | Y | -9
COMPANY 30 | 361 | STRUCTURES AND IMPROVEMENTS | 50 | R2.5 | - | -15
COMPANY 30 | 362 | STATION EQUIPMENT | 42 | S0.5 | - | -5
COMPANY 30 | 362.1 | STATION EQUIPMENT - COMMUNICATION EQUIPMENT | 21 | R2.5 | - | 0
COMPANY 30 | 364 | POLES, TOWERS AND FIXTURES | 56 | R2 | - | -40
COMPANY 30 | 365 | OVERHEAD CONDUCTORS AND DEVICES | 56 | R1.5 | - | -50
COMPANY 30 | 366 | UNDERGROUND CONDUIT | 60 | S0.5 | - | -5
COMPANY 30 | 367 | UNDERGROUND CONDUCTORS AND DEVICES | 48 | R1.5 | - | -10
COMPANY 30 | 368 | LINE TRANSFORMERS | 40 | R1 | - | -15
COMPANY 30 | 369 | SERVICES | 57 | R2 | - | -70
COMPANY 30 | 369.2 | SERVICES - UNDERGROUND | 57 | R2 | - | -25
COMPANY 30 | 370 | METERS | 14 | L0 | - | -20
COMPANY 30 | 370.1 | METERS - AMI | 15 | S0 | - | -20
COMPANY 30 | 370.99 | METERS - METERING DEVICES | 35 | R0.5 | - | -20
COMPANY 30 | 371 | INSTALLATIONS ON CUSTOMERS' PREMISES | 25 | R3 | - | 0
COMPANY 30 | 373 | STREET LIGHTING AND SIGNAL SYSTEMS | 40 | R2.5 | - | -25
COMPANY 30 | 390 | STRUCTURES AND IMPROVEMENTS | 45 | R1 | - | -5
COMPANY 30 | 391 | OFFICE FURNITURE AND EQUIPMENT | 20 | SQ | - | 0
COMPANY 30 | 391.3 | LARGE COMPUTER EQUIPMENT | 5 | SQ | - | 0
COMPANY 30 | 392 | TRANSPORTATION EQUIPMENT | 13 | R2 | - | 10
COMPANY 30 | 393 | STORES EQUIPMENT | 20 | SQ | - | 0
COMPANY 30 | 394 | TOOLS, SHOP AND GARAGE EQUIPMENT | 25 | SQ | - | 0
COMPANY 30 | 395 | LABORATORY EQUIPMENT | 15 | SQ | - | 0
COMPANY 30 | 396 | POWER OPERATED EQUIPMENT | 15 | S1 | - | 20
COMPANY 30 | 397.4 | COMPUTER EQUIPMENT | 10 | SQ | - | 0
COMPANY 30 | 397.5 | COMMUNICATION EQUIPMENT - TOWER / BUILDING | 25 | SQ | - | 0
COMPANY 31 | 310 | LAND AND LAND RIGHTS - RIGHTS | 100 | R4 | Y | 0
COMPANY 31 | 311 | STRUCTURES AND IMPROVEMENTS | 80 | S0.5 | Y | -5
COMPANY 31 | 312 | BOILER PLANT EQUIPMENT | 58 | S0 | Y | -18
COMPANY 31 | 314 | TURBOGENERATOR UNITS | 60 | R1.5 | Y | -9
COMPANY 31 | 315 | ACCESSORY ELECTRIC EQUIPMENT | 65 | R1.5 | Y | -5
COMPANY 31 | 316 | MISCELLANEOUS POWER PLANT EQUIPMENT | 42 | R0.5 | Y | 0
COMPANY 31 | 320 | LAND AND LAND RIGHTS - RIGHTS | 100 | R4 | Y | 0
COMPANY 31 | 321 | STRUCTURES AND IMPROVEMENTS | 100 | R2 | Y | -1
COMPANY 31 | 322 | REACTOR PLANT EQUIPMENT | 70 | R1.5 | Y | -3
COMPANY 31 | 323 | TURBOGENERATOR UNITS | 40 | R1.5 | Y | -4
COMPANY 31 | 324 | ACCESSORY ELECTRIC EQUIPMENT | 60 | R2.5 | Y | -1
COMPANY 31 | 325 | MISCELLANEOUS POWER PLANT EQUIPMENT | 45 | R1.5 | Y | 0
COMPANY 31 | 330 | LAND AND LAND RIGHTS - RIGHTS | 100 | R4 | Y | 0
COMPANY 31 | 331 | STRUCTURES AND IMPROVEMENTS | 100 | R3 | Y | 0
COMPANY 31 | 332 | RESERVOIRS, DAMS AND WATERWAYS | 100 | S2.5 | Y | -3
COMPANY 31 | 333 | WATER WHEELS, TURBINES AND GENERATORS | 43 | S0 | Y | -3
COMPANY 31 | 334 | ACCESSORY ELECTRIC EQUIPMENT | 45 | R2 | Y | -3
COMPANY 31 | 335 | MISCELLANEOUS POWER PLANT EQUIPMENT | 60 | R1.5 | Y | 0
COMPANY 31 | 336 | ROADS, RAILROADS AND BRIDGES | 75 | R3 | Y | 0
COMPANY 31 | 340 | LAND AND LAND RIGHTS - RIGHTS | 75 | R3 | Y | 0
COMPANY 31 | 341 | STRUCTURES AND IMPROVEMENTS | 55 | R3 | Y | 0
COMPANY 31 | 341.01 | STRUCTURES AND IMPROVEMENTS - SOLAR | 40 | S3 | Y | 0
COMPANY 31 | 342 | FUEL HOLDERS, PRODUCERS AND ACCESSORIES | 50 | R2.5 | Y | 0
COMPANY 31 | 343 | PRIME MOVERS | 20 | L0.5 | Y | 40
COMPANY 31 | 343 | PRIME MOVERS - COMBINED CYCLE | 35 | R1 | Y | -10
COMPANY 31 | 344 | GENERATORS | 60 | R2.5 | Y | -5
COMPANY 31 | 344.01 | GENERATORS - SOLAR | 30 | S1.5 | Y | 0
COMPANY 31 | 345 | ACCESSORY ELECTRIC EQUIPMENT | 50 | R2 | Y | 0
COMPANY 31 | 345.01 | ACCESSORY ELECTRIC EQUIPMENT - SOLAR | 45 | R2.5 | Y | 0
COMPANY 31 | 346 | MISCELLANEOUS POWER PLANT EQUIPMENT | 40 | R2.5 | Y | 0
COMPANY 31 | 346.01 | MISCELLANEOUS POWER PLANT EQUIPMENT - SOLAR | 35 | R2.5 | Y | 0
COMPANY 31 | 350 | LAND AND LAND RIGHTS - RIGHTS | 75 | R4 | - | 0
COMPANY 31 | 352 | STRUCTURES AND IMPROVEMENTS | 65 | R2.5 | - | -5
COMPANY 31 | 353 | STATION EQUIPMENT | 38 | L1 | - | -15
COMPANY 31 | 353.99 | STATION EQUIPMENT - POWER SUPPLY COMPANY | 15 | L3 | - | -15
COMPANY 31 | 354 | TOWERS AND FIXTURES | 75 | R3 | - | -50
COMPANY 31 | 355 | POLES AND FIXTURES | 60 | R2.5 | - | -40
COMPANY 31 | 356 | OVERHEAD CONDUCTORS AND DEVICES | 61 | R2.5 | - | -30
COMPANY 31 | 357 | UNDERGROUND CONDUIT | 50 | S3 | - | 0
COMPANY 31 | 358 | UNDERGROUND CONDUCTORS AND DEVICES | 50 | R4 | - | -5
COMPANY 31 | 359 | ROADS AND TRAILS | 75 | R4 | - | 0
COMPANY 31 | 360 | LAND AND LAND RIGHTS - RIGHTS | 75 | S4 | - | 0
COMPANY 31 | 361 | STRUCTURES AND IMPROVEMENTS | 55 | R2.5 | - | -5
COMPANY 31 | 362 | STATION EQUIPMENT | 52 | S0 | - | -20
COMPANY 31 | 364 | POLES, TOWERS AND FIXTURES | 46 | R2 | - | -50
COMPANY 31 | 365 | OVERHEAD CONDUCTORS AND DEVICES | 43 | R3 | - | -35
COMPANY 31 | 366 | UNDERGROUND CONDUIT | 60 | S3 | - | -5
COMPANY 31 | 367 | UNDERGROUND CONDUCTORS AND DEVICES | 32 | R2.5 | - | -25
COMPANY 31 | 368 | LINE TRANSFORMERS | 37 | R1.5 | - | -15
COMPANY 31 | 369.1 | SERVICES -OVERHEAD | 38 | S2.5 | - | -50
COMPANY 31 | 369.2 | SERVICES - UNDERGROUND | 50 | R4 | - | -50
COMPANY 31 | 370 | METERS | 18 | S1 | - | -2
COMPANY 31 | 370.1 | METERS - AMI | 15 | S2.5 | - | -2
COMPANY 31 | 371 | INSTALLATIONS ON CUSTOMERS' PREMISES | 11 | L4 | - | 0
COMPANY 31 | 371.2 | INSTALLATIONS ON CUSTOMERS' PREMISES - AIR CONDITIONING CYCLING PROGRAM | 15 | S2 | - | 0
COMPANY 31 | 373 | STREET LIGHTING AND SIGNAL SYSTEMS | 30 | R2.5 | - | -20
COMPANY 31 | 389 | LAND AND LAND RIGHTS - RIGHTS | 70 | R4 | - | 0
COMPANY 31 | 390.1 | STRUCTURES AND IMPROVEMENTS - LARGE | 90 | S1.5 | Y | -5
COMPANY 31 | 390.2 | STRUCTURES AND IMPROVEMENTS - SMALL | 45 | R1 | - | -5
COMPANY 31 | 391 | OFFICE FURNITURE AND EQUIPMENT | 15 | SQ | - | 0
COMPANY 31 | 391.3 | ELECTRONIC DATA PROCESSING | 5 | SQ | - | 0
COMPANY 31 | 392 | TRANSPORTATION EQUIPMENT | 10 | L0 | - | 15
COMPANY 31 | 393 | STORES EQUIPMENT | 25 | SQ | - | 0
COMPANY 31 | 394 | TOOLS, SHOP AND GARAGE EQUIPMENT | 25 | SQ | - | 0
COMPANY 31 | 394.1 | ELECTRIC VEHICLES | 10 | SQ | - | 0
COMPANY 31 | 395 | LABORATORY EQUIPMENT | 25 | SQ | - | 0
COMPANY 31 | 396 | POWER OPERATED EQUIPMENT | 12 | L1 | - | 15
COMPANY 31 | 397 | COMMUNICATION EQUIPMENT | 25 | SQ | - | 0
COMPANY 31 | 397 | COMMUNICATION EQUIPMENT - MASSED | 15 | SQ | - | 0
COMPANY 31 | 397.99 | COMMUNICATION EQUIPMENT - CLEARING | 15 | SQ | - | 0
COMPANY 31 | 398 | MISCELLANEOUS EQUIPMENT | 15 | SQ | - | 0
COMPANY 32 | 370 | METERS | 25 | R2.5 | - | 0
COMPANY 32 | 370.1 | METERS - AMI | 15 | S2.5 | - | 0
COMPANY 32 | 390 | STRUCTURES AND IMPROVEMENTS - OWNED | 50 | R2.5 | - | 0
COMPANY 32 | 390.3 | STRUCTURES AND IMPROVEMENTS - LEASED | 20 | S3 | - | 0
COMPANY 32 | 391.1 | OFFICE FURNITURE AND EQUIPMENT - FURNITURE AND EQUIPMENT | 20 | SQ | - | 0
COMPANY 32 | 391.3 | OFFICE FURNITURE AND EQUIPMENT - HARDWARE | 5 | SQ | - | 0
COMPANY 32 | 391.4 | OFFICE FURNITURE AND EQUIPMENT - SOFTWARE | 7 | SQ | - | 0
COMPANY 32 | 392.1 | TRANSPORTATION EQUIPMENT - CARS | 8 | S2 | - | 5
COMPANY 32 | 392.2 | TRANSPORTATION EQUIPMENT - LIGHT TRUCKS | 9 | L3 | - | 20
COMPANY 32 | 392.3 | TRANSPORTATION EQUIPMENT - MEDIUM TRUCKS | 8 | L4 | - | 20
COMPANY 32 | 394 | TOOLS, SHOP AND GARAGE EQUIPMENT | 25 | SQ | - | 0
COMPANY 32 | 395 | LABORATORY EQUIPMENT | 20 | SQ | - | 0
COMPANY 32 | 397 | COMMUNICATION EQUIPMENT | 15 | SQ | - | 0
COMPANY 32 | 397.5 | COMMUNICATION EQUIPMENT - TOWERS | 25 | SQ | - | 0
COMPANY 32 | 398 | MISCELLANEOUS EQUIPMENT | 20 | SQ | - | 0
COMPANY 33 | 311 | STRUCTURES AND IMPROVEMENTS | 80 | R2 | Y | -1
COMPANY 33 | 312 | BOILER PLANT EQUIPMENT | 50 | S0 | Y | -2
COMPANY 33 | 314 | TURBOGENERATOR UNITS | 55 | R0.5 | Y | -1
COMPANY 33 | 315 | ACCESSORY ELECTRIC EQUIPMENT | 65 | S0 | Y | -2
COMPANY 33 | 316 | MISCELLANEOUS POWER PLANT EQUIPMENT | 65 | R0.5 | Y | 0
COMPANY 33 | 321 | STRUCTURES AND IMPROVEMENTS | 100 | R1.5 | Y | -1
COMPANY 33 | 322 | REACTOR PLANT EQUIPMENT | 60 | R1 | Y | -2
COMPANY 33 | 323 | TURBOGENERATOR UNITS | 45 | R0.5 | Y | 0
COMPANY 33 | 324 | ACCESSORY ELECTRIC EQUIPMENT | 75 | R2.5 | Y | -1
COMPANY 33 | 325 | MISCELLANEOUS POWER PLANT EQUIPMENT | 50 | R1.5 | Y | -3
COMPANY 33 | 341 | STRUCTURES AND IMPROVEMENTS | 80 | R2 | Y | -2
COMPANY 33 | 342 | FUEL HOLDERS, PRODUCERS AND ACCESSORIES | 50 | R1.5 | Y | -3
COMPANY 33 | 343 | PRIME MOVERS | 50 | R1 | Y | -3
COMPANY 33 | 343.01 | PRIME MOVERS - SOLAR | - | SQ | Y | 0
COMPANY 33 | 343.1 | PRIME MOVERS - CAPITAL SPARE PARTS | 9 | L0 | Y | 35
COMPANY 33 | 344 | GENERATORS | 60 | R2 | Y | -3
COMPANY 33 | 345 | ACCESSORY ELECTRIC EQUIPMENT | 50 | R2.5 | Y | -2
COMPANY 33 | 346 | MISCELLANEOUS POWER PLANT EQUIPMENT | 50 | S0.5 | Y | -2
COMPANY 33 | 350 | LAND AND LAND RIGHTS - RIGHTS | 75 | S4 | - | 0
COMPANY 33 | 352 | STRUCTURES AND IMPROVEMENTS | 65 | R3 | - | -15
COMPANY 33 | 353 | STATION EQUIPMENT | 40 | R1 | - | -2
COMPANY 33 | 353.1 | STATION EQUIPMENT - STEP-UP TRANSFORMERS | 30 | R1 | - | 0
COMPANY 33 | 354 | TOWERS AND FIXTURES | 60 | R4 | - | -25
COMPANY 33 | 355 | POLES AND FIXTURES | 50 | R2 | - | -50
COMPANY 33 | 356 | OVERHEAD CONDUCTORS AND DEVICES | 51 | R1 | - | -55
COMPANY 33 | 357 | UNDERGROUND CONDUIT | 65 | R4 | - | 0
COMPANY 33 | 358 | UNDERGROUND CONDUCTORS AND DEVICES | 65 | R3 | - | -20
COMPANY 33 | 359 | ROADS AND TRAILS | 75 | R4 | - | -10
COMPANY 33 | 361 | STRUCTURES AND IMPROVEMENTS | 60 | R3 | - | -15
COMPANY 33 | 362 | STATION EQUIPMENT | 45 | R1.5 | - | -10
COMPANY 33 | 363 | ENERGY STORAGE EQUIPMENT | 15 | S3 | - | 0
COMPANY 33 | 364.1 | POLES, TOWERS AND FIXTURES - WOOD POLES | 40 | R2 | - | -100
COMPANY 33 | 364.3 | POLES, TOWERS AND FIXTURES - CONCRETE TOWERS | 50 | R1.5 | - | -100
COMPANY 33 | 365 | OVERHEAD CONDUCTORS AND DEVICES | 48 | R1 | - | -80
COMPANY 33 | 366 | UNDERGROUND CONDUIT - ENCASED | 70 | R3 | - | 0
COMPANY 33 | 366 | UNDERGROUND CONDUIT - NOT ENCASED | 50 | R4 | - | 0
COMPANY 33 | 367.1 | UNDERGROUND CONDUCTORS AND DEVICES - DIRECT BURIED | 35 | R2 | - | 0
COMPANY 33 | 367.2 | UNDERGROUND CONDUCTORS AND DEVICES - DUCT SYSTEM | 42 | S0 | - | -5
COMPANY 33 | 368 | LINE TRANSFORMERS | 34 | S0 | - | -15
COMPANY 33 | 369.1 | SERVICES - OVERHEAD | 53 | R1 | - | -125
COMPANY 33 | 369.2 | SERVICES - UNDERGROUND | 45 | R2 | - | -15
COMPANY 33 | 370 | METERS | 38 | R2 | - | -30
COMPANY 33 | 370.1 | METERS - AMR AND ELECTRONIC | 20 | R2.5 | - | -30
COMPANY 33 | 371 | INSTALLATIONS ON CUSTOMERS' PREMISES | 30 | L0 | - | -15
COMPANY 33 | 373 | STREET LIGHTING AND SIGNAL SYSTEMS | 35 | O1 | - | -15
COMPANY 33 | 390 | STRUCTURES AND IMPROVEMENTS | 55 | R1.5 | - | -10
COMPANY 33 | 392.1 | PASSENGER CARS AND VANS | 6 | L2.5 | - | 15
COMPANY 33 | 392.2 | LIGHT TRUCKS | 9 | L3 | - | 15
COMPANY 33 | 392.2 | TRACTORS | 9 | L2.5 | - | 5
COMPANY 33 | 392.4 | HEAVY TRUCKS | 12 | S3 | - | 15
COMPANY 33 | 392.4 | LARGE TANKERS | 9 | L2.5 | - | 5
COMPANY 33 | 392.5 | TRAILERS | 20 | L1 | - | 15
COMPANY 33 | 396 | POWER OPERATED EQUIPMENT | 11 | L1.5 | - | 15
COMPANY 33 | 397.3 | FIBER OPTIC EQUIPMENT | 20 | S2 | - | 0
COMPANY 34 | 311 | STRUCTURES AND IMPROVEMENTS | 110 | R2.5 | Y | (4) - (14)
COMPANY 34 | 312 | BOILER PLANT EQUIPMENT | 65 | R1.5 | Y | (4) - (14)
COMPANY 34 | 313 | ENGINES AND GENERATORS | 30 | R2.5 | - | 10
COMPANY 34 | 314 | TURBOGENERATOR UNITS | 75 | R1.5 | Y | (4) - (14)
COMPANY 34 | 315 | ACCESSORY ELECTRIC EQUIPMENT | 65 | R1.5 | Y | (4) - (14)
COMPANY 34 | 316 | MISCELLANEOUS POWER PLANT EQUIPMENT | 55 | R2 | Y | (4) - (14)
COMPANY 34 | 331 | STRUCTURES AND IMPROVEMENTS | 100 | S1 | Y | -50
COMPANY 34 | 332 | RESERVOIRS, DAMS AND WATERWAYS | 100 | S1 | Y | -50
COMPANY 34 | 333 | WATER WHEELS, TURBINES AND GENERATORS | 75 | S2.5 | Y | -50
COMPANY 34 | 334 | ACCESSORY ELECTRIC EQUIPMENT | 60 | S1.5 | Y | -50
COMPANY 34 | 335 | MISCELLANEOUS POWER PLANT EQUIPMENT | 45 | R2.5 | Y | -50
COMPANY 34 | 340 | LAND AND LAND RIGHTS - RIGHTS | 75 | R3 | Y | 0
COMPANY 34 | 341 | STRUCTURES AND IMPROVEMENTS | 65 | R4 | Y | -5
COMPANY 34 | 342 | FUEL HOLDERS, PRODUCERS AND ACCESSORIES | 55 | S2.5 | Y | -5
COMPANY 34 | 343 | PRIME MOVERS | 50 | S3 | Y | -5
COMPANY 34 | 344 | GENERATORS | 55 | R4 | Y | -5
COMPANY 34 | 344.02 | GENERATORS - WIND | 55 | R2.5 | Y | (1) - (4)
COMPANY 34 | 344.99 | GENERATORS - PORTABLE POWER MODULES | 55 | R4 | Y | 25
COMPANY 34 | 345 | ACCESSORY ELECTRIC EQUIPMENT | 50 | S2.5 | Y | -5
COMPANY 34 | 345.02 | ACCESSORY ELECTRIC EQUIPMENT - WIND | 50 | R3 | Y | (1) - (4)
COMPANY 34 | 346 | MISCELLANEOUS POWER PLANT EQUIPMENT | 50 | S2 | Y | -5
COMPANY 34 | 346.02 | MISCELLANEOUS POWER PLANT EQUIPMENT - WIND | 40 | S2.5 | Y | (1) - (3)
COMPANY 34 | 350 | LAND AND LAND RIGHTS - RIGHTS | 75 | R4 | - | 0
COMPANY 34 | 352 | STRUCTURES AND IMPROVEMENTS | 65 | R3 | - | -10
COMPANY 34 | 353 | STATION EQUIPMENT | 60 | R1 | - | -5
COMPANY 34 | 354 | TOWERS AND FIXTURES | 75 | R4 | - | -25
COMPANY 34 | 355 | POLES AND FIXTURES | 52 | R2.5 | - | -30
COMPANY 34 | 356 | OVERHEAD CONDUCTORS AND DEVICES | 57 | R3 | - | -35
COMPANY 34 | 357 | UNDERGROUND CONDUIT | 60 | R4 | - | -10
COMPANY 34 | 358 | UNDERGROUND CONDUCTORS AND DEVICES | 60 | R4 | - | -10
COMPANY 34 | 359 | ROADS AND TRAILS | 75 | R4 | - | 0
COMPANY 34 | 360 | LAND AND LAND RIGHTS - RIGHTS | 75 | R4 | - | 0
COMPANY 34 | 361 | STRUCTURES AND IMPROVEMENTS | 70 | R3 | - | -20
COMPANY 34 | 362 | STATION EQUIPMENT | 60 | R2.5 | - | -10
COMPANY 34 | 364 | POLES, TOWERS AND FIXTURES | 54 | R3 | - | -60
COMPANY 34 | 365 | OVERHEAD CONDUCTORS AND DEVICES | 52 | R1.5 | - | -50
COMPANY 34 | 366 | UNDERGROUND CONDUIT | 65 | R4 | - | -50
COMPANY 34 | 367 | UNDERGROUND CONDUCTORS AND DEVICES | 55 | R2 | - | -30
COMPANY 34 | 368 | LINE TRANSFORMERS | 45 | R2 | - | -5
COMPANY 34 | 369 | SERVICES | 65 | R4 | - | -100
COMPANY 34 | 370 | METERS | 20 | L1.5 | - | -5
COMPANY 34 | 371 | INSTALLATIONS ON CUSTOMERS' PREMISES | 34 | S0.5 | - | -30
COMPANY 34 | 373 | STREET LIGHTING AND SIGNAL SYSTEMS | 40 | R1.5 | - | -30
COMPANY 34 | 389 | LAND AND LAND RIGHTS - RIGHTS | 70 | R4 | - | 0
COMPANY 34 | 390 | STRUCTURES AND IMPROVEMENTS | 42 | S0 | - | -5
COMPANY 34 | 391 | OFFICE FURNITURE AND EQUIPMENT | 10 | SQ | - | 0
COMPANY 34 | 391.4 | COMPUTERS AND SOFTWARE | 5 | SQ | - | 0
COMPANY 34 | 392.1 | PASSENGER CARS AND VANS | 10 | L3 | - | 10
COMPANY 34 | 392.2 | LIGHT TRUCKS | 15 | L2.5 | - | 10
COMPANY 34 | 392.4 | HEAVY TRUCKS | 14 | L3 | - | 10
COMPANY 34 | 392.5 | TRAILERS | 26 | S0.5 | - | 10
COMPANY 34 | 392.6 | AIRPLANES | 10 | S1 | - | 40
COMPANY 34 | 393 | STORES EQUIPMENT | 10 | SQ | - | 0
COMPANY 34 | 394 | TOOLS, SHOP AND GARAGE EQUIPMENT | 15 | SQ | - | 0
COMPANY 34 | 395 | LABORATORY EQUIPMENT | 10 | SQ | - | 0
COMPANY 34 | 396 | POWER OPERATED EQUIPMENT | 16 | L1 | - | 20
COMPANY 34 | 397 | COMMUNICATION EQUIPMENT | 15 | SQ | - | 0
COMPANY 34 | 397.1 | TELEPHONE AND DATA COLLECTION EQUIPMENT | 8 | SQ | - | 0
COMPANY 34 | 398 | MISCELLANEOUS EQUIPMENT | 10 | SQ | - | 0
COMPANY 35 | 310 | LAND AND LAND RIGHTS - RIGHTS | 60 | L2 | Y | (6) - (50)
COMPANY 35 | 311 | STRUCTURES AND IMPROVEMENTS | 60 | L2 | Y | (6) - (50)
COMPANY 35 | 312 | BOILER PLANT EQUIPMENT | 60 | L2 | Y | (6) - (50)
COMPANY 35 | 313 | ENGINES AND GENERATORS | 60 | L2 | Y | (6) - (50)
COMPANY 35 | 314 | TURBOGENERATOR UNITS | 60 | L2 | Y | (6) - (50)
COMPANY 35 | 315 | ACCESSORY ELECTRIC EQUIPMENT | 60 | L2 | Y | (6) - (50)
COMPANY 35 | 316 | MISCELLANEOUS POWER PLANT EQUIPMENT | 60 | L2 | Y | (6) - (50)
COMPANY 35 | 330 | LAND AND LAND RIGHTS - RIGHTS | 95 | S1.5 | Y | (20) - (445)
COMPANY 35 | 331 | STRUCTURES AND IMPROVEMENTS | 95 | S1.5 | Y | (20) - (445)
COMPANY 35 | 332 | RESERVOIRS, DAMS AND WATERWAYS | 95 | S1.5 | Y | (20) - (445)
COMPANY 35 | 333 | WATER WHEELS, TURBINES AND GENERATORS | 95 | S1.5 | Y | (20) - (445)
COMPANY 35 | 334 | ACCESSORY ELECTRIC EQUIPMENT | 95 | S1.5 | Y | (20) - (445)
COMPANY 35 | 335 | MISCELLANEOUS POWER PLANT EQUIPMENT | 95 | S1.5 | Y | (20) - (445)
COMPANY 35 | 336 | ROADS, RAILROADS AND BRIDGES | 95 | S1.5 | Y | (20) - (445)
COMPANY 35 | 340 | LAND AND LAND RIGHTS - RIGHTS | 90 | S0.5 | Y | (11) - (32)
COMPANY 35 | 341 | STRUCTURES AND IMPROVEMENTS | 90 | S0.5 | Y | (11) - (32)
COMPANY 35 | 342 | FUEL HOLDERS, PRODUCERS AND ACCESSORIES | 90 | S0.5 | Y | (11) - (32)
COMPANY 35 | 343 | PRIME MOVERS | 90 | S0.5 | Y | (11) - (32)
COMPANY 35 | 344 | GENERATORS | 90 | S0.5 | Y | (11) - (32)
COMPANY 35 | 344.02 | GENERATORS - WIND | - | SQ | Y | -50
COMPANY 35 | 345 | ACCESSORY ELECTRIC EQUIPMENT | 90 | S0.5 | Y | (11) - (32)
COMPANY 35 | 346 | MISCELLANEOUS POWER PLANT EQUIPMENT | 90 | S0.5 | Y | (11) - (32)
COMPANY 35 | 351 | EASEMENTS | 80 | SQ | - | 0
COMPANY 35 | 353 | STATION EQUIPMENT | 42 | R2.5 | - | -5
COMPANY 35 | 354 | TOWERS AND FIXTURES | 55 | S3 | - | -35
COMPANY 35 | 355 | POLES AND FIXTURES | 47 | R2 | - | -40
COMPANY 35 | 356 | OVERHEAD CONDUCTORS AND DEVICES | 45 | R3 | - | -10
COMPANY 35 | 357 | UNDERGROUND CONDUIT | 65 | S3 | - | 0
COMPANY 35 | 358 | UNDERGROUND CONDUCTORS AND DEVICES | 40 | R4 | - | 0
COMPANY 35 | 359 | ROADS AND TRAILS | 65 | SQ | - | 0
COMPANY 35 | 360 | LAND AND LAND RIGHTS - RIGHTS | 60 | SQ | - | 0
COMPANY 35 | 361 | STRUCTURES AND IMPROVEMENTS | 50 | R2.5 | - | -5
COMPANY 35 | 362 | STATION EQUIPMENT | 48 | R1.5 | - | -5
COMPANY 35 | 362.1 | STATION EQUIPMENT - SCADA | 14 | R2.5 | - | 0
COMPANY 35 | 364 | POLES, TOWERS AND FIXTURES | 38 | R2.5 | - | -40
COMPANY 35 | 365 | OVERHEAD CONDUCTORS AND DEVICES | 38 | R2.5 | - | -15
COMPANY 35 | 366 | UNDERGROUND CONDUIT | 65 | S3 | - | 0
COMPANY 35 | 367 | UNDERGROUND CONDUCTORS AND DEVICES | 43 | R3 | - | -25
COMPANY 35 | 368 | LINE TRANSFORMERS | 30 | R1 | - | -20
COMPANY 35 | 369 | SERVICES | 42 | S3 | - | -75
COMPANY 35 | 370 | METERS | 25 | S2 | - | 0
COMPANY 35 | 373 | STREET LIGHTING AND SIGNAL SYSTEMS | 28 | R2 | - | -30
COMPANY 35 | 389 | LAND AND LAND RIGHTS - RIGHTS | 50 | SQ | - | 0
COMPANY 35 | 390 | STRUCTURES AND IMPROVEMENTS | 40 | R3 | - | -5
COMPANY 35 | 391 | OFFICE FURNITURE AND EQUIPMENT | 20 | SQ | - | 0
COMPANY 35 | 391.3 | COMPUTER HARDWARE | 5 | SQ | - | 0
COMPANY 35 | 391.4 | SOFTWARE | 10 | SQ | - | 0
COMPANY 35 | 392 | TRANSPORTATION EQUIPMENT | 13 | R0.5 | - | 10
COMPANY 35 | 393 | STORES EQUIPMENT | 15 | SQ | - | 0
COMPANY 35 | 394 | TOOLS, SHOP AND GARAGE EQUIPMENT | 20 | SQ | - | 0
COMPANY 35 | 395 | LABORATORY EQUIPMENT | 15 | SQ | - | 0
COMPANY 35 | 397 | COMMUNICATION EQUIPMENT | 20 | R3 | - | 0
COMPANY 35 | 397.6 | COMMUNICATION EQUIPMENT - SCADA | 15 | S1 | - | 0
COMPANY 35 | 397.6 | REMOTE MONITORING EQUIPMENT | 12 | R2.5 | - | 0
COMPANY 35 | 398 | MISCELLANEOUS EQUIPMENT | 20 | SQ | - | 0
COMPANY 35 | 399.99 | MINING EQUIPMENT | 40 | R2 | Y | -5
COMPANY 35 | 399.99 | ROADS, BRIDGES AND TRAILS | - | SQ | Y | 0
COMPANY 36 | 311 | STRUCTURES AND IMPROVEMENTS | 90 | L0.5 | Y | -25
COMPANY 36 | 312 | BOILER PLANT EQUIPMENT | 60 | L0.5 | Y | -25
COMPANY 36 | 314 | TURBOGENERATOR UNITS | 35 | L0 | Y | -25
COMPANY 36 | 315 | ACCESSORY ELECTRIC EQUIPMENT | 45 | S0.5 | Y | -25
COMPANY 36 | 315 | ACCESSORY ELECTRIC EQUIPMENT | 50 | R2.5 | Y | -25
COMPANY 36 | 316 | MISCELLANEOUS POWER PLANT EQUIPMENT | 50 | S1 | Y | -25
COMPANY 36 | 341 | STRUCTURES AND IMPROVEMENTS | 95 | R1 | Y | -10
COMPANY 36 | 342 | FUEL HOLDERS, PRODUCERS AND ACCESSORIES | 70 | L0.5 | Y | -10
COMPANY 36 | 344 | GENERATORS | 55 | S1 | Y | -10
COMPANY 36 | 345 | ACCESSORY ELECTRIC EQUIPMENT | 60 | R1.5 | Y | -10
COMPANY 36 | 352 | STRUCTURES AND IMPROVEMENTS | 70 | R2 | - | -50
COMPANY 36 | 353 | STATION EQUIPMENT | 50 | S0 | - | -35
COMPANY 36 | 354 | TOWERS AND FIXTURES | 65 | R4 | - | -40
COMPANY 36 | 356 | OVERHEAD CONDUCTORS AND DEVICES | 50 | R2 | - | -35
COMPANY 36 | 357 | UNDERGROUND CONDUIT | 70 | S4 | - | -15
COMPANY 36 | 358 | UNDERGROUND CONDUCTORS AND DEVICES | 60 | R2.5 | - | -15
COMPANY 36 | 361 | STRUCTURES AND IMPROVEMENTS | 55 | R2 | - | -50
COMPANY 36 | 362 | STATION EQUIPMENT | 50 | R1.5 | - | -50
COMPANY 36 | 364 | POLES, TOWERS AND FIXTURES | 60 | R1.5 | - | -120
COMPANY 36 | 365 | OVERHEAD CONDUCTORS AND DEVICES | 65 | R0.5 | - | -80
COMPANY 36 | 366 | UNDERGROUND CONDUIT | 80 | R2.5 | - | -60
COMPANY 36 | 367 | UNDERGROUND CONDUCTORS AND DEVICES | 50 | R0.5 | - | -90
COMPANY 36 | 368.1 | LINE TRANSFORMERS - OVERHEAD | 33 | R0.5 | - | -20
COMPANY 36 | 368.2 | LINE TRANSFORMERS - UNDERGROUND | 33 | S0 | - | -20
COMPANY 36 | 369.1 | SERVICES - OVERHEAD | 65 | R1 | - | -185
COMPANY 36 | 369.2 | SERVICES - UNDERGROUND | 70 | R1 | - | -160
COMPANY 36 | 370.1 | METERS - AMI | 20 | S2 | - | 0
COMPANY 36 | 370.2 | METER INSTALLATIONS - AMI | 20 | S2 | - | 0
COMPANY 36 | 371 | INSTALLATIONS ON CUSTOMERS' PREMISES | 60 | R2 | - | -5
COMPANY 36 | 373.1 | STREET LIGHTING AND SIGNAL SYSTEMS - OVERHEAD | 50 | R0.5 | - | -120
COMPANY 36 | 373.2 | STREET LIGHTING AND SIGNAL SYSTEMS - UNDERGROUND | 70 | R0.5 | - | -120
COMPANY 36 | 390 | STRUCTURES AND IMPROVEMENTS | 55 | S0 | - | -40
COMPANY 37 | 352 | STRUCTURES AND IMPROVEMENTS | 60 | R2.5 | - | -5
COMPANY 37 | 353 | STATION EQUIPMENT | 44 | S0.5 | - | -15
COMPANY 37 | 354 | TOWERS AND FIXTURES | 65 | R3 | - | -30
COMPANY 37 | 355 | POLES AND FIXTURES | 55 | R2 | - | -25
COMPANY 37 | 355.1 | POLES AND FIXTURES - RIGHT OF WAY CLEARING | 55 | R2 | - | 0
COMPANY 37 | 356 | OVERHEAD CONDUCTORS AND DEVICES | 57 | R1.5 | - | -20
COMPANY 37 | 357 | UNDERGROUND CONDUIT | 55 | R4 | - | 0
COMPANY 37 | 358 | UNDERGROUND CONDUCTORS AND DEVICES | 41 | R2 | - | -10
COMPANY 37 | 359 | ROADS AND TRAILS | 65 | R1.5 | - | 0
COMPANY 37 | 360 | LAND AND LAND RIGHTS - RIGHTS | 65 | R4 | - | 0
COMPANY 37 | 361 | STRUCTURES AND IMPROVEMENTS | 60 | R3 | - | -5
COMPANY 37 | 362 | STATION EQUIPMENT | 42 | R1 | - | 20
COMPANY 37 | 364 | POLES, TOWERS AND FIXTURES | 48 | R1 | - | -20
COMPANY 37 | 365 | OVERHEAD CONDUCTORS AND DEVICES | 53 | R0.5 | - | -10
COMPANY 37 | 366 | UNDERGROUND CONDUIT | 55 | R2 | - | -1
COMPANY 37 | 367 | UNDERGROUND CONDUCTORS AND DEVICES | 53 | R2 | - | -10
COMPANY 37 | 368 | LINE TRANSFORMERS | 41 | R1.5 | - | -15
COMPANY 37 | 369 | SERVICES | 46 | R0.5 | - | -35
COMPANY 37 | 370 | METERS | 29 | S0 | - | 0
COMPANY 37 | 370.1 | METERS - AMI | 20 | S3 | - | 0
COMPANY 37 | 372 | LEASED PROPERTY ON CUSTOMERS' PREMISES | 20 | S4 | - | 0
COMPANY 37 | 373 | STREET LIGHTING AND SIGNAL SYSTEMS | 26 | L0 | - | -10
COMPANY 37 | 390 | STRUCTURES AND IMPROVEMENTS | 45 | R2.5 | - | -5
COMPANY 37 | 391 | OFFICE FURNITURE AND EQUIPMENT | 20 | SQ | - | 0
COMPANY 37 | 391.2 | HANDHELD EQUIPMENT | 5 | SQ | - | 0
COMPANY 37 | 391.3 | DISPATCH COMPUTERS AMD DATA PROCESSING EQUIPMENT | 5 | SQ | - | 0
COMPANY 37 | 391.3 | WORK MANAGEMENT SYSTEM HARDWARE | 10 | SQ | - | 0
COMPANY 37 | 393 | STORES EQUIPMENT | 30 | SQ | - | 0
COMPANY 37 | 394 | TOOLS, SHOP AND GARAGE EQUIPMENT | 25 | SQ | - | 0
COMPANY 37 | 395 | LABORATORY EQUIPMENT | 20 | SQ | - | 0
COMPANY 37 | 397 | COMMUNICATION EQUIPMENT | 25 | SQ | - | 0
COMPANY 37 | 397.7 | COMMUNICATION EQUIPMENT - AMI | 20 | S3 | - | -10
COMPANY 37 | 398 | MISCELLANEOUS EQUIPMENT | 15 | SQ | - | 0
COMPANY 38 | 311 | STRUCTURES AND IMPROVEMENTS | 80 | R1 | Y | 0
COMPANY 38 | 312 | BOILER PLANT EQUIPMENT | 50 | L2 | Y | 0
COMPANY 38 | 314 | TURBOGENERATOR UNITS | 50 | S1 | Y | 0
COMPANY 38 | 315 | ACCESSORY ELECTRIC EQUIPMENT | 60 | R2 | Y | 0
COMPANY 38 | 316 | MISCELLANEOUS POWER PLANT EQUIPMENT | 25 | L2 | Y | 0
COMPANY 38 | 321 | STRUCTURES AND IMPROVEMENTS | 95 | R2.5 | Y | 0
COMPANY 38 | 322 | REACTOR PLANT EQUIPMENT | 45 | S0 | Y | 0
COMPANY 38 | 323 | TURBOGENERATOR UNITS | 40 | S0.5 | Y | 0
COMPANY 38 | 324 | ACCESSORY ELECTRIC EQUIPMENT | 50 | R2 | Y | 0
COMPANY 38 | 325 | MISCELLANEOUS POWER PLANT EQUIPMENT | 40 | R2 | Y | 0
COMPANY 38 | 331 | STRUCTURES AND IMPROVEMENTS | 120 | R2 | Y | 0
COMPANY 38 | 331.1 | WILDLIFE FACILITIES | 50 | R2 | - | 0
COMPANY 38 | 331.2 | RECREATION AND SIGNS | 30 | R2 | - | 0
COMPANY 38 | 332 | RESERVOIRS, DAMS AND WATERWAYS | 125 | R2 | Y | 0
COMPANY 38 | 333 | WATER WHEELS, TURBINES AND GENERATORS | 60 | R1.5 | Y | 0
COMPANY 38 | 334 | ACCESSORY ELECTRIC EQUIPMENT | 55 | R0.5 | Y | 0
COMPANY 38 | 335 | MISCELLANEOUS POWER PLANT EQUIPMENT | 60 | R1.5 | Y | 0
COMPANY 38 | 336 | ROADS, RAILROADS AND BRIDGES | 75 | R2 | Y | 0
COMPANY 38 | 341 | STRUCTURES AND IMPROVEMENTS | 60 | R3 | Y | 0
COMPANY 38 | 342 | FUEL HOLDERS, PRODUCERS AND ACCESSORIES | 55 | R2.5 | Y | 0
COMPANY 38 | 343 | PRIME MOVERS | 45 | R2 | Y | 0
COMPANY 38 | 344 | GENERATORS | 35 | S0 | Y | 0
COMPANY 38 | 344.01 | GENERATORS - SOLAR | 45 | S1 | Y | 0
COMPANY 38 | 345 | ACCESSORY ELECTRIC EQUIPMENT | 45 | R3 | Y | 0
COMPANY 38 | 346 | MISCELLANEOUS POWER PLANT EQUIPMENT | 40 | R2.5 | Y | 0
COMPANY 38 | 352 | STRUCTURES AND IMPROVEMENTS | 70 | R3 | - | 0
COMPANY 38 | 352.99 | STRUCTURES AND IMPROVEMENTS - RADIO STATIONS | 50 | R3 | - | 0
COMPANY 38 | 353 | STATION EQUIPMENT | 50 | R2.5 | - | 0
COMPANY 38 | 354 | TOWERS AND FIXTURES | 65 | S1 | - | 0
COMPANY 38 | 355 | POLES AND FIXTURES | 65 | S1 | - | 0
COMPANY 38 | 356 | OVERHEAD CONDUCTORS AND DEVICES | 50 | R4 | - | 0
COMPANY 38 | 390 | STRUCTURES AND IMPROVEMENTS | 40 | R1 | - | 0
COMPANY 38 | 390.3 | STRUCTURES AND IMPROVEMENTS - LEASEHOLDS | 40 | R1 | - | 0
COMPANY 38 | 391.3 | OFFICE FURNITURE AND EQUIPMENT - HARDWARE AND INFRASTRUCTURE | 7 | SQ | - | 0
COMPANY 38 | 391.4 | OFFICE FURNITURE AND EQUIPMENT - SOFTWARE | 7 | SQ | - | 0
COMPANY 38 | 392 | TRANSPORTATION EQUIPMENT | 10 | S2 | - | 0
COMPANY 38 | 392.6 | TRANSPORTATION EQUIPMENT - AIRCRAFT | 12 | SQ | - | 0
COMPANY 38 | 393 | STORES EQUIPMENT | 25 | SQ | - | 0
COMPANY 38 | 394 | TOOLS, SHOP AND GARAGE EQUIPMENT | 25 | SQ | - | 0
COMPANY 38 | 395 | LABORATORY EQUIPMENT | 20 | SQ | - | 0
COMPANY 38 | 396 | POWER OPERATED EQUIPMENT | 23 | S2.5 | - | 0
COMPANY 38 | 397 | COMMUNICATION EQUIPMENT - SUBSTATION | 35 | R2.5 | - | 0
COMPANY 38 | 397 | COMMUNICATION EQUIPMENT - TRANSMISSION LINES | 25 | S2.5 | - | 0
COMPANY 38 | 397 | COMMUNICATION EQUIPMENT - RADIO STATIONS | 45 | R2 | - | 0
COMPANY 38 | 397 | COMMUNICATION EQUIPMENT - OTHER PRODUCTION | 25 | S3 | - | 0
COMPANY 38 | 397 | COMMUNICATION EQUIPMENT - GENERAL PLANT | 20 | SQ | - | 0
COMPANY 38 | 397 | COMMUNICATION EQUIPMENT - IT | 15 | SQ | - | 0
COMPANY 38 | 398 | MISCELLANEOUS EQUIPMENT | 15 | SQ | - | 0
COMPANY 39 | 350 | LAND AND LAND RIGHTS - EASEMENTS | 70 | S3 | - | 0
COMPANY 39 | 352 | STRUCTURES AND IMPROVEMENTS | 60 | R2 | - | -15
COMPANY 39 | 353 | STATION EQUIPMENT | 45 | S0.5 | - | -15
COMPANY 39 | 354 | TOWERS AND FIXTURES | 70 | R4 | - | -30
COMPANY 39 | 355 | POLES AND FIXTURES | 55 | R3 | - | -50
COMPANY 39 | 356 | OVERHEAD CONDUCTORS AND DEVICES | 65 | R1.5 | - | -20
COMPANY 39 | 356.1 | OVERHEAD CONDUCTORS AND DEVICES - CLEARING | 65 | R1.5 | - | 0
COMPANY 39 | 357 | UNDERGROUND CONDUIT | 45 | R3 | - | 0
COMPANY 39 | 358 | UNDERGROUND CONDUCTORS AND DEVICES | 35 | S3 | - | -5
COMPANY 39 | 359 | ROADS AND TRAILS | 65 | R4 | - | 0
COMPANY 39 | 360 | LAND AND LAND RIGHTS - EASEMENTS | 70 | S3 | - | 0
COMPANY 39 | 361 | STRUCTURES AND IMPROVEMENTS | 55 | R3 | - | -15
COMPANY 39 | 362 | STATION EQUIPMENT | 45 | S0.5 | - | -15
COMPANY 39 | 364 | POLES, TOWERS AND FIXTURES | 55 | R1 | - | -100
COMPANY 39 | 365 | OVERHEAD CONDUCTORS AND DEVICES | 65 | R1.5 | - | -100
COMPANY 39 | 365.1 | OVERHEAD CONDUCTORS AND DEVICES - CAPACITORS | 30 | R1 | - | -40
COMPANY 39 | 366 | UNDERGROUND CONDUIT | 75 | R3 | - | -50
COMPANY 39 | 367 | UNDERGROUND CONDUCTORS AND DEVICES | 60 | R4 | - | -30
COMPANY 39 | 368.1 | LINE TRANSFORMERS - OVERHEAD | 45 | R0.5 | - | -15
COMPANY 39 | 368.2 | LINE TRANSFORMERS - UNDERGROUND | 45 | R0.5 | - | -15
COMPANY 39 | 369.1 | SERVICES -OVERHEAD | 65 | R3 | - | -110
COMPANY 39 | 369.2 | SERVICES - UNDERGROUND | 65 | R3 | - | -110
COMPANY 39 | 370 | METERS - ELECTROMECHANICAL | 25 | L0 | - | 0
COMPANY 39 | 370.1 | METERS - SOLID STATE | 20 | S2.5 | - | 0
COMPANY 39 | 370.2 | METER INSTALLATIONS - ELECTROMECHANICAL | 25 | L0 | - | 0
COMPANY 39 | 370.2 | METER INSTALLATIONS - SOLID STATE | 20 | S2.5 | - | 0
COMPANY 39 | 371 | INSTALLATIONS ON CUSTOMERS' PREMISES | 35 | R0.5 | - | 0
COMPANY 39 | 373.1 | STREET LIGHTING AND SIGNAL SYSTEMS - OVERHEAD | 40 | R0.5 | - | -50
COMPANY 39 | 373.2 | STREET LIGHTING AND SIGNAL SYSTEMS - UNDERGROUND | 40 | R0.5 | - | -50
COMPANY 39 | 389 | LAND AND LAND RIGHTS - EASEMENTS | 50 | R3 | - | 0
COMPANY 39 | 390 | STRUCTURES AND IMPROVEMENTS | 45 | S0 | - | -30
COMPANY 39 | 392.1 | PASSENGER CARS AND VANS | 9 | S1.5 | - | 10
COMPANY 39 | 392.2 | LIGHT TRUCKS | 9 | S1.5 | - | 10
COMPANY 39 | 392.4 | HEAVY TRUCKS | 12 | S3 | - | 5
COMPANY 39 | 392.5 | TRAILERS | 12 | S3 | - | 5
COMPANY 39 | 396 | POWER OPERATED EQUIPMENT | 18 | R3 | - | 15
COMPANY 40 | 311 | STRUCTURES AND IMPROVEMENTS | 100 | R3 | Y | -5
COMPANY 40 | 312 | BOILER PLANT EQUIPMENT | 70 | R4 | Y | -5
COMPANY 40 | 313 | ENGINES AND GENERATORS | 55 | R2.5 | Y | 0
COMPANY 40 | 314 | TURBOGENERATOR UNITS | 75 | R2.5 | Y | -5
COMPANY 40 | 315 | ACCESSORY ELECTRIC EQUIPMENT | 65 | S4 | Y | -5
COMPANY 40 | 316 | MISCELLANEOUS POWER PLANT EQUIPMENT | 70 | S2.5 | Y | -5
COMPANY 40 | 341 | STRUCTURES AND IMPROVEMENTS | 60 | R4 | Y | 0
COMPANY 40 | 341.01 | STRUCTURES AND IMPROVEMENTS - SOLAR | 35 | S2 | Y | 0
COMPANY 40 | 342 | FUEL HOLDERS, PRODUCERS AND ACCESSORIES | 50 | R4 | Y | 0
COMPANY 40 | 343 | PRIME MOVERS | 40 | S1 | Y | 0
COMPANY 40 | 344 | GENERATORS | 45 | S3 | Y | 0
COMPANY 40 | 344.01 | GENERATORS - SOLAR | 25 | S2.5 | Y | 0
COMPANY 40 | 345 | ACCESSORY ELECTRIC EQUIPMENT | 45 | S1.5 | Y | 0
COMPANY 40 | 345.01 | ACCESSORY ELECTRIC EQUIPMENT - SOLAR | 25 | S2.5 | Y | 0
COMPANY 40 | 346 | MISCELLANEOUS POWER PLANT EQUIPMENT | 50 | R4 | Y | 0
COMPANY 40 | 350 | LAND AND LAND RIGHTS - RIGHTS | 80 | R3 | - | 0
COMPANY 40 | 352 | STRUCTURES AND IMPROVEMENTS | 75 | R4 | - | 0
COMPANY 40 | 353 | STATION EQUIPMENT | 50 | R4 | - | 0
COMPANY 40 | 354 | TOWERS AND FIXTURES | 75 | R4 | - | 0
COMPANY 40 | 355 | POLES AND FIXTURES | 55 | S3 | - | 0
COMPANY 40 | 356 | OVERHEAD CONDUCTORS AND DEVICES | 60 | R5 | - | 0
COMPANY 40 | 359 | ROADS AND TRAILS | 70 | R3 | - | 0
COMPANY 40 | 360 | LAND AND LAND RIGHTS - RIGHTS | 70 | R4 | - | 0
COMPANY 40 | 361 | STRUCTURES AND IMPROVEMENTS | 70 | R3 | - | 0
COMPANY 40 | 362 | STATION EQUIPMENT | 65 | R2 | - | 0
COMPANY 40 | 364 | POLES, TOWERS AND FIXTURES | 45 | R3 | - | 0
COMPANY 40 | 365 | OVERHEAD CONDUCTORS AND DEVICES | 48 | R2.5 | - | 0
COMPANY 40 | 366 | UNDERGROUND CONDUIT | 65 | R4 | - | 0
COMPANY 40 | 367 | UNDERGROUND CONDUCTORS AND DEVICES | 41 | S2 | - | 0
COMPANY 40 | 368 | LINE TRANSFORMERS | 52 | R3 | - | 0
COMPANY 40 | 369 | SERVICES | 65 | S3 | - | 0
COMPANY 40 | 370 | METERS | 35 | R2.5 | - | 0
COMPANY 40 | 371 | INSTALLATIONS ON CUSTOMERS' PREMISES | 35 | R2 | - | 0
COMPANY 40 | 373 | STREET LIGHTING AND SIGNAL SYSTEMS | 55 | R3 | - | 0
COMPANY 40 | 390.1 | STRUCTURES AND IMPROVEMENTS - LARGE | 80 | R2.5 | Y | 0
COMPANY 40 | 390.2 | STRUCTURES AND IMPROVEMENTS - SMALL | 40 | S0.5 | - | 0
COMPANY 40 | 391 | OFFICE FURNITURE AND EQUIPMENT | 20 | SQ | - | 0
COMPANY 40 | 393 | STORES EQUIPMENT | 25 | SQ | - | 0
COMPANY 40 | 394 | TOOLS, SHOP AND GARAGE EQUIPMENT | 25 | SQ | - | 0
COMPANY 40 | 395 | LABORATORY EQUIPMENT | 15 | SQ | - | 0
COMPANY 40 | 396 | POWER OPERATED EQUIPMENT | 21 | R2.5 | - | 0
COMPANY 40 | 397 | COMMUNICATION EQUIPMENT | 15 | SQ | - | 0
COMPANY 40 | 398 | MISCELLANEOUS EQUIPMENT | 15 | SQ | - | 0
COMPANY 41 | 360 | LAND RIGHTS | 50 | S4 | - | 0
COMPANY 41 | 361 | STRUCTURES AND IMPROVEMENTS | 65 | R2.5 | - | -10
COMPANY 41 | 362 | STATION EQUIPMENT | 55 | R1 | - | -10
COMPANY 41 | 364 | POLES, TOWERS AND FIXTURES | 55 | R1 | - | -100
COMPANY 41 | 365 | OVERHEAD CONDUCTORS AND DEVICES | 60 | R0.5 | - | -50
COMPANY 41 | 366 | UNDERGROUND CONDUIT | 45 | R2.5 | - | -35
COMPANY 41 | 367 | UNDERGROUND CONDUCTORS AND DEVICES | 45 | R3 | - | -30
COMPANY 41 | 368 | LINE TRANSFORMERS | 40 | R1.5 | - | -30
COMPANY 41 | 369.1 | SERVICES - OVERHEAD | 60 | R1.5 | - | -35
COMPANY 41 | 369.2 | SERVICES - UNDERGROUND | 50 | R4 | - | -55
COMPANY 41 | 370 | METERS | 20 | S3 | - | -3
COMPANY 41 | 371 | INSTALLATIONS ON CUSTOMERS' PREMISES | 30 | O1 | - | -60
COMPANY 41 | 373 | STREET LIGHTING AND SIGNAL SYSTEMS | 50 | R0.5 | - | -45
COMPANY 41 | 389 | LAND RIGHTS | 55 | R4 | - | 0
COMPANY 41 | 390 | STRUCTURES AND IMPROVEMENTS | 50 | R2 | - | -20
COMPANY 41 | 392.2 | TRANSPORTATION EQUIPMENT - LIGHT TRUCKS AND VANS | 14 | S1.5 | - | 10
COMPANY 41 | 392.3 | TRANSPORTATION EQUIPMENT - MEDIUM TRUCKS | 16 | L2 | - | 5
COMPANY 41 | 392.5 | TRANSPORTATION EQUIPMENT - TRAILERS | 35 | S2.5 | - | 5
COMPANY 41 | 396.1 | HEAVY POWER OPERATED EQUIPMENT | 15 | L0 | - | 20
COMPANY 41 | 396.2 | LIGHT POWER OPERATED EQUIPMENT | 9 | S3 | - | 10
COMPANY 42 | 360 | LAND AND LAND RIGHTS - RIGHTS | 70 | R4 | - | 0
COMPANY 42 | 361 | STRUCTURES AND IMPROVEMENTS | 65 | R4 | - | -10
COMPANY 42 | 362 | STATION EQUIPMENT | 46 | R2 | - | -20
COMPANY 42 | 364 | POLES, TOWERS AND FIXTURES | 55 | R2 | - | -100
COMPANY 42 | 365 | OVERHEAD CONDUCTORS AND DEVICES | 55 | R1.5 | - | -100
COMPANY 42 | 366 | UNDERGROUND CONDUIT | 70 | S3 | - | -5
COMPANY 42 | 367 | UNDERGROUND CONDUCTORS AND DEVICES | 52 | R3 | - | -40
COMPANY 42 | 368 | LINE TRANSFORMERS | 45 | R2 | - | -50
COMPANY 42 | 369.1 | SERVICES -OVERHEAD | 65 | R4 | - | -120
COMPANY 42 | 369.2 | SERVICES - UNDERGROUND | 55 | S3 | - | -60
COMPANY 42 | 370 | METERS | 25 | L0.5 | - | -3
COMPANY 42 | 370.1 | METERS - AMI | 15 | S2 | - | -3
COMPANY 42 | 371.1 | INSTALLATIONS ON CUSTOMERS' PREMISES - PRIVATE AREA LIGHTING | 18 | R2 | - | -40
COMPANY 42 | 373 | STREET LIGHTING AND SIGNAL SYSTEMS | 38 | R2 | - | -30
COMPANY 42 | 390 | STRUCTURES AND IMPROVEMENTS | 50 | R3 | - | -10
COMPANY 42 | 391 | OFFICE FURNITURE AND EQUIPMENT | 20 | SQ | - | 0
COMPANY 42 | 391.3 | COMPUTER EQUIPMENT | 5 | SQ | - | 0
COMPANY 42 | 392 | TRANSPORTATION EQUIPMENT | 8 | L2.5 | - | 10
COMPANY 42 | 393 | STORES EQUIPMENT | 25 | SQ | - | 0
COMPANY 42 | 394 | TOOLS, SHOP AND GARAGE EQUIPMENT | 25 | SQ | - | 0
COMPANY 42 | 395 | LABORATORY EQUIPMENT | 20 | SQ | - | 0
COMPANY 42 | 397 | COMMUNICATION EQUIPMENT - LINE DEVICES | 15 | S2 | - | 0
COMPANY 42 | 397 | COMMUNICATION EQUIPMENT | 15 | SQ | - | 0
COMPANY 42 | 397.3 | COMMUNICATION EQUIPMENT - FIBER OPTIC CABLE | 25 | L3 | - | 0
COMPANY 42 | 397.5 | COMMUNICATION EQUIPMENT - TOWERS | 25 | L3 | - | 0
COMPANY 42 | 398 | MISCELLANEOUS EQUIPMENT | 20 | SQ | - | 0
COMPANY 43 | 303 | MISCELLANEOUS INTANGIBLE PLANT | 40 | SQ | - | 0
COMPANY 43 | 350 | LAND AND LAND RIGHTS - RIGHTS | 30 | SQ | - | 0
COMPANY 43 | 352 | STRUCTURES AND IMPROVEMENTS | 65 | R2.5 | - | -10
COMPANY 43 | 353 | STATION EQUIPMENT | 43 | S0.5 | - | -10
COMPANY 43 | 354 | TOWERS AND FIXTURES | 70 | R3 | - | -25
COMPANY 43 | 355 | POLES AND FIXTURES | 55 | R2.5 | - | -75
COMPANY 43 | 356 | OVERHEAD CONDUCTORS AND DEVICES | 55 | R4 | - | -40
COMPANY 43 | 357 | UNDERGROUND CONDUIT | 40 | S3 | - | -5
COMPANY 43 | 358 | UNDERGROUND CONDUCTORS AND DEVICES | 75 | R3 | - | -5
COMPANY 43 | 389 | LAND AND LAND RIGHTS - RIGHTS | 15 | SQ | - | 0
COMPANY 43 | 390 | STRUCTURES AND IMPROVEMENTS | 60 | R3 | - | -5
COMPANY 43 | 391.1 | OFFICE FURNITURE | 20 | SQ | - | 0
COMPANY 43 | 391.4 | COMPUTERS AND SOFTWARE | 5 | SQ | - | 0
COMPANY 43 | 392 | TRANSPORTATION EQUIPMENT | 19 | S2.5 | - | 5
COMPANY 43 | 392.6 | AIRPLANES | 11 | S2.5 | - | 25
COMPANY 43 | 392.7 | HELICOPTERS | 14 | R4 | - | 40
COMPANY 43 | 393 | STORES EQUIPMENT | 30 | SQ | - | 0
COMPANY 43 | 394 | TOOLS, SHOP AND GARAGE EQUIPMENT | 25 | SQ | - | 0
COMPANY 43 | 395 | LABORATORY EQUIPMENT | 15 | SQ | - | 0
COMPANY 43 | 396 | POWER OPERATED EQUIPMENT | 21 | R1.5 | - | 0
COMPANY 43 | 397 | COMMUNICATION EQUIPMENT | 15 | SQ | - | 0
COMPANY 43 | 397.3 | FIBER OPTIC EQUIPMENT | 25 | S2.5 | - | 0
COMPANY 43 | 397.5 | COMMUNICATION EQUIPMENT - TOWERS | 25 | S2 | - | 0
COMPANY 43 | 398 | MISCELLANEOUS EQUIPMENT | 15 | SQ | - | 0
COMPANY 44 | 360 | LAND AND LAND RIGHTS - RIGHTS OF WAY | 80 | R4 | - | 0
COMPANY 44 | 361 | STRUCTURES AND IMPROVEMENTS | 65 | R3 | - | -5
COMPANY 44 | 362 | STATION EQUIPMENT | 53 | R2.5 | - | -19
COMPANY 44 | 364 | POLES, TOWERS AND FIXTURES | 50 | R2.5 | - | -150
COMPANY 44 | 365 | OVERHEAD CONDUCTORS AND DEVICES | 48 | R1.5 | - | -60
COMPANY 44 | 366 | UNDERGROUND CONDUIT | 65 | S3 | - | -10
COMPANY 44 | 367 | UNDERGROUND CONDUCTORS AND DEVICES | 48 | R2.5 | - | -15
COMPANY 44 | 368 | LINE TRANSFORMERS | 45 | R2.5 | - | 15
COMPANY 44 | 369 | SERVICES | 43 | R2 | - | -65
COMPANY 44 | 370 | METERS | 13 | L2.5 | - | 0
COMPANY 44 | 370.1 | METERS - AMI | 20 | S3 | - | 0
COMPANY 44 | 370.1 | METERS - PTs / CTs | 33 | L2 | - | 0
COMPANY 44 | 371 | INSTALLATIONS ON CUSTOMERS' PREMISES | 25 | L2 | - | 0
COMPANY 44 | 373 | STREET LIGHTING AND SIGNAL SYSTEMS | 29 | L1 | - | -20
COMPANY 45 | 311 | STRUCTURES AND IMPROVEMENTS | 120 | S0 | Y | -10
COMPANY 45 | 312 | BOILER PLANT EQUIPMENT | 60 | S0 | Y | -10
COMPANY 45 | 314 | TURBOGENERATOR UNITS | 100 | S0 | Y | -10
COMPANY 45 | 315 | ACCESSORY ELECTRIC EQUIPMENT | 80 | R2 | Y | -10
COMPANY 45 | 316 | MISCELLANEOUS POWER PLANT EQUIPMENT | 70 | L0 | Y | -10
COMPANY 45 | 341 | STRUCTURES AND IMPROVEMENTS | 70 | S0 | Y | -3
COMPANY 45 | 344 | GENERATORS | 70 | S0.5 | Y | -3
COMPANY 45 | 346 | MISCELLANEOUS POWER PLANT EQUIPMENT | - | SQ | Y | -3
COMPANY 45 | 350 | LAND AND LAND RIGHTS - RIGHTS | 70 | R5 | - | 0
COMPANY 45 | 353 | STATION EQUIPMENT | 55 | R3 | - | -3
COMPANY 45 | 354 | TOWERS AND FIXTURES | 60 | R4 | - | -20
COMPANY 45 | 355 | POLES AND FIXTURES | 50 | R2 | - | -50
COMPANY 45 | 356 | OVERHEAD CONDUCTORS AND DEVICES | 55 | R3 | - | -35
COMPANY 45 | 359 | ROADS AND TRAILS | 50 | S2 | - | 0
COMPANY 45 | 360 | LAND AND LAND RIGHTS - RIGHTS | 70 | R5 | - | 0
COMPANY 45 | 362 | STATION EQUIPMENT | 47 | R3 | - | -3
COMPANY 45 | 364 | POLES, TOWERS AND FIXTURES | 43 | R1.5 | - | -50
COMPANY 45 | 365 | OVERHEAD CONDUCTORS AND DEVICES | 51 | R2.5 | - | -60
COMPANY 45 | 367 | UNDERGROUND CONDUCTORS AND DEVICES | 45 | R3 | - | -10
COMPANY 45 | 368 | LINE TRANSFORMERS | 35 | R2.5 | - | -15
COMPANY 45 | 368.99 | TRANSFORMER INSTALLATIONS | 35 | R2.5 | - | -15
COMPANY 45 | 369.1 | SERVICES - OVERHEAD | 48 | R3 | - | -50
COMPANY 45 | 369.2 | SERVICES - UNDERGROUND | 45 | R3 | - | -10
COMPANY 45 | 370 | METERS | 20 | R3 | - | -3
COMPANY 45 | 370.2 | METERS - INSTALLATIONS | 30 | L3 | - | 0
COMPANY 45 | 373 | STREET LIGHTING AND SIGNAL SYSTEMS | 25 | R1.5 | - | -15
COMPANY 45 | 373.2 | STREET LIGHTING AND SIGNAL SYSTEMS - UNDERGROUND | 25 | R1.5 | - | -10
COMPANY 45 | 390 | STRUCTURES AND IMPROVEMENTS | 40 | R1 | - | 0
COMPANY 45 | 391.2 | OFFICE EQUIPMENT | 15 | SQ | - | 0
COMPANY 45 | 391.4 | COMPUTERS AND SOFTWARE | 5 | SQ | - | 0
COMPANY 45 | 391.4 | LARGE APPLICATION SOFTWARE | 10 | SQ | - | 0
COMPANY 45 | 392 | TRANSPORTATION EQUIPMENT | 12 | R3 | - | 10
COMPANY 45 | 394 | TOOLS, SHOP AND GARAGE EQUIPMENT | 20 | SQ | - | 0
COMPANY 45 | 397 | COMMUNICATION EQUIPMENT | 20 | S4 | - | -5
COMPANY 45 | 397.6 | COMMUNICATION EQUIPMENT - SCADA | 15 | S2 | - | 0
COMPANY 46 | 311 | STRUCTURES AND IMPROVEMENTS | 80 | R2.5 | Y | (15) - (50)
COMPANY 46 | 311.99 | STRUCTURES AND IMPROVEMENTS - MPP | 18 | SQ | - | (15) - (24)
COMPANY 46 | 312 | BOILER PLANT EQUIPMENT | 62 | R1 | Y | (15) - (50)
COMPANY 46 | 312.2 | BOILER PLANT EQUIPMENT - MATS | 62 | R1 | Y | (15) - (24)
COMPANY 46 | 312.4 | ASH AND COAL HANDLING EQUIPMENT | 52 | R1 | Y | (15) - (24)
COMPANY 46 | 312.6 | RAILROAD TRACK SYSTEM AND CARS | 50 | S1 | Y | (15) - (24)
COMPANY 46 | 312.99 | ASH AND COAL HANDLING EQUIPMENT - MPP | 18 | SQ | - | -24
COMPANY 46 | 312.99 | BOILER PLANT EQUIPMENT - MPP | 18 | SQ | - | (15) - (24)
COMPANY 46 | 314 | TURBOGENERATOR UNITS | 52 | R1.5 | Y | (15) - (50)
COMPANY 46 | 314.99 | TURBOGENERATOR UNITS - MPP | 18 | SQ | - | -24
COMPANY 46 | 315 | ACCESSORY ELECTRIC EQUIPMENT | 70 | R2.5 | Y | (15) - (50)
COMPANY 46 | 315.99 | ACCESSORY ELECTRIC EQUIPMENT - MPP | 18 | SQ | - | (15) - (24)
COMPANY 46 | 316 | MISCELLANEOUS POWER PLANT EQUIPMENT | 60 | R1.5 | Y | (15) - (50)
COMPANY 46 | 316.99 | MISCELLANEOUS POWER PLANT EQUIPMENT - MPP | 18 | SQ | - | (15) - (24)
COMPANY 46 | 341 | STRUCTURES AND IMPROVEMENTS | 55 | R2.5 | Y | (4) - (11)
COMPANY 46 | 342 | FUEL HOLDERS, PRODUCERS AND ACCESSORIES | 55 | R4 | Y | (4) - (11)
COMPANY 46 | 343 | PRIME MOVERS | 50 | S2.5 | Y | (4) - (11)
COMPANY 46 | 344 | GENERATORS | 50 | S1.5 | Y | (4) - (11)
COMPANY 46 | 345 | ACCESSORY ELECTRIC EQUIPMENT | 45 | S2.5 | Y | (4) - (11)
COMPANY 46 | 346 | MISCELLANEOUS POWER PLANT EQUIPMENT | 40 | S2.5 | Y | (4) - (11)
COMPANY 46 | 350 | LAND AND LAND RIGHTS - RIGHTS | 80 | R4 | - | 0
COMPANY 46 | 351 | ENERGY STORAGE EQUIPMENT | 15 | S1 | - | -5
COMPANY 46 | 352 | STRUCTURES AND IMPROVEMENTS | 60 | R2.5 | - | -20
COMPANY 46 | 353 | STATION EQUIPMENT | 55 | S0 | - | -10
COMPANY 46 | 353.99 | STATION EQUIPMENT - MPP | 18 | SQ | - | -10
COMPANY 46 | 354 | TOWERS AND FIXTURES | 75 | R3 | - | -40
COMPANY 46 | 355 | POLES AND FIXTURES | 65 | R2.5 | - | -50
COMPANY 46 | 355.99 | POLES AND FIXTURES - MPP | 18 | SQ | - | -10
COMPANY 46 | 356 | OVERHEAD CONDUCTORS AND DEVICES | 60 | R2 | - | -30
COMPANY 46 | 357 | UNDERGROUND CONDUIT | 55 | R3 | - | 0
COMPANY 46 | 360 | LAND AND LAND RIGHTS - RIGHTS | 75 | R4 | - | 0
COMPANY 46 | 361 | STRUCTURES AND IMPROVEMENTS | 60 | R2.5 | - | -20
COMPANY 46 | 362 | STATION EQUIPMENT | 55 | R1.5 | - | -10
COMPANY 46 | 364 | POLES, TOWERS AND FIXTURES | 52 | R3 | - | -100
COMPANY 46 | 365 | OVERHEAD CONDUCTORS AND DEVICES | 46 | R3 | - | -90
COMPANY 46 | 366 | UNDERGROUND CONDUIT | 55 | S0.5 | - | -15
COMPANY 46 | 367 | UNDERGROUND CONDUCTORS AND DEVICES | 37 | S1.5 | - | -15
COMPANY 46 | 368 | LINE TRANSFORMERS | 46 | S0 | - | 0
COMPANY 46 | 369 | SERVICES | 44 | R4 | - | -80
COMPANY 46 | 370 | METERS | 29 | S0 | - | 0
COMPANY 46 | 370.1 | METERS - SMART METERS | 7 | L3 | - | 0
COMPANY 46 | 371 | INSTALLATIONS ON CUSTOMERS' PREMISES | 32 | R3 | - | -50
COMPANY 46 | 373 | STREET LIGHTING AND SIGNAL SYSTEMS | 40 | S1.5 | - | -20
COMPANY 46 | 390.1 | STRUCTURES AND IMPROVEMENTS - LARGE | 80 | R0.5 | - | -25
COMPANY 46 | 390.2 | STRUCTURES AND IMPROVEMENTS - SMALL | 45 | R3 | - | -5
COMPANY 46 | 391 | OFFICE FURNITURE AND EQUIPMENT | 21 | SQ | - | 0
COMPANY 46 | 391.4 | COMPUTERS AND SOFTWARE | 5 | SQ | - | 0
COMPANY 46 | 392 | TRANSPORTATION EQUIPMENT | 11 | S1 | - | 15
COMPANY 46 | 393 | STORES EQUIPMENT | 27 | SQ | - | 0
COMPANY 46 | 394 | TOOLS, SHOP AND GARAGE EQUIPMENT | 25 | SQ | - | 0
COMPANY 46 | 395 | LABORATORY EQUIPMENT | 23 | SQ | - | 0
COMPANY 46 | 396 | POWER OPERATED EQUIPMENT | 16 | SQ | - | 0
COMPANY 46 | 397 | COMMUNICATION EQUIPMENT | 18 | SQ | - | 0
COMPANY 46 | 398 | MISCELLANEOUS EQUIPMENT | 27 | SQ | - | 0
COMPANY 47 | 311 | STRUCTURES AND IMPROVEMENTS | 90 | S1.5 | Y | (1) - (4)
COMPANY 47 | 312 | BOILER PLANT EQUIPMENT | 65 | R3 | Y | (1) - (4)
COMPANY 47 | 312.6 | RAIL CARS | 28 | S0 | - | 0
COMPANY 47 | 314 | TURBOGENERATOR UNITS | 55 | R2 | Y | (1) - (4)
COMPANY 47 | 315 | ACCESSORY ELECTRIC EQUIPMENT | 60 | R2.5 | Y | (1) - (4)
COMPANY 47 | 316 | MISCELLANEOUS POWER PLANT EQUIPMENT | 60 | R1 | Y | (1) - (4)
COMPANY 47 | 331 | STRUCTURES AND IMPROVEMENTS | 110 | R2.5 | Y | (31) - (176)
COMPANY 47 | 332 | RESERVOIRS, DAMS AND WATERWAYS | 105 | R3 | Y | (31) - (176)
COMPANY 47 | 333 | WATER WHEELS, TURBINES AND GENERATORS | 90 | S1 | Y | (31) - (176)
COMPANY 47 | 334 | ACCESSORY ELECTRIC EQUIPMENT | 60 | R2.5 | Y | (31) - (176)
COMPANY 47 | 335 | MISCELLANEOUS POWER PLANT EQUIPMENT | 55 | R0.5 | Y | (31) - (176)
COMPANY 47 | 336 | ROADS, RAILROADS AND BRIDGES | 75 | R1.5 | Y | (57) - (176)
COMPANY 47 | 341 | STRUCTURES AND IMPROVEMENTS | 70 | R3 | Y | (5) - (7)
COMPANY 47 | 341.02 | STRUCTURES AND IMPROVEMENTS - WIND | 40 | R4 | Y | (7) - (8)
COMPANY 47 | 342 | FUEL HOLDERS, PRODUCERS AND ACCESSORIES | 48 | R3 | Y | (5) - (10)
COMPANY 47 | 344 | GENERATORS | 38 | R2 | Y | (5) - (7)
COMPANY 47 | 344.01 | GENERATORS - SOLAR | 20 | L2.5 | - | -2
COMPANY 47 | 344.02 | GENERATORS - WIND | 30 | R3 | Y | (7) - (8)
COMPANY 47 | 345 | ACCESSORY ELECTRIC EQUIPMENT | 45 | R2.5 | Y | (5) - (7)
COMPANY 47 | 345.02 | ACCESSORY ELECTRIC EQUIPMENT - WIND | 30 | R2.5 | Y | (7) - (8)
COMPANY 47 | 346 | MISCELLANEOUS POWER PLANT EQUIPMENT | 55 | R2.5 | Y | (5) - (7)
COMPANY 47 | 346.02 | MISCELLANEOUS POWER PLANT EQUIPMENT - WIND | 40 | R2.5 | Y | (7) - (8)
COMPANY 47 | 352 | STRUCTURES AND IMPROVEMENTS | 65 | R2.5 | - | -15
COMPANY 47 | 353 | STATION EQUIPMENT | 57 | R2 | - | -15
COMPANY 47 | 354 | TOWERS AND FIXTURES | 70 | S3 | - | -10
COMPANY 47 | 355 | POLES AND FIXTURES | 50 | R1 | - | -50
COMPANY 47 | 356 | OVERHEAD CONDUCTORS AND DEVICES | 65 | R2.5 | - | -20
COMPANY 47 | 359 | ROADS AND TRAILS | 65 | R3 | - | 0
COMPANY 47 | 361 | STRUCTURES AND IMPROVEMENTS | 65 | R2 | - | -25
COMPANY 47 | 362 | STATION EQUIPMENT | 55 | S0 | - | -20
COMPANY 47 | 363 | STORAGE BATTERY | 15 | L3 | - | -5
COMPANY 47 | 364 | POLES, TOWERS AND FIXTURES | 45 | R1 | - | -50
COMPANY 47 | 365 | OVERHEAD CONDUCTORS AND DEVICES | 50 | S0.5 | - | -70
COMPANY 47 | 366 | UNDERGROUND CONDUIT | 80 | R4 | - | -10
COMPANY 47 | 367 | UNDERGROUND CONDUCTORS AND DEVICES | 55 | S1.5 | - | -70
COMPANY 47 | 368 | LINE TRANSFORMERS | 50 | R2.5 | - | -15
COMPANY 47 | 369.1 | SERVICES - OVERHEAD | 48 | R2 | - | -30
COMPANY 47 | 369.2 | SERVICES - UNDERGROUND | 50 | R4 | - | -30
COMPANY 47 | 370 | METERS | 29 | R2 | - | -10
COMPANY 47 | 370 | METERS - RETAINED | 16 | L0.5 | - | -10
COMPANY 47 | 370.1 | METERS - AMI | 15 | S2.5 | - | -10
COMPANY 47 | 371 | INSTALLATIONS ON CUSTOMERS' PREMISES | 30 | R4 | - | 0
COMPANY 47 | 373.3 | STREET LIGHTING AND SIGNAL SYSTEMS - FIXTURES, ORNAMENTAL POSTS AND DEVICES | 25 | L1 | - | -30
COMPANY 47 | 373.3 | STREET LIGHTING AND SIGNAL SYSTEMS - SENTINEL LIGHTING EQUIPMENT | 29 | L0.5 | - | -30
COMPANY 47 | 373.99 | STREET LIGHTING AND SIGNAL SYSTEMS - CIRCUITS | 40 | L2.5 | - | -30
COMPANY 47 | 390 | STRUCTURES AND IMPROVEMENTS | 40 | R0.5 | - | -5
COMPANY 47 | 390.3 | LEASEHOLDS | - | SQ | Y | 0
COMPANY 47 | 391 | OFFICE FURNITURE AND EQUIPMENT | 15 | SQ | - | 0
COMPANY 47 | 391.3 | COMPUTERS | 5 | SQ | - | 0
COMPANY 47 | 392.1 | AUTOS | 11 | S1.5 | - | 5
COMPANY 47 | 392.2 | LIGHT DUTY TRUCKS | 13 | L2.5 | - | 5
COMPANY 47 | 392.3 | MEDIUM DUTY TRUCKS | 16 | S1.5 | - | 5
COMPANY 47 | 392.4 | HEAVY DUTY TRUCKS | 20 | S2 | - | 5
COMPANY 47 | 392.5 | TRAILERS | 30 | S0 | - | 5
COMPANY 47 | 392.7 | HELICOPTER | 20 | S4 | - | 5
COMPANY 47 | 393 | STORES EQUIPMENT | 20 | SQ | - | 0
COMPANY 47 | 394 | TOOLS, SHOP AND GARAGE EQUIPMENT | 20 | SQ | - | 0
COMPANY 47 | 395 | LABORATORY EQUIPMENT | 15 | SQ | - | 0
COMPANY 47 | 396.1 | DIGGER | 16 | R2.5 | - | 10
COMPANY 47 | 396.2 | CONSTRUCTION EQUIPMENT | 19 | L1.5 | - | 10
COMPANY 47 | 396.2 | CRANE | 22 | S2.5 | - | 10
COMPANY 47 | 396.2 | MANLIFT | 14 | S1.5 | - | 10
COMPANY 47 | 397 | LINE EQUIPMENT | 15 | SQ | - | 0
COMPANY 47 | 397.1 | TELEPHONE EQUIPMENT | 15 | SQ | - | 0
COMPANY 47 | 397.2 | RADIO, MICROWAVE AND TERMINAL EQUIPMENT | 15 | SQ | - | 0
COMPANY 47 | 397.6 | MOBILE RADIO EQUIPMENT | 15 | SQ | - | 0
COMPANY 47 | 398 | MISCELLANEOUS EQUIPMENT | 20 | SQ | - | 0
COMPANY 48 | 361 | STRUCTURES AND IMPROVEMENTS | 55 | h2.75 | - | -
COMPANY 48 | 362 | STATION EQUIPMENT | 45 | h1.75 | - | -
COMPANY 48 | 364 | POLES, TOWERS AND FIXTURES | 55 | h1.50 | - | -
COMPANY 48 | 365 | OVERHEAD CONDUCTORS AND DEVICES | 65 | h1.75 | - | -
COMPANY 48 | 365.1 | OVERHEAD CONDUCTORS AND DEVICES - CAPACITORS | 30 | h1.50 | - | -
COMPANY 48 | 366 | UNDERGROUND CONDUIT | 75 | h3.00 | - | -
COMPANY 48 | 367 | UNDERGROUND CONDUCTORS AND DEVICES | 65 | h3.00 | - | -
COMPANY 48 | 368 | LINE TRANSFORMERS | 45 | h1.50 | - | -
COMPANY 48 | 369.1 | SERVICES -OVERHEAD | 60 | h2.50 | - | -
COMPANY 48 | 369.2 | SERVICES - UNDERGROUND | 60 | h3.50 | - | -
COMPANY 48 | 370 | METERS - ELECTROMECHANICAL | 25 | h1.00 | - | -
COMPANY 48 | 370 | METERS - SOLID STATE | 20 | h1.00 | - | -
COMPANY 48 | 370.2 | METERS - INSTALLATIONS | 25 | h1.00 | - | -
COMPANY 48 | 371 | INSTALLATIONS ON CUSTOMERS' PREMISES | 40 | h2.50 | - | -
COMPANY 48 | 373.1 | STREET LIGHTING AND SIGNAL SYSTEMS - OVERHEAD | 40 | h1.00 | - | -
COMPANY 48 | 373.2 | STREET LIGHTING AND SIGNAL SYSTEMS - UNDERGROUND | 40 | h1.00 | - | -
COMPANY 48 | 390 | STRUCTURES AND IMPROVEMENTS | 45 | h1.75 | - | -
COMPANY 48 | 391.1 | OFFICE FURNITURE | 20 | SQ | - | -
COMPANY 48 | 391.3 | ELECTRONIC DATA PROCESSING | 8 | SQ | - | -
COMPANY 48 | 393 | STORES EQUIPMENT | 20 | SQ | - | -
COMPANY 48 | 394 | TOOLS, SHOP AND GARAGE EQUIPMENT | 20 | SQ | - | -
COMPANY 48 | 395 | LABORATORY EQUIPMENT | 25 | SQ | - | -
COMPANY 48 | 397 | COMMUNICATION EQUIPMENT | 15 | SQ | - | -
COMPANY 48 | 398 | MISCELLANEOUS EQUIPMENT | 20 | SQ | - | -
COMPANY 49 | 303 | MISCELLANEOUS INTANGIBLE PLANT | 10 | SQ | - | 0
COMPANY 49 | 341 | STRUCTURES AND IMPROVEMENTS | - | SQ | Y | -3
COMPANY 49 | 341.01 | STRUCTURES AND IMPROVEMENTS - SOLAR | - | SQ | Y | 0
COMPANY 49 | 342 | FUEL HOLDERS, PRODUCERS AND ACCESSORIES | - | SQ | Y | -3
COMPANY 49 | 344 | GENERATORS | - | SQ | Y | -3
COMPANY 49 | 344.01 | GENERATORS - SOLAR | - | SQ | Y | 0
COMPANY 49 | 345.01 | ACCESSORY ELECTRIC EQUIPMENT - SOLAR | - | SQ | Y | 0
COMPANY 49 | 345.01 | ACCESSORY ELECTRIC EQUIPMENT - SOLAR - 20-YEAR | 20 | S2 | Y | 0
COMPANY 49 | 346 | MISCELLANEOUS POWER PLANT EQUIPMENT | - | SQ | Y | -3
COMPANY 49 | 346.01 | MISCELLANEOUS POWER PLANT EQUIPMENT - SOLAR | - | SQ | Y | 0
COMPANY 49 | 360 | LAND RIGHTS | 65 | R4 | - | 0
COMPANY 49 | 361 | STRUCTURES AND IMPROVEMENTS | 55 | R3 | - | -5
COMPANY 49 | 362 | STATION EQUIPMENT | 65 | R3 | - | -10
COMPANY 49 | 364 | POLES, TOWERS AND FIXTURES | 65 | R2 | - | -50
COMPANY 49 | 365 | OVERHEAD CONDUCTORS AND DEVICES | 55 | R3 | - | -50
COMPANY 49 | 366 | UNDERGROUND CONDUIT | 70 | R4 | - | -10
COMPANY 49 | 367 | UNDERGROUND CONDUCTORS AND DEVICES | 60 | R3 | - | -50
COMPANY 49 | 368 | LINE TRANSFORMERS | 50 | R1 | - | -10
COMPANY 49 | 369 | SERVICES | 65 | R2 | - | -25
COMPANY 49 | 370 | METERS | 30 | R0.5 | - | 0
COMPANY 49 | 371 | INSTALLATIONS ON CUSTOMERS' PREMISES | 35 | R2 | - | -20
COMPANY 49 | 373 | STREET LIGHTING AND SIGNAL SYSTEMS | 50 | R2 | - | -50
COMPANY 49 | 389 | LAND AND LAND RIGHTS - RIGHTS | 65 | R4 | - | 0
COMPANY 49 | 390 | STRUCTURES AND IMPROVEMENTS | 60 | R3 | - | -5
COMPANY 49 | 391 | OFFICE FURNITURE AND EQUIPMENT | 20 | SQ | - | 0
COMPANY 49 | 392 | TRANSPORTATION EQUIPMENT | 14 | L1 | - | 10
COMPANY 49 | 393 | STORES EQUIPMENT | 20 | SQ | - | 0
COMPANY 49 | 394 | TOOLS, SHOP AND GARAGE EQUIPMENT | 25 | SQ | - | 0
COMPANY 49 | 396 | POWER OPERATED EQUIPMENT | 14 | L1 | - | 10
COMPANY 49 | 397 | COMMUNICATION EQUIPMENT | 15 | SQ | - | 0
COMPANY 49 | 398 | MISCELLANEOUS EQUIPMENT | 20 | SQ | - | 0
COMPANY 50 | 331 | STRUCTURES AND IMPROVEMENTS | 90 | R2 | - | -50
COMPANY 50 | 332 | RESERVOIRS, DAMS AND WATERWAYS | 90 | R3 | - | -60
COMPANY 50 | 333 | WATER WHEELS, TURBINES AND GENERATORS | 75 | R2.5 | - | -75
COMPANY 50 | 334 | ACCESSORY ELECTRIC EQUIPMENT | 60 | R2 | - | -60
COMPANY 50 | 335 | MISCELLANEOUS POWER PLANT EQUIPMENT | 45 | R2.5 | - | -15
COMPANY 50 | 341 | STRUCTURES AND IMPROVEMENTS | 55 | R4 | - | -5
COMPANY 50 | 342 | FUEL HOLDERS, PRODUCERS AND ACCESSORIES | 50 | R5 | - | -20
COMPANY 50 | 343 | PRIME MOVERS | 25 | R4 | - | -10
COMPANY 50 | 344 | GENERATORS | 40 | S0 | - | -15
COMPANY 50 | 345 | ACCESSORY ELECTRIC EQUIPMENT | 35 | R2.5 | - | -20
COMPANY 50 | 346 | MISCELLANEOUS POWER PLANT EQUIPMENT | 35 | S2.5 | - | 0
COMPANY 50 | 350 | LAND AND LAND RIGHTS - RIGHTS | 80 | R3 | - | 0
COMPANY 50 | 352 | STRUCTURES AND IMPROVEMENTS | 75 | R3 | - | -25
COMPANY 50 | 353 | STATION EQUIPMENT | 54 | R1 | - | -20
COMPANY 50 | 353.2 | STATION EQUIPMENT - SUPERVISORY EQUIPMENT | 34 | L1.5 | - | -20
COMPANY 50 | 353.99 | STATION EQUIPMENT - ELECTRONICS | 30 | R3 | - | -20
COMPANY 50 | 354 | TOWERS AND FIXTURES | 70 | R3 | - | -50
COMPANY 50 | 355 | POLES AND FIXTURES | 52 | R2 | - | -60
COMPANY 50 | 356 | OVERHEAD CONDUCTORS AND DEVICES | 60 | R2 | - | -40
COMPANY 50 | 356.1 | RIGHT OF WAY CLEARING | 65 | R3 | - | -40
COMPANY 50 | 357 | UNDERGROUND CONDUIT | 40 | R0.5 | - | 0
COMPANY 50 | 358 | UNDERGROUND CONDUCTORS AND DEVICES | 55 | R2.5 | - | -15
COMPANY 50 | 360 | LAND AND LAND RIGHTS - RIGHTS | 75 | S3 | - | 0
COMPANY 50 | 361 | STRUCTURES AND IMPROVEMENTS | 75 | R2.5 | - | -30
COMPANY 50 | 362 | STATION EQUIPMENT | 54 | R1.5 | - | -35
COMPANY 50 | 362.1 | STATION EQUIPMENT - ELECTRONIC | 22 | S1 | - | -35
COMPANY 50 | 362.1 | STATION EQUIPMENT - SUPERVISORY | 29 | S0.5 | - | -30
COMPANY 50 | 362.2 | STATION EQUIPMENT - MICROWAVE | 43 | S1 | - | -35
COMPANY 50 | 364 | POLES, TOWERS AND FIXTURES | 60 | R0.5 | - | -50
COMPANY 50 | 365 | OVERHEAD CONDUCTORS AND DEVICES | 65 | R1 | - | -50
COMPANY 50 | 366 | UNDERGROUND CONDUIT | 70 | R3 | - | -50
COMPANY 50 | 367 | UNDERGROUND CONDUCTORS AND DEVICES | 65 | R2.5 | - | -40
COMPANY 50 | 368 | LINE TRANSFORMERS | 41 | S0 | - | -15
COMPANY 50 | 369.1 | SERVICES - OVERHEAD | 60 | R1.5 | - | -100
COMPANY 50 | 369.2 | SERVICES - UNDERGROUND | 60 | R1.5 | - | -40
COMPANY 50 | 370 | METERS | 33 | R0.5 | - | 0
COMPANY 50 | 371 | INSTALLATIONS ON CUSTOMERS' PREMISES | 23 | R0.5 | - | -20
COMPANY 50 | 372 | LEASED PROPERTY ON CUSTOMERS' PREMISES | 8 | L1 | - | 0
COMPANY 50 | 373 | STREET LIGHTING AND SIGNAL SYSTEMS | 33 | R0.5 | - | -25
COMPANY 50 | 390 | STRUCTURES AND IMPROVEMENTS | 40 | R1 | - | -25
COMPANY 50 | 391 | OFFICE FURNITURE AND EQUIPMENT | 15 | SQ | - | 0
COMPANY 50 | 391.3 | DATA HANDLING | 10 | SQ | - | 0
COMPANY 50 | 391.3 | ELECTRONIC DATA PROCESSING | 5 | SQ | - | 0
COMPANY 50 | 392 | TRANSPORTATION EQUIPMENT | 11 | L2.5 | - | 10
COMPANY 50 | 393 | STORES EQUIPMENT | 25 | SQ | - | 0
COMPANY 50 | 394 | TOOLS, SHOP AND GARAGE EQUIPMENT | 25 | SQ | - | 0
COMPANY 50 | 395 | LABORATORY EQUIPMENT | 20 | SQ | - | 0
COMPANY 50 | 396 | POWER OPERATED EQUIPMENT | 13 | L2.5 | - | 10
COMPANY 50 | 397 | COMMUNICATION EQUIPMENT | 10 | SQ | - | 0
COMPANY 50 | 397.1 | TELEPHONE EQUIPMENT | 10 | SQ | - | 0
COMPANY 50 | 398 | MISCELLANEOUS EQUIPMENT | 20 | SQ | - | 0
COMPANY 51 | 311 | STRUCTURES AND IMPROVEMENTS | 80 | S1 | - | 0
COMPANY 51 | 312 | BOILER PLANT EQUIPMENT | 55 | S0.5 | - | 0
COMPANY 51 | 314 | TURBOGENERATOR UNITS | 50 | S1 | - | 0
COMPANY 51 | 315 | ACCESSORY ELECTRIC EQUIPMENT | 60 | S2 | - | 0
COMPANY 51 | 316 | MISCELLANEOUS POWER PLANT EQUIPMENT | 35 | R2 | - | 0
COMPANY 51 | 341 | STRUCTURES AND IMPROVEMENTS | - | SQ | Y | 0
COMPANY 51 | 342 | FUEL HOLDERS, PRODUCERS AND ACCESSORIES | - | SQ | Y | 0
COMPANY 51 | 343 | PRIME MOVERS | - | SQ | Y | 0
COMPANY 51 | 344 | GENERATORS | - | SQ | Y | 0
COMPANY 51 | 345 | ACCESSORY ELECTRIC EQUIPMENT | - | SQ | Y | 0
COMPANY 51 | 346 | MISCELLANEOUS POWER PLANT EQUIPMENT | - | SQ | Y | 0
COMPANY 51 | 353 | STATION EQUIPMENT | 40 | R3 | - | 0
COMPANY 51 | 354 | TOWERS AND FIXTURES | 65 | R3 | - | -5
COMPANY 51 | 355 | POLES AND FIXTURES | 50 | R2.5 | - | -5
COMPANY 51 | 356 | OVERHEAD CONDUCTORS AND DEVICES | 50 | S2 | - | -5
COMPANY 51 | 359 | ROADS AND TRAILS | 60 | R4 | - | 0
COMPANY 51 | 362 | STATION EQUIPMENT | 30 | R3 | - | 0
COMPANY 51 | 368 | LINE TRANSFORMERS | 40 | R2.5 | - | 0
COMPANY 51 | 390.1 | STRUCTURES AND IMPROVEMENTS - LARGE | - | SQ | Y | 0
COMPANY 51 | 390.2 | STRUCTURES AND IMPROVEMENTS - SMALL | 40 | SQ | - | 0
COMPANY 51 | 391 | OFFICE FURNITURE AND EQUIPMENT | 15 | SQ | - | 0
COMPANY 51 | 392 | TRANSPORTATION EQUIPMENT | 9 | R0.5 | - | 15
COMPANY 51 | 393 | STORES EQUIPMENT | 20 | SQ | - | 0
COMPANY 51 | 394 | TOOLS, SHOP AND GARAGE EQUIPMENT | 20 | SQ | - | 0
COMPANY 51 | 395 | LABORATORY EQUIPMENT | 20 | SQ | - | 0
COMPANY 51 | 396 | POWER OPERATED EQUIPMENT | 16 | R0.5 | - | 15
COMPANY 51 | 397 | COMMUNICATION EQUIPMENT | 10 | SQ | - | 0
COMPANY 51 | 398 | MISCELLANEOUS EQUIPMENT | 15 | SQ | - | 0
COMPANY 52 | 361 | STRUCTURES AND IMPROVEMENTS | 55 | R2.5 | - | -20
COMPANY 52 | 362 | STATION EQUIPMENT | 44 | S0 | - | -50
COMPANY 52 | 364 | POLES, TOWERS AND FIXTURES | 55 | R2 | - | -100
COMPANY 52 | 365 | OVERHEAD CONDUCTORS AND DEVICES | 55 | R1.5 | - | -100
COMPANY 52 | 366 | UNDERGROUND CONDUIT | 65 | S4 | - | -20
COMPANY 52 | 367 | UNDERGROUND CONDUCTORS AND DEVICES | 55 | R4 | - | -50
COMPANY 52 | 368 | LINE TRANSFORMERS | 35 | R2.5 | - | -50
COMPANY 52 | 369.1 | SERVICES - OVERHEAD | 60 | R4 | - | -100
COMPANY 52 | 369.2 | SERVICES - UNDERGROUND | 45 | R4 | - | -75
COMPANY 52 | 370 | METERS | 25 | R0.5 | - | 0
COMPANY 52 | 371 | INSTALLATIONS ON CUSTOMERS' PREMISES | 40 | R2 | - | -5
COMPANY 52 | 371.1 | PRIVATE AREA LIGHTING | 40 | R2 | - | -20
COMPANY 52 | 372 | LEASED PROPERTY ON CUSTOMERS' PREMISES | 35 | S3 | - | 0
COMPANY 52 | 373.1 | STREET LIGHTING AND SIGNAL SYSTEMS - OVERHEAD | 35 | S0.5 | - | -50
COMPANY 52 | 373.2 | STREET LIGHTING AND SIGNAL SYSTEMS - UNDERGROUND | 35 | S0.5 | - | -50
COMPANY 52 | 390.1 | STRUCTURES AND IMPROVEMENTS | 65 | R0.5 | Y | -5
COMPANY 52 | 390.2 | STRUCTURES AND IMPROVEMENTS - OTHER STRUCTURES | 40 | R1.5 | - | -5
COMPANY 52 | 391.1 | OFFICE FURNITURE | 20 | SQ | - | 0
COMPANY 52 | 391.3 | DATA HANDLING AND INFORMATION SYSTEMS | 5 | SQ | - | 0
COMPANY 52 | 392 | TRANSPORTATION EQUIPMENT | 12 | L1.5 | - | 10
COMPANY 52 | 393 | STORES EQUIPMENT | 25 | SQ | - | 0
COMPANY 52 | 394 | TOOLS, SHOP AND GARAGE EQUIPMENT | 25 | SQ | - | 0
COMPANY 52 | 395 | LABORATORY EQUIPMENT | 20 | SQ | - | 0
COMPANY 52 | 396 | POWER OPERATED EQUIPMENT | 18 | S1 | - | -
COMPANY 52 | 397 | COMMUNICATION EQUIPMENT | 15 | SQ | - | 0
COMPANY 52 | 397.2 | COMMUNICATION EQUIPMENT - MICROWAVE | 25 | S0.5 | - | -5
COMPANY 52 | 398 | MISCELLANEOUS EQUIPMENT | 20 | SQ | - | 0
COMPANY 53 | 350 | LAND RIGHTS | 75 | R4 | - | 0
COMPANY 53 | 352 | STRUCTURES AND IMPROVEMENTS | 70 | R2 | - | -15
COMPANY 53 | 353 | STATION EQUIPMENT | 52 | R2 | - | -15
COMPANY 53 | 354 | TOWERS AND FIXTURES | 75 | R4 | - | -75
COMPANY 53 | 355 | POLES AND FIXTURES | 55 | R3 | - | -75
COMPANY 53 | 356 | OVERHEAD CONDUCTORS AND DEVICES | 65 | R3 | - | -75
COMPANY 53 | 357 | UNDERGROUND CONDUIT | 65 | S4 | - | -10
COMPANY 53 | 358 | UNDERGROUND CONDUCTORS AND DEVICES | 55 | R4 | - | -20
COMPANY 53 | 359 | ROADS AND TRAILS | 65 | R4 | - | 0
COMPANY 54 | 303 | MISCELLANEOUS INTANGIBLE PLANT - 10-YEAR | 10 | SQ | - | 0
COMPANY 54 | 303 | MISCELLANEOUS INTANGIBLE PLANT - 15-YEAR | 15 | SQ | - | 0
COMPANY 54 | 303 | MISCELLANEOUS INTANGIBLE PLANT - 5-YEAR | 5 | SQ | - | 0
COMPANY 54 | 360 | LAND AND LAND RIGHTS - RIGHTS | 70 | R4 | - | 0
COMPANY 54 | 361 | STRUCTURES AND IMPROVEMENTS | 65 | R2.5 | - | -50
COMPANY 54 | 362 | STATION EQUIPMENT | 54 | R1.5 | - | -50
COMPANY 54 | 364 | POLES, TOWERS AND FIXTURES | 50 | R0.5 | - | -100
COMPANY 54 | 365 | OVERHEAD CONDUCTORS AND DEVICES | 45 | R0.5 | - | -45
COMPANY 54 | 366 | UNDERGROUND CONDUIT | 75 | R2 | - | -20
COMPANY 54 | 367 | UNDERGROUND CONDUCTORS AND DEVICES | 50 | R0.5 | - | -40
COMPANY 54 | 368 | LINE TRANSFORMERS | 43 | R0.5 | - | -10
COMPANY 54 | 369 | SERVICES | 58 | R1.5 | - | -100
COMPANY 54 | 370 | METERS | 20 | S1 | - | 5
COMPANY 54 | 371 | INSTALLATIONS ON CUSTOMERS' PREMISES | 20 | L0 | - | -25
COMPANY 54 | 373 | STREET LIGHTING AND SIGNAL SYSTEMS | 20 | L0 | - | -20
COMPANY 54 | 390 | STRUCTURES AND IMPROVEMENTS | 50 | R1.5 | - | -5
COMPANY 54 | 391 | OFFICE FURNITURE AND EQUIPMENT | 15 | SQ | - | 0
COMPANY 54 | 391.3 | INFORMATION SYSTEMS | 5 | SQ | - | 0
COMPANY 54 | 392 | TRANSPORTATION EQUIPMENT - OTHER | 25 | S3 | - | 10
COMPANY 54 | 392 | TRANSPORTATION EQUIPMENT - ROLLING EQUIPMENT | 12 | S2.5 | - | 10
COMPANY 54 | 392.1 | PASSENGER CARS AND VANS | 7 | L2.5 | - | 20
COMPANY 54 | 392.2 | LIGHT TRUCKS | 10 | S2 | - | 20
COMPANY 54 | 392.3 | MEDIUM TRUCKS | 12 | S2 | - | 20
COMPANY 54 | 392.4 | HEAVY TRUCKS | 14 | S1.5 | - | 20
COMPANY 54 | 392.5 | TRAILERS | 20 | L2 | - | 0
COMPANY 54 | 393 | STORES EQUIPMENT | 20 | SQ | - | 0
COMPANY 54 | 394 | TOOLS, SHOP AND GARAGE EQUIPMENT | 25 | SQ | - | 0
COMPANY 54 | 395 | LABORATORY EQUIPMENT | 25 | SQ | - | 0
COMPANY 54 | 396 | POWER OPERATED EQUIPMENT | 25 | R0.5 | - | 10
COMPANY 54 | 397 | COMMUNICATION EQUIPMENT - OTHER | 20 | SQ | - | 0
COMPANY 54 | 397.2 | MICROWAVE EQUIPMENT | 25 | S2 | - | 0
COMPANY 54 | 397.6 | COMMUNICATION EQUIPMENT - GPS | 5 | SQ | - | 0
COMPANY 54 | 398 | MISCELLANEOUS EQUIPMENT | 15 | SQ | - | 0
COMPANY 55 | 311 | STRUCTURES AND IMPROVEMENTS | 90 | R2.5 | Y | -15
COMPANY 55 | 312 | BOILER PLANT EQUIPMENT | 75 | S0.5 | Y | -15
COMPANY 55 | 314 | TURBOGENERATOR UNITS | 65 | R2 | Y | -15
COMPANY 55 | 315 | ACCESSORY ELECTRIC EQUIPMENT | 70 | R2.5 | Y | -15
COMPANY 55 | 316 | MISCELLANEOUS POWER PLANT EQUIPMENT | 40 | R2 | Y | -15
COMPANY 55 | 341 | STRUCTURES AND IMPROVEMENTS | 50 | R2.5 | Y | 0
COMPANY 55 | 341.02 | STRUCTURES AND IMPROVEMENTS - WIND | 50 | R3 | Y | 0
COMPANY 55 | 342 | FUEL HOLDERS, PRODUCERS AND ACCESSORIES | 55 | R2.5 | Y | -10
COMPANY 55 | 343 | PRIME MOVERS | 60 | R3 | Y | -10
COMPANY 55 | 344 | GENERATORS | 55 | S2 | Y | -5
COMPANY 55 | 344.02 | GENERATORS - WIND | 30 | R2.5 | - | 0
COMPANY 55 | 345 | ACCESSORY ELECTRIC EQUIPMENT | 55 | S3 | Y | -5
COMPANY 55 | 345.02 | ACCESSORY ELECTRIC EQUIPMENT - WIND | 30 | S3 | - | 0
COMPANY 55 | 346 | MISCELLANEOUS POWER PLANT EQUIPMENT | 30 | R1.5 | Y | -5
COMPANY 55 | 346.02 | MISCELLANEOUS POWER PLANT EQUIPMENT - WIND | 25 | R2.5 | - | 0
COMPANY 55 | 361 | STRUCTURES AND IMPROVEMENTS | 60 | R2.5 | - | -5
COMPANY 55 | 362 | STATION EQUIPMENT | 53 | S0.5 | - | -5
COMPANY 55 | 364 | POLES, TOWERS AND FIXTURES | 40 | R0.5 | - | -60
COMPANY 55 | 365 | OVERHEAD CONDUCTORS AND DEVICES | 42 | O1 | - | -15
COMPANY 55 | 366 | UNDERGROUND CONDUIT | 70 | R2.5 | - | -5
COMPANY 55 | 367 | UNDERGROUND CONDUCTORS AND DEVICES | 40 | S0 | - | 0
COMPANY 55 | 368 | LINE TRANSFORMERS | 45 | S1 | - | -10
COMPANY 55 | 369.1 | SERVICES - OVERHEAD | 40 | R0.5 | - | -70
COMPANY 55 | 369.2 | SERVICES - UNDERGROUND | 55 | R3 | - | -15
COMPANY 55 | 370 | METERS | 29 | R1.5 | - | 0
COMPANY 55 | 371 | INSTALLATIONS ON CUSTOMERS' PREMISES | 30 | R1.5 | - | 0
COMPANY 55 | 372 | LEASED PROPERTY ON CUSTOMERS' PREMISES | 4 | L2.5 | - | 0
COMPANY 55 | 373 | STREET LIGHTING AND SIGNAL SYSTEMS | 28 | R0.5 | - | -5
COMPANY 56 | 311 | STRUCTURES AND IMPROVEMENTS | 50 | S1 | Y | 0
COMPANY 56 | 312 | BOILER PLANT EQUIPMENT | 46 | S0 | Y | 0
COMPANY 56 | 314 | TURBOGENERATOR UNITS | 60 | S2 | Y | 0
COMPANY 56 | 315 | ACCESSORY ELECTRIC EQUIPMENT | 60 | R1.5 | Y | 0
COMPANY 56 | 316 | MISCELLANEOUS POWER PLANT EQUIPMENT | 35 | R1.5 | Y | 0
COMPANY 56 | 391.1 | OFFICE FURNITURE | 25 | SQ | - | 0
COMPANY 56 | 391.2 | OFFICE EQUIPMENT | 15 | SQ | - | 0
COMPANY 56 | 391.4 | COMPUTERS AND SOFTWARE | 5 | SQ | - | 0
COMPANY 56 | 392 | TRANSPORTATION EQUIPMENT | 19 | S2 | - | 15
COMPANY 56 | 393 | STORES EQUIPMENT | 30 | SQ | - | 0
COMPANY 56 | 394 | TOOLS, SHOP AND GARAGE EQUIPMENT | 20 | SQ | - | 0
COMPANY 56 | 395 | LABORATORY EQUIPMENT | 15 | SQ | - | 0
COMPANY 56 | 396 | POWER OPERATED EQUIPMENT | 11 | S2.5 | - | 20
COMPANY 56 | 397 | COMMUNICATION EQUIPMENT | 15 | SQ | - | 0
COMPANY 56 | 398 | MISCELLANEOUS EQUIPMENT | 20 | SQ | - | 0
COMPANY 57 | 352.1 | STRUCTURES AND IMPROVEMENTS - MAJOR | 55 | R3 | Y | -
COMPANY 57 | 352.2 | STRUCTURES AND IMPROVEMENTS - SMALL | 45 | R3 | - | -
COMPANY 57 | 353 | STATION EQUIPMENT | 41 | S0 | - | -
COMPANY 57 | 354 | TOWERS AND FIXTURES | 70 | R3 | - | -
COMPANY 57 | 355 | POLES AND FIXTURES | 50 | R2.5 | - | -
COMPANY 57 | 356 | OVERHEAD CONDUCTORS AND DEVICES | 55 | R3 | - | -
COMPANY 57 | 357 | UNDERGROUND CONDUIT | 60 | R4 | - | -
COMPANY 57 | 358 | UNDERGROUND CONDUCTORS AND DEVICES | 55 | R4 | - | -
COMPANY 57 | 359 | ROADS AND TRAILS | 55 | R4 | - | -
COMPANY 57 | 361.1 | STRUCTURES AND IMPROVEMENTS - MAJOR | 65 | R2.5 | Y | -
COMPANY 57 | 361.2 | STRUCTURES AND IMPROVEMENTS - SMALL | 45 | R3 | - | -
COMPANY 57 | 362.99 | STATION EQUIPMENT - COMPANY STATIONS | 53 | R1 | - | -
COMPANY 57 | 362.99 | STATION EQUIPMENT - CUSTOMER HIGH TENSION | 40 | R0.5 | - | -
COMPANY 57 | 362.99 | STATION EQUIPMENT - PORTABLE SUBSTATIONS | 40 | R0.5 | - | -
COMPANY 57 | 364 | POLES, TOWERS AND FIXTURES | 50 | R2 | - | -
COMPANY 57 | 365 | OVERHEAD CONDUCTORS AND DEVICES | 48 | R1 | - | -
COMPANY 57 | 366 | UNDERGROUND CONDUIT | 70 | R4 | - | -
COMPANY 57 | 367 | UNDERGROUND CONDUCTORS AND DEVICES | 50 | R1.5 | - | -
COMPANY 57 | 368 | LINE TRANSFORMERS - NETWORK | 50 | R1 | - | -
COMPANY 57 | 368.1 | LINE TRANSFORMERS - OVERHEAD | 40 | S0 | - | -
COMPANY 57 | 368.2 | LINE TRANSFORMERS - PAD MOUNT | 44 | R1 | - | -
COMPANY 57 | 368.2 | LINE TRANSFORMERS - UNDERGROUND RESIDENTIAL DISTRIBUTION | 40 | R1.5 | - | -
COMPANY 57 | 369 | SERVICES | 65 | R3 | - | -
COMPANY 57 | 370 | METERS | 31 | R2.5 | Y | -
COMPANY 57 | 370.1 | METERS - AMR AND ELECTRONIC | 10 | S3 | - | -
COMPANY 57 | 373 | STREET LIGHTING AND SIGNAL SYSTEMS | 27 | R0.5 | - | -
COMPANY 57 | 390.1 | STRUCTURES AND IMPROVEMENTS - LARGE | 55 | R1.5 | Y | -
COMPANY 57 | 390.2 | STRUCTURES AND IMPROVEMENTS - SMALL | 45 | R3 | - | -
COMPANY 57 | 391.1 | OFFICE FURNITURE | 20 | SQ | - | -
COMPANY 57 | 391.3 | ELECTRONIC DATA PROCESSING | 5 | SQ | - | -
COMPANY 57 | 393 | STORES EQUIPMENT | 30 | SQ | - | -
COMPANY 57 | 394 | TOOLS, SHOP AND GARAGE EQUIPMENT | 25 | SQ | - | -
COMPANY 57 | 395 | LABORATORY EQUIPMENT | 20 | SQ | - | -
COMPANY 57 | 397 | COMMUNICATION EQUIPMENT | 15 | SQ | - | -
COMPANY 57 | 398 | MISCELLANEOUS EQUIPMENT | 20 | SQ | - | -
COMPANY 58 | 360 | LAND RIGHTS | 65 | R4 | - | 0
COMPANY 58 | 361 | STRUCTURES AND IMPROVEMENTS | 55 | R2.5 | - | -10
COMPANY 58 | 362 | STATION EQUIPMENT | 50 | R1 | - | -25
COMPANY 58 | 364 | POLES, TOWERS AND FIXTURES | 55 | R1.5 | - | -100
COMPANY 58 | 365 | OVERHEAD CONDUCTORS AND DEVICES | 65 | R1 | - | -60
COMPANY 58 | 366 | UNDERGROUND CONDUIT | 60 | R4 | - | -45
COMPANY 58 | 367 | UNDERGROUND CONDUCTORS AND DEVICES | 55 | R3 | - | -40
COMPANY 58 | 368 | LINE TRANSFORMERS | 55 | R2 | - | -40
COMPANY 58 | 369.1 | SERVICES - OVERHEAD | 55 | R1.5 | - | -50
COMPANY 58 | 369.2 | SERVICES - UNDERGROUND | 60 | R4 | - | -50
COMPANY 58 | 370 | METERS | 20 | S3 | - | -3
COMPANY 58 | 371 | INSTALLATIONS ON CUSTOMERS' PREMISES | 26 | L0 | - | -50
COMPANY 58 | 373 | STREET LIGHTING AND SIGNAL SYSTEMS | 35 | O1 | - | -45
COMPANY 58 | 390 | STRUCTURES AND IMPROVEMENTS | 60 | R2 | - | -20
COMPANY 58 | 392.2 | TRANSPORTATION EQUIPMENT - LIGHT TRUCKS AND VANS | 13 | S2 | - | 10
COMPANY 58 | 392.3 | TRANSPORTATION EQUIPMENT - MEDIUM TRUCKS | 17 | L2 | - | 10
COMPANY 58 | 392.5 | TRANSPORTATION EQUIPMENT - TRAILERS | 35 | S2 | - | 5
COMPANY 58 | 396.1 | HEAVY POWER OPERATED EQUIPMENT | 15 | L2 | - | 15
COMPANY 58 | 396.2 | LIGHT POWER OPERATED EQUIPMENT | 9 | S4 | - | 10
COMPANY 59 | 311 | STRUCTURES AND IMPROVEMENTS - COLSTRIP | 90 | R1.5 | Y | -14
COMPANY 59 | 312 | BOILER PLANT EQUIPMENT - COLSTRIP | 75 | R1 | Y | -14
COMPANY 59 | 314 | TURBOGENERATOR UNITS - COLSTRIP | 45 | R1.5 | Y | -13
COMPANY 59 | 315 | ACCESSORY ELECTRIC EQUIPMENT - COLSTRIP | 60 | S2 | Y | -13
COMPANY 59 | 316 | MISCELLANEOUS POWER PLANT EQUIPMENT - COLSTRIP | 50 | R1.5 | Y | -13
COMPANY 60 | 331 | STRUCTURES AND IMPROVEMENTS | 85 | R1 | Y | -5
COMPANY 60 | 332 | RESERVOIRS, DAMS AND WATERWAYS | 55 | S0.5 | Y | -10
COMPANY 60 | 333 | WATER WHEELS, TURBINES AND GENERATORS | 60 | R2.5 | Y | -15
COMPANY 60 | 334 | ACCESSORY ELECTRIC EQUIPMENT | 65 | R1.5 | Y | -5
COMPANY 60 | 335 | MISCELLANEOUS POWER PLANT EQUIPMENT | 75 | R2.5 | Y | -5
COMPANY 60 | 336 | ROADS, RAILROADS AND BRIDGES | 75 | R4 | Y | 0
COMPANY 60 | 350 | LAND RIGHTS | 75 | R3 | - | 0
COMPANY 60 | 352 | STRUCTURES AND IMPROVEMENTS | 65 | R3 | - | -10
COMPANY 60 | 353 | STATION EQUIPMENT | 60 | R2 | - | -15
COMPANY 60 | 354 | TOWERS AND FIXTURES | 60 | R2 | - | -20
COMPANY 60 | 355 | POLES AND FIXTURES | 60 | R2 | - | -40
COMPANY 60 | 356 | OVERHEAD CONDUCTORS AND DEVICES | 60 | R2 | - | -20
COMPANY 60 | 357 | UNDERGROUND CONDUIT | 70 | R4 | - | -20
COMPANY 60 | 358 | UNDERGROUND CONDUCTORS AND DEVICES | 65 | R2 | - | -30
COMPANY 60 | 360 | LAND RIGHTS | 75 | R3 | - | 0
COMPANY 60 | 361 | STRUCTURES AND IMPROVEMENTS | 65 | R3 | - | -10
COMPANY 60 | 362 | STATION EQUIPMENT | 65 | R2 | - | -25
COMPANY 60 | 364 | POLES, TOWERS AND FIXTURES | 55 | R1.5 | - | -70
COMPANY 60 | 365 | OVERHEAD CONDUCTORS AND DEVICES | 60 | R1 | - | -30
COMPANY 60 | 366 | UNDERGROUND CONDUIT | 75 | R2.5 | - | -70
COMPANY 60 | 367 | UNDERGROUND CONDUCTORS AND DEVICES | 56 | R1 | - | -25
COMPANY 60 | 368 | LINE TRANSFORMERS | 60 | R1.5 | - | -10
COMPANY 60 | 369 | SERVICES | 68 | R1.5 | - | -75
COMPANY 60 | 370 | METERS | 40 | S0 | - | -20
COMPANY 60 | 373 | STREET LIGHTING AND SIGNAL SYSTEMS | 30 | L0 | - | -15
COMPANY 60 | 390 | STRUCTURES AND IMPROVEMENTS | 55 | R2 | - | -20
COMPANY 60 | 391.1 | OFFICE FURNITURE | 20 | SQ | - | 0
COMPANY 60 | 391.2 | OFFICE EQUIPMENT | 15 | SQ | - | 0
COMPANY 60 | 391.3 | DATA PROCESSING EQUIPMENT | 7 | SQ | - | 0
COMPANY 60 | 394 | TOOLS, SHOP AND GARAGE EQUIPMENT | 25 | SQ | - | 0
COMPANY 60 | 395 | LABORATORY EQUIPMENT | 20 | SQ | - | 0
COMPANY 60 | 397 | COMMUNICATION EQUIPMENT | 15 | SQ | - | 0
COMPANY 60 | 398 | MISCELLANEOUS EQUIPMENT | 15 | SQ | - | 0
COMPANY 61 | 360 | LAND RIGHTS | 60 | S2.5 | - | 0
COMPANY 61 | 361 | STRUCTURES AND IMPROVEMENTS | 65 | R2 | - | -10
COMPANY 61 | 362 | STATION EQUIPMENT | 53 | R1 | - | -20
COMPANY 61 | 364 | POLES, TOWERS AND FIXTURES | 55 | R1 | - | -100
COMPANY 61 | 365 | OVERHEAD CONDUCTORS AND DEVICES | 60 | R1 | - | -60
COMPANY 61 | 366 | UNDERGROUND CONDUIT | 70 | R3 | - | -50
COMPANY 61 | 367 | UNDERGROUND CONDUCTORS AND DEVICES | 60 | R2.5 | - | -35
COMPANY 61 | 368 | LINE TRANSFORMERS | 46 | R1.5 | - | -30
COMPANY 61 | 369.1 | SERVICES - OVERHEAD | 55 | R1 | - | -35
COMPANY 61 | 369.2 | SERVICES - UNDERGROUND | 60 | R4 | - | -40
COMPANY 61 | 370 | METERS | 20 | S3 | - | -3
COMPANY 61 | 371 | INSTALLATIONS ON CUSTOMERS' PREMISES | 27 | L0 | - | -50
COMPANY 61 | 373 | STREET LIGHTING AND SIGNAL SYSTEMS | 45 | R1 | - | -30
COMPANY 61 | 390 | STRUCTURES AND IMPROVEMENTS | 55 | R1.5 | - | -15
COMPANY 61 | 392.2 | TRANSPORTATION EQUIPMENT - LIGHT TRUCKS AND VANS | 13 | S2 | - | 10
COMPANY 61 | 392.3 | TRANSPORTATION EQUIPMENT - MEDIUM TRUCKS | 16 | S2 | - | 10
COMPANY 61 | 392.5 | TRANSPORTATION EQUIPMENT - TRAILERS | 33 | S1 | - | 10
COMPANY 61 | 396.1 | HEAVY POWER OPERATED EQUIPMENT | 16 | L1 | - | 15
COMPANY 61 | 396.2 | LIGHT POWER OPERATED EQUIPMENT | 10 | S3 | - | 10
COMPANY 62 | 311 | STRUCTURES AND IMPROVEMENTS | 100 | S0.5 | Y | (2) - (15)
COMPANY 62 | 312 | BOILER PLANT EQUIPMENT | 55 | R1 | Y | (2) - (15)
COMPANY 62 | 312.2 | BOILER PLANT EQUIPMENT - AQC | 55 | R1 | Y | (9) - (15)
COMPANY 62 | 312.6 | UNIT TRAIN | 25 | R2.5 | - | 25
COMPANY 62 | 314 | TURBOGENERATOR UNITS | 60 | R1.5 | Y | (2) - (15)
COMPANY 62 | 315 | ACCESSORY ELECTRIC EQUIPMENT | 55 | S0.5 | Y | (2) - (13)
COMPANY 62 | 316 | MISCELLANEOUS POWER PLANT EQUIPMENT | 55 | S0.5 | Y | (1) - (10)
COMPANY 62 | 321 | STRUCTURES AND IMPROVEMENTS | 100 | S0.5 | Y | -1
COMPANY 62 | 322 | REACTOR PLANT EQUIPMENT | 60 | R2 | Y | -2
COMPANY 62 | 323 | TURBOGENERATOR UNITS | 50 | S1.5 | Y | -1
COMPANY 62 | 324 | ACCESSORY ELECTRIC EQUIPMENT | 50 | S1.5 | Y | 0
COMPANY 62 | 325 | MISCELLANEOUS POWER PLANT EQUIPMENT | 40 | R0.5 | Y | 0
COMPANY 62 | 341 | STRUCTURES AND IMPROVEMENTS | 70 | R2.5 | Y | (2) - (8)
COMPANY 62 | 341.02 | STRUCTURES AND IMPROVEMENTS - WIND | 70 | R2.5 | Y | -19
COMPANY 62 | 342 | FUEL HOLDERS, PRODUCERS AND ACCESSORIES | 50 | R2.5 | Y | (4) - (9)
COMPANY 62 | 344 | GENERATORS | 50 | R1.5 | Y | (4) - (9)
COMPANY 62 | 344.01 | GENERATORS - SOLAR | 45 | R2 | Y | 0
COMPANY 62 | 344.02 | GENERATORS - WIND | 45 | R2 | Y | (17) - (19)
COMPANY 62 | 345 | ACCESSORY ELECTRIC EQUIPMENT | 45 | R3 | Y | (5) - (10)
COMPANY 62 | 345.02 | ACCESSORY ELECTRIC EQUIPMENT - WIND | 40 | R2.5 | Y | (17) - (18)
COMPANY 62 | 346 | MISCELLANEOUS POWER PLANT EQUIPMENT | 45 | R2.5 | Y | 0 - (6)
COMPANY 62 | 346.02 | MISCELLANEOUS POWER PLANT EQUIPMENT - WIND | 35 | S2.5 | Y | -17
COMPANY 62 | 352 | STRUCTURES AND IMPROVEMENTS | 60 | R3 | - | -5
COMPANY 62 | 353 | STATION EQUIPMENT | 55 | R1 | - | -10
COMPANY 62 | 353.2 | STATION EQUIPMENT - COMMUNICATION EQUIPMENT | 25 | S2.5 | - | 0
COMPANY 62 | 354 | TOWERS AND FIXTURES | 70 | R4 | - | -20
COMPANY 62 | 355 | POLES AND FIXTURES | 52 | R2 | - | -50
COMPANY 62 | 356 | OVERHEAD CONDUCTORS AND DEVICES | 55 | R2.5 | - | -25
COMPANY 62 | 357 | UNDERGROUND CONDUIT | 65 | R4 | - | 0
COMPANY 62 | 358 | UNDERGROUND CONDUCTORS AND DEVICES | 55 | R4 | - | 0
COMPANY 62 | 361 | STRUCTURES AND IMPROVEMENTS | 55 | R2 | - | -5
COMPANY 62 | 362 | STATION EQUIPMENT | 52 | R2 | - | -5
COMPANY 62 | 362.1 | STATION EQUIPMENT - COMMUNICATION EQUIPMENT | 25 | S2.5 | - | 0
COMPANY 62 | 363 | ENERGY STORAGE EQUIPMENT | 10 | L3 | - | 0
COMPANY 62 | 364 | POLES, TOWERS AND FIXTURES | 42 | R2.5 | - | -50
COMPANY 62 | 365 | OVERHEAD CONDUCTORS AND DEVICES | 44 | R1 | - | -25
COMPANY 62 | 366 | UNDERGROUND CONDUIT | 55 | R2.5 | - | -30
COMPANY 62 | 367 | UNDERGROUND CONDUCTORS AND DEVICES | 51 | R1.5 | - | -10
COMPANY 62 | 368 | LINE TRANSFORMERS | 37 | R2 | - | 10
COMPANY 62 | 369 | SERVICES | 50 | R2.5 | - | -100
COMPANY 62 | 370 | METERS | 40 | R1.5 | - | 2
COMPANY 62 | 370.1 | METERS - AMI | 20 | S2.5 | - | 2
COMPANY 62 | 370.1 | METERS - AMR | 40 | R1.5 | Y | 2
COMPANY 62 | 371 | INSTALLATIONS ON CUSTOMERS' PREMISES | 21 | S1.5 | - | -15
COMPANY 62 | 373 | STREET LIGHTING AND SIGNAL SYSTEMS | 25 | L0.5 | - | -5
COMPANY 62 | 390 | STRUCTURES AND IMPROVEMENTS | 45 | R1.5 | - | -20
COMPANY 62 | 391 | OFFICE FURNITURE AND EQUIPMENT | 20 | SQ | - | 0
COMPANY 62 | 391.3 | COMPUTER EQUIPMENT | 8 | SQ | - | 0
COMPANY 62 | 392.1 | PASSENGER CARS | 8 | R2 | - | 25
COMPANY 62 | 392.2 | TRACTORS | 12 | R2 | - | 25
COMPANY 62 | 392.2 | LIGHT TRUCKS | 7.5 | L0.5 | - | 25
COMPANY 62 | 392.4 | HEAVY TRUCKS | 10 | L2.5 | - | 25
COMPANY 62 | 392.5 | TRAILERS | 26 | S0 | - | 25
COMPANY 62 | 393 | STORES EQUIPMENT | 25 | SQ | - | 0
COMPANY 62 | 394 | TOOLS, SHOP AND GARAGE EQUIPMENT | 30 | SQ | - | 0
COMPANY 62 | 395 | LABORATORY EQUIPMENT | 30 | SQ | - | 0
COMPANY 62 | 396 | POWER OPERATED EQUIPMENT | 12 | L2.5 | - | 15
COMPANY 62 | 397 | COMMUNICATION EQUIPMENT | 35 | SQ | - | 0
COMPANY 62 | 398 | MISCELLANEOUS EQUIPMENT | 30 | SQ | - | 0
COMPANY 63 | 303 | MISCELLANEOUS INTANGIBLE PLANT | 7 | SQ | - | 0
COMPANY 63 | 311 | STRUCTURES AND IMPROVEMENTS | 105 | R3 | Y | (7) - (10)
COMPANY 63 | 312 | BOILER PLANT EQUIPMENT | 65 | S0 | Y | (7) - (10)
COMPANY 63 | 314 | TURBOGENERATOR UNITS | 65 | S0.5 | Y | (7) - (10)
COMPANY 63 | 315 | ACCESSORY ELECTRIC EQUIPMENT | 65 | R2.5 | Y | (7) - (10)
COMPANY 63 | 316 | MISCELLANEOUS POWER PLANT EQUIPMENT | 65 | R1.5 | Y | (7) - (10)
COMPANY 63 | 352 | STRUCTURES AND IMPROVEMENTS | 55 | R2.5 | - | -10
COMPANY 63 | 353 | STATION EQUIPMENT | 55 | R2 | Y | -10
COMPANY 63 | 353.2 | STATION EQUIPMENT - SCADA | 15 | S1.5 | - | 0
COMPANY 63 | 354 | TOWERS AND FIXTURES | 70 | R4 | - | -30
COMPANY 63 | 355 | POLES AND FIXTURES | 60 | R2.5 | - | -35
COMPANY 63 | 356 | OVERHEAD CONDUCTORS AND DEVICES | 60 | R2 | - | -50
COMPANY 63 | 356.1 | OVERHEAD CONDUCTORS AND DEVICES - RIGHT OF WAY CLEARING | 75 | R4 | - | 0
COMPANY 63 | 360 | LAND AND LAND RIGHTS - RIGHTS | 75 | R4 | - | 0
COMPANY 63 | 361 | STRUCTURES AND IMPROVEMENTS | 55 | R2.5 | - | -10
COMPANY 63 | 362 | STATION EQUIPMENT | 55 | R2 | - | -10
COMPANY 63 | 362.1 | STATION EQUIPMENT - SCADA | 15 | S1.5 | - | 0
COMPANY 63 | 364 | POLES, TOWERS AND FIXTURES | 60 | R4 | - | -50
COMPANY 63 | 365 | OVERHEAD CONDUCTORS AND DEVICES | 55 | R1.5 | - | -45
COMPANY 63 | 365.2 | OVERHEAD CONDUCTORS AND DEVICES - RIGHT OF WAY CLEARING | 75 | R4 | - | 0
COMPANY 63 | 366 | UNDERGROUND CONDUIT | 60 | R2.5 | - | -20
COMPANY 63 | 367 | UNDERGROUND CONDUCTORS AND DEVICES | 40 | S2.5 | - | -30
COMPANY 63 | 368.1 | LINE TRANSFORMERS - OVERHEAD | 43 | R2 | - | -10
COMPANY 63 | 368.2 | LINE TRANSFORMERS - UNDERGROUND | 34 | R4 | - | -10
COMPANY 63 | 369.1 | SERVICES -OVERHEAD | 50 | R4 | - | -50
COMPANY 63 | 369.2 | SERVICES - UNDERGROUND | 45 | S4 | - | -50
COMPANY 63 | 370 | METERS | 38 | R2.5 | - | -10
COMPANY 63 | 371 | INSTALLATIONS ON CUSTOMERS' PREMISES | 28 | S0.5 | - | -25
COMPANY 63 | 373 | STREET LIGHTING AND SIGNAL SYSTEMS | 30 | S0 | - | -40
COMPANY 63 | 390 | STRUCTURES AND IMPROVEMENTS | 55 | R1.5 | Y | -5
COMPANY 63 | 391.1 | OFFICE FURNITURE | 20 | SQ | - | 0
COMPANY 63 | 391.3 | DATA HANDLING | 10 | SQ | - | 0
COMPANY 63 | 391.3 | INFORMATION SYSTEMS | 10 | SQ | - | 0
COMPANY 63 | 391.4 | COMPUTERS AND SOFTWARE | 5 | SQ | - | 0
COMPANY 63 | 392 | TRANSPORTATION EQUIPMENT - OTHER | 25 | S2 | - | 10
COMPANY 63 | 392.1 | PASSENGER CARS AND VANS | 7 | S3 | - | 10
COMPANY 63 | 392.2 | LIGHT TRUCKS | 11.5 | L4 | - | 10
COMPANY 63 | 392.3 | MEDIUM TRUCKS | 12 | L3 | - | 10
COMPANY 63 | 392.4 | HEAVY TRUCKS | 12 | L3 | - | 10
COMPANY 63 | 392.5 | TRAILERS | 20 | L1.5 | - | 10
COMPANY 63 | 393 | STORES EQUIPMENT | 20 | SQ | - | 0
COMPANY 63 | 394 | TOOLS, SHOP AND GARAGE EQUIPMENT | 20 | SQ | - | 0
COMPANY 63 | 395 | LABORATORY EQUIPMENT | 20 | SQ | - | 0
COMPANY 63 | 396 | POWER OPERATED EQUIPMENT | 20 | S2.5 | - | 15
COMPANY 63 | 397 | COMMUNICATION EQUIPMENT | 10 | SQ | - | 0
COMPANY 63 | 398 | MISCELLANEOUS EQUIPMENT | 15 | SQ | - | 0
COMPANY 64 | 311 | STRUCTURES AND IMPROVEMENTS | 80 | R1.5 | Y | (13) - (28)
COMPANY 64 | 312 | BOILER PLANT EQUIPMENT | 55 | S0.5 | Y | (13) - (28)
COMPANY 64 | 313 | ENGINES AND GENERATORS | 50 | S1.5 | Y | (13) - (28)
COMPANY 64 | 314 | TURBOGENERATOR UNITS | 55 | S0.5 | Y | (13) - (28)
COMPANY 64 | 315 | ACCESSORY ELECTRIC EQUIPMENT | 65 | R2.5 | Y | (13) - (28)
COMPANY 64 | 316 | MISCELLANEOUS POWER PLANT EQUIPMENT | 45 | S0 | Y | (13) - (28)
COMPANY 64 | 341 | STRUCTURES AND IMPROVEMENTS | 55 | R3 | Y | (5) - (22)
COMPANY 64 | 342 | FUEL HOLDERS, PRODUCERS AND ACCESSORIES | 50 | S0.5 | Y | (5) - (22)
COMPANY 64 | 344 | GENERATORS | 45 | R2 | Y | (5) - (22)
COMPANY 64 | 345 | ACCESSORY ELECTRIC EQUIPMENT | 40 | S2 | Y | (5) - (22)
COMPANY 64 | 346 | MISCELLANEOUS POWER PLANT EQUIPMENT | 30 | S1.5 | Y | (5) - (22)
COMPANY 64 | 352 | STRUCTURES AND IMPROVEMENTS | 50 | S4 | - | -10
COMPANY 64 | 353 | STATION EQUIPMENT | 42 | S0 | - | -5
COMPANY 64 | 354 | TOWERS AND FIXTURES | 60 | R2 | - | -20
COMPANY 64 | 355 | POLES AND FIXTURES | 55 | R3 | - | -30
COMPANY 64 | 356 | OVERHEAD CONDUCTORS AND DEVICES | 60 | R2.5 | - | -20
COMPANY 64 | 359 | ROADS AND TRAILS | 60 | S4 | - | 0
COMPANY 64 | 361 | STRUCTURES AND IMPROVEMENTS | 40 | S1 | - | -5
COMPANY 64 | 362 | STATION EQUIPMENT | 45 | R2 | - | -10
COMPANY 64 | 364 | POLES, TOWERS AND FIXTURES | 50 | R2 | - | -70
COMPANY 64 | 365 | OVERHEAD CONDUCTORS AND DEVICES | 50 | R1.5 | - | -20
COMPANY 64 | 366 | UNDERGROUND CONDUIT | 37 | R1.5 | - | -5
COMPANY 64 | 367 | UNDERGROUND CONDUCTORS AND DEVICES | 40 | R2 | - | -5
COMPANY 64 | 368 | LINE TRANSFORMERS | 36 | R1.5 | - | 0
COMPANY 64 | 368.2 | LINE TRANSFORMERS - PAD MOUNT | 36 | R1.5 | - | 0
COMPANY 64 | 369.1 | SERVICES - OVERHEAD | 62 | R2.5 | - | -50
COMPANY 64 | 369.2 | SERVICES - UNDERGROUND | 62 | R2.5 | - | -50
COMPANY 64 | 370 | METERS | 21 | L0 | - | 0
COMPANY 64 | 370.1 | METERS - AMI | 21 | L0 | - | 0
COMPANY 64 | 371 | INSTALLATIONS ON CUSTOMERS' PREMISES | 30 | R1.5 | - | -10
COMPANY 64 | 373 | STREET LIGHTING AND SIGNAL SYSTEMS | 25 | L0.5 | - | -15
COMPANY 64 | 390 | STRUCTURES AND IMPROVEMENTS | 40 | R1.5 | - | -10
COMPANY 64 | 391 | OFFICE FURNITURE AND EQUIPMENT | 20 | SQ | - | 0
COMPANY 64 | 391.3 | COMPUTER HARDWARE | 5 | SQ | - | 0
COMPANY 64 | 391.3 | SYSTEM DEVELOPMENT | 5 | SQ | - | 0
COMPANY 64 | 391.4 | SOFTWARE | 9 | S2.5 | - | 0
COMPANY 64 | 392 | TRANSPORTATION EQUIPMENT - OTHER | 13 | S0 | - | 10
COMPANY 64 | 392.1 | PASSENGER CARS AND VANS | 13 | S0 | - | 10
COMPANY 64 | 392.2 | LIGHT TRUCKS | 13 | S0 | - | 10
COMPANY 64 | 392.3 | MEDIUM TRUCKS | 13 | S0 | - | 10
COMPANY 64 | 392.4 | HEAVY TRUCKS | 13 | S0 | - | 10
COMPANY 64 | 392.5 | TRAILERS | 13 | S0 | - | 10
COMPANY 64 | 393 | STORES EQUIPMENT | 20 | SQ | - | 0
COMPANY 64 | 394 | TOOLS, SHOP AND GARAGE EQUIPMENT | 25 | SQ | - | 0
COMPANY 64 | 395 | LABORATORY EQUIPMENT | 25 | SQ | - | 0
COMPANY 64 | 396.1 | POWER OPERATED EQUIPMENT - LONG LIFE | 30 | S1.5 | - | 20
COMPANY 64 | 396.2 | POWER OPERATED EQUIPMENT - SHORT LIFE | 30 | S1.5 | - | 20
COMPANY 64 | 397 | COMMUNICATION EQUIPMENT | 20 | SQ | - | 0
COMPANY 64 | 397.5 | COMMUNICATION EQUIPMENT - TOWERS | 20 | L1.5 | - | 0
COMPANY 64 | 398 | MISCELLANEOUS EQUIPMENT | 20 | SQ | - | 0
COMPANY 65 | 360 | LAND AND LAND RIGHTS - RIGHTS | 75 | R4 | - | 0
COMPANY 65 | 361 | STRUCTURES AND IMPROVEMENTS | 70 | R2.5 | - | -20
COMPANY 65 | 362 | STATION EQUIPMENT | 61 | R1.5 | - | -20
COMPANY 65 | 362 | STATION EQUIPMENT - MAJOR | 65 | R2.5 | - | -15
COMPANY 65 | 364 | POLES, TOWERS AND FIXTURES | 55 | R1.5 | - | -25
COMPANY 65 | 365 | OVERHEAD CONDUCTORS AND DEVICES | 55 | R0.5 | - | -30
COMPANY 65 | 366 | UNDERGROUND CONDUIT | 75 | R3 | - | -50
COMPANY 65 | 367 | UNDERGROUND CONDUCTORS AND DEVICES | 65 | R1.5 | - | -25
COMPANY 65 | 368 | LINE TRANSFORMERS | 45 | R1 | - | -10
COMPANY 65 | 368.99 | LINE TRANSFORMER - CUSTOMER INSTALLATIONS | 45 | R1 | - | -10
COMPANY 65 | 369.1 | SERVICES - OVERHEAD | 50 | R0.5 | - | -45
COMPANY 65 | 369.2 | SERVICES - UNDERGROUND | 65 | R1.5 | - | -25
COMPANY 65 | 370.1 | METERS - UTILITY OF FUTURE | 8 | S2.5 | - | 0
COMPANY 65 | 370.99 | METERS - LEASED - METER INSTRUMENTATION TRANSFORMERS | 22 | L1 | - | 0
COMPANY 65 | 370.99 | METERS - METER INSTRUMENTATION TRANSFORMERS | 22 | L1 | - | 0
COMPANY 65 | 371.1 | INSTALLATIONS ON CUSTOMERS' PREMISES - COMPANY OWNED OUTDOOR LIGHTING | 12 | L1 | - | -10
COMPANY 65 | 372 | LEASED PROPERTY ON CUSTOMERS' PREMISES | 26 | L1.5 | - | -5
COMPANY 65 | 373 | STREET LIGHTING AND SIGNAL SYSTEMS | 30 | L1 | - | -20
COMPANY 65 | 373.1 | STREET LIGHTING AND SIGNAL SYSTEMS - CUSTOMER POLES | 36 | R0.5 | - | -20
COMPANY 65 | 373.1 | STREET LIGHTING AND SIGNAL SYSTEMS - OVERHEAD | 30 | L1 | - | -20
COMPANY 65 | 373.3 | STREET LIGHTING AND SIGNAL SYSTEMS - BOULEVARD | 46 | R2.5 | - | -15
COMPANY 65 | 373.99 | STREET LIGHTING AND SIGNAL SYSTEMS - PUBLIC | 19 | L0 | - | -5
COMPANY 65 | 390.1 | STRUCTURES AND IMPROVEMENTS - MAJOR | 80 | R1 | Y | -5
COMPANY 65 | 390.2 | STRUCTURES AND IMPROVEMENTS - MINOR | 50 | R3 | - | -20
COMPANY 65 | 391 | OFFICE FURNITURE AND EQUIPMENT | 20 | SQ | - | 0
COMPANY 65 | 391.3 | ELECTRONIC DATA PROCESSING | 5 | SQ | - | 0
COMPANY 65 | 392 | TRANSPORTATION EQUIPMENT | 11 | L4 | - | 0
COMPANY 65 | 392.5 | TRAILERS | 22 | S1.5 | - | 5
COMPANY 65 | 393 | STORES EQUIPMENT | 20 | SQ | - | 0
COMPANY 65 | 394 | TOOLS, SHOP AND GARAGE EQUIPMENT | 25 | SQ | - | 0
COMPANY 65 | 396 | POWER OPERATED EQUIPMENT | 17 | S0 | - | 10
COMPANY 65 | 397 | COMMUNICATION EQUIPMENT | 15 | SQ | - | 0
COMPANY 65 | 398 | MISCELLANEOUS EQUIPMENT | 20 | SQ | - | 0
COMPANY 66 | 302 | FRANCHISES AND CONSENTS | - | SQ | Y | 0
COMPANY 66 | 303 | MISCELLANEOUS INTANGIBLE PLANT - COMPUTER SOFTWARE | 5 | SQ | - | 0
COMPANY 66 | 310 | LAND AND LAND RIGHTS - LAND RIGHTS | - | SQ | Y | 0
COMPANY 66 | 311 | STRUCTURES AND IMPROVEMENTS | 75 | R1 | Y | 0
COMPANY 66 | 312 | BOILER PLANT EQUIPMENT | 50 | R1 | Y | 0
COMPANY 66 | 312.2 | BOILER PLANT EQUIPMENT - POLLUTION CONTROL EQUIPMENT | 50 | R1 | Y | 0
COMPANY 66 | 314 | TURBOGENERATOR UNITS | 40 | R2.5 | Y | 0
COMPANY 66 | 315 | ACCESSORY ELECTRIC EQUIPMENT | 45 | R2.5 | Y | 0
COMPANY 66 | 316 | MISCELLANEOUS POWER PLANT EQUIPMENT | 40 | S0.5 | Y | 0
COMPANY 66 | 330 | LAND AND LAND RIGHTS - RIGHTS | - | SQ | Y | 0
COMPANY 66 | 331 | STRUCTURES AND IMPROVEMENTS | 80 | R2 | Y | -6
COMPANY 66 | 332 | RESERVOIRS, DAMS AND WATERWAYS | 120 | R2.5 | Y | -3
COMPANY 66 | 333 | WATER WHEELS, TURBINES AND GENERATORS | 70 | S0 | Y | -4
COMPANY 66 | 334 | ACCESSORY ELECTRIC EQUIPMENT | 65 | S0.5 | Y | -6
COMPANY 66 | 335 | MISCELLANEOUS POWER PLANT EQUIPMENT | 55 | S0 | Y | -10
COMPANY 66 | 336 | ROADS, RAILROADS AND BRIDGES | 80 | S1 | Y | -3
COMPANY 66 | 340 | LAND AND LAND RIGHTS - LAND RIGHTS | - | SQ | Y | 0
COMPANY 66 | 341 | STRUCTURES AND IMPROVEMENTS | 75 | R1 | Y | 0
COMPANY 66 | 341.01 | STRUCTURES AND IMPROVEMENTS - SOLAR | - | SQ | Y | 0
COMPANY 66 | 342 | FUEL HOLDERS, PRODUCERS AND ACCESSORIES | 50 | R1 | Y | 0
COMPANY 66 | 343 | PRIME MOVERS | 40 | R2.5 | Y | 0
COMPANY 66 | 344 | GENERATORS | 40 | R2.5 | Y | 0
COMPANY 66 | 344.01 | GENERATORS - SOLAR | - | SQ | Y | 0
COMPANY 66 | 344.03 | GENERATORS - FUEL CELL | - | SQ | Y | 0
COMPANY 66 | 345 | ACCESSORY ELECTRIC EQUIPMENT | 45 | R2.5 | Y | 0
COMPANY 66 | 345.01 | ACCESSORY ELECTRIC EQUIPMENT - SOLAR INVERTERS | 10 | S2.5 | Y | 0
COMPANY 66 | 345.01 | ACCESSORY ELECTRIC EQUIPMENT - SOLAR | - | SQ | Y | 0
COMPANY 66 | 346 | MISCELLANEOUS POWER PLANT EQUIPMENT | 40 | S0.5 | Y | 0
COMPANY 66 | 346.01 | MISCELLANEOUS POWER PLANT EQUIPMENT - SOLAR | - | SQ | Y | 0
COMPANY 66 | 350 | LAND AND LAND RIGHTS - LAND RIGHTS | 75 | SQ | - | 0
COMPANY 66 | 352 | STRUCTURES AND IMPROVEMENTS | 70 | R3 | - | -20
COMPANY 66 | 353 | STATION EQUIPMENT | 46 | R2 | - | -60
COMPANY 66 | 353.1 | STATION EQUIPMENT - STEP UP TRANFORMERS | 55 | R1.5 | - | -5
COMPANY 66 | 353.1 | STATION EQUIPMENT - STEP UP TRANFORMERS (COMBINED CYCLE) | 55 | R1.5 | Y | -5
COMPANY 66 | 354 | TOWERS AND FIXTURES | 75 | R4 | - | -100
COMPANY 66 | 354 | TOWERS AND FIXTURES (COMBINED CYCLE) | 75 | R4 | Y | -100
COMPANY 66 | 355 | POLES AND FIXTURES | 54 | R1.5 | - | -80
COMPANY 66 | 356 | OVERHEAD CONDUCTORS AND DEVICES | 65 | R2 | - | -110
COMPANY 66 | 356 | OVERHEAD CONDUCTORS AND DEVICES (COMBINED CYCLE) | 65 | R2 | Y | -110
COMPANY 66 | 357 | UNDERGROUND CONDUIT | 65 | R4 | - | 0
COMPANY 66 | 358 | UNDERGROUND CONDUCTORS AND DEVICES | 55 | R3 | - | -10
COMPANY 66 | 359 | ROADS AND TRAILS | 60 | R1.5 | - | -10
COMPANY 66 | 360 | LAND AND LAND RIGHTS - LAND RIGHTS | 60 | SQ | - | 0
COMPANY 66 | 361 | STRUCTURES AND IMPROVEMENTS | 70 | R3 | - | -20
COMPANY 66 | 362 | STATION EQUIPMENT | 46 | R1.5 | - | -60
COMPANY 66 | 363 | STORAGE BATTERY EQUIPMENT | 20 | R2 | - | 0
COMPANY 66 | 363 | ENERGY STORAGE | 15 | S3 | - | 0
COMPANY 66 | 364 | POLES, TOWERS AND FIXTURES | 44 | R2 | - | -175
COMPANY 66 | 365 | OVERHEAD CONDUCTORS AND DEVICES | 46 | R2 | - | -100
COMPANY 66 | 366 | UNDERGROUND CONDUIT | 65 | R4 | - | -50
COMPANY 66 | 367 | UNDERGROUND CONDUCTORS AND DEVICES | 50 | R3 | - | -80
COMPANY 66 | 368.1 | LINE TRANSFORMERS - OVERHEAD | 32 | R2.5 | - | -40
COMPANY 66 | 368.2 | LINE TRANSFORMERS - UNDERGROUND | 33 | R2.5 | - | -25
COMPANY 66 | 369.1 | SERVICES -OVERHEAD | 55 | R2.5 | - | -125
COMPANY 66 | 369.2 | SERVICES - UNDERGROUND | 50 | R4 | - | -45
COMPANY 66 | 370 | METERS | 20 | R2 | - | -20
COMPANY 66 | 371 | INSTALLATIONS ON CUSTOMERS' PREMISES | 40 | S1 | - | 0
COMPANY 66 | 371.3 | EV CHARGING STATIONS - METERS | 10 | S1 | - | 0
COMPANY 66 | 371.3 | EV CHARGING STATIONS | 44 | R4 | - | -45
COMPANY 66 | 372 | LEASED PROPERTY ON CUSTOMERS' PREMISES | 25 | L1 | - | 0
COMPANY 66 | 373.1 | STREET LIGHTING AND SIGNAL SYSTEMS - OVERHEAD | 30 | R1 | - | -50
COMPANY 66 | 373.2 | STREET LIGHTING AND SIGNAL SYSTEMS - CONDUIT AND CABLE | 35 | S1.5 | - | -20
COMPANY 66 | 373.3 | STREET LIGHTING AND SIGNAL SYSTEMS - ELECTROLIERS | 30 | S1.5 | - | -25
COMPANY 66 | 373.3 | STREET LIGHTING AND SIGNAL SYSTEMS - LAMPS AND EQUIPMENT | 25 | L0 | - | -20
COMPANY 66 | 389 | LAND AND LAND RIGHTS - LAND RIGHTS | 60 | SQ | - | 0
COMPANY 66 | 390 | STRUCTURES AND IMPROVEMENTS | 50 | R2 | - | -10
COMPANY 66 | 391 | OFFICE FURNITURE AND EQUIPMENT | 20 | SQ | - | 0
COMPANY 66 | 394 | TOOLS, SHOP AND GARAGE EQUIPMENT | 25 | SQ | - | 0
COMPANY 66 | 395 | LABORATORY EQUIPMENT | 20 | SQ | - | 0
COMPANY 66 | 396 | POWER OPERATED EQUIPMENT | 20 | SQ | - | 0
COMPANY 66 | 397 | COMMUNICATION EQUIPMENT | 15 | SQ | - | 0
COMPANY 66 | 397.7 | COMMUNICATION EQUIPMENT - AMI NETWORK | 20 | SQ | - | 0
COMPANY 66 | 398 | MISCELLANEOUS EQUIPMENT | 20 | SQ | - | 0
COMPANY 67 | 303 | MISCELLANEOUS INTANGIBLE PLANT | 30 | SQ | - | 0
COMPANY 67 | 310 | LAND AND LAND RIGHTS - RIGHTS | 50 | SQ | - | 0
COMPANY 67 | 311 | STRUCTURES AND IMPROVEMENTS | 90 | S0 | Y | (47) - (69)
COMPANY 67 | 312 | BOILER PLANT EQUIPMENT | 60 | R1 | Y | (5) - (19)
COMPANY 67 | 312.4 | FUEL EQUIPMENT | 10 | SQ | - | 0
COMPANY 67 | 312.6 | UNIT COAL TRAIN | 25 | R3 | - | 30
COMPANY 67 | 312.99 | BOILER PLANT EQUIPMENT - UNCLASSIFIED | 18 | S2 | Y | 0
COMPANY 67 | 314 | TURBOGENERATOR UNITS | 65 | R2.5 | Y | (2) - (3)
COMPANY 67 | 315 | ACCESSORY ELECTRIC EQUIPMENT | 65 | R2.5 | Y | (3) - (11)
COMPANY 67 | 316 | MISCELLANEOUS POWER PLANT EQUIPMENT | 45 | R1 | Y | (4) - (8)
COMPANY 67 | 331 | STRUCTURES AND IMPROVEMENTS | 65 | S0 | Y | -410
COMPANY 67 | 332 | RESERVOIRS, DAMS AND WATERWAYS | 70 | R2.5 | Y | -25
COMPANY 67 | 333 | WATER WHEELS, TURBINES AND GENERATORS | 45 | R1.5 | Y | -26
COMPANY 67 | 334 | ACCESSORY ELECTRIC EQUIPMENT | 55 | R0.5 | Y | -8
COMPANY 67 | 335 | MISCELLANEOUS POWER PLANT EQUIPMENT | 55 | R2 | Y | -9
COMPANY 67 | 336 | ROADS, RAILROADS AND BRIDGES | 60 | R2 | Y | -13
COMPANY 67 | 341 | STRUCTURES AND IMPROVEMENTS | 45 | S3 | Y | (4) - (48)
COMPANY 67 | 342 | FUEL HOLDERS, PRODUCERS AND ACCESSORIES | 55 | R3 | Y | -11
COMPANY 67 | 344 | GENERATORS | 40 | R3 | Y | (1) - (9)
COMPANY 67 | 345 | ACCESSORY ELECTRIC EQUIPMENT | 40 | S0.5 | Y | 0 - (5)
COMPANY 67 | 346 | MISCELLANEOUS POWER PLANT EQUIPMENT | 40 | R2.5 | Y | 0
COMPANY 67 | 360 | LAND AND LAND RIGHTS - RIGHTS | 70 | R3 | - | 0
COMPANY 67 | 361 | STRUCTURES AND IMPROVEMENTS | 45 | R3 | - | 0
COMPANY 67 | 362 | STATION EQUIPMENT | 48 | R2 | - | -5
COMPANY 67 | 364 | POLES, TOWERS AND FIXTURES | 50 | R1.5 | - | -20
COMPANY 67 | 365 | OVERHEAD CONDUCTORS AND DEVICES | 38 | O1 | - | -25
COMPANY 67 | 366 | UNDERGROUND CONDUIT | 55 | R2 | - | 0
COMPANY 67 | 367 | UNDERGROUND CONDUCTORS AND DEVICES | 45 | R2 | - | -5
COMPANY 67 | 368 | LINE TRANSFORMERS | 35 | R1.5 | - | 4
COMPANY 67 | 369.1 | SERVICES - OVERHEAD | 50 | R1.5 | - | -25
COMPANY 67 | 369.2 | SERVICES - UNDERGROUND | 55 | R2.5 | - | -10
COMPANY 67 | 370 | METERS | 25 | R0.5 | - | 0
COMPANY 67 | 370.1 | METERS - AMR | 14 | R3 | - | 0
COMPANY 67 | 371 | INSTALLATIONS ON CUSTOMERS' PREMISES | 26 | R1.5 | - | -5
COMPANY 67 | 373 | STREET LIGHTING AND SIGNAL SYSTEMS | 44 | R1 | - | -10
COMPANY 67 | 390 | STRUCTURES AND IMPROVEMENTS | 50 | R1.5 | Y | -5
COMPANY 67 | 391.3 | MAINFRAME COMPUTER AND PERIPHERAL EQUIPMENT | 5 | SQ | - | 0
COMPANY 67 | 397 | COMMUNICATION EQUIPMENT | 10 | SQ | - | 0
COMPANY 68 | 331 | STRUCTURES AND IMPROVEMENTS | 115 | R2 | Y | -25
COMPANY 68 | 332 | RESERVOIRS, DAMS AND WATERWAYS | 100 | S0 | Y | -25
COMPANY 68 | 333 | WATER WHEELS, TURBINES AND GENERATORS | 80 | S0 | Y | -25
COMPANY 68 | 334 | ACCESSORY ELECTRIC EQUIPMENT | 45 | S0 | Y | -10
COMPANY 68 | 335 | MISCELLANEOUS POWER PLANT EQUIPMENT | 50 | S0.5 | Y | -10
COMPANY 68 | 336 | ROADS, RAILROADS AND BRIDGES | 60 | R4 | Y | -5
COMPANY 68 | 341 | STRUCTURES AND IMPROVEMENTS | 60 | R4 | Y | -10
COMPANY 68 | 341.01 | STRUCTURES AND IMPROVEMENTS - SOLAR | 35 | S2.5 | Y | -10
COMPANY 68 | 341.02 | STRUCTURES AND IMPROVEMENTS - WIND | 50 | S2 | Y | -10
COMPANY 68 | 342 | FUEL HOLDERS, PRODUCERS AND ACCESSORIES | 60 | R2.5 | Y | -10
COMPANY 68 | 343 | PRIME MOVERS | 45 | S0.5 | Y | -15
COMPANY 68 | 344 | GENERATORS | 65 | S2.5 | Y | -10
COMPANY 68 | 344.01 | GENERATORS - SOLAR | 25 | S2 | Y | -5
COMPANY 68 | 344.02 | GENERATORS - WIND | 45 | R2.5 | Y | -8
COMPANY 68 | 345 | ACCESSORY ELECTRIC EQUIPMENT | 50 | R1.5 | Y | -5
COMPANY 68 | 345.02 | ACCESSORY ELECTRIC EQUIPMENT - WIND | 45 | R2.5 | Y | -5
COMPANY 68 | 346 | MISCELLANEOUS POWER PLANT EQUIPMENT | 45 | R2.5 | Y | 0
COMPANY 68 | 346.01 | MISCELLANEOUS POWER PLANT EQUIPMENT - SOLAR | 35 | S1.5 | Y | 0
COMPANY 68 | 346.02 | MISCELLANEOUS POWER PLANT EQUIPMENT - WIND | 35 | R3 | Y | 0
COMPANY 68 | 352 | STRUCTURES AND IMPROVEMENTS | 55 | R2 | - | -5
COMPANY 68 | 353 | STATION EQUIPMENT | 45 | S0.5 | - | -10
COMPANY 68 | 354 | TOWERS AND FIXTURES | 60 | S1.5 | - | -20
COMPANY 68 | 355 | POLES AND FIXTURES | 58 | R2 | - | -20
COMPANY 68 | 356 | OVERHEAD CONDUCTORS AND DEVICES | 60 | R2.5 | - | -25
COMPANY 68 | 359 | ROADS AND TRAILS | 65 | R4 | - | 0
COMPANY 68 | 361 | STRUCTURES AND IMPROVEMENTS | 45 | R2 | - | -10
COMPANY 68 | 362 | STATION EQUIPMENT | 45 | R1 | - | -15
COMPANY 68 | 364 | POLES, TOWERS AND FIXTURES | 46 | R0.5 | - | -10
COMPANY 68 | 364.99 | POLES, TOWERS AND FIXTURES - SMART ASSETS | 15 | L3 | - | 0
COMPANY 68 | 365 | OVERHEAD CONDUCTORS AND DEVICES | 48 | R0.5 | - | -25
COMPANY 68 | 366 | UNDERGROUND CONDUIT | 60 | R2.5 | - | -5
COMPANY 68 | 367 | UNDERGROUND CONDUCTORS AND DEVICES | 48 | R1.5 | - | -10
COMPANY 68 | 368 | LINE TRANSFORMERS | 44 | R1.5 | - | 5
COMPANY 68 | 369 | SERVICES | 40 | R1 | - | -30
COMPANY 68 | 370 | METERS | 20 | L0.5 | - | 0
COMPANY 68 | 370.1 | METERS - SMART METERS | 15 | S2.5 | - | 0
COMPANY 68 | 371 | INSTALLATIONS ON CUSTOMERS' PREMISES | 17 | L0 | - | -5
COMPANY 68 | 373 | STREET LIGHTING AND SIGNAL SYSTEMS | 26 | L0 | - | -10
COMPANY 68 | 390 | STRUCTURES AND IMPROVEMENTS | 55 | R2 | - | -15
COMPANY 68 | 390.3 | LEASEHOLD IMPROVEMENTS | 32 | R0.5 | - | 0
COMPANY 68 | 391 | OFFICE FURNITURE AND EQUIPMENT | 20 | SQ | - | 0
COMPANY 68 | 391.4 | COMPUTERS AND SOFTWARE | 5 | SQ | - | 0
COMPANY 68 | 392 | TRANSPORTATION EQUIPMENT | 12 | R4 | - | 10
COMPANY 68 | 393 | STORES EQUIPMENT | 25 | SQ | - | 0
COMPANY 68 | 394 | TOOLS, SHOP AND GARAGE EQUIPMENT | 20 | SQ | - | 0
COMPANY 68 | 395 | LABORATORY EQUIPMENT | 15 | SQ | - | 0
COMPANY 68 | 397 | COMMUNICATION EQUIPMENT | 15 | SQ | - | 0
COMPANY 68 | 397.5 | COMMUNICATION EQUIPMENT - TOWERS AND BUILDINGS | 25 | SQ | - | 0
COMPANY 68 | 398 | MISCELLANEOUS EQUIPMENT | 15 | SQ | - | 0
COMPANY 68 | 399 | OTHER TANGIBLE PROPERTY | 30 | SQ | - | 0
COMPANY 69 | 303 | MISCELLANEOUS INTANGIBLE PLANT - 10-YEAR | 10 | SQ | - | -
COMPANY 69 | 303 | MISCELLANEOUS INTANGIBLE PLANT - 5-YEAR | 5 | SQ | - | -
COMPANY 69 | 303 | MISCELLANEOUS INTANGIBLE PLANT - 7-YEAR | 7 | SQ | - | -
COMPANY 69 | 350 | LAND AND LAND RIGHTS - RIGHTS | 75 | R4 | - | -
COMPANY 69 | 352 | STRUCTURES AND IMPROVEMENTS | 65 | S2 | - | -
COMPANY 69 | 353 | STATION EQUIPMENT | 56 | R1.5 | - | -
COMPANY 69 | 353.2 | STATION EQUIPMENT - SCADA | 30 | R2.5 | - | -
COMPANY 69 | 354 | TOWERS AND FIXTURES | 80 | R4 | - | -
COMPANY 69 | 355 | POLES AND FIXTURES | 55 | R3 | - | -
COMPANY 69 | 356 | OVERHEAD CONDUCTORS AND DEVICES | 63 | R4 | - | -
COMPANY 69 | 356.1 | OVERHEAD CONDUCTORS AND DEVICES - CLEARING AND DAMAGES | 75 | R4 | - | -
COMPANY 69 | 358 | UNDERGROUND CONDUCTORS AND DEVICES | 40 | S2 | - | -
COMPANY 69 | 360 | LAND AND LAND RIGHTS - RIGHTS | 75 | R3 | - | -
COMPANY 69 | 361 | STRUCTURES AND IMPROVEMENTS | 70 | R3 | - | -
COMPANY 69 | 362 | STATION EQUIPMENT | 56 | R1.5 | - | -
COMPANY 69 | 362.1 | STATION EQUIPMENT - SCADA | 30 | R2.5 | - | -
COMPANY 69 | 364 | POLES, TOWERS AND FIXTURES | 55 | R2.5 | - | -
COMPANY 69 | 365 | OVERHEAD CONDUCTORS AND DEVICES | 60 | R1 | - | -
COMPANY 69 | 365.2 | OVERHEAD CONDUCTORS AND DEVICES - CLEARING AND DAMAGES | 75 | R4 | - | -
COMPANY 69 | 366 | UNDERGROUND CONDUIT | 55 | R2.5 | - | -
COMPANY 69 | 367 | UNDERGROUND CONDUCTORS AND DEVICES | 45 | R3 | - | -
COMPANY 69 | 368 | LINE TRANSFORMERS | 44 | R2 | - | -
COMPANY 69 | 369 | SERVICES | 46 | R2.5 | - | -
COMPANY 69 | 370 | METERS | 40 | R2.5 | - | -
COMPANY 69 | 370.1 | METERS - SMART METERS | 15 | S2.5 | - | -
COMPANY 69 | 371 | INSTALLATIONS ON CUSTOMERS' PREMISES | 30 | R1 | - | -
COMPANY 69 | 372 | LEASED PROPERTY ON CUSTOMERS' PREMISES | 27 | R1.5 | - | -
COMPANY 69 | 373 | STREET LIGHTING AND SIGNAL SYSTEMS | 31 | O1 | - | -
COMPANY 69 | 389 | LAND AND LAND RIGHTS - RIGHTS | 75 | R4 | - | -
COMPANY 69 | 390.1 | STRUCTURES AND IMPROVEMENTS - LARGE | 55 | S0.5 | Y | -
COMPANY 69 | 390.2 | STRUCTURES AND IMPROVEMENTS - SMALL | 45 | R3 | - | -
COMPANY 69 | 391.1 | OFFICE FURNITURE | 16 | SQ | - | -
COMPANY 69 | 391.3 | COMPUTERS | 5 | SQ | - | -
COMPANY 69 | 391.3 | DATA HANDLING EQUIPMENT | 16 | SQ | - | -
COMPANY 69 | 391.3 | INFORMATION SYSTEMS | 7 | SQ | - | -
COMPANY 69 | 391.3 | SMART METERS HARDWARE | 7 | SQ | - | -
COMPANY 69 | 392.1 | AUTOS | 8 | S2 | - | -
COMPANY 69 | 392.2 | ALL TERRAIN VEHICLES | 10 | S2.5 | - | -
COMPANY 69 | 392.2 | LIGHT TRUCKS | 11 | L2.5 | - | -
COMPANY 69 | 392.3 | MEDIUM TRUCKS | 12 | L4 | - | -
COMPANY 69 | 392.4 | HEAVY TRUCKS | 12 | L4 | - | -
COMPANY 69 | 392.5 | TRAILERS | 23 | S1 | - | -
COMPANY 69 | 393 | STORES EQUIPMENT | 25 | SQ | - | -
COMPANY 69 | 394 | TOOLS, SHOP AND GARAGE EQUIPMENT | 15 | SQ | - | -
COMPANY 69 | 395 | LABORATORY EQUIPMENT | 23 | SQ | - | -
COMPANY 69 | 396 | POWER OPERATED EQUIPMENT | 20 | S0.5 | - | -
COMPANY 69 | 397 | COMMUNICATION EQUIPMENT | 12 | SQ | - | -
COMPANY 69 | 398 | MISCELLANEOUS EQUIPMENT | 14 | SQ | - | -
COMPANY 70 | 311 | STRUCTURES AND IMPROVEMENTS | 100 | S0.5 | Y | (7) - (14)
COMPANY 70 | 312 | BOILER PLANT EQUIPMENT | 58 | R1.5 | Y | (7) - (14)
COMPANY 70 | 312.6 | UNIT TRAIN | 25 | R3 | - | 20
COMPANY 70 | 312.99 | BOILER PLANT EQUIPMENT - COMBUSTION INITIATIVE | 10 | SQ | - | 0
COMPANY 70 | 314 | TURBOGENERATOR UNITS | 55 | R2.5 | Y | (7) - (14)
COMPANY 70 | 315 | ACCESSORY ELECTRIC EQUIPMENT | 70 | R1.5 | Y | (7) - (14)
COMPANY 70 | 316 | MISCELLANEOUS POWER PLANT EQUIPMENT | 60 | R1.5 | Y | (7) - (14)
COMPANY 70 | 341 | STRUCTURES AND IMPROVEMENTS | 55 | S2.5 | Y | (2) - (10)
COMPANY 70 | 341.01 | STRUCTURES AND IMPROVEMENTS - SOLAR | 40 | S3 | Y | -3
COMPANY 70 | 341.02 | STRUCTURES AND IMPROVEMENTS - WIND | - | SQ | Y | (9) - (12)
COMPANY 70 | 342 | FUEL HOLDERS, PRODUCERS AND ACCESSORIES - OIL SYSTEM | 55 | R3 | Y | (5) - (10)
COMPANY 70 | 343 | PRIME MOVERS - ENGINES | 43 | R3 | Y | (5) - (10)
COMPANY 70 | 344 | GENERATORS | 55 | 42.5 | Y | (2) - (10)
COMPANY 70 | 344.01 | GENERATORS - SOLAR | 25 | L2.5 | Y | -3
COMPANY 70 | 344.02 | GENERATORS - WIND | 40 | S2.5 | Y | (9) - (12)
COMPANY 70 | 345 | ACCESSORY ELECTRIC EQUIPMENT | 45 | S1.5 | Y | (5) - (10)
COMPANY 70 | 345.01 | ACCESSORY ELECTRIC EQUIPMENT - SOLAR | 12 | S1.5 | Y | -3
COMPANY 70 | 345.02 | ACCESSORY ELECTRIC EQUIPMENT - WIND | 30 | R2.5 | Y | (9) - (12)
COMPANY 70 | 346 | MISCELLANEOUS POWER PLANT EQUIPMENT | 45 | R1 | Y | (2) - (10)
COMPANY 70 | 346.02 | MISCELLANEOUS POWER PLANT EQUIPMENT - WIND | 45 | R1 | Y | -9
COMPANY 70 | 361 | STRUCTURES AND IMPROVEMENTS | 46 | R1.5 | - | -30
COMPANY 70 | 362 | STATION EQUIPMENT | 45 | R2 | - | -10
COMPANY 70 | 362.1 | STATION EQUIPMENT - SYSTEM CONTROL CENTER | 20 | S4 | - | 0
COMPANY 70 | 364 | POLES, TOWERS AND FIXTURES | 53 | S1.5 | - | -65
COMPANY 70 | 365 | OVERHEAD CONDUCTORS AND DEVICES | 57 | R2.5 | - | -60
COMPANY 70 | 366 | UNDERGROUND CONDUIT | 75 | R4 | - | -40
COMPANY 70 | 367 | UNDERGROUND CONDUCTORS AND DEVICES | 50 | R3 | - | -25
COMPANY 70 | 368 | LINE TRANSFORMERS | 43 | R2.5 | - | -20
COMPANY 70 | 369 | SERVICES | 47 | S0.5 | - | -70
COMPANY 70 | 370 | METERS | 30 | R0.5 | Y | -20
COMPANY 70 | 370 | METERING EQUIPMENT | 30 | R0.5 | - | -20
COMPANY 70 | 370.1 | METERS - AMI | 15 | S2.5 | - | -20
COMPANY 70 | 373 | STREET LIGHTING AND SIGNAL SYSTEMS | 26 | S1 | - | -15
COMPANY 70 | 390 | STRUCTURES AND IMPROVEMENTS | 45 | R2.5 | - | -10
COMPANY 70 | 391 | OFFICE FURNITURE AND EQUIPMENT | 20 | SQ | - | 0
COMPANY 70 | 391.3 | OFFICE FURNITURE AND EQUIPMENT - COMPUTERS | 5 | SQ | - | 0
COMPANY 70 | 392 | TRANSPORTATION EQUIPMENT | 18 | L2 | - | 10
COMPANY 70 | 393 | STORES EQUIPMENT | 25 | SQ | - | 0
COMPANY 70 | 394 | TOOLS, SHOP AND GARAGE EQUIPMENT | 25 | SQ | - | 0
COMPANY 70 | 395 | LABORATORY EQUIPMENT | 15 | SQ | - | 0
COMPANY 70 | 396 | POWER OPERATED EQUIPMENT | 18 | L2.5 | - | 10
COMPANY 70 | 397.4 | ELECTRONIC EQUIPMENT | 10 | SQ | - | 0
COMPANY 70 | 397.5 | COMMUNICATION EQUIPMENT - TOWER / BUILDING | 25 | SQ | - | 0
COMPANY 70 | 398 | MISCELLANEOUS EQUIPMENT | 10 | SQ | - | 0
COMPANY 71 | 352 | STRUCTURES AND IMPROVEMENTS | 60 | R4 | - | -5
COMPANY 71 | 353 | STATION EQUIPMENT | 50 | R2.5 | - | -15
COMPANY 71 | 354 | TOWERS AND FIXTURES | 70 | R4 | - | -15
COMPANY 71 | 355 | POLES AND FIXTURES | 60 | R2 | - | -60
COMPANY 71 | 356 | OVERHEAD CONDUCTORS AND DEVICES | 55 | R2.5 | - | -30
COMPANY 71 | 357 | UNDERGROUND CONDUIT | 60 | S1.5 | - | -15
COMPANY 71 | 358 | UNDERGROUND CONDUCTORS AND DEVICES | 55 | R2 | - | -25
COMPANY 71 | 359 | ROADS AND TRAILS | 65 | R4 | - | 0
COMPANY 71 | 361 | STRUCTURES AND IMPROVEMENTS | 60 | R4 | - | -20
COMPANY 71 | 362 | STATION EQUIPMENT | 55 | R1.5 | - | -15
COMPANY 71 | 364 | POLES, TOWERS AND FIXTURES | 49 | R1.5 | - | -100
COMPANY 71 | 365 | OVERHEAD CONDUCTORS AND DEVICES | 52 | R1 | - | -80
COMPANY 71 | 366 | UNDERGROUND CONDUIT | 65 | R2.5 | - | -25
COMPANY 71 | 367 | UNDERGROUND CONDUCTORS AND DEVICES | 50 | R3 | - | -60
COMPANY 71 | 368 | LINE TRANSFORMERS | 41 | R1 | - | -5
COMPANY 71 | 369 | SERVICES | 27 | R1.5 | - | -30
COMPANY 71 | 370 | METERS | 34 | R1 | - | -20
COMPANY 71 | 370 | METERS - ELECTROMECHANICAL | 10 | SQ | - | 0
COMPANY 71 | 371 | INSTALLATIONS ON CUSTOMERS' PREMISES | 32 | R3 | - | -25
COMPANY 71 | 373 | STREET LIGHTING AND SIGNAL SYSTEMS | 27 | S0.5 | - | -25
COMPANY 71 | 390 | STRUCTURES AND IMPROVEMENTS | 50 | R0.5 | - | -10
COMPANY 71 | 391.1 | OFFICE FURNITURE | 20 | SQ | - | 0
COMPANY 71 | 391.2 | OFFICE EQUIPMENT | 20 | SQ | - | 0
COMPANY 71 | 391.4 | COMPUTERS AND SOFTWARE | 5 | SQ | - | 0
COMPANY 71 | 392 | TRANSPORTATION EQUIPMENT | 11 | L1.5 | - | 10
COMPANY 71 | 393 | STORES EQUIPMENT | 30 | SQ | - | 0
COMPANY 71 | 394 | TOOLS, SHOP AND GARAGE EQUIPMENT | 25 | SQ | - | 0
COMPANY 71 | 395 | LABORATORY EQUIPMENT | 25 | SQ | - | 0
COMPANY 71 | 396 | POWER OPERATED EQUIPMENT | 18 | L1.5 | - | 5
COMPANY 71 | 397 | COMMUNICATION EQUIPMENT | 15 | SQ | - | 0
COMPANY 71 | 398 | MISCELLANEOUS EQUIPMENT | 20 | SQ | - | 0
COMPANY 72 | 310 | LAND AND LAND RIGHTS - RIGHTS | 75 | R4 | Y | 0
COMPANY 72 | 311 | STRUCTURES AND IMPROVEMENTS | 100 | S0.5 | Y | -10
COMPANY 72 | 312 | BOILER PLANT EQUIPMENT | 53 | R1.5 | Y | -10
COMPANY 72 | 312.4 | FUEL EQUIPMENT | 60 | S1 | Y | -10
COMPANY 72 | 312.6 | RAILROAD TRACK SYSTEM AND CARS | 30 | R3 | - | 0
COMPANY 72 | 314 | TURBOGENERATOR UNITS | 45 | S0.5 | Y | -7
COMPANY 72 | 315 | ACCESSORY ELECTRIC EQUIPMENT | 60 | S1.5 | Y | -5
COMPANY 72 | 316 | MISCELLANEOUS POWER PLANT EQUIPMENT | 35 | S0 | Y | -2
COMPANY 72 | 316.14 | MISCELLANEOUS POWER PLANT EQUIPMENT - CARS | 13 | L2 | - | 15
COMPANY 72 | 316.14 | MISCELLANEOUS POWER PLANT EQUIPMENT - LARGE TRUCKS | 21 | S1 | - | 15
COMPANY 72 | 316.14 | MISCELLANEOUS POWER PLANT EQUIPMENT - SMALL TRUCKS | 13 | L2 | - | 15
COMPANY 72 | 316.15 | MISCELLANEOUS POWER PLANT EQUIPMENT - TRAILERS | 35 | S1 | - | 15
COMPANY 72 | 316.17 | MISCELLANEOUS POWER PLANT EQUIPMENT - POWER OPERATED EQUIPMENT | 20 | O1 | - | 25
COMPANY 72 | 316.19 | MISCELLANEOUS POWER PLANT EQUIPMENT - MISCELLANEOUS | 13 | L2 | - | 15
COMPANY 72 | 331 | STRUCTURES AND IMPROVEMENTS | 115 | R2.5 | Y | -25
COMPANY 72 | 332 | RESERVOIRS, DAMS AND WATERWAYS | 100 | S4 | Y | -20
COMPANY 72 | 333 | WATER WHEELS, TURBINES AND GENERATORS | 90 | S2 | Y | -10
COMPANY 72 | 334 | ACCESSORY ELECTRIC EQUIPMENT | 54 | R1.5 | Y | -15
COMPANY 72 | 335 | MISCELLANEOUS POWER PLANT EQUIPMENT | 90 | R2 | Y | -5
COMPANY 72 | 335.11 | MISCELLANEOUS POWER PLANT EQUIPMENT - OFFICE FURNITURE | 20 | SQ | - | 0
COMPANY 72 | 335.12 | MISCELLANEOUS POWER PLANT EQUIPMENT - OFFICE EQUIPMENT | 15 | SQ | - | 0
COMPANY 72 | 335.13 | MISCELLANEOUS POWER PLANT EQUIPMENT - COMPUTERS | 5 | SQ | - | 0
COMPANY 72 | 336 | ROADS, RAILROADS AND BRIDGES | 85 | R4 | Y | 0
COMPANY 72 | 341 | STRUCTURES AND IMPROVEMENTS | - | SQ | Y | 0
COMPANY 72 | 342 | FUEL HOLDERS, PRODUCERS AND ACCESSORIES | 50 | S2.5 | Y | 0
COMPANY 72 | 342 | FUEL HOLDERS, PRODUCERS AND ACCESSORIES - COMBINED CYCLE | 55 | S2.5 | Y | 0
COMPANY 72 | 343 | PRIME MOVERS | 40 | R2 | Y | 0
COMPANY 72 | 344 | GENERATORS | 45 | S2 | Y | 0
COMPANY 72 | 345 | ACCESSORY ELECTRIC EQUIPMENT | 50 | R2 | Y | 0
COMPANY 72 | 346 | MISCELLANEOUS POWER PLANT EQUIPMENT | 35 | R2.5 | Y | 0
COMPANY 72 | 350 | LAND AND LAND RIGHTS - RIGHTS | 80 | R4 | - | 0
COMPANY 72 | 352 | STRUCTURES AND IMPROVEMENTS | 65 | R3 | - | -35
COMPANY 72 | 353 | STATION EQUIPMENT | 50 | S0.5 | - | -10
COMPANY 72 | 354 | TOWERS AND FIXTURES | 75 | R4 | - | -10
COMPANY 72 | 355 | POLES AND FIXTURES | 65 | R1.5 | - | -80
COMPANY 72 | 356 | OVERHEAD CONDUCTORS AND DEVICES | 65 | R2 | - | -50
COMPANY 72 | 359 | ROADS AND TRAILS | 65 | R2.5 | - | -50
COMPANY 72 | 360 | LAND AND LAND RIGHTS - RIGHTS | 70 | R2.5 | - | 0
COMPANY 72 | 361 | STRUCTURES AND IMPROVEMENTS | 55 | R1.5 | - | -10
COMPANY 72 | 364 | POLES, TOWERS AND FIXTURES | 55 | R1.5 | - | -50
COMPANY 72 | 365 | OVERHEAD CONDUCTORS AND DEVICES | 49 | R1 | - | -30
COMPANY 72 | 366 | UNDERGROUND CONDUIT | 60 | R2.5 | - | -25
COMPANY 72 | 367 | UNDERGROUND CONDUCTORS AND DEVICES | 50 | R1.5 | - | -15
COMPANY 72 | 368 | LINE TRANSFORMERS | 42 | R0.5 | - | -10
COMPANY 72 | 369 | SERVICES | 50 | R1.5 | - | -40
COMPANY 72 | 370 | METERS | 27 | O1 | - | -5
COMPANY 72 | 370.1 | METERS - AMI | 16 | S1.5 | - | -10
COMPANY 72 | 371 | INSTALLATIONS ON CUSTOMERS' PREMISES | 21 | R1 | - | -5
COMPANY 72 | 373 | STREET LIGHTING AND SIGNAL SYSTEMS | 35 | R1 | - | -30
COMPANY 72 | 390.1 | STRUCTURES AND IMPROVEMENTS - LARGE | 90 | S1 | Y | -10
COMPANY 72 | 390.2 | STRUCTURES AND IMPROVEMENTS - SMALL | 55 | R2 | Y | -10
COMPANY 72 | 391.1 | OFFICE FURNITURE | 20 | SQ | - | 0
COMPANY 72 | 391.3 | ELECTRONIC DATA PROCESSING | 5 | SQ | - | 0
COMPANY 72 | 391.4 | COMPUTERS AND SOFTWARE | 8 | SQ | - | 0
COMPANY 72 | 392 | TRANSPORTATION EQUIPMENT - OTHER | 13 | L2 | - | 15
COMPANY 72 | 392.1 | PASSENGER CARS AND VANS | 13 | L2 | - | 15
COMPANY 72 | 392.2 | LIGHT TRUCKS | 13 | L2 | - | 15
COMPANY 72 | 392.4 | HEAVY TRUCKS | 21 | S1 | - | 15
COMPANY 72 | 392.5 | TRAILERS | 35 | S1 | - | 15
COMPANY 72 | 392.6 | AIRPLANES | 15 | S2.5 | - | 40
COMPANY 72 | 392.7 | HELICOPTERS | 15 | S2.5 | - | 40
COMPANY 72 | 393 | STORES EQUIPMENT | 25 | SQ | - | 0
COMPANY 72 | 394 | TOOLS, SHOP AND GARAGE EQUIPMENT | 20 | SQ | - | 0
COMPANY 72 | 395 | LABORATORY EQUIPMENT | 20 | SQ | - | 0
COMPANY 72 | 396 | POWER OPERATED EQUIPMENT | 20 | O1 | - | 25
COMPANY 72 | 397.1 | TELEPHONE AND DATA COLLECTION EQUIPMENT | 15 | SQ | - | 0
COMPANY 72 | 397.2 | MICROWAVE EQUIPMENT | 15 | SQ | - | 0
COMPANY 72 | 397.3 | FIBER OPTIC EQUIPMENT | 10 | SQ | - | 0
COMPANY 72 | 398 | MISCELLANEOUS EQUIPMENT | 15 | SQ | - | 0
COMPANY 73 | 311 | STRUCTURES AND IMPROVEMENTS | 70 | S0.5 | Y | -5
COMPANY 73 | 312 | BOILER PLANT EQUIPMENT | 60 | R2.5 | Y | -10
COMPANY 73 | 313 | ENGINES AND GENERATORS | 50 | R2.5 | Y | -10
COMPANY 73 | 314 | TURBOGENERATOR UNITS | 60 | S1.5 | Y | -10
COMPANY 73 | 315 | ACCESSORY ELECTRIC EQUIPMENT | 45 | R2 | Y | -5
COMPANY 73 | 316 | MISCELLANEOUS POWER PLANT EQUIPMENT | 40 | S2.5 | Y | 0
COMPANY 73 | 331 | STRUCTURES AND IMPROVEMENTS | 90 | S2 | Y | -5
COMPANY 73 | 332 | RESERVOIRS, DAMS AND WATERWAYS | 100 | S1.5 | Y | -25
COMPANY 73 | 333 | WATER WHEELS, TURBINES AND GENERATORS | 45 | S2.5 | Y | -10
COMPANY 73 | 334 | ACCESSORY ELECTRIC EQUIPMENT | 40 | S4 | Y | -5
COMPANY 73 | 335 | MISCELLANEOUS POWER PLANT EQUIPMENT | 40 | R3 | Y | 0
COMPANY 73 | 336 | ROADS, RAILROADS AND BRIDGES | 60 | S3 | Y | 0
COMPANY 73 | 341 | STRUCTURES AND IMPROVEMENTS | 60 | R3 | Y | -15
COMPANY 73 | 342 | FUEL HOLDERS, PRODUCERS AND ACCESSORIES | 41 | S1 | Y | -15
COMPANY 73 | 343 | PRIME MOVERS | 18 | L0.5 | Y | -5
COMPANY 73 | 343 | PRIME MOVERS - COMBINED CYCLE | 35 | R2.5 | Y | -5
COMPANY 73 | 344 | GENERATORS | 60 | R3 | Y | -5
COMPANY 73 | 344 | GENERATORS - COMBINED CYCLE | 55 | R2 | Y | -5
COMPANY 73 | 345 | ACCESSORY ELECTRIC EQUIPMENT | 35 | S0.5 | Y | -15
COMPANY 73 | 345 | ACCESSORY ELECTRIC EQUIPMENT - COMBINED CYCLE | 45 | R2 | Y | -15
COMPANY 73 | 346 | MISCELLANEOUS POWER PLANT EQUIPMENT | 55 | R2.5 | Y | -5
COMPANY 73 | 346 | MISCELLANEOUS POWER PLANT EQUIPMENT - COMBINED CYCLE | 40 | S1.5 | Y | -5
COMPANY 73 | 352 | STRUCTURES AND IMPROVEMENTS | 60 | R3 | - | -5
COMPANY 73 | 353 | STATION EQUIPMENT | 46 | R2.5 | - | -10
COMPANY 73 | 353.2 | STATION EQUIPMENT - MICROWAVE | 15 | SQ | - | 0
COMPANY 73 | 353.2 | STATION EQUIPMENT - SCADA | 10 | SQ | - | 0
COMPANY 73 | 354 | TOWERS AND FIXTURES | 70 | R3 | - | -20
COMPANY 73 | 355 | POLES AND FIXTURES | 50 | R2 | - | -30
COMPANY 73 | 356 | OVERHEAD CONDUCTORS AND DEVICES | 50 | R2.5 | - | -25
COMPANY 73 | 357 | UNDERGROUND CONDUIT | 50 | R4 | - | 0
COMPANY 73 | 358 | UNDERGROUND CONDUCTORS AND DEVICES | 35 | S3 | - | 0
COMPANY 73 | 358 | UNDERGROUND CONDUCTORS AND DEVICES - SUBMARINE CABLE - NORTH | 40 | S3 | - | 0
COMPANY 73 | 358 | UNDERGROUND CONDUCTORS AND DEVICES - SUBMARINE CABLE - SOUTH | 28 | L2.5 | - | 0
COMPANY 73 | 359 | ROADS AND TRAILS | 60 | R4 | - | 0
COMPANY 73 | 361 | STRUCTURES AND IMPROVEMENTS | 60 | R3 | - | -10
COMPANY 73 | 362 | STATION EQUIPMENT | 35 | S2 | - | -15
COMPANY 73 | 362.1 | STATION EQUIPMENT - SCADA | 10 | SQ | - | 0
COMPANY 73 | 362.2 | STATION EQUIPMENT - MICROWAVE | 15 | SQ | - | 0
COMPANY 73 | 364 | POLES, TOWERS AND FIXTURES | 47 | S1 | - | -60
COMPANY 73 | 365 | OVERHEAD CONDUCTORS AND DEVICES | 42 | R2 | - | -45
COMPANY 73 | 366 | UNDERGROUND CONDUIT | 55 | R4 | - | -30
COMPANY 73 | 367 | UNDERGROUND CONDUCTORS AND DEVICES | 46 | S1 | - | -20
COMPANY 73 | 367.3 | UNDERGROUND CONDUCTORS AND DEVICES - CABLE INJECTION | 20 | R4 | - | 0
COMPANY 73 | 368 | LINE TRANSFORMERS | 38 | R2.5 | - | -25
COMPANY 73 | 369 | SERVICES | 43 | R1.5 | - | -20
COMPANY 73 | 370 | METERS | 20 | R2 | Y | 0
COMPANY 73 | 373 | STREET LIGHTING AND SIGNAL SYSTEMS | 43 | R2.5 | - | -25
COMPANY 73 | 390 | STRUCTURES AND IMPROVEMENTS | 50 | R4 | - | 0
COMPANY 73 | 390.2 | STRUCTURES AND IMPROVEMENTS - MICROWAVE | 25 | S3 | - | 0
COMPANY 73 | 390.2 | STRUCTURES AND IMPROVEMENTS - PAD | 30 | S3 | - | 0
COMPANY 73 | 391 | OFFICE FURNITURE AND EQUIPMENT | 10 | SQ | - | 0
COMPANY 73 | 391.3 | DATA HANDLING | 5 | SQ | - | 0
COMPANY 73 | 392 | TRANSPORTATION EQUIPMENT - OTHER | 16 | R2 | - | 10
COMPANY 73 | 392.2 | LIGHT TRUCKS | 13 | L4 | - | 10
COMPANY 73 | 392.4 | HEAVY TRUCKS | 18 | S2 | - | 10
COMPANY 73 | 393 | STORES EQUIPMENT | 20 | SQ | - | 0
COMPANY 73 | 394 | TOOLS, SHOP AND GARAGE EQUIPMENT | 20 | SQ | - | 0
COMPANY 73 | 395 | LABORATORY EQUIPMENT | 20 | SQ | - | 0
COMPANY 73 | 396 | POWER OPERATED EQUIPMENT | 18 | L2.5 | - | 10
COMPANY 73 | 397 | COMMUNICATION EQUIPMENT - OTHER | 10 | SQ | - | 0
COMPANY 73 | 397.2 | MICROWAVE EQUIPMENT | 15 | SQ | - | 0
COMPANY 73 | 397.6 | COMMUNICATION EQUIPMENT - SCADA | 8 | SQ | - | 0
COMPANY 73 | 398 | MISCELLANEOUS EQUIPMENT | 10 | SQ | - | 0
COMPANY 74 | 311 | STRUCTURES AND IMPROVEMENTS | 110 | R2.5 | Y | (6) - (25)
COMPANY 74 | 312 | BOILER PLANT EQUIPMENT | 50 | S0 | Y | (6) - (25)
COMPANY 74 | 312.1 | SO2 PLANT EQUIPMENT | 50 | S0 | Y | (6) - (11)
COMPANY 74 | 312.4 | MOBILE FUEL HANDLING / STORAGE | 50 | S0 | Y | (6) - (11)
COMPANY 74 | 312.6 | UNIT TRAIN COAL CARS | 25 | R2.5 | - | 0
COMPANY 74 | 312.99 | COAL PILE BASE | 50 | S0 | Y | (6) - (11)
COMPANY 74 | 314 | TURBOGENERATOR UNITS | 60 | S1 | Y | (6) - (25)
COMPANY 74 | 315 | ACCESSORY ELECTRIC EQUIPMENT | 65 | S0.5 | Y | (6) - (25)
COMPANY 74 | 316 | MISCELLANEOUS POWER PLANT EQUIPMENT | 65 | R2 | Y | (6) - (25)
COMPANY 74 | 331 | STRUCTURES AND IMPROVEMENTS | 80 | R2.5 | Y | (4) - (6)
COMPANY 74 | 332 | RESERVOIRS, DAMS AND WATERWAYS | 90 | R3 | Y | (4) - (6)
COMPANY 74 | 333 | WATER WHEELS, TURBINES AND GENERATORS | 75 | R2 | Y | (4) - (6)
COMPANY 74 | 334 | ACCESSORY ELECTRIC EQUIPMENT | 50 | L1.5 | Y | (4) - (6)
COMPANY 74 | 335 | MISCELLANEOUS POWER PLANT EQUIPMENT | 45 | L1.5 | Y | (4) - (6)
COMPANY 74 | 341 | STRUCTURES AND IMPROVEMENTS | 50 | S2.5 | Y | (4) - (12)
COMPANY 74 | 342 | FUEL HOLDERS, PRODUCERS AND ACCESSORIES | 50 | S2.5 | Y | (4) - (12)
COMPANY 74 | 343 | PRIME MOVERS | 50 | R1 | Y | (4) - (12)
COMPANY 74 | 344 | GENERATORS | 55 | R3 | Y | (4) - (12)
COMPANY 74 | 345 | ACCESSORY ELECTRIC EQUIPMENT | 55 | R2.5 | Y | (4) - (12)
COMPANY 74 | 346 | MISCELLANEOUS POWER PLANT EQUIPMENT | 55 | R3 | Y | (4) - (12)
COMPANY 74 | 350 | LAND AND LAND RIGHTS - RIGHTS | 70 | R4 | - | 0
COMPANY 74 | 352 | STRUCTURES AND IMPROVEMENTS | 60 | R1.5 | - | -10
COMPANY 74 | 353 | STATION EQUIPMENT | 49 | S0 | - | -10
COMPANY 74 | 354 | TOWERS AND FIXTURES | 65 | R4 | - | -25
COMPANY 74 | 355 | POLES AND FIXTURES | 55 | R1.5 | - | -40
COMPANY 74 | 356 | OVERHEAD CONDUCTORS AND DEVICES | 65 | R2 | - | -30
COMPANY 74 | 357 | UNDERGROUND CONDUIT | 60 | S4 | - | -5
COMPANY 74 | 358 | UNDERGROUND CONDUCTORS AND DEVICES | 45 | R1 | - | 0
COMPANY 74 | 359 | ROADS AND TRAILS | 65 | S4 | - | 0
COMPANY 74 | 360 | LAND AND LAND RIGHTS - RIGHTS | 70 | R4 | - | 0
COMPANY 74 | 361 | STRUCTURES AND IMPROVEMENTS | 60 | R1.5 | - | -15
COMPANY 74 | 362 | STATION EQUIPMENT | 52 | R1.5 | - | -10
COMPANY 74 | 364 | POLES, TOWERS AND FIXTURES | 45 | R1 | - | -50
COMPANY 74 | 364.99 | POLES, TOWERS AND FIXTURES - CUSTOMER TRANSFORMER STATION | 48 | S0 | - | -50
COMPANY 74 | 365 | OVERHEAD CONDUCTORS AND DEVICES | 57 | R1.5 | - | -60
COMPANY 74 | 366 | UNDERGROUND CONDUIT | 70 | S3 | - | -5
COMPANY 74 | 367 | UNDERGROUND CONDUCTORS AND DEVICES | 50 | R2.5 | - | -30
COMPANY 74 | 368 | LINE TRANSFORMERS | 46 | S0 | - | -5
COMPANY 74 | 369.1 | SERVICES - OVERHEAD | 45 | R1 | - | -25
COMPANY 74 | 369.2 | SERVICES - UNDERGROUND | 60 | R3 | - | -25
COMPANY 74 | 370 | METERS | 23 | L0 | - | -2
COMPANY 74 | 370.99 | METERS - CUSTOMER METERING STATIONS | 45 | R2 | - | -2
COMPANY 74 | 371 | INSTALLATIONS ON CUSTOMERS' PREMISES | 19 | O1 | - | -25
COMPANY 74 | 373 | STREET LIGHTING AND SIGNAL SYSTEMS | 33 | S0 | - | -50
COMPANY 74 | 390 | STRUCTURES AND IMPROVEMENTS | 52 | R1.5 | - | -10
COMPANY 74 | 390 | STRUCTURES AND IMPROVEMENTS - COMMON PLANT | 48 | S0 | - | -5
COMPANY 74 | 391 | OFFICE FURNITURE AND EQUIPMENT | 20 | SQ | - | 0
COMPANY 74 | 391.3 | COMPUTERS AND PERIPHERAL EQUIPMENT | 7 | SQ | - | 0
COMPANY 74 | 393 | STORES EQUIPMENT | 30 | SQ | - | 0
COMPANY 74 | 394 | TOOLS, SHOP AND GARAGE EQUIPMENT | 25 | SQ | - | 0
COMPANY 74 | 395 | LABORATORY EQUIPMENT | 20 | SQ | - | 0
COMPANY 74 | 397 | COMMUNICATION EQUIPMENT | 15 | SQ | - | 0
COMPANY 74 | 398 | MISCELLANEOUS EQUIPMENT | 20 | SQ | - | 0
COMPANY 75 | 360 | LAND RIGHTS | 65 | R4 | - | 0
COMPANY 75 | 361 | STRUCTURES AND IMPROVEMENTS | 60 | R2 | - | -10
COMPANY 75 | 362 | STATION EQUIPMENT | 50 | S0 | - | -15
COMPANY 75 | 364 | POLES, TOWERS AND FIXTURES | 50 | R0.5 | - | -85
COMPANY 75 | 365 | OVERHEAD CONDUCTORS AND DEVICES | 54 | R0.5 | - | -40
COMPANY 75 | 366 | UNDERGROUND CONDUIT | 60 | R2.5 | - | -45
COMPANY 75 | 367 | UNDERGROUND CONDUCTORS AND DEVICES | 60 | R2.5 | - | -20
COMPANY 75 | 368 | LINE TRANSFORMERS | 47 | R1 | - | -10
COMPANY 75 | 369 | SERVICES | 55 | R3 | - | -30
COMPANY 75 | 370 | METERS | 20 | S3 | - | -3
COMPANY 75 | 371 | INSTALLATIONS ON CUSTOMERS' PREMISES | 25 | L0 | - | -60
COMPANY 75 | 373 | STREET LIGHTING AND SIGNAL SYSTEMS | 25 | R0.5 | - | -30
COMPANY 75 | 389 | LAND RIGHTS | 50 | R1 | - | 0
COMPANY 75 | 390 | STRUCTURES AND IMPROVEMENTS | 50 | R1 | - | -20
COMPANY 75 | 392.2 | TRANSPORTATION EQUIPMENT - LIGHT TRUCKS AND VANS | 13 | L2.5 | - | 10
COMPANY 75 | 392.3 | TRANSPORTATION EQUIPMENT - MEDIUM TRUCKS | 17 | L2 | - | 5
COMPANY 75 | 392.5 | TRANSPORTATION EQUIPMENT - TRAILERS | 30 | S1 | - | 10
COMPANY 75 | 392.6 | TRANSPORTATION EQUIPMENT - AIRCRAFT | 10 | SQ | - | 20
COMPANY 75 | 396.1 | HEAVY POWER OPERATED EQUIPMENT | 14 | L0.5 | - | 20
COMPANY 75 | 396.2 | LIGHT POWER OPERATED EQUIPMENT | 10 | L3 | - | 10
COMPANY 76 | 352 | STRUCTURES AND IMPROVEMENTS | 55 | R3 | - | -
COMPANY 76 | 353 | STATION EQUIPMENT | 58 | R3 | - | -
COMPANY 76 | 353.2 | STATION EQUIPMENT - SCADA | 15 | S2 | - | -
COMPANY 76 | 354 | TOWERS AND FIXTURES | 70 | R4 | - | -
COMPANY 76 | 355 | POLES AND FIXTURES | 50 | R2.5 | - | -
COMPANY 76 | 356 | OVERHEAD CONDUCTORS AND DEVICES | 57 | R1.5 | - | -
COMPANY 76 | 357 | UNDERGROUND CONDUIT | 50 | L3 | - | -
COMPANY 76 | 358 | UNDERGROUND CONDUCTORS AND DEVICES | 40 | R4 | - | -
COMPANY 76 | 359 | ROADS AND TRAILS | 40 | R4 | - | -
COMPANY 76 | 361 | STRUCTURES AND IMPROVEMENTS | 50 | R3 | - | -
COMPANY 76 | 362 | STATION EQUIPMENT | 40 | S1 | - | -
COMPANY 76 | 364 | POLES, TOWERS AND FIXTURES | 56 | R2.5 | - | -
COMPANY 76 | 365 | OVERHEAD CONDUCTORS AND DEVICES | 55 | R1 | - | -
COMPANY 76 | 366 | UNDERGROUND CONDUIT | 65 | R3 | - | -
COMPANY 76 | 367 | UNDERGROUND CONDUCTORS AND DEVICES | 40 | R2 | - | -
COMPANY 76 | 368 | LINE TRANSFORMERS | 43 | S1 | - | -
COMPANY 76 | 368.99 | TRANSFORMER INSTALLATIONS | 35 | R2 | - | -
COMPANY 76 | 369 | SERVICES | 50 | R2 | - | -
COMPANY 76 | 370 | METERS | 33 | R1.5 | - | -
COMPANY 76 | 370.1 | METERS - AMR AND ELECTRONIC | 20 | S3 | - | -
COMPANY 76 | 370.2 | METERS - INSTALLATIONS | 70 | R5 | - | -
COMPANY 76 | 371 | INSTALLATIONS ON CUSTOMERS' PREMISES | 30 | O1 | - | -
COMPANY 76 | 371.1 | INSTALLATIONS ON CUSTOMERS' PREMISES - DUSK TO DAWN LIGHTS | 20 | R1.5 | - | -
COMPANY 76 | 373 | STREET LIGHTING AND SIGNAL SYSTEMS | 34 | L0 | - | -
COMPANY 76 | 390 | STRUCTURES AND IMPROVEMENTS | 100 | R1 | Y | -
COMPANY 76 | 390.3 | LEASEHOLD IMPROVEMENTS | - | SQ | Y | -
COMPANY 76 | 391.1 | OFFICE FURNITURE | 20 | SQ | - | -
COMPANY 76 | 391.2 | OFFICE EQUIPMENT | 5 | SQ | - | -
COMPANY 76 | 391.4 | SOFTWARE | 5 | SQ | - | -
COMPANY 76 | 393 | STORES EQUIPMENT | 10 | SQ | - | -
COMPANY 76 | 394 | TOOLS, SHOP AND GARAGE EQUIPMENT | 20 | SQ | - | -
COMPANY 76 | 395 | LABORATORY EQUIPMENT | 10 | SQ | - | -
COMPANY 76 | 397 | COMMUNICATION EQUIPMENT | 10 | SQ | - | -
COMPANY 76 | 398 | MISCELLANEOUS EQUIPMENT | 10 | SQ | - | -
COMPANY 77 | 311 | STRUCTURES AND IMPROVEMENTS | 105 | R2.5 | Y | 0 - (13)
COMPANY 77 | 311.1 | STRUCTURES AND IMPROVEMENTS - ASH PONDS | 100 | S4 | Y | 0
COMPANY 77 | 312 | BOILER PLANT EQUIPMENT | 70 | R1.5 | Y | (6) - (13)
COMPANY 77 | 314 | TURBOGENERATOR UNITS | 60 | R2 | Y | (6) - (13)
COMPANY 77 | 315 | ACCESSORY ELECTRIC EQUIPMENT | 70 | R4 | Y | (6) - (13)
COMPANY 77 | 316 | MISCELLANEOUS POWER PLANT EQUIPMENT | 75 | R1.5 | Y | 0 - (13)
COMPANY 78 | 311 | STRUCTURES AND IMPROVEMENTS | 85 | S1 | Y | -15
COMPANY 78 | 312 | BOILER PLANT EQUIPMENT | 45 | S0.5 | Y | -15
COMPANY 78 | 312.3 | SCR CATALYST | 10 | S2.5 | Y | 0
COMPANY 78 | 314 | TURBOGENERATOR UNITS | 40 | S0.5 | Y | -15
COMPANY 78 | 315 | ACCESSORY ELECTRIC EQUIPMENT | 60 | R2.5 | Y | -15
COMPANY 78 | 316 | MISCELLANEOUS POWER PLANT EQUIPMENT | 50 | S0 | Y | -15
COMPANY 78 | 340 | RIGHTS OF WAY | 40 | SQ | - | 0
COMPANY 78 | 341 | STRUCTURES AND IMPROVEMENTS | 60 | R4 | Y | -5
COMPANY 78 | 342 | FUEL HOLDERS, PRODUCERS AND ACCESSORIES | 50 | S1.5 | Y | -5
COMPANY 78 | 344 | GENERATORS | 45 | S0 | Y | -5
COMPANY 78 | 344.01 | GENERATORS - SOLAR | 25 | S2.5 | Y | -5
COMPANY 78 | 345 | ACCESSORY ELECTRIC EQUIPMENT | 40 | R2 | Y | -5
COMPANY 78 | 345.01 | ACCESSORY ELECTRIC EQUIPMENT - SOLAR | 20 | S2.5 | Y | -5
COMPANY 78 | 346 | MISCELLANEOUS POWER PLANT EQUIPMENT | 40 | R1.5 | Y | -5
COMPANY 78 | 350 | RIGHTS OF WAY | 70 | R4 | - | 0
COMPANY 78 | 352 | STRUCTURES AND IMPROVEMENTS | 65 | R2.5 | - | -10
COMPANY 78 | 353 | STATION EQUIPMENT | 50 | R2 | - | -15
COMPANY 78 | 353 | STATION EQUIPMENT - MAJOR | 65 | R2.5 | - | -10
COMPANY 78 | 353.1 | STATION EQUIPMENT - STEP-UP | 50 | R2.5 | - | 0
COMPANY 78 | 353.1 | STATION EQUIPMENT - STEP-UP EQUIPMENT | 35 | R2.5 | - | 0
COMPANY 78 | 355 | POLES AND FIXTURES | 55 | R1.5 | - | -25
COMPANY 78 | 356 | OVERHEAD CONDUCTORS AND DEVICES | 55 | R1 | - | -15
COMPANY 78 | 356.1 | OVERHEAD CONDUCTORS AND DEVICES - CLEARING / RIGHT OF WAY | 60 | R3 | - | 0
COMPANY 78 | 360 | RIGHTS OF WAY | 70 | R4 | - | 0
COMPANY 78 | 361 | STRUCTURES AND IMPROVEMENTS | 65 | R2.5 | - | -10
COMPANY 78 | 362 | STATION EQUIPMENT | 40 | R1.5 | - | -10
COMPANY 78 | 362 | STATION EQUIPMENT - MAJOR | 65 | R2.5 | - | -10
COMPANY 78 | 364 | POLES, TOWERS AND FIXTURES | 54 | R0.5 | - | -40
COMPANY 78 | 365 | OVERHEAD CONDUCTORS AND DEVICES | 52 | O1 | - | -40
COMPANY 78 | 365.2 | OVERHEAD CONDUCTORS AND DEVICES - CLEARING / RIGHT OF WAY | 60 | R2.5 | - | 0
COMPANY 78 | 366 | UNDERGROUND CONDUIT | 70 | R3 | - | -20
COMPANY 78 | 367 | UNDERGROUND CONDUCTORS AND DEVICES | 58 | R2 | - | -40
COMPANY 78 | 368 | LINE TRANSFORMERS | 46 | R0.5 | - | -15
COMPANY 78 | 368.99 | LINE TRANSFORMER - CUSTOMER INSTALLATIONS | 55 | R1.5 | - | -15
COMPANY 78 | 369.1 | SERVICES - OVERHEAD | 65 | R2.5 | - | -25
COMPANY 78 | 369.2 | SERVICES - UNDERGROUND | 55 | R1 | - | -30
COMPANY 78 | 370 | METERS | 24 | L1 | - | 0
COMPANY 78 | 370.1 | METERS - UTILITY OF FUTURE | 15 | S2.5 | - | 0
COMPANY 78 | 371.1 | COMPANY OWNED OUTDOOR LIGHTING | 10 | R2 | - | 0
COMPANY 78 | 372 | LEASED PROPERTY ON CUSTOMERS' PREMISES | 25 | L3 | - | 0
COMPANY 78 | 373.1 | STREET LIGHTING AND SIGNAL SYSTEMS - CUSTOMER POLES | 30 | L0 | - | -25
COMPANY 78 | 373.1 | STREET LIGHTING AND SIGNAL SYSTEMS - OVERHEAD | 32 | L0.5 | - | -15
COMPANY 78 | 373.3 | STREET LIGHTING AND SIGNAL SYSTEMS - BOULEVARD | 50 | R1.5 | - | -20
COMPANY 78 | 390 | STRUCTURES AND IMPROVEMENTS | 35 | S1 | - | -5
COMPANY 78 | 390.1 | STRUCTURES AND IMPROVEMENTS - COMMON PLANT - MAJOR | 90 | R1 | Y | 0
COMPANY 78 | 390.2 | STRUCTURES AND IMPROVEMENTS - COMMON PLANT - MINOR | 40 | R1 | - | -10
COMPANY 78 | 391 | OFFICE FURNITURE AND EQUIPMENT | 20 | SQ | - | 0
COMPANY 78 | 391.3 | ELECTRONIC DATA PROCESSING | 5 | SQ | - | 0
COMPANY 78 | 392 | TRANSPORTATION EQUIPMENT | 12 | S3 | - | 0
COMPANY 78 | 392.5 | TRAILERS | 18 | R2.5 | - | 5
COMPANY 78 | 394 | TOOLS, SHOP AND GARAGE EQUIPMENT | 25 | SQ | - | 0
COMPANY 78 | 396 | POWER OPERATED EQUIPMENT | 15 | L2 | - | 0
COMPANY 78 | 397 | COMMUNICATION EQUIPMENT | 15 | SQ | - | 0
COMPANY 78 | 398 | MISCELLANEOUS EQUIPMENT | 15 | SQ | - | 0
COMPANY 79 | 310 | LAND AND LAND RIGHTS - RIGHTS | - | SQ | Y | 0
COMPANY 79 | 311 | STRUCTURES AND IMPROVEMENTS | 70 | S1.5 | Y | (4) - (7)
COMPANY 79 | 311.1 | STRUCTURES AND IMPROVEMENTS - LANDFILL | 50 | S3 | Y | 0
COMPANY 79 | 312 | BOILER PLANT EQUIPMENT | 55 | R1 | Y | (4) - (7)
COMPANY 79 | 313 | ENGINES AND GENERATORS | 50 | R2.5 | Y | (6) - (7)
COMPANY 79 | 314 | TURBOGENERATOR UNITS | 35 | R0.5 | Y | (4) - (7)
COMPANY 79 | 315 | ACCESSORY ELECTRIC EQUIPMENT | 50 | R3 | Y | (4) - (7)
COMPANY 79 | 316 | MISCELLANEOUS POWER PLANT EQUIPMENT | 55 | R2 | Y | (4) - (7)
COMPANY 79 | 330 | LAND AND LAND RIGHTS - LAND EASEMENTS | 80 | R4 | Y | 0
COMPANY 79 | 330 | LAND AND LAND RIGHTS - REMOVING PROPERTY OF OTHERS | 100 | R4 | Y | 0
COMPANY 79 | 331 | STRUCTURES AND IMPROVEMENTS | 110 | R2 | Y | (7) - (24)
COMPANY 79 | 331.1 | STRUCTURES AND IMPROVEMENTS - FISH AND WILDLIFE CONSERVATION | 55 | S2.5 | Y | (4) - (24)
COMPANY 79 | 331.2 | STRUCTURES AND IMPROVEMENTS - RECREATION | 50 | S1.5 | Y | (4) - (24)
COMPANY 79 | 331.2 | STRUCTURES AND IMPROVEMENTS - RECREATION INFORMATION AND EDUCATION | 50 | R3 | Y | (16) - (24)
COMPANY 79 | 332 | RESERVOIRS, DAMS AND WATERWAYS | 110 | R1 | Y | (4) - (24)
COMPANY 79 | 332.1 | RESERVOIRS, DAMS AND WATERWAYS - FISH AND WILDLIFE CONSERVATION | 60 | S1.5 | Y | (4) - (24)
COMPANY 79 | 332.2 | RESERVOIRS, DAMS AND WATERWAYS - RECREATION | 60 | S1.5 | Y | (4) - (24)
COMPANY 79 | 333 | WATER WHEELS, TURBINES AND GENERATORS | 65 | R1.5 | Y | (4) - (24)
COMPANY 79 | 334 | ACCESSORY ELECTRIC EQUIPMENT | 40 | S1 | Y | (4) - (24)
COMPANY 79 | 335 | MISCELLANEOUS POWER PLANT EQUIPMENT | 60 | R1 | Y | (4) - (24)
COMPANY 79 | 335.1 | MISCELLANEOUS POWER PLANT EQUIPMENT - FISH AND WILDLIFE CONSERVATION | 50 | R3 | Y | (16) - (24)
COMPANY 79 | 335.2 | MISCELLANEOUS POWER PLANT EQUIPMENT - RECREATION | 50 | R3 | Y | (16) - (24)
COMPANY 79 | 336 | ROADS, RAILROADS AND BRIDGES | 55 | S2.5 | Y | (4) - (24)
COMPANY 79 | 341 | STRUCTURES AND IMPROVEMENTS | 55 | S4 | Y | (2) - (5)
COMPANY 79 | 342 | FUEL HOLDERS, PRODUCERS AND ACCESSORIES | 55 | R3 | Y | (1) - (5)
COMPANY 79 | 343 | PRIME MOVERS | 60 | S2.5 | Y | (1) - (5)
COMPANY 79 | 344 | GENERATORS | 45 | R1 | Y | (1) - (5)
COMPANY 79 | 344.01 | GENERATORS - SOLAR | 25 | S2.5 | Y | -3
COMPANY 79 | 345 | ACCESSORY ELECTRIC EQUIPMENT | 20 | S1 | Y | (1) - (5)
COMPANY 79 | 345.01 | ACCESSORY ELECTRIC EQUIPMENT - SOLAR | 20 | S2.5 | Y | -3
COMPANY 79 | 346 | MISCELLANEOUS POWER PLANT EQUIPMENT | 35 | R2.5 | Y | (2) - (5)
COMPANY 79 | 350 | LAND AND LAND RIGHTS - RIGHTS | 80 | R4 | - | 0
COMPANY 79 | 352 | STRUCTURES AND IMPROVEMENTS | 65 | S1.5 | - | -10
COMPANY 79 | 353 | STATION EQUIPMENT | 44 | R2 | - | -10
COMPANY 79 | 354 | TOWERS AND FIXTURES | 75 | R4 | - | -15
COMPANY 79 | 355 | POLES AND FIXTURES | 63 | R2.5 | - | -30
COMPANY 79 | 356 | OVERHEAD CONDUCTORS AND DEVICES | 65 | R3 | - | -30
COMPANY 79 | 357 | UNDERGROUND CONDUIT | 60 | R4 | - | 0
COMPANY 79 | 358 | UNDERGROUND CONDUCTORS AND DEVICES | 50 | S3 | - | 0
COMPANY 79 | 359 | ROADS AND TRAILS | 70 | R4 | - | 0
COMPANY 79 | 360 | LAND AND LAND RIGHTS - RIGHTS | 75 | R4 | - | 0
COMPANY 79 | 361 | STRUCTURES AND IMPROVEMENTS | 60 | S1.5 | - | -10
COMPANY 79 | 362 | STATION EQUIPMENT | 42 | R1.5 | - | -10
COMPANY 79 | 363 | ENERGY STORAGE | 15 | L3 | - | 0
COMPANY 79 | 364 | POLES, TOWERS AND FIXTURES | 65 | R2.5 | - | -60
COMPANY 79 | 365 | OVERHEAD CONDUCTORS AND DEVICES | 60 | R3 | - | -50
COMPANY 79 | 366 | UNDERGROUND CONDUIT | 60 | S2.5 | - | -40
COMPANY 79 | 367 | UNDERGROUND CONDUCTORS AND DEVICES | 35 | S1.5 | - | -30
COMPANY 79 | 368 | LINE TRANSFORMERS | 47 | R2 | - | -10
COMPANY 79 | 369.1 | SERVICES - OVERHEAD | 65 | R4 | - | -40
COMPANY 79 | 369.2 | SERVICES - UNDERGROUND | 65 | R4 | - | -40
COMPANY 79 | 370 | METERS - STANDARD IDAHO | 18 | L0.5 | - | -2
COMPANY 79 | 370 | METERS - STANDARD WASHINGTON | 35 | S0 | - | -2
COMPANY 79 | 370.1 | METERS - AMR IDAHO | 15 | S2.5 | - | -2
COMPANY 79 | 373 | STREET LIGHTING AND SIGNAL SYSTEMS | 37 | R2.5 | - | -20
COMPANY 79 | 373.3 | STREET LIGHTING AND SIGNAL SYSTEMS - FIXTURES, POSTS AND DEVICES | 37 | R2.5 | - | -20
COMPANY 79 | 390 | STRUCTURES AND IMPROVEMENTS | 50 | R2.5 | - | -5
COMPANY 79 | 391.3 | COMPUTER HARDWARE | 5 | SQ | - | 0
COMPANY 79 | 392 | TRANSPORTATION EQUIPMENT - OTHER | 15 | L2.5 | - | 0
COMPANY 79 | 392.2 | LIGHT TRUCKS | 13 | S1.5 | - | 0
COMPANY 79 | 392.3 | MEDIUM TRUCKS | 16 | L2.5 | - | 0
COMPANY 79 | 392.4 | HEAVY TRUCKS | 18 | R3 | - | 0
COMPANY 79 | 393 | STORES EQUIPMENT | 25 | SQ | - | 0
COMPANY 79 | 394 | TOOLS, SHOP AND GARAGE EQUIPMENT | 20 | SQ | - | 0
COMPANY 79 | 396 | POWER OPERATED EQUIPMENT - OTHER | 15 | S0 | - | 0
COMPANY 79 | 396.1 | HEAVY TRUCKS | 22 | S1 | - | 0
COMPANY 79 | 396.1 | MEDIUM TRUCKS | 15 | L2.5 | - | 0
COMPANY 79 | 397 | COMMUNICATION EQUIPMENT | 15 | SQ | - | 0
COMPANY 79 | 398 | MISCELLANEOUS EQUIPMENT | 15 | SQ | - | 0
COMPANY 80 | 341 | STRUCTURES AND IMPROVEMENTS | 100 | R2 | Y | -10
COMPANY 80 | 342 | FUEL HOLDERS, PRODUCERS AND ACCESSORIES | 65 | S3 | Y | -10
COMPANY 80 | 343 | PRIME MOVERS | 65 | R0.5 | Y | -10
COMPANY 80 | 344 | GENERATORS | 65 | R0.5 | Y | -10
COMPANY 80 | 350 | LAND AND LAND RIGHTS - RIGHTS | 80 | R5 | - | 0
COMPANY 80 | 353 | STATION EQUIPMENT | 50 | R2 | - | -5
COMPANY 80 | 353.2 | STATION EQUIPMENT - SCADA | 20 | R3 | - | 0
COMPANY 80 | 354 | TOWERS AND FIXTURES | 50 | S0.5 | - | -25
COMPANY 80 | 354 | TOWERS AND FIXTURES - 345 kV | 60 | R2.5 | - | -25
COMPANY 80 | 355 | POLES AND FIXTURES | 50 | R2 | - | -45
COMPANY 80 | 355 | POLES AND FIXTURES - 345 Kv | 55 | R2 | - | -45
COMPANY 80 | 355 | POLES AND FIXTURES - STEEL | 65 | R3 | - | -30
COMPANY 80 | 356 | OVERHEAD CONDUCTORS AND DEVICES | 52 | R2.5 | - | -35
COMPANY 80 | 356 | OVERHEAD CONDUCTORS AND DEVICES - 345 Kv | 55 | R2.5 | - | -35
COMPANY 80 | 357 | UNDERGROUND CONDUIT | 65 | R4 | - | 0
COMPANY 80 | 358 | UNDERGROUND CONDUCTORS AND DEVICES | 50 | S3 | - | -5
COMPANY 80 | 359 | ROADS AND TRAILS | 60 | R4 | - | 0
COMPANY 80 | 360 | LAND AND LAND RIGHTS - RIGHTS | 80 | R5 | - | 0
COMPANY 80 | 361 | STRUCTURES AND IMPROVEMENTS | 50 | R1.5 | - | -15
COMPANY 80 | 362 | STATION EQUIPMENT | 48 | R1 | - | -5
COMPANY 80 | 362.1 | STATION EQUIPMENT - SCADA | 20 | R3 | - | 0
COMPANY 80 | 364 | POLES, TOWERS AND FIXTURES | 48 | R2.5 | - | -45
COMPANY 80 | 365 | OVERHEAD CONDUCTORS AND DEVICES | 55 | R2.5 | - | -35
COMPANY 80 | 366 | UNDERGROUND CONDUIT | 65 | R3 | - | -5
COMPANY 80 | 367 | UNDERGROUND CONDUCTORS AND DEVICES | 50 | R3 | - | -10
COMPANY 80 | 368 | LINE TRANSFORMERS | 39 | R1.5 | - | -13
COMPANY 80 | 369 | SERVICES | 55 | R3 | - | -40
COMPANY 80 | 370 | METERS | 28 | L1.5 | - | -2
COMPANY 80 | 370.1 | METERS - AMR | 15 | S2.5 | - | -2
COMPANY 80 | 370.1 | METERS - ELECTRONIC | 13 | S2 | - | -2
COMPANY 80 | 373.3 | STREET LIGHTING AND SIGNAL SYSTEMS - HIGH PRESSURE SODIUM | 35 | R2.5 | - | 0
COMPANY 80 | 373.3 | STREET LIGHTING AND SIGNAL SYSTEMS - MERCURY VAPOR | 32 | S0.5 | - | 0
COMPANY 80 | 390.1 | STRUCTURES AND IMPROVEMENTS - LARGE | 50 | R2 | - | 0
COMPANY 80 | 390.2 | STRUCTURES AND IMPROVEMENTS - SMALL | 35 | R0.5 | - | 0
COMPANY 80 | 391.1 | OFFICE FURNITURE | 20 | SQ | - | 0
COMPANY 80 | 391.2 | OFFICE EQUIPMENT | 10 | SQ | - | 0
COMPANY 80 | 391.4 | COMPUTERS AND SOFTWARE | 5 | SQ | - | 0
COMPANY 80 | 392.1 | PASSENGER CARS AND VANS | 8 | R0.5 | - | 10
COMPANY 80 | 393 | STORES EQUIPMENT | 20 | SQ | - | 0
COMPANY 80 | 394 | TOOLS, SHOP AND GARAGE EQUIPMENT | 20 | SQ | - | 0
COMPANY 80 | 395 | LABORATORY EQUIPMENT | 15 | SQ | - | 0
COMPANY 80 | 396 | POWER OPERATED EQUIPMENT | 12 | L1.5 | - | 10
COMPANY 80 | 397 | COMMUNICATION EQUIPMENT | 13 | L2 | - | 0
COMPANY 80 | 397.3 | FIBER OPTIC EQUIPMENT | 20 | R3 | - | 0
COMPANY 80 | 397.6 | COMMUNICATION EQUIPMENT - SCADA | 20 | R3 | - | 0
COMPANY 80 | 398 | MISCELLANEOUS EQUIPMENT | 20 | SQ | - | 0
COMPANY 81 | 303 | MISCELLANEOUS INTANGIBLE PLANT - SOFTWARE | 12 | SQ | - | 0
COMPANY 81 | 303 | MISCELLANEOUS INTANGIBLE PLANT - RRSU UPGRADES | 35 | SQ | - | 0
COMPANY 81 | 310 | LAND AND LAND RIGHTS - RIGHTS | - | SQ | Y | 0
COMPANY 81 | 311 | STRUCTURES AND IMPROVEMENTS | 75 | L0 | Y | (1) - (12)
COMPANY 81 | 311 | STRUCTURES AND IMPROVEMENTS | 75 | L1 | Y | 0 - (8)
COMPANY 81 | 312 | BOILER PLANT EQUIPMENT | 75 | R1.5 | Y | 0 - (8)
COMPANY 81 | 312 | BOILER PLANT EQUIPMENT | 55 | S1 | Y | 0 - (12)
COMPANY 81 | 314 | TURBOGENERATOR UNITS | 80 | R1 | Y | 0 - (8)
COMPANY 81 | 314 | TURBOGENERATOR UNITS | 60 | S1 | Y | 0 - (12)
COMPANY 81 | 315 | ACCESSORY ELECTRIC EQUIPMENT | 50 | R2 | Y | 0 - (12)
COMPANY 81 | 315 | ACCESSORY ELECTRIC EQUIPMENT | 75 | R2.5 | Y | 0 - (8)
COMPANY 81 | 316 | MISCELLANEOUS POWER PLANT EQUIPMENT | 40 | S0 | Y | 0 - (8)
COMPANY 81 | 316 | MISCELLANEOUS POWER PLANT EQUIPMENT | 40 | O1 | Y | 0 - (8)
COMPANY 81 | 340 | LAND AND LAND RIGHTS - RIGHTS | - | SQ | Y | 0
COMPANY 81 | 341 | STRUCTURES AND IMPROVEMENTS | 75 | L0 | Y | (1) - (30)
COMPANY 81 | 342 | FUEL HOLDERS, PRODUCERS AND ACCESSORIES | 50 | S0 | Y | (1) - (29)
COMPANY 81 | 343 | PRIME MOVERS | 50 | R0.5 | Y | (2) - (4)
COMPANY 81 | 344 | GENERATORS | 50 | R0.5 | Y | 0 - (28)
COMPANY 81 | 345 | ACCESSORY ELECTRIC EQUIPMENT | 50 | R2 | Y | 0 - (30)
COMPANY 81 | 346 | MISCELLANEOUS POWER PLANT EQUIPMENT | 40 | S0 | Y | 0 - (24)
COMPANY 81 | 346.01 | MISCELLANEOUS POWER PLANT EQUIPMENT - SOLAR | - | SQ | Y | -9
COMPANY 81 | 350 | LAND AND LAND RIGHTS - RIGHTS | 70 | R4 | - | 0
COMPANY 81 | 352 | STRUCTURES AND IMPROVEMENTS | 60 | R3 | - | -5
COMPANY 81 | 353 | STATION EQUIPMENT | 60 | R2 | - | -5
COMPANY 81 | 354 | TOWERS AND FIXTURES | 65 | R4 | - | -10
COMPANY 81 | 355 | POLES AND FIXTURES | 55 | R2 | - | -20
COMPANY 81 | 356 | OVERHEAD CONDUCTORS AND DEVICES | 60 | R2 | - | -30
COMPANY 81 | 357 | UNDERGROUND CONDUIT | 55 | R2 | - | 0
COMPANY 81 | 358 | UNDERGROUND CONDUCTORS AND DEVICES | 45 | R3 | - | 0
COMPANY 81 | 359 | ROADS AND TRAILS | 60 | R4 | - | 0
COMPANY 81 | 360 | LAND AND LAND RIGHTS - RIGHTS | 65 | R4 | - | 0
COMPANY 81 | 361 | STRUCTURES AND IMPROVEMENTS | 55 | R3 | - | -5
COMPANY 81 | 362 | STATION EQUIPMENT | 60 | R3 | - | -10
COMPANY 81 | 364 | POLES, TOWERS AND FIXTURES | 50 | R1 | - | -45
COMPANY 81 | 365 | OVERHEAD CONDUCTORS AND DEVICES | 60 | R2 | - | -25
COMPANY 81 | 366 | UNDERGROUND CONDUIT | 55 | R3 | - | -20
COMPANY 81 | 367 | UNDERGROUND CONDUCTORS AND DEVICES | 45 | R4 | - | -20
COMPANY 81 | 368 | LINE TRANSFORMERS | 40 | R2 | - | -5
COMPANY 81 | 369 | SERVICES | 50 | R4 | - | -50
COMPANY 81 | 370 | METERS | 35 | R1 | - | 0
COMPANY 81 | 370.1 | METERS - AMI | 20 | R5 | - | 0
COMPANY 81 | 372 | LEASED PROPERTY ON CUSTOMERS' PREMISES | 30 | R1 | - | -5
COMPANY 81 | 373 | STREET LIGHTING AND SIGNAL SYSTEMS | 35 | R2 | - | -5
COMPANY 81 | 389 | LAND AND LAND RIGHTS - RIGHTS | 65 | R4 | - | 0
COMPANY 81 | 390 | STRUCTURES AND IMPROVEMENTS | 45 | R2 | - | -10
COMPANY 81 | 391 | OFFICE FURNITURE AND EQUIPMENT | 20 | SQ | - | 0
COMPANY 81 | 391.4 | COMPUTERS AND SOFTWARE | 5 | SQ | - | 0
COMPANY 81 | 392 | TRANSPORTATION EQUIPMENT | 10 | L2 | - | 15
COMPANY 81 | 393 | STORES EQUIPMENT | 20 | SQ | - | 0
COMPANY 81 | 394 | TOOLS, SHOP AND GARAGE EQUIPMENT | 25 | SQ | - | 0
COMPANY 81 | 395 | LABORATORY EQUIPMENT | 15 | SQ | - | 0
COMPANY 81 | 396 | POWER OPERATED EQUIPMENT | 14 | L2.5 | - | 10
COMPANY 81 | 397 | COMMUNICATION EQUIPMENT | 15 | SQ | - | 0
COMPANY 81 | 398 | MISCELLANEOUS EQUIPMENT | 15 | SQ | - | 0
COMPANY 82 | 311 | STRUCTURES AND IMPROVEMENTS | 90 | S0.5 | Y | -20
COMPANY 82 | 312 | BOILER PLANT EQUIPMENT | 55 | R1 | Y | -15
COMPANY 82 | 312.2 | BOILER PLANT EQUIPMENT - AQC | 55 | R1 | Y | -15
COMPANY 82 | 312.6 | UNIT TRAIN | 25 | R2.5 | - | 20
COMPANY 82 | 314 | TURBOGENERATOR UNITS | 60 | R1.5 | Y | -15
COMPANY 82 | 315 | ACCESSORY ELECTRIC EQUIPMENT | 50 | L1 | Y | -10
COMPANY 82 | 316 | MISCELLANEOUS POWER PLANT EQUIPMENT | 55 | L1 | Y | 0
COMPANY 82 | 321 | STRUCTURES AND IMPROVEMENTS | 90 | S0.5 | Y | -5
COMPANY 82 | 322 | REACTOR PLANT EQUIPMENT | 60 | R2 | Y | -5
COMPANY 82 | 323 | TURBOGENERATOR UNITS | 50 | S1.5 | Y | -10
COMPANY 82 | 324 | ACCESSORY ELECTRIC EQUIPMENT | 50 | S1.5 | Y | 0
COMPANY 82 | 325 | MISCELLANEOUS POWER PLANT EQUIPMENT | 40 | R0.5 | Y | 0
COMPANY 82 | 341 | STRUCTURES AND IMPROVEMENTS | 60 | R1 | Y | -5
COMPANY 82 | 341.02 | STRUCTURES AND IMPROVEMENTS - WIND | - | SQ | Y | 0
COMPANY 82 | 342 | FUEL HOLDERS, PRODUCERS AND ACCESSORIES | 45 | R2 | Y | -10
COMPANY 82 | 344 | GENERATORS | 35 | S0.5 | Y | -10
COMPANY 82 | 344.02 | GENERATORS - WIND | - | SQ | Y | 0
COMPANY 82 | 345 | ACCESSORY ELECTRIC EQUIPMENT | 45 | R2.5 | Y | 0
COMPANY 82 | 345.02 | ACCESSORY ELECTRIC EQUIPMENT - WIND | - | SQ | Y | 0
COMPANY 82 | 352 | STRUCTURES AND IMPROVEMENTS | 60 | R2.5 | - | -5
COMPANY 82 | 353 | STATION EQUIPMENT | 60 | R0.5 | - | -10
COMPANY 82 | 353.2 | STATION EQUIPMENT - COMMUNICATION EQUIPMENT | 15 | S2..5 | - | 0
COMPANY 82 | 354 | TOWERS AND FIXTURES | 70 | R3 | - | -20
COMPANY 82 | 355 | POLES AND FIXTURES | 50 | S0.5 | - | -40
COMPANY 82 | 356 | OVERHEAD CONDUCTORS AND DEVICES | 53 | R2 | - | -20
COMPANY 82 | 357 | UNDERGROUND CONDUIT | 60 | R3 | - | 0
COMPANY 82 | 358 | UNDERGROUND CONDUCTORS AND DEVICES | 55 | R4 | - | 0
COMPANY 82 | 361 | STRUCTURES AND IMPROVEMENTS | 50 | S0.5 | - | -5
COMPANY 82 | 362 | STATION EQUIPMENT | 48 | R1.5 | - | -5
COMPANY 82 | 362.1 | STATION EQUIPMENT - COMMUNICATION EQUIPMENT | 15 | S2.5 | - | 0
COMPANY 82 | 364 | POLES, TOWERS AND FIXTURES | 38 | R3 | - | -40
COMPANY 82 | 365 | OVERHEAD CONDUCTORS AND DEVICES | 45 | R0.5 | - | -20
COMPANY 82 | 366 | UNDERGROUND CONDUIT | 55 | R2 | - | -25
COMPANY 82 | 367 | UNDERGROUND CONDUCTORS AND DEVICES | 50 | R1.5 | - | -5
COMPANY 82 | 368 | LINE TRANSFORMERS | 34 | R2 | - | 10
COMPANY 82 | 369 | SERVICES | 48 | R2.5 | - | -100
COMPANY 82 | 370 | METERS | 36 | R1.5 | - | 0
COMPANY 82 | 371 | INSTALLATIONS ON CUSTOMERS' PREMISES | 20 | L1.5 | - | -15
COMPANY 82 | 373 | STREET LIGHTING AND SIGNAL SYSTEMS | 25 | L0.5 | - | -5
COMPANY 82 | 390 | STRUCTURES AND IMPROVEMENTS | 45 | R1 | - | -15
COMPANY 82 | 391 | OFFICE FURNITURE AND EQUIPMENT | 20 | SQ | - | 0
COMPANY 82 | 391.3 | COMPUTER EQUIPMENT | 5 | SQ | - | 0
COMPANY 82 | 392.1 | PASSENGER CARS | 7 | R2 | - | 25
COMPANY 82 | 392.2 | TRACTORS | 12 | S0 | - | 25
COMPANY 82 | 392.2 | LIGHT TRUCKS | 8 | R0.5 | - | 25
COMPANY 82 | 392.4 | HEAVY TRUCKS | 10 | S1.5 | - | 25
COMPANY 82 | 392.5 | TRAILERS | 20 | S1.5 | - | 25
COMPANY 82 | 393 | STORES EQUIPMENT | 25 | SQ | - | 0
COMPANY 82 | 394 | TOOLS, SHOP AND GARAGE EQUIPMENT | 20 | SQ | - | 0
COMPANY 82 | 395 | LABORATORY EQUIPMENT | 20 | SQ | - | 0
COMPANY 82 | 396 | POWER OPERATED EQUIPMENT | 13 | L2 | - | 15
COMPANY 82 | 397 | COMMUNICATION EQUIPMENT | 15 | SQ | - | 0
COMPANY 82 | 398 | MISCELLANEOUS EQUIPMENT | 20 | SQ | - | 0
COMPANY 83 | 303 | MISCELLANEOUS INTANGIBLE PLANT | 7 | SQ | - | 0
COMPANY 83 | 350 | LAND AND LAND RIGHTS - RIGHTS | 75 | R4 | - | 0
COMPANY 83 | 352 | STRUCTURES AND IMPROVEMENTS | 55 | R2.5 | - | -10
COMPANY 83 | 353 | STATION EQUIPMENT | 55 | R2 | - | -10
COMPANY 83 | 353.2 | STATION EQUIPMENT - SCADA | 15 | S1.5 | - | 0
COMPANY 83 | 354 | TOWERS AND FIXTURES | 70 | R4 | - | -30
COMPANY 83 | 355 | POLES AND FIXTURES | 60 | R2.5 | - | -35
COMPANY 83 | 356 | OVERHEAD CONDUCTORS AND DEVICES | 60 | R2 | - | -50
COMPANY 83 | 356.1 | OVERHEAD CONDUCTORS AND DEVICES - RIGHT OF WAY CLEARING | 75 | R4 | - | 0
COMPANY 83 | 357 | UNDERGROUND CONDUIT | 55 | S2 | - | 0
COMPANY 83 | 358 | UNDERGROUND CONDUCTORS AND DEVICES | 50 | R3 | - | 0
COMPANY 83 | 360 | LAND AND LAND RIGHTS - RIGHTS | 75 | R4 | - | 0
COMPANY 83 | 361 | STRUCTURES AND IMPROVEMENTS | 55 | R2.5 | - | -10
COMPANY 83 | 362 | STATION EQUIPMENT | 55 | R2 | - | -10
COMPANY 83 | 362.1 | STATION EQUIPMENT - SCADA | 15 | S1.5 | - | 0
COMPANY 83 | 364 | POLES, TOWERS AND FIXTURES | 60 | R4 | - | -50
COMPANY 83 | 365 | OVERHEAD CONDUCTORS AND DEVICES | 55 | R1.5 | - | -45
COMPANY 83 | 365.2 | OVERHEAD CONDUCTORS AND DEVICES - RIGHT OF WAY CLEARING | 75 | R4 | - | 0
COMPANY 83 | 366 | UNDERGROUND CONDUIT | 60 | R2.5 | - | -20
COMPANY 83 | 367 | UNDERGROUND CONDUCTORS AND DEVICES | 40 | S2.5 | - | -30
COMPANY 83 | 368.1 | LINE TRANSFORMERS - OVERHEAD | 43 | R2 | - | -10
COMPANY 83 | 368.2 | LINE TRANSFORMERS - UNDERGROUND | 34 | R4 | - | -10
COMPANY 83 | 369.1 | SERVICES - OVERHEAD | 50 | R4 | - | -50
COMPANY 83 | 369.2 | SERVICES - UNDERGROUND | 45 | S4 | - | -50
COMPANY 83 | 370 | METERS | 38 | R2.5 | - | -10
COMPANY 83 | 371 | INSTALLATIONS ON CUSTOMERS' PREMISES | 28 | S0.5 | - | -25
COMPANY 83 | 373 | STREET LIGHTING AND SIGNAL SYSTEMS | 30 | S0 | - | -40
COMPANY 83 | 389 | LAND AND LAND RIGHTS - RIGHTS | 75 | R4 | - | 0
COMPANY 83 | 390 | STRUCTURES AND IMPROVEMENTS | 55 | R1.5 | Y | -5
COMPANY 83 | 391.1 | OFFICE FURNITURE | 20 | SQ | - | 0
COMPANY 83 | 391.3 | DATA HANDLING | 10 | SQ | - | 0
COMPANY 83 | 391.4 | COMPUTERS AND SOFTWARE | 5 | SQ | - | 0
COMPANY 83 | 392.5 | TRAILERS | 20 | L1.5 | - | 10
COMPANY 83 | 393 | STORES EQUIPMENT | 20 | SQ | - | 0
COMPANY 83 | 394 | TOOLS, SHOP AND GARAGE EQUIPMENT | 20 | SQ | - | 0
COMPANY 83 | 395 | LABORATORY EQUIPMENT | 20 | SQ | - | 0
COMPANY 83 | 396 | POWER OPERATED EQUIPMENT | 20 | S2.5 | - | 15
COMPANY 83 | 397 | COMMUNICATION EQUIPMENT | 10 | SQ | - | 0
COMPANY 83 | 398 | MISCELLANEOUS EQUIPMENT | 15 | SQ | - | 0
COMPANY 84 | 360 | SIDEWALKS AND CURBS ON PUBLIC PROPERTY | 60 | S2.5 | - | 0
COMPANY 84 | 361 | STRUCTURES AND IMPROVEMENTS | 70 | S2.5 | - | -10
COMPANY 84 | 362 | STATION EQUIPMENT | 55 | S0.5 | - | -20
COMPANY 84 | 364 | POLES, TOWERS AND FIXTURES | 60 | R2.5 | - | -100
COMPANY 84 | 365 | OVERHEAD CONDUCTORS AND DEVICES | 55 | R2 | - | -25
COMPANY 84 | 366 | UNDERGROUND CONDUIT | 70 | S3 | - | -5
COMPANY 84 | 367 | UNDERGROUND CONDUCTORS AND DEVICES | 55 | R2 | - | -20
COMPANY 84 | 368 | LINE TRANSFORMERS | 50 | R1.5 | - | -40
COMPANY 84 | 369 | SERVICES | 60 | S2.5 | - | -100
COMPANY 84 | 370 | METERS | 26 | S0 | - | -30
COMPANY 84 | 373 | STREET LIGHTING AND SIGNAL SYSTEMS | 35 | R1.5 | - | -30
COMPANY 84 | 390 | STRUCTURES AND IMPROVEMENTS | 55 | R2 | - | 0
COMPANY 84 | 391.1 | OFFICE FURNITURE | 4 | SQ | - | 0
COMPANY 84 | 391.2 | OFFICE EQUIPMENT | 7 | SQ | - | 0
COMPANY 84 | 391.3 | OFFICE COMPUTER EQUIPMENT | 3 | SQ | - | 0
COMPANY 84 | 392.2 | TRANSPORTATION EQUIPMENT - 13,000 LBS AND UNDER | 9 | SQ | - | 0
COMPANY 84 | 392.4 | TRANSPORTATION EQUIPMENT - OVER 13,000 LBS | 13 | SQ | - | 0
COMPANY 84 | 393 | STORES EQUIPMENT | 7 | SQ | - | 0
COMPANY 84 | 394 | TOOLS, SHOP AND GARAGE EQUIPMENT | 7 | SQ | - | 0
COMPANY 84 | 395 | LABORATORY EQUIPMENT | 5 | SQ | - | 0
COMPANY 84 | 396 | POWER OPERATED EQUIPMENT | 13 | SQ | - | 0
COMPANY 84 | 397 | COMMUNICATION EQUIPMENT | 10 | SQ | - | 0
COMPANY 84 | 398 | MISCELLANEOUS EQUIPMENT | 7 | SQ | - | 0
COMPANY 85 | 303 | MISCELLANEOUS INTANGIBLE PLANT | 7 | SQ | - | 0
COMPANY 85 | 361 | STRUCTURES AND IMPROVEMENTS | 50 | S1.5 | - | -20
COMPANY 85 | 361.1 | STRUCTURES AND IMPROVEMENTS - SERVICE CENTERS | 45 | S0 | - | -15
COMPANY 85 | 362 | STATION EQUIPMENT | 58 | R1.5 | - | -25
COMPANY 85 | 362.1 | STATION EQUIPMENT - EDS | 20 | S4 | - | 0
COMPANY 85 | 362.1 | STATION EQUIPMENT - FIBER CABLE | 20 | SQ | - | 0
COMPANY 85 | 362.99 | STATION EQUIPMENT - OTHER EQUIPMENT | 20 | S1 | - | 0
COMPANY 85 | 362.99 | STATION EQUIPMENT - COMPUTERS | 10 | SQ | - | 0
COMPANY 85 | 362.99 | STATION EQUIPMENT - VEHICLES | 12 | L3 | - | 10
COMPANY 85 | 362.99 | STATION EQUIPMENT - MULTIPLEX | 20 | S1 | - | 0
COMPANY 85 | 362.99 | STATION EQUIPMENT - OTHER EQUIPMENT | 20 | S1 | - | -25
COMPANY 85 | 364 | POLES, TOWERS AND FIXTURES | 63 | R2.5 | - | -100
COMPANY 85 | 365 | OVERHEAD CONDUCTORS AND DEVICES | 60 | R1 | - | -30
COMPANY 85 | 366 | UNDERGROUND CONDUIT | 75 | S4 | - | -50
COMPANY 85 | 367 | UNDERGROUND CONDUCTORS AND DEVICES | 55 | S1.5 | - | -30
COMPANY 85 | 368 | LINE TRANSFORMERS | 52 | R2.5 | - | -50
COMPANY 85 | 369.1 | SERVICES - OVERHEAD | 60 | R3 | - | -80
COMPANY 85 | 369.2 | SERVICES - UNDERGROUND | 60 | R5 | - | -80
COMPANY 85 | 370 | METERS | 22 | L0 | - | -1
COMPANY 85 | 371 | INSTALLATIONS ON CUSTOMERS' PREMISES - ON PREMISES | 42 | R1 | - | -20
COMPANY 85 | 371 | INSTALLATIONS ON CUSTOMERS' PREMISES - OTHER | 45 | S1.5 | - | -20
COMPANY 85 | 372 | LEASED PROPERTY ON CUSTOMERS' PREMISES | 40 | L3 | - | 0
COMPANY 85 | 390.1 | STRUCTURES AND IMPROVEMENTS | 45 | R1 | - | -10
COMPANY 85 | 390.2 | STRUCTURES AND IMPROVEMENTS | 45 | R1 | - | 0
COMPANY 85 | 393 | STORES EQUIPMENT | 25 | SQ | - | 0
COMPANY 85 | 394 | TOOLS, SHOP AND GARAGE EQUIPMENT | 25 | SQ | - | 0
COMPANY 85 | 395 | LABORATORY EQUIPMENT | 20 | SQ | - | 0
COMPANY 85 | 396 | POWER OPERATED EQUIPMENT | 17 | L3 | - | 0
COMPANY 85 | 398 | MISCELLANEOUS EQUIPMENT | 20 | SQ | - | 0
COMPANY 86 | 303 | MISCELLANEOUS INTANGIBLE PLANT | 5 | SQ | - | 0
COMPANY 86 | 350 | LAND AND LAND RIGHTS - RIGHTS | 80 | R1.5 | - | 0
COMPANY 86 | 353 | STATION EQUIPMENT | 55 | R2.5 | - | -5
COMPANY 86 | 355 | POLES AND FIXTURES | 55 | R3 | - | -35
COMPANY 86 | 355.1 | POLES AND FIXTURES - RIGHT OF WAY CLEARING | 80 | S5 | - | 0
COMPANY 86 | 356 | OVERHEAD CONDUCTORS AND DEVICES | 50 | R3 | - | -15
COMPANY 86 | 360 | LAND AND LAND RIGHTS - RIGHTS | 80 | S5 | - | 0
COMPANY 86 | 361 | STRUCTURES AND IMPROVEMENTS | 45 | R3 | - | 0
COMPANY 86 | 362 | STATION EQUIPMENT | 45 | R2 | - | -5
COMPANY 86 | 364 | POLES, TOWERS AND FIXTURES | 43 | R0.5 | - | -25
COMPANY 86 | 365 | OVERHEAD CONDUCTORS AND DEVICES | 50 | R2 | - | -30
COMPANY 86 | 366 | UNDERGROUND CONDUIT | 60 | R3 | - | 0
COMPANY 86 | 367 | UNDERGROUND CONDUCTORS AND DEVICES | 45 | R2.5 | - | -5
COMPANY 86 | 368 | LINE TRANSFORMERS | 38 | R2 | - | -10
COMPANY 86 | 369 | SERVICES | 44 | R1 | - | -65
COMPANY 86 | 370 | METERS | 30 | R2 | - | -2
COMPANY 86 | 370.1 | METERS - AMR | 15 | S2 | - | -2
COMPANY 86 | 371 | INSTALLATIONS ON CUSTOMERS' PREMISES | 20 | R0.5 | - | -15
COMPANY 86 | 373 | STREET LIGHTING AND SIGNAL SYSTEMS | 29 | R1 | - | -10
COMPANY 86 | 390 | STRUCTURES AND IMPROVEMENTS | 45 | R3 | - | 0
COMPANY 86 | 391.1 | OFFICE FURNITURE | 20 | SQ | - | 0
COMPANY 86 | 391.2 | OFFICE EQUIPMENT | 7 | SQ | - | 0
COMPANY 86 | 392 | TRANSPORTATION EQUIPMENT | 7 | L2 | - | 15
COMPANY 86 | 393 | STORES EQUIPMENT | 20 | SQ | - | 0
COMPANY 86 | 394 | TOOLS, SHOP AND GARAGE EQUIPMENT | 20 | SQ | - | 0
COMPANY 86 | 395 | LABORATORY EQUIPMENT | 15 | SQ | - | 0
COMPANY 86 | 396 | POWER OPERATED EQUIPMENT | 12 | L2 | - | 15
COMPANY 86 | 397 | COMMUNICATION EQUIPMENT | 24 | R4 | - | 0
COMPANY 86 | 398 | MISCELLANEOUS EQUIPMENT | 20 | SQ | - | 0
COMPANY 87 | 390 | STRUCTURES AND IMPROVEMENTS | 50 | R3 | - | 0
COMPANY 87 | 390.3 | LEASEHOLD IMPROVEMENTS | 25 | S2.5 | - | 0
COMPANY 87 | 391 | OFFICE FURNITURE AND EQUIPMENT | 20 | SQ | - | 0
COMPANY 87 | 391.3 | COMPUTER HARDWARE | 5 | SQ | - | 0
COMPANY 87 | 391.3 | SYSTEM DEVELOPMENT | 10 | SQ | - | 0
COMPANY 87 | 391.4 | SOFTWARE | 10 | L4 | - | 0
COMPANY 87 | 392.1 | PASSENGER CARS AND VANS | 7 | L4 | - | 10
COMPANY 87 | 392.2 | LIGHT TRUCKS | 10 | S2.5 | - | 10
COMPANY 87 | 394 | TOOLS, SHOP AND GARAGE EQUIPMENT | 25 | SQ | - | 0
COMPANY 87 | 397 | COMMUNICATION EQUIPMENT | 15 | SQ | - | 0
COMPANY 87 | 398 | MISCELLANEOUS EQUIPMENT | 20 | SQ | - | 0
COMPANY 88 | 310 | LAND RIGHTS | 100 | R4 | Y | 0
COMPANY 88 | 311 | STRUCTURES AND IMPROVEMENTS | 100 | R2.5 | Y | (4) - (5)
COMPANY 88 | 312 | BOILER PLANT EQUIPMENT | 60 | R1 | Y | (4) - (5)
COMPANY 88 | 312.3 | BOILER PLANT EQUIPMENT - SCR CATALYST | 10 | S1 | Y | 0
COMPANY 88 | 314 | TURBOGENERATOR UNITS | 60 | S0 | Y | (4) - (5)
COMPANY 88 | 315 | ACCESSORY ELECTRIC EQUIPMENT | 70 | R1 | Y | (4) - (5)
COMPANY 88 | 316 | MISCELLANEOUS POWER PLANT EQUIPMENT | 45 | S0 | Y | (4) - (5)
COMPANY 88 | 320 | LAND RIGHTS AND RIGHTS OF WAY | 100 | R4 | Y | 0
COMPANY 88 | 321 | STRUCTURES AND IMPROVEMENTS | 75 | S1 | Y | (1) - (2)
COMPANY 88 | 322 | REACTOR PLANT EQUIPMENT | 52 | R2 | Y | (1) - (2)
COMPANY 88 | 323 | TURBOGENERATOR UNITS | 40 | S0 | Y | (1) - (2)
COMPANY 88 | 324 | ACCESSORY ELECTRIC EQUIPMENT | 50 | R2.5 | Y | (1) - (2)
COMPANY 88 | 325 | MISCELLANEOUS POWER PLANT EQUIPMENT | 50 | R1.5 | Y | (1) - (2)
COMPANY 88 | 330 | LAND RIGHTS AND RIGHTS OF WAY | 110 | R4 | Y | 0
COMPANY 88 | 331 | STRUCTURES AND IMPROVEMENTS | 110 | R2 | Y | (6) - (33)
COMPANY 88 | 332 | RESERVOIRS, DAMS AND WATERWAYS | 120 | R3 | Y | (6) - (33)
COMPANY 88 | 333 | WATER WHEELS, TURBINES AND GENERATORS | 75 | R1.5 | Y | (6) - (33)
COMPANY 88 | 334 | ACCESSORY ELECTRIC EQUIPMENT | 55 | R1 | Y | (6) - (33)
COMPANY 88 | 335 | MISCELLANEOUS POWER PLANT EQUIPMENT | 55 | S0 | Y | (6) - (33)
COMPANY 88 | 336 | ROADS, RAILROADS AND BRIDGES | 75 | R3 | Y | (6) - (16)
COMPANY 88 | 340 | LAND RIGHTS AND RIGHTS OF WAY | 60 | R4 | Y | 0
COMPANY 88 | 341 | STRUCTURES AND IMPROVEMENTS | 50 | S1 | Y | (2) - (21)
COMPANY 88 | 341.01 | STRUCTURES AND IMPROVEMENTS - SOLAR | 30 | S2.5 | Y | (9) - (15)
COMPANY 88 | 342 | FUEL HOLDERS, PRODUCERS AND ACCESSORIES | 45 | R2 | Y | (2) - (21)
COMPANY 88 | 343 | PRIME MOVERS | 30 | R0.5 | Y | (2) - (21)
COMPANY 88 | 343.1 | PRIME MOVERS - ROTABLE PARTS | 6 | L0.5 | Y | 40
COMPANY 88 | 344 | GENERATORS | 50 | R2 | Y | (2) - (21)
COMPANY 88 | 344.01 | GENERATORS - SOLAR | 25 | S2.5 | Y | (9) - (15)
COMPANY 88 | 345 | ACCESSORY ELECTRIC EQUIPMENT | 50 | R1.5 | Y | (2) - (21)
COMPANY 88 | 345.01 | ACCESSORY ELECTRIC EQUIPMENT - SOLAR | 25 | S2.5 | Y | (9) - (15)
COMPANY 88 | 346 | MISCELLANEOUS POWER PLANT EQUIPMENT | 30 | S1 | Y | (2) - (21)
COMPANY 88 | 346.01 | MISCELLANEOUS POWER PLANT EQUIPMENT - SOLAR | 30 | S2.5 | Y | (12) - (15)
COMPANY 88 | 350 | RIGHTS OF WAY | 75 | R3 | - | 0
COMPANY 88 | 352 | STRUCTURES AND IMPROVEMENTS | 60 | R3 | - | -10
COMPANY 88 | 353 | STATION EQUIPMENT | 55 | R1.5 | - | -15
COMPANY 88 | 354 | TOWERS AND FIXTURES | 75 | R4 | - | -20
COMPANY 88 | 355 | POLES AND FIXTURES | 49 | R1.5 | - | -40
COMPANY 88 | 356 | OVERHEAD CONDUCTORS AND DEVICES | 65 | R2.5 | - | -40
COMPANY 88 | 357 | UNDERGROUND CONDUIT | 60 | R4 | - | 0
COMPANY 88 | 358 | UNDERGROUND CONDUCTORS AND DEVICES | 45 | S2.5 | - | 0
COMPANY 88 | 359 | ROADS AND TRAILS | 75 | R3 | - | 0
COMPANY 88 | 360 | LAND RIGHTS AND RIGHTS OF WAY | 65 | R3 | - | 0
COMPANY 88 | 361 | STRUCTURES AND IMPROVEMENTS | 60 | R2 | - | -15
COMPANY 88 | 362 | STATION EQUIPMENT | 48 | R1 | - | -15
COMPANY 88 | 364 | POLES, TOWERS AND FIXTURES | 45 | R2.5 | - | -100
COMPANY 88 | 365 | OVERHEAD CONDUCTORS AND DEVICES | 45 | R1 | - | -30
COMPANY 88 | 366 | UNDERGROUND CONDUIT | 46 | S2.5 | - | -15
COMPANY 88 | 367 | UNDERGROUND CONDUCTORS AND DEVICES | 42 | S2 | - | -5
COMPANY 88 | 368 | LINE TRANSFORMERS | 40 | R2 | - | -5
COMPANY 88 | 369 | SERVICES | 55 | R3 | - | -20
COMPANY 88 | 370 | METERS | 28 | R4 | - | -5
COMPANY 88 | 370 | METERING EQUIPMENT | 28 | R4 | - | -10
COMPANY 88 | 370.1 | METERS - UTILITY OF FUTURE | 15 | S2.5 | - | 0
COMPANY 88 | 371 | INSTALLATIONS ON CUSTOMERS' PREMISES | 26 | S0.5 | - | -10
COMPANY 88 | 373 | STREET LIGHTING AND SIGNAL SYSTEMS | 25 | R1 | - | -10
COMPANY 88 | 389 | RIGHTS OF WAY | 60 | R3 | - | 0
COMPANY 88 | 390 | STRUCTURES AND IMPROVEMENTS | 45 | R1.5 | - | -5
COMPANY 88 | 391 | OFFICE FURNITURE AND EQUIPMENT | 15 | SQ | - | 0
COMPANY 88 | 391.3 | OFFICE FURNITURE AND EQUIPMENT - ELECTRONIC DATA PROCESSING | 8 | SQ | - | 0
COMPANY 88 | 392 | TRANSPORTATION EQUIPMENT | 11 | L2 | - | 15
COMPANY 88 | 393 | STORES EQUIPMENT | 20 | SQ | - | 0
COMPANY 88 | 394 | TOOLS, SHOP AND GARAGE EQUIPMENT | 20 | SQ | - | 0
COMPANY 88 | 395 | LABORATORY EQUIPMENT | 15 | SQ | - | 0
COMPANY 88 | 396 | POWER OPERATED EQUIPMENT | 12 | S6 | - | 0
COMPANY 88 | 397 | COMMUNICATION EQUIPMENT | 10 | SQ | - | 0
COMPANY 88 | 398 | MISCELLANEOUS EQUIPMENT | 20 | SQ | - | 0
COMPANY 89 | 311 | STRUCTURES AND IMPROVEMENTS | 100 | S0.5 | Y | (15) - (31)
COMPANY 89 | 312 | BOILER PLANT EQUIPMENT | 63 | R1.5 | Y | (15) - (31)
COMPANY 89 | 312.4 | BOILER PLANT EQUIPMENT - FUEL EQUIPMENT | 36 | R1.5 | - | 10
COMPANY 89 | 314 | TURBOGENERATOR UNITS | 70 | R2 | Y | (15) - (31)
COMPANY 89 | 315 | ACCESSORY ELECTRIC EQUIPMENT | 60 | S1 | Y | (15) - (31)
COMPANY 89 | 316 | MISCELLANEOUS POWER PLANT EQUIPMENT | 50 | R1.5 | Y | (15) - (31)
COMPANY 89 | 321 | STRUCTURES AND IMPROVEMENTS | 100 | R2 | Y | -10
COMPANY 89 | 322 | REACTOR PLANT EQUIPMENT | 50 | R2.5 | Y | -20
COMPANY 89 | 323 | TURBOGENERATOR UNITS | 55 | R2 | Y | -5
COMPANY 89 | 324 | ACCESSORY ELECTRIC EQUIPMENT | 50 | S0.5 | Y | -5
COMPANY 89 | 325 | MISCELLANEOUS POWER PLANT EQUIPMENT | 40 | R1.5 | Y | -5
COMPANY 89 | 341 | STRUCTURES AND IMPROVEMENTS | 65 | S1.5 | Y | -5
COMPANY 89 | 342 | FUEL HOLDERS, PRODUCERS AND ACCESSORIES | 55 | S1.5 | Y | -10
COMPANY 89 | 343 | PRIME MOVERS | 50 | L3 | Y | -5
COMPANY 89 | 343.02 | PRIME MOVERS - WIND | 50 | R3 | Y | -5
COMPANY 89 | 344 | GENERATORS | 65 | R3 | Y | -5
COMPANY 89 | 345 | ACCESSORY ELECTRIC EQUIPMENT | 60 | R3 | Y | -5
COMPANY 89 | 346 | MISCELLANEOUS POWER PLANT EQUIPMENT | 50 | S2 | Y | 0
COMPANY 89 | 352 | STRUCTURES AND IMPROVEMENTS | 65 | R3 | - | -15
COMPANY 89 | 353 | STATION EQUIPMENT | 43 | R1.5 | - | -5
COMPANY 89 | 354 | TOWERS AND FIXTURES | 75 | R2 | - | -25
COMPANY 89 | 355 | POLES AND FIXTURES | 55 | R2 | - | -50
COMPANY 89 | 355 | POLES AND FIXTURES - MINT LINE | 50 | SQ | - | 0
COMPANY 89 | 356 | OVERHEAD CONDUCTORS AND DEVICES | 55 | R1.5 | - | -20
COMPANY 89 | 356 | OVERHEAD CONDUCTORS AND DEVICES - MINT LINE | 50 | SQ | - | 0
COMPANY 89 | 357 | UNDERGROUND CONDUIT | 60 | R4 | - | 0
COMPANY 89 | 358 | UNDERGROUND CONDUCTORS AND DEVICES | 40 | R3 | - | -5
COMPANY 89 | 361.1 | STRUCTURES AND IMPROVEMENTS - SERVICE CENTERS | 45 | S1.5 | - | -15
COMPANY 89 | 361.2 | STRUCTURES AND IMPROVEMENTS - OTHER STRUCTURES | 50 | R2 | - | -15
COMPANY 89 | 362 | STATION EQUIPMENT | 50 | S1 | - | -10
COMPANY 89 | 364 | POLES, TOWERS AND FIXTURES | 32 | L2.5 | - | -25
COMPANY 89 | 365 | OVERHEAD CONDUCTORS AND DEVICES | 35 | R2 | - | -20
COMPANY 89 | 366 | UNDERGROUND CONDUIT - MANHOLES | 65 | R3 | - | -30
COMPANY 89 | 367 | UNDERGROUND CONDUCTORS AND DEVICES | 33 | R2 | - | -15
COMPANY 89 | 368 | LINE TRANSFORMERS | 35 | R2.5 | - | -25
COMPANY 89 | 369 | SERVICES | 55 | S2 | - | -25
COMPANY 89 | 370 | METERS - STANDARD | 20 | L0.5 | Y | -5
COMPANY 89 | 370.1 | METERS - AMI / AMR | 15 | S3 | - | -5
COMPANY 89 | 371 | INSTALLATIONS ON CUSTOMERS' PREMISES | 21 | R1 | - | -15
COMPANY 89 | 373 | STREET LIGHTING AND SIGNAL SYSTEMS | 33 | R2 | - | -15
COMPANY 89 | 390.1 | STRUCTURES AND IMPROVEMENTS - ENERGY PLAZA | - | SQ | Y | 0
COMPANY 89 | 390.2 | STRUCTURES AND IMPROVEMENTS - OTHER LOCATIONS | 42 | S0.5 | - | -10
COMPANY 89 | 391 | OFFICE FURNITURE AND EQUIPMENT | 20 | SQ | - | 0
COMPANY 89 | 391.2 | COMPUTER EQUIPMENT | 6 | SQ | - | 0
COMPANY 89 | 392 | TRANSPORTATION EQUIPMENT | 12 | R2.5 | - | 15
COMPANY 89 | 393 | STORES EQUIPMENT | 25 | SQ | - | 0
COMPANY 89 | 394 | TOOLS, SHOP AND GARAGE EQUIPMENT | 20 | SQ | - | 0
COMPANY 89 | 395 | LABORATORY EQUIPMENT | 10 | SQ | - | 0
COMPANY 89 | 396 | POWER OPERATED EQUIPMENT | 16 | L0.5 | - | 40
COMPANY 89 | 397 | COMMUNICATION EQUIPMENT | 15 | SQ | - | 0
COMPANY 90 | 311 | STRUCTURES AND IMPROVEMENTS | 80 | R2 | Y | -25
COMPANY 90 | 312 | BOILER PLANT EQUIPMENT | 41 | S0 | Y | -30
COMPANY 90 | 314 | TURBOGENERATOR UNITS | 52 | S0 | Y | -25
COMPANY 90 | 315 | ACCESSORY ELECTRIC EQUIPMENT | 65 | R2 | Y | -20
COMPANY 90 | 316 | MISCELLANEOUS POWER PLANT EQUIPMENT | 41 | R0.5 | Y | -5
COMPANY 90 | 321 | STRUCTURES AND IMPROVEMENTS | 80 | R2.5 | Y | -3
COMPANY 90 | 322 | REACTOR PLANT EQUIPMENT | 60 | R2.5 | Y | -5
COMPANY 90 | 323 | TURBOGENERATOR UNITS | 45 | S1 | Y | -5
COMPANY 90 | 324 | ACCESSORY ELECTRIC EQUIPMENT | 55 | R3 | Y | -1
COMPANY 90 | 325 | MISCELLANEOUS POWER PLANT EQUIPMENT | 30 | R2.5 | Y | -3
COMPANY 90 | 331 | STRUCTURES AND IMPROVEMENTS | 110 | R2 | Y | -20
COMPANY 90 | 332 | RESERVOIRS, DAMS AND WATERWAYS | 125 | R2.5 | Y | -30
COMPANY 90 | 333 | WATER WHEELS, TURBINES AND GENERATORS | 90 | S0 | Y | -25
COMPANY 90 | 334 | ACCESSORY ELECTRIC EQUIPMENT | 50 | O1 | Y | -20
COMPANY 90 | 335 | MISCELLANEOUS POWER PLANT EQUIPMENT | 65 | R1.5 | Y | -5
COMPANY 90 | 336 | ROADS, RAILROADS AND BRIDGES | 75 | R4 | Y | 0
COMPANY 90 | 341 | STRUCTURES AND IMPROVEMENTS | 55 | R2.5 | Y | -10
COMPANY 90 | 342 | FUEL HOLDERS, PRODUCERS AND ACCESSORIES | 55 | R2 | Y | -20
COMPANY 90 | 343 | PRIME MOVERS | 35 | R2 | Y | -15
COMPANY 90 | 344 | GENERATORS | 65 | S1 | Y | -25
COMPANY 90 | 345 | ACCESSORY ELECTRIC EQUIPMENT | 40 | S2 | Y | -20
COMPANY 90 | 346 | MISCELLANEOUS POWER PLANT EQUIPMENT | 42 | R1 | Y | 0
COMPANY 90 | 352 | STRUCTURES AND IMPROVEMENTS | 70 | R2 | Y | -10
COMPANY 90 | 353 | STATION EQUIPMENT | 60 | S0.5 | Y | -20
COMPANY 90 | 353.1 | STATION EQUIPMENT - STEP-UP TRANSFORMERS | 55 | S3 | Y | -20
COMPANY 90 | 353.2 | STATION EQUIPMENT - CIPv5 and NND | 60 | S0.5 | Y | -20
COMPANY 90 | 353.99 | STATION EQUIPMENT - LEASEHOLD | 20 | SQ | - | 0
COMPANY 90 | 354 | TOWERS AND FIXTURES | 80 | R3 | - | -40
COMPANY 90 | 355 | POLES AND FIXTURES | 53 | S1 | - | -75
COMPANY 90 | 355.99 | POLES AND FIXTURES - LEASEHOLD | 20 | SQ | - | 0
COMPANY 90 | 356 | OVERHEAD CONDUCTORS AND DEVICES | 57 | R2.5 | - | -60
COMPANY 90 | 356.99 | OVERHEAD CONDUCTORS AND DEVICES - LEASEHOLD | 20 | SQ | - | 0
COMPANY 90 | 357 | UNDERGROUND CONDUIT | 60 | R3 | - | -5
COMPANY 90 | 358 | UNDERGROUND CONDUCTORS AND DEVICES | 55 | R3 | - | -5
COMPANY 90 | 359 | ROADS AND TRAILS | 70 | R4 | - | 0
COMPANY 90 | 361 | STRUCTURES AND IMPROVEMENTS | 70 | R2 | - | -10
COMPANY 90 | 361 | STRUCTURES AND IMPROVEMENTS - LEASEHOLD | 20 | SQ | - | 0
COMPANY 90 | 362 | STATION EQUIPMENT | 60 | S0.5 | - | -10
COMPANY 90 | 362.99 | STATION EQUIPMENT - LEASEHOLD | 20 | SQ | - | 0
COMPANY 90 | 364 | POLES, TOWERS AND FIXTURES | 44 | R1.5 | - | -50
COMPANY 90 | 365 | OVERHEAD CONDUCTORS AND DEVICES | 60 | R1.5 | - | -10
COMPANY 90 | 366 | UNDERGROUND CONDUIT | 65 | R2.5 | - | -5
COMPANY 90 | 367 | UNDERGROUND CONDUCTORS AND DEVICES | 50 | S0.5 | - | -5
COMPANY 90 | 368 | LINE TRANSFORMERS | 44 | R2.5 | - | -5
COMPANY 90 | 369.1 | SERVICES - OVERHEAD | 70 | R3 | - | -80
COMPANY 90 | 369.2 | SERVICES - UNDERGROUND | 70 | S3 | - | -25
COMPANY 90 | 370 | METERS | 22 | L1.5 | - | 0
COMPANY 90 | 370.1 | METERS - AMI AND DER | 12 | R0.5 | Y | 0
COMPANY 90 | 370.1 | METERS - AMR | 15 | S1 | Y | 0
COMPANY 90 | 373 | STREET LIGHTING AND SIGNAL SYSTEMS | 39 | S0.5 | - | -20
COMPANY 90 | 373.3 | STREET LIGHTING AND SIGNAL SYSTEMS - LED | 30 | S1 | - | -20
COMPANY 90 | 390 | STRUCTURES AND IMPROVEMENTS | 50 | S0 | - | -20
COMPANY 90 | 390.1 | STRUCTURES AND IMPROVEMENTS - WAREHOUSE | 50 | R2.5 | - | -20
COMPANY 90 | 391 | OFFICE FURNITURE AND EQUIPMENT | 20 | SQ | - | 0
COMPANY 90 | 391.3 | DATA HANDLING | 10 | SQ | - | 0
COMPANY 90 | 391.3 | ELECTRONIC DATA PROCESSING | 5 | SQ | - | 0
COMPANY 90 | 393 | STORES EQUIPMENT | 25 | SQ | - | 0
COMPANY 90 | 394 | TOOLS, SHOP AND GARAGE EQUIPMENT | 20 | SQ | - | 0
COMPANY 90 | 395 | LABORATORY EQUIPMENT | 20 | SQ | - | 0
COMPANY 90 | 397 | COMMUNICATION EQUIPMENT | 10 | SQ | - | 0
COMPANY 90 | 398 | MISCELLANEOUS EQUIPMENT | 20 | SQ | - | 0
COMPANY 91 | 360 | LAND RIGHTS | 55 | R3 | - | 0
COMPANY 91 | 361 | STRUCTURES AND IMPROVEMENTS | 60 | R2 | - | -5
COMPANY 91 | 362 | STATION EQUIPMENT | 54 | R1 | - | -25
COMPANY 91 | 364 | POLES, TOWERS AND FIXTURES | 55 | R1.5 | - | -100
COMPANY 91 | 365 | OVERHEAD CONDUCTORS AND DEVICES | 60 | R1.5 | - | -65
COMPANY 91 | 366 | UNDERGROUND CONDUIT | 55 | R3 | - | -40
COMPANY 91 | 367 | UNDERGROUND CONDUCTORS AND DEVICES | 55 | R3 | - | -35
COMPANY 91 | 368 | LINE TRANSFORMERS | 45 | R2 | - | -25
COMPANY 91 | 369.1 | SERVICES - OVERHEAD | 60 | R1 | - | -40
COMPANY 91 | 369.2 | SERVICES - UNDERGROUND | 55 | R4 | - | -50
COMPANY 91 | 370 | METERS | 20 | S3 | - | -3
COMPANY 91 | 371 | INSTALLATIONS ON CUSTOMERS' PREMISES | 30 | L0 | - | -40
COMPANY 91 | 373 | STREET LIGHTING AND SIGNAL SYSTEMS | 45 | R0.5 | - | -40
COMPANY 91 | 390 | STRUCTURES AND IMPROVEMENTS | 40 | S3 | - | -10
COMPANY 91 | 392.2 | TRANSPORTATION EQUIPMENT - LIGHT TRUCKS AND VANS | 14 | S2 | - | 10
COMPANY 91 | 392.3 | TRANSPORTATION EQUIPMENT - MEDIUM TRUCKS | 19 | S1 | - | 10
COMPANY 91 | 392.5 | TRANSPORTATION EQUIPMENT - TRAILERS | 33 | S0.5 | - | 10
COMPANY 91 | 396.1 | HEAVY POWER OPERATED EQUIPMENT | 15 | L1.5 | - | 15
COMPANY 91 | 396.2 | LIGHT POWER OPERATED EQUIPMENT | 10 | S2.5 | - | 10
COMPANY 92 | 311 | STRUCTURES AND IMPROVEMENTS | - | SQ | Y | -15
COMPANY 92 | 312 | BOILER PLANT EQUIPMENT | - | SQ | Y | -15
COMPANY 92 | 314 | TURBOGENERATOR UNITS | - | SQ | Y | -15
COMPANY 92 | 315 | ACCESSORY ELECTRIC EQUIPMENT | - | SQ | Y | -15
COMPANY 92 | 316 | MISCELLANEOUS POWER PLANT EQUIPMENT | 20 | SQ | - | 0
COMPANY 92 | 341 | STRUCTURES AND IMPROVEMENTS | - | SQ | Y | -5
COMPANY 92 | 342 | FUEL HOLDERS, PRODUCERS AND ACCESSORIES | - | SQ | Y | -5
COMPANY 92 | 343 | PRIME MOVERS | - | SQ | Y | -5
COMPANY 92 | 344 | GENERATORS | - | SQ | Y | -5
COMPANY 92 | 345 | ACCESSORY ELECTRIC EQUIPMENT | - | SQ | Y | -5
COMPANY 92 | 346 | MISCELLANEOUS POWER PLANT EQUIPMENT | 20 | SQ | - | 0
COMPANY 92 | 350 | LAND AND LAND RIGHTS - RIGHTS OF WAY | 60 | R5 | - | 0
COMPANY 92 | 352 | STRUCTURES AND IMPROVEMENTS | 50 | R4 | - | -5
COMPANY 92 | 353 | STATION EQUIPMENT | 55 | R3 | - | -35
COMPANY 92 | 354 | TOWERS AND FIXTURES | 50 | R2 | - | -30
COMPANY 92 | 355 | POLES AND FIXTURES | 50 | R3 | - | -80
COMPANY 92 | 356 | OVERHEAD CONDUCTORS AND DEVICES | 50 | R1.5 | - | -60
COMPANY 92 | 357 | UNDERGROUND CONDUIT | 60 | R3 | - | 0
COMPANY 92 | 358 | UNDERGROUND CONDUCTORS AND DEVICES | 50 | R3 | - | 0
COMPANY 92 | 360 | LAND AND LAND RIGHTS - RIGHTS OF WAY | 50 | R5 | - | 0
COMPANY 92 | 361 | STRUCTURES AND IMPROVEMENTS | 50 | R3 | - | -10
COMPANY 92 | 362 | STATION EQUIPMENT | 50 | R3 | - | -40
COMPANY 92 | 363 | STORAGE BATTERY EQUIPMENT | 10 | R2 | - | 0
COMPANY 92 | 364 | POLES, TOWERS AND FIXTURES | 45 | R1 | - | -100
COMPANY 92 | 365 | OVERHEAD CONDUCTORS AND DEVICES | 45 | R2.5 | - | -100
COMPANY 92 | 366 | UNDERGROUND CONDUIT | 48 | R1 | - | -20
COMPANY 92 | 367 | UNDERGROUND CONDUCTORS AND DEVICES | 55 | R3 | - | -100
COMPANY 92 | 368 | LINE TRANSFORMERS | 35 | L1 | - | -40
COMPANY 92 | 369.1 | SERVICES - OVERHEAD | 55 | R3 | - | -130
COMPANY 92 | 369.2 | SERVICES - UNDERGROUND | 60 | R1.5 | - | -80
COMPANY 92 | 370 | METERS | 20 | R1.5 | - | -15
COMPANY 92 | 373 | STREET LIGHTING AND SIGNAL SYSTEMS | 35 | R2 | - | -30
COMPANY 92 | 389 | LAND AND LAND RIGHTS - RIGHTS OF WAY | 50 | R5 | - | 0
COMPANY 92 | 390 | STRUCTURES AND IMPROVEMENTS | 50 | R3 | - | -5
COMPANY 92 | 391 | OFFICE FURNITURE AND EQUIPMENT | 15 | SQ | - | 0
COMPANY 92 | 391.3 | INFORMATION SYSTEMS | 5 | SQ | - | 0
COMPANY 92 | 391.3 | DATA HANDLING EQUIPMENT | 10 | SQ | - | 0
COMPANY 92 | 392.1 | CARS AND LIGHT TRUCKS | 10 | L3 | - | 10
COMPANY 92 | 392.4 | HEAVY TRUCKS | 17 | L4 | - | 20
COMPANY 92 | 393 | STORES EQUIPMENT | 25 | SQ | - | 0
COMPANY 92 | 394 | TOOLS, SHOP AND GARAGE EQUIPMENT | 25 | SQ | - | 0
COMPANY 92 | 395 | LABORATORY EQUIPMENT - METERS | 15 | SQ | - | 0
COMPANY 92 | 395 | LABORATORY EQUIPMENT - AIR MONITORING EQUIPMENT | 15 | SQ | - | 0
COMPANY 92 | 396 | POWER OPERATED EQUIPMENT | 18 | SQ | - | 0
COMPANY 92 | 397 | COMMUNICATION EQUIPMENT | 15 | SQ | - | 0
COMPANY 92 | 398 | MISCELLANEOUS EQUIPMENT | 15 | SQ | - | 0
COMPANY 93 | 303 | MISCELLANEOUS INTANGIBLE PLANT - SOFTWARE | 5 | SQ | - | -
COMPANY 93 | 350 | LAND AND LAND RIGHTS - RIGHTS | 80 | S4 | - | -
COMPANY 93 | 352 | STRUCTURES AND IMPROVEMENTS | 65 | R3 | - | -
COMPANY 93 | 353 | STATION EQUIPMENT | 46 | R1.5 | - | -
COMPANY 93 | 354 | TOWERS AND FIXTURES | 75 | R3 | - | -
COMPANY 93 | 354.1 | TOWERS AND FIXTURES - CLEARING AND RIGHTS OF WAY | 80 | R4 | - | -
COMPANY 93 | 355 | POLES AND FIXTURES | 53 | R0.5 | - | -
COMPANY 93 | 355.1 | POLES AND FIXTURES - CLEARING AND RIGHTS OF WAY | 80 | R4 | - | -
COMPANY 93 | 356 | OVERHEAD CONDUCTORS AND DEVICES | 65 | R2.5 | - | -
COMPANY 93 | 357 | UNDERGROUND CONDUIT | 55 | S4 | - | -
COMPANY 93 | 358 | UNDERGROUND CONDUCTORS AND DEVICES | 45 | S3 | - | -
COMPANY 93 | 359 | ROADS AND TRAILS | 80 | R4 | - | -
COMPANY 93 | 360 | LAND AND LAND RIGHTS - RIGHTS | 75 | R4 | - | -
COMPANY 93 | 361 | STRUCTURES AND IMPROVEMENTS | 70 | R2.5 | - | -
COMPANY 93 | 362 | STATION EQUIPMENT | 52 | R2 | - | -
COMPANY 93 | 364.1 | POLES, TOWERS AND FIXTURES - CLEARING POLES | 70 | R3 | - | -
COMPANY 93 | 364.1 | POLES, TOWERS AND FIXTURES - POLES | 50 | R0.5 | - | -
COMPANY 93 | 364.2 | POLES, TOWERS AND FIXTURES - CLEARING TOWERS | 65 | S3 | - | -
COMPANY 93 | 364.2 | POLES, TOWERS AND FIXTURES - TOWERS | 65 | R3 | - | -
COMPANY 93 | 365 | OVERHEAD CONDUCTORS AND DEVICES | 50 | R0.5 | - | -
COMPANY 93 | 366 | UNDERGROUND CONDUIT | 65 | R3 | - | -
COMPANY 93 | 367 | UNDERGROUND CONDUCTORS AND DEVICES | 51 | R2.5 | - | -
COMPANY 93 | 368.1 | LINE TRANSFORMERS - OVERHEAD | 34 | SQ | - | -
COMPANY 93 | 368.2 | LINE TRANSFORMERS - SUBMERSIBLE OR PAD MOUNT | 48 | SQ | - | -
COMPANY 93 | 368.99 | LINE TRANSFORMERS - NON-NETWORK HOUSING | 35 | SQ | - | -
COMPANY 93 | 369 | SERVICES | 50 | R1.5 | - | -
COMPANY 93 | 370 | METERS | 28 | SQ | - | -
COMPANY 93 | 370.1 | METERS - AMR | 15 | SQ | - | -
COMPANY 93 | 370.1 | METERS - SMART METERS | 15 | SQ | - | -
COMPANY 93 | 371 | INSTALLATIONS ON CUSTOMERS' PREMISES | 35 | S3 | - | -
COMPANY 93 | 371.1 | INSTALLATIONS ON CUSTOMERS' PREMISES - AREA LIGHTING FIXTURES | 23 | L0.5 | - | -
COMPANY 93 | 373 | STREET LIGHTING AND SIGNAL SYSTEMS | 33 | L1.5 | - | -
COMPANY 93 | 389 | LAND AND LAND RIGHTS - RIGHTS | 75 | R4 | - | -
COMPANY 93 | 390.1 | STRUCTURES AND IMPROVEMENTS - MAJOR | 52 | S0.5 | Y | -
COMPANY 93 | 390.2 | STRUCTURES AND IMPROVEMENTS - MINOR | 45 | R3 | - | -
COMPANY 93 | 390.3 | LEASEHOLDS | 10 | SQ | - | -
COMPANY 93 | 390.99 | STRUCTURES AND IMPROVEMENTS - AIR CONDITIONING | 30 | S1 | - | -
COMPANY 93 | 391.1 | OFFICE FURNITURE | 20 | SQ | - | -
COMPANY 93 | 391.2 | OFFICE EQUIPMENT | 15 | SQ | - | -
COMPANY 93 | 391.3 | COMPUTERS | 5 | SQ | - | -
COMPANY 93 | 391.3 | RF MESH AMR COMPUTER EQUIPMENT | 5 | SQ | - | -
COMPANY 93 | 392.1 | AUTOMOBILES | 9 | S3 | - | -
COMPANY 93 | 392.2 | TRACTORS | 15 | L4 | - | -
COMPANY 93 | 392.2 | LIGHT DUTY TRUCKS | 9 | R1 | - | -
COMPANY 93 | 392.4 | LARGE TANKERS | 15 | L4 | - | -
COMPANY 93 | 392.4 | HEAVY DUTY TRUCKS | 13 | S3 | - | -
COMPANY 93 | 392.5 | TRAILERS | 23 | L2 | - | -
COMPANY 93 | 392.99 | LARGE CRANE TRUCKS | 13 | S3 | - | -
COMPANY 93 | 393 | STORES EQUIPMENT | 25 | SQ | - | -
COMPANY 93 | 394 | TOOLS, SHOP AND GARAGE EQUIPMENT | 20 | SQ | - | -
COMPANY 93 | 395 | LABORATORY EQUIPMENT | 20 | SQ | - | -
COMPANY 93 | 396 | POWER OPERATED EQUIPMENT | 16 | R1 | - | -
COMPANY 93 | 397 | COMMUNICATION EQUIPMENT | 15 | SQ | - | -
COMPANY 93 | 398 | MISCELLANEOUS EQUIPMENT | 20 | SQ | - | -
COMPANY 94 | 362 | STATION EQUIPMENT | 15 | S3 | - | 0
COMPANY 94 | 364 | POLES, TOWERS AND FIXTURES | 29 | L1.5 | - | -60
COMPANY 94 | 365 | OVERHEAD CONDUCTORS AND DEVICES | 31 | R1 | - | -30
COMPANY 94 | 366 | UNDERGROUND CONDUIT | 50 | S2 | - | 0
COMPANY 94 | 367 | UNDERGROUND CONDUCTORS AND DEVICES | 30 | R2 | - | -15
COMPANY 94 | 368 | LINE TRANSFORMERS | 39 | R1 | - | 0
COMPANY 94 | 369 | SERVICES | 28 | R0.5 | - | -95
COMPANY 94 | 370 | METERS | 24 | R2 | - | 0
COMPANY 94 | 370.1 | METERS - AMR AND ELECTRONIC | 15 | S3 | - | 0
COMPANY 94 | 371 | INSTALLATIONS ON CUSTOMERS' PREMISES | 21 | R1 | - | -20
COMPANY 94 | 373 | STREET LIGHTING AND SIGNAL SYSTEMS | 21 | R1 | - | -35
COMPANY 94 | 390 | STRUCTURES AND IMPROVEMENTS | 45 | SQ | - | 0
COMPANY 94 | 390.1 | STRUCTURES AND IMPROVEMENTS - LARGE | 75 | R2.5 | - | 0
COMPANY 94 | 391.1 | OFFICE FURNITURE | 25 | SQ | - | 0
COMPANY 94 | 391.2 | OFFICE EQUIPMENT | 5 | SQ | - | 0
COMPANY 94 | 391.4 | COMPUTERS AND SOFTWARE | 5 | SQ | - | 0
COMPANY 94 | 391.4 | SOFTWARE | 10 | SQ | - | 0
COMPANY 94 | 392.1 | PASSENGER CARS AND VANS | 5 | S3 | - | 18
COMPANY 94 | 392.2 | LIGHT TRUCKS | 7 | R3 | - | 18
COMPANY 94 | 392.4 | HEAVY TRUCKS | 10 | L2 | - | 18
COMPANY 94 | 393 | STORES EQUIPMENT | 20 | SQ | - | 0
COMPANY 94 | 394 | TOOLS, SHOP AND GARAGE EQUIPMENT | 20 | SQ | - | 0
COMPANY 94 | 395 | LABORATORY EQUIPMENT | 15 | SQ | - | 0
COMPANY 94 | 396 | POWER OPERATED EQUIPMENT | 10 | S3 | - | 0
COMPANY 94 | 397 | COMMUNICATION EQUIPMENT | 10 | SQ | - | 0
COMPANY 94 | 398 | MISCELLANEOUS EQUIPMENT | 15 | SQ | - | 0
COMPANY 95 | 352 | STRUCTURES AND IMPROVEMENTS | 70 | R3 | - | -5
COMPANY 95 | 353 | STATION EQUIPMENT | 54 | R1 | - | -20
COMPANY 95 | 354 | TOWERS AND FIXTURES | 75 | R3 | - | -20
COMPANY 95 | 355 | POLES AND FIXTURES | 60 | R2 | - | -30
COMPANY 95 | 356 | OVERHEAD CONDUCTORS AND DEVICES | 59 | R1 | - | -50
COMPANY 95 | 356.1 | OVERHEAD CONDUCTORS AND DEVICES - CLEARING | 75 | R3 | - | 0
COMPANY 95 | 358 | UNDERGROUND CONDUCTORS AND DEVICES | 45 | R2 | - | -10
COMPANY 95 | 359 | ROADS AND TRAILS | 70 | R3 | - | 0
COMPANY 96 | 350 | LAND AND LAND RIGHTS - EASEMENTS | 80 | R4 | - | 0
COMPANY 96 | 352 | STRUCTURES AND IMPROVEMENTS | 65 | R2.5 | - | -35
COMPANY 96 | 353 | STATION EQUIPMENT | 54 | S0.5 | - | -25
COMPANY 96 | 354 | TOWERS AND FIXTURES | 75 | R4 | - | -60
COMPANY 96 | 355 | POLES AND FIXTURES | 75 | R3 | - | -60
COMPANY 96 | 356 | OVERHEAD CONDUCTORS AND DEVICES | 65 | R2.5 | - | -50
COMPANY 96 | 357 | UNDERGROUND CONDUIT | 75 | R4 | - | -10
COMPANY 96 | 358 | UNDERGROUND CONDUCTORS AND DEVICES | 55 | R2.5 | - | -30
COMPANY 96 | 397 | COMMUNICATION EQUIPMENT | 18 | S2 | - | -15
COMPANY 97 | 310 | LAND RIGHTS | - | SQ | - | 0
COMPANY 97 | 311 | STRUCTURES AND IMPROVEMENTS | 110 | S0.5 | Y | (1) - (16)
COMPANY 97 | 312 | BOILER PLANT EQUIPMENT | 65 | L0.5 | Y | (2) - (15)
COMPANY 97 | 314 | TURBOGENERATOR UNITS | 50 | S0 | Y | (2) - (14)
COMPANY 97 | 315 | ACCESSORY ELECTRIC EQUIPMENT | 80 | R2.5 | Y | (2) - (15)
COMPANY 97 | 316 | MISCELLANEOUS POWER PLANT EQUIPMENT | 45 | L0 | Y | (1) - (12)
COMPANY 97 | 330 | LAND AND LAND RIGHTS - RIGHTS | - | SQ | - | 0
COMPANY 97 | 331 | STRUCTURES AND IMPROVEMENTS | 125 | R1 | Y | 0 - (5)
COMPANY 97 | 332 | RESERVOIRS, DAMS AND WATERWAYS | 125 | R1.5 | Y | 0 - (7)
COMPANY 97 | 333 | WATER WHEELS, TURBINES AND GENERATORS | 95 | S0 | Y | 0 - (12)
COMPANY 97 | 334 | ACCESSORY ELECTRIC EQUIPMENT | 70 | L0 | Y | 0 - (6)
COMPANY 97 | 335 | MISCELLANEOUS POWER PLANT EQUIPMENT | 75 | R0.5 | Y | 0 - (5)
COMPANY 97 | 336 | ROADS, RAILROADS AND BRIDGES | 100 | S0.5 | Y | 0 - (12)
COMPANY 97 | 341 | STRUCTURES AND IMPROVEMENTS | 70 | S2.5 | Y | (2) - (4)
COMPANY 97 | 341.02 | STRUCTURES AND IMPROVEMENTS - WIND | 65 | R2 | Y | -1
COMPANY 97 | 342 | FUEL HOLDERS, PRODUCERS AND ACCESSORIES | 50 | R2 | Y | (2) - (3)
COMPANY 97 | 343 | PRIME MOVERS - SIMPLE CYCLE | 40 | S0 | Y | -4
COMPANY 97 | 343.02 | PRIME MOVERS - WIND | 55 | R2.5 | Y | -1
COMPANY 97 | 343.1 | PRIME MOVERS - COMBINED CYCLE | 40 | L0 | Y | (5) - (6)
COMPANY 97 | 344 | GENERATORS | 50 | R2.5 | Y | (3) - (5)
COMPANY 97 | 344.01 | GENERATORS - SOLAR | - | SQ | Y | 0
COMPANY 97 | 344.01 | GENERATORS - SOLAR | 50 | R2.5 | Y | 0
COMPANY 97 | 344.02 | GENERATORS - WIND | 40 | S0 | Y | (1) - (3)
COMPANY 97 | 344.03 | GENERATORS - MOBILE | 50 | R2.5 | - | 0
COMPANY 97 | 345 | ACCESSORY ELECTRIC EQUIPMENT | 70 | R3 | Y | (2) - (3)
COMPANY 97 | 345.02 | ACCESSORY ELECTRIC EQUIPMENT - WIND | 60 | S0.5 | Y | (1) - (2)
COMPANY 97 | 346 | MISCELLANEOUS POWER PLANT EQUIPMENT | 60 | R3 | Y | (1) - (2)
COMPANY 97 | 346.02 | MISCELLANEOUS POWER PLANT EQUIPMENT - WIND | 60 | R3 | Y | 0
COMPANY 97 | 350 | LAND RIGHTS | 80 | R4 | - | 0
COMPANY 97 | 352 | STRUCTURES AND IMPROVEMENTS | 70 | R3 | - | -10
COMPANY 97 | 353 | STATION EQUIPMENT | 58 | S0 | - | -10
COMPANY 97 | 354 | TOWERS AND FIXTURES | 70 | R4 | - | -10
COMPANY 97 | 355 | POLES AND FIXTURES | 60 | R2 | - | -50
COMPANY 97 | 356 | OVERHEAD CONDUCTORS AND DEVICES | 65 | R3 | - | -35
COMPANY 97 | 357 | UNDERGROUND CONDUIT | 60 | S2.5 | - | 0
COMPANY 97 | 358 | UNDERGROUND CONDUCTORS AND DEVICES | 60 | S2.5 | - | -5
COMPANY 97 | 359 | ROADS AND TRAILS | 70 | R5 | - | 0

## CompanyList
COMPANY
NEVADA POWER COMPANY
KANSAS CITY POWER AND LIGHT COMPANY - KANSAS JURISDICTION
PACIFICORP - WASHINGTON
MAUI ELECTRIC COMPANY
PPL ELECTRIC UTILITIES CORPORATION
JACKSON ENERGY COOPERATIVE CORPORATION
MID-ATLANTIC INTERSTATE TRANSMISSION, LLC (FIRST ENERGY)
PUGET SOUND ENERGY
ROCHESTER GAS AND ELECTRIC CORPORATION
PACIFICORP - OREGON
KANSAS CITY POWER AND LIGHT COMPANY - MISSOURI JURISDICTION
MONOGAHELA POWER COMPANY (FIRST ENERGY)
BLACK HILLS POWER COMPANY
DUKE ENERGY OHIO
PACIFIC GAS AND ELECTRIC COMPANY
SIERRA PACIFIC POWER COMPANY
PUBLIC SERVICE ELECTRIC AND GAS COMPANY
DAYTON POWER AND LIGHT COMPANY
MAINE PUBLIC SERVICE COMPANY
BLACK HILLS UTILITY HOLDINGS
DUKE ENERGY PROGRESS
OMAHA PUBLIC POWER DISTRICT
DOMINION ENERGY SOUTH CAROLINA, INC. (FORMERLY SC ELECTRIC & GAS)
PUBLIC SERVICE COMPANY OF OKLAHOMA
COMMONWEALTH EDISON COMPANY
BONNEVILLE POWER ADMINISTRATION
AMEREN ILLINOIS COMPANY
MARITIME ELECTRIC COMPANY
INDIANAPOLIS POWER AND LIGHT
PORTLAND GENERAL ELECTRIC
ROCKLAND ELECTRIC COMPANY
LIBERTY UTILITIES
CENTRAL HUDSON GAS AND ELECTRIC CORPORATION
EAST KENTUCKY POWER COOPERATIVE
ATLANTIC CITY ELECTRIC COMPANY
POTOMAC ELECTRIC POWER COMPANY (TRANSMISSION)
CONNECTICUT LIGHT AND POWER
MADISON GAS AND ELECTRIC
CITIZENS ENERGY GROUP
DUQUESNE LIGHT COMPANY
PACIFICORP - CALIFORNIA
PENNSYLVANIA POWER COMPANY (FIRST ENERGY)
NEW YORK STATE ELECTRIC AND GAS CORPORATION
CLEVELAND ELECTRIC ILLUMINATING COMPANY (FIRST ENERGY)
IDAHO POWER COMPANY
CHUGACH ELECTRIC ASSOCIATION, INC.
NORTHERN INDIANA PUBLIC SERVICE COMPANY
PACIFICORP - UTAH
UGI UTILITIES, INC.
KENTUCKY UTILITIES COMPANY
DUKE ENERGY KENTUCKY
AVISTA CORPORATION
BANGOR HYDRO ELECTRIC COMPANY
CHEYENNE LIGHT, FUEL AND POWER COMPANY
BLACK HILLS COLORADO ELECTRIC UTILITY COMPANY, LP
NARRAGANSETT GAS AND ELECTRIC COMPANY
PACIFICORP - IDAHO
DUKE ENERGY INDIANA
TOLEDO EDISON COMPANY (FIRST ENERGY)
BALTIMORE GAS AND ELECTRIC COMPANY
FITCHBURG GAS AND ELECTRIC COMPANY
METROPOLITAN EDISON COMPANY (FIRST ENERGY)
ALLIANT ENERGY - MINNESOTA
COMMONWEALTH EDISON OF INDIANA
PACIFICORP
NSTAR ELECTRIC COMPANY
ALLIANT ENERGY - WISCONSIN POWER AND LIGHT
DOMINION VIRGINIA POWER
BLACK HILLS SERVICE COMPANY
FLORIDA POWER AND LIGHT COMPANY
MIDAMERICAN ENERGY COMPANY
NOVA SCOTIA POWER, INC.
CONSOLIDATED EDISON COMPANY OF NEW YORK
CENTRAL MAINE POWER COMPANY
TENNESSEE VALLEY AUTHORITY
ORANGE AND ROCKLAND UTILITIES, INC.
EL PASO ELECTRIC COMPANY
PACIFICORP - WYOMING
DELMARVA POWER AND LIGHT COMPANY
WISCONSIN PUBLIC SERVICE CORPORATION
GREEN MOUNTAIN POWER (FORMERLY CENTRAL VERMONT PUBLIC SERVICE CORPORATION)
WEST PENN POWER COMPANY (FIRST ENERGY)
ALLIANT ENERGY - INTERSTATE POWER AND LIGHT (IOWA)
DUKE ENERGY CAROLINAS
PACIFICORP - AZ, CO, MT, ETC.
WESTERN MASSACHUSETTS ELECTRIC COMPANY
OKLAHOMA GAS AND ELECTRIC COMPANY
HAWAIIAN ELECTRIC COMPANY, INC.
PENNSYLVANIA ELECTRIC COMPANY (FIRST ENERGY)
AMEREN MISSOURI
KCP&L - GREATER MISSOURI OPERATIONS - ECORP, MPS AND SJLP JURISDICTIONS
EXELON GENERATION COMPANY
JERSEY CENTRAL POWER AND LIGHT COMPANY (FIRST ENERGY)
PECO ENERGY COMPANY
LOUISVILLE GAS AND ELECTRIC COMPANY
POTOMAC ELECTRIC POWER COMPANY (DISTRIBUTION & GENERAL PLANT)
OHIO EDISON COMPANY (FIRST ENERGY)
POTOMAC EDISON COMPANY (FIRST ENERGY)