## CRITICAL LOAD APPLICATION
Area Manager | Application Type | Customer/Business Name | Emergency Contact (Name) | Emergency Contact (Title) | Emergency Contact (Phone) | Emergency Contact (Mobile Phone) | Emergency Contact (Email) | Alternate Contact (Name) | Alternate Contact (Phone) | Alternate Contact (Mobile Phone) | Alternate Contact (Email) | ESI ID (17 Digits) | Service Street Address | Service City | Service Zip Code | Latitude/Longitude (if known) | Mailing Address | Mailing City | Mailing Zip Code | Facility Type | Texas Dept. of Health License Number | Details to support a Critical Load Designation | Backup Equipment (Yes or No) | Battery Backup (Yes or No) | Backup Generation (Yes or No) | Utility Dual Feed Capability (Yes or No) | Owner of Transfer Switch | Battery Backup Capacity (kW) | Generation Backup Capacity (kW) | Length of Time facility can operate without power | Start-up time needed following a power outage | Information Regarding Production Rate (Gas Facilities)
Aaron Patterson |  | CITY OF ARGYLE | [9 empty] | 10443720001371286 | 506 HIGHWAY 377 N DEPT POLIC | ARGYLE | 76226-2342
Aaron Patterson |  | CITY OF CORINTH |  |  |  |  | glenn.barker@cityofcorinth.com |  |  |  |  | 10443720001624866 | 1124 POSTWOOD DR | CORINTH | 76210-8856
Aaron Patterson |  | CITY OF CORINTH | [9 empty] | 10443720006147673 | 3101 GARRISON RD DEPT FIRE | CORINTH | 76210-2628
Aaron Patterson |  | CITY OF CORINTH |  |  |  |  | shea.rodgers@cityofcorinth.com |  |  |  |  | 10443720009396132 | 3300 CORINTH PKWY | CORINTH | 76208-5379
Aaron Patterson |  | CITY OF CORINTH |  |  |  |  | glenn.barker@cityofcorinth.com |  |  |  |  | 10443720008877843 | 1651 LAKE SHARON DR | CORINTH | 76210-0000
Aaron Patterson |  | CITY OF CORINTH | [9 empty] | 10443720008768630 | 275 MAIN ST DEPT FIRE | LAKE DALLAS | 75065-2721
Aaron Patterson |  | CITY OF CORINTH |  |  |  |  | glenn.barker@cityofcorinth.com |  |  |  |  | 10443720009437610 | 2700 W SHADY SHORES RD DEPT FIRE | CORINTH | 76208-5514
Aaron Patterson |  | CITY OF HASLET | [9 empty] | 10443720008096810 | 2105 HIGHWAY 156 S | HASLET | 76052-0000
Aaron Patterson |  | CITY OF HASLET | [9 empty] | 10443720005412212 | 101 MAIN ST DEPT FIRE | HASLET | 76052-3309
Aaron Patterson |  | CITY OF KELLER | [9 empty] | 10443720002303551 | 775 S PEARSON LN | KELLER | 76248-5343
Aaron Patterson |  | CITY OF LAKE DALLAS |  |  |  |  | jcabrales@lakedallas.com |  |  |  |  | 10443720001552450 | 212 MAIN ST BLDG CTYHL | LAKE DALLAS | 75065-2720
Aaron Patterson |  | CITY OF OAK POINT | [9 empty] | 10443720009967647 | 100 NAYLOR RD REAR | OAK POINT | 75068-2201
Aaron Patterson |  | CITY OF ROANOKE | [9 empty] | 10443720002786252 | 201 FAIRWAY DR DEPT FIRE | ROANOKE | 76262-3752
Aaron Patterson |  | CITY OF ROANOKE | [9 empty] | 10443720007248609 | 215 JAMES ST DEPT FIRE | ROANOKE | 76262-6100
Aaron Patterson |  | CITY OF SOUTHLAKE | [9 empty] | 10443720008294372 | 600 STATE ST DEPT FIRE 1 | SOUTHLAKE | 76092-7669
Aaron Patterson |  | CITY OF SOUTHLAKE | [9 empty] | 10443720007638874 | 840 SHADY LN | SOUTHLAKE | 76092-5512
Aaron Patterson |  | CITY OF SOUTHLAKE | [9 empty] | 10443720008386780 | 2100 W SOUTHLAKE BLVD DEPT POLIC | SOUTHLAKE | 76092-6711
Aaron Patterson |  | CITY OF SOUTHLAKE | [9 empty] | 10443720002659586 | 400 N WHITE CHAPEL BLVD UNIT TOWER | SOUTHLAKE | 76092-6242
Aaron Patterson |  | CITY OF THE COLONY | [9 empty] | 10443720001783244 | 4180 MAIN ST | THE COLONY | 75056-2806
Aaron Patterson |  | CITY OF THE COLONY | [9 empty] | 10443720006015116 | 4900 BLAIR OAKS DR DEPT FIRE | THE COLONY | 75056-2424
Aaron Patterson |  | CITY OF THE COLONY | [9 empty] | 10443720001900393 | 6908 MAIN ST | THE COLONY | 75056-1134
Aaron Patterson |  | CITY OF THE COLONY | [9 empty] | 10443720001906562 | 5572 N COLONY BLVD | THE COLONY | 75056-1303
Aaron Patterson |  | CITY OF THE COLONY | [9 empty] | 10443720001899928 | 5133 CLOVER VALLEY DR | THE COLONY | 75056-2333
Aaron Patterson |  | CITY OF THE COLONY | [9 empty] | 10443720001684726 | 5572 N COLONY BLVD DEPT FIRE | THE COLONY | 75056-1303
Aaron Patterson |  | CITY OF THE COLONY | [9 empty] | 10443720008659214 | 4691 N COLONY BLVD DEPT FIRE | THE COLONY | 75056-3302
Aaron Patterson |  | TOWN OF HICKORY CREEK |  |  |  |  | john.smith@hickorycreek-tx.gov |  |  |  |  | 10443720009827435 | 1075 RONALD REAGAN AVE DEPT POLIC | HICKORY CREEK | 75065-7633
Aaron Patterson |  | TOWN OF LAKEWOOD VILLAGE |  |  |  |  | linda@lakewoodvillagetx.us |  |  |  |  | 10443720001935237 | 408 SHADY OAKS LN | LAKEWOOD | 75068-4019
Aaron Patterson |  | TOWN OF TROPHY CLUB | [9 empty] | 10443720008797254 | 295 TROPHY CLUB DR DEPT FIRE | TROPHY CLUB | 76262-0000
Andrea Sanders |  | CITY OF DALLAS |  |  |  |  | alfreda.coffey@dpd.ci.dallas.tx.us |  |  |  |  | 10443720008145136 | 1400 Botham Jean Blvd DEPT POLIC | DALLAS | 75215-1801
Andrea Sanders |  | CITY OF DALLAS | [9 empty] | 10443720002060144 | 6600 TRAMMEL DR DEPT FIRE | DALLAS | 75214-2222
Andrea Sanders |  | CITY OF DALLAS | [9 empty] | 10443720002465067 | 3333 W MOCKINGBIRD LN DEPT FIRE | DALLAS | 75235-5905
Andrea Sanders |  | CITY OF DALLAS | [9 empty] | 10443720007330301 | 7500 LA COSA DR | DALLAS | 75248-4315
Andrea Sanders |  | CITY OF DALLAS |  |  |  |  | darrell.engelbrecht@dallascityhall.com |  |  |  |  | 10443720004341437 | 2900 WHITE ROCK RD | DALLAS | 75214-3800
Andrea Sanders |  | CITY OF DALLAS | [9 empty] | 10443720002488815 | 7040 BELT LINE RD DEPT FIRE | DALLAS | 75254-7965
Andrea Sanders |  | CITY OF DALLAS | [9 empty] | 10443720002481497 | 7040 LA COSA DR | DALLAS | 75248-5169
Andrea Sanders |  | CITY OF DALLAS | [9 empty] | 10443720002557230 | 1904 N GARRETT AVE DEPT FIRE | DALLAS | 75206-7316
Andrea Sanders |  | CITY OF DALLAS | [9 empty] | 10443720007507714 | 9801 HARRY HINES BLVD DEPT POLIC | DALLAS | 75220-5443
Andrea Sanders |  | CITY OF DALLAS | [9 empty] | 10443720002156244 | 3101 W MOCKINGBIRD LN | DALLAS | 75235-5901
Andrea Sanders |  | CITY OF DALLAS | [9 empty] | 10443720008632953 | 1999 E CAMP WISDOM RD DEPT POLICE | DALLAS | 75241-3710
Andrea Sanders |  | CITY OF DALLAS | [9 empty] | 10443720009423298 | 2540 S VERNON AVE | DALLAS | 75224-0000
Andrea Sanders |  | CITY OF DALLAS | [9 empty] | 10443720008819643 | 841 S WALTON WALKER BLVD DEPT FIRE | DALLAS | 75211-4202
Andrea Sanders |  | CITY OF DALLAS | [9 empty] | 10443720006065996 | 1660 S CORINTH STREET RD DEPT FIRE | DALLAS | 75203-4318
Andrea Sanders |  | CITY OF DALLAS | [9 empty] | 10443720008307483 | 2850 RUIDOSA AVE DEPT FIRE | DALLAS | 75228-2602
Andrea Sanders |  | CITY OF DALLAS | [9 empty] | 10443720001352662 | FORNEY DAM GLORIA | DALLAS | 75228-0000
Andrea Sanders |  | CITY OF DALLAS | [9 empty] | 10443720002672117 | 10480 E NORTHWEST HWY DEPT FIRE | DALLAS | 75238-4608
Andrea Sanders |  | CITY OF DALLAS | [9 empty] | 10443720008524329 | 3839 WALNUT HILL LN DEPT FIRE | DALLAS | 75229-6141
Andrea Sanders |  | CITY OF DALLAS | [9 empty] | 10443720000065677 | 3015 CHAPEL OAKS DR DEPT FIRE | DALLAS | 75019-4715
Andrea Sanders |  | CITY OF DALLAS | [9 empty] | 10443720003295682 | 6010 DAVENPORT RD DEPT FIRE | DALLAS | 75248-2121
Andrea Sanders |  | CITY OF DALLAS | [9 empty] | 10443720002165763 | 315 CADIZ ST | DALLAS | 75207-4601
Andrea Sanders |  | CITY OF DALLAS | [9 empty] | 10443720001585195 | 816 S AKARD ST DEPT FIRE | DALLAS | 75202-5408
Andrea Sanders |  | CITY OF DALLAS | [9 empty] | 10443720001033891 | 4115 N HAMPTON RD | DALLAS | 75212-1639
Andrea Sanders |  | CITY OF DALLAS | [9 empty] | 10443720008065125 | 2112 56TH ST DEPT FIRE | DALLAS | 75241-1454
Andrea Sanders |  | CITY OF DALLAS |  |  |  |  | shawnda.brandon@dallascityhall.com |  |  |  |  | 10443720003256560 | 3131 DAWSON ST | DALLAS | 75226-1930
Andrea Sanders |  | CITY OF DALLAS | [9 empty] | 10443720009502161 | 10011 LOG CABIN RD BLDG 32 | DALLAS | 75253-4102
Andrea Sanders |  | CITY OF DALLAS | [9 empty] | 10443720009974043 | 2839 WILHURT AVE DEPT FIRE | DALLAS | 75216-6603
Andrea Sanders |  | CITY OF DALLAS | [9 empty] | 10443720008195613 | 2625 ALDEN ST | DALLAS | 75211-0000
Andrea Sanders |  | CITY OF DALLAS | [9 empty] | 10443720003861276 | 2301 PENNSYLVANIA AVE DEPT FIRE | DALLAS | 75215-2842
Andrea Sanders |  | CITY OF DALLAS | [9 empty] | 10443720008775025 | 2605 SHORECREST DR | DALLAS | 75235-1913
Andrea Sanders |  | CITY OF DALLAS | [9 empty] | 10443720001260843 | TRINTY LOG CABIN RD | DALLAS | 75253-0000
Andrea Sanders |  | CITY OF DALLAS | [9 empty] | 10443720000398276 | 5411 BEXAR ST DEPT POLICE | DALLAS | 75215-0000
Andrea Sanders |  | CITY OF DALLAS | [9 empty] | 10443720001244318 | 200 S SAINT AUGUSTINE DR DEPT FIRE | DALLAS | 75217-7246
Andrea Sanders |  | CITY OF DALLAS | [9 empty] | 10443720007087199 | 3820 WALNUT HILL LN | DALLAS | 75229-6140
Andrea Sanders |  | CITY OF DALLAS | [9 empty] | 10443720001157488 | 7700 UNIVERSITY HILLS BLVD | DALLAS | 75241-5505
Andrea Sanders |  | CITY OF DALLAS | [9 empty] | 10443720004343855 | 7211 FRANKFORD RD | DALLAS | 75252-0000
Andrea Sanders |  | CITY OF DALLAS | [9 empty] | 10443720006030658 | 1850 E ILLINOIS AVE | DALLAS | 75216-2640
Andrea Sanders |  | CITY OF DALLAS | [9 empty] | 10443720002834217 | 7161 ENVOY CT DEPT FIRE | DALLAS | 75247-5101
Andrea Sanders |  | CITY OF DALLAS | [9 empty] | 10443720004088198 | 6902 FRANKFORD RD DEPT FIRE | DALLAS | 75252-5869
Andrea Sanders |  | CITY OF DALLAS | [9 empty] | 10443720009512081 | 8105 DORAN CIR | DALLAS | 75238-0000
Andrea Sanders |  | CITY OF DALLAS | [9 empty] | 10443720002907283 | 716 W COMMERCE ST DEPT FIRE | DALLAS | 75208-1806
Andrea Sanders |  | CITY OF DALLAS | [9 empty] | 10443720003140557 | 4230 W ILLINOIS AVE DEPT POLIC | DALLAS | 75211-8457
Andrea Sanders |  | CITY OF DALLAS | [9 empty] | 10443720002968292 | 500 N MALCOLM X BLVD DEPT FIRE | DALLAS | 75226-1326
Andrea Sanders |  | CITY OF DALLAS | [9 empty] | 10443720009358073 | 4214 GREENVILLE AVE BLDG UTIL2 | DALLAS | 75206-0000
Andrea Sanders |  | CITY OF DALLAS | [9 empty] | 10443720004362049 | 2002 COOL MIST LN DEPT FIRE | DALLAS | 75253-5919
Andrea Sanders |  | CITY OF DALLAS | [9 empty] | 10443720002913143 | 2039 N SAINT AUGUSTINE DR DEPT FIRE | DALLAS | 75217-2518
Andrea Sanders |  | CITY OF DALLAS | [9 empty] | 10443720009358042 | 4214 GREENVILLE AVE BLDG UTIL1 | DALLAS | 75206-0000
Andrea Sanders |  | CITY OF DALLAS | [9 empty] | 10443720001896836 | 1031 ALGONQUIN DR | DALLAS | 75217-3789
Andrea Sanders |  | CITY OF DALLAS | [9 empty] | 10443720008859686 | 9503 HARRY HINES BLVD | DALLAS | 75220-0000
Andrea Sanders |  | CITY OF DALLAS | [9 empty] | 10443720004202588 | 9915 E NORTHWEST HWY DEPT POLIC | DALLAS | 75238-4324
Andrea Sanders |  | CITY OF DALLAS | [9 empty] | 10443720006586765 | 8040 AVIATION PL BLDG TERMI | DALLAS | 75235-2824
Andrea Sanders |  | CITY OF DALLAS | [9 empty] | 10443720001351764 | 1407 JOHN WEST RD DEPT FIRE | DALLAS | 75228-5451
Andrea Sanders |  | CITY OF DALLAS | [9 empty] | 10443720001152622 | 1020 SARGENT RD | DALLAS | 75203-4605
Andrea Sanders |  | CITY OF DALLAS | [9 empty] | 10443720002835610 | 12200 COIT RD DEPT FIRE | DALLAS | 75251-2306
Andrea Sanders |  | CITY OF DALLAS | [9 empty] | 10443720008744367 | 2440 KIRNWOOD DR DEPT FIRE | DALLAS | 75232-4164
Andrea Sanders |  | CITY OF DALLAS | [9 empty] | 10443720001458001 | 6238 BONNIE VIEW RD DEPT FIRE | DALLAS | 75241-5150
Andrea Sanders |  | CITY OF DALLAS | [9 empty] | 10443720008195644 | 2625 ALDEN ST | DALLAS | 75204-0000
Andrea Sanders |  | CITY OF DALLAS | [9 empty] | 10443720006089339 | 7569 MOUNTAIN CREEK PKWY | DALLAS | 75249-1357
Andrea Sanders |  | CITY OF DALLAS | [9 empty] | 10443720007601272 | 1234 CARBONA DR DEPT FIRE | DALLAS | 75217-4631
Andrea Sanders |  | CITY OF DALLAS | [9 empty] | 10443720001034013 | 3241 N HAMPTON RD DEPT FIRE | DALLAS | 75212-2404
Andrea Sanders |  | CITY OF DALLAS | [9 empty] | 10443720006710362 | 1200 S CESAR CHAVEZ BLVD | DALLAS | 75201-6012
Andrea Sanders |  | CITY OF DALLAS | [9 empty] | 10443720003290227 | 17672 DALLAS PKWY | DALLAS | 75287-7313
Andrea Sanders |  | CITY OF DALLAS | [9 empty] | 10443720002261955 | 3210 LOVE FIELD DR DEPT FIRE | DALLAS | 75235-2002
Andrea Sanders |  | CITY OF DALLAS | [9 empty] | 10443720004327765 | 8701 GREENVILLE AVE DEPT FIRE | DALLAS | 75243-7140
Andrea Sanders |  | CITY OF DALLAS | [9 empty] | 10443720007087292 | 2616 CHALK HILL RD DEPT FIRE | DALLAS | 75212-4506
Andrea Sanders |  | CITY OF DALLAS | [9 empty] | 10443720007479348 | 11381 ZODIAC LN DEPT FIRE | DALLAS | 75229-4804
Andrea Sanders |  | CITY OF DALLAS | [9 empty] | 10443720006280826 | 9830 SHADOW WAY DEPT FIRE | DALLAS | 75243-4918
Andrea Sanders |  | CITY OF DALLAS | [9 empty] | 10443720002894726 | 2225 IRVING BLVD UNIT LEVEE | DALLAS | 75207-6201
Andrea Sanders |  | CITY OF DALLAS | [9 empty] | 10443720004119629 | 6969 MCCALLUM BLVD DEPT POLIC | DALLAS | 75252-5990
Andrea Sanders |  | CITY OF DALLAS | [9 empty] | 10443720008943479 | 6742 GREENVILLE AVE DEPT FIRE | DALLAS | 75231-6444
Andrea Sanders |  | CITY OF DALLAS | [9 empty] | 10443720002243171 | 3828 CEDAR SPRINGS RD DEPT FIRE | DALLAS | 75219-4136
Andrea Sanders |  | CITY OF DALLAS | [9 empty] | 10443720002166040 | @REUNION & HOTEL | DALLAS | 75202-0000
Andrea Sanders |  | CITY OF DALLAS | [9 empty] | 10443720003755844 | 4451 FRANKFORD RD DEPT FIRE | DALLAS | 75287-6822
Andrea Sanders |  | CITY OF DALLAS | [9 empty] | 10443720000001734 | 615 S Riverfront Blvd | Dallas | 75207-4503
Andrea Sanders |  | CITY OF DALLAS | [9 empty] | 10443720002582652 | 111 E 8TH ST DEPT FIRE | DALLAS | 75203-2221
Andrea Sanders |  | CITY OF DALLAS | [9 empty] | 10443720006056634 | 3904 BERNAL DR | DALLAS | 75212-0000
Andrea Sanders |  | CITY OF DALLAS | [9 empty] | 10443720004376960 | 1103 CONVEYOR LN | DALLAS | 75247-6816
Andrea Sanders |  | CITY OF DALLAS | [9 empty] | 10443720006726172 | 1300 S PEARL EXPY | DALLAS | 75201-0000
Andrea Sanders |  | CITY OF DALLAS | [9 empty] | 10443720003644402 | 3537 BRONZE WAY | DALLAS | 75237-0000
Andrea Sanders |  | CITY OF DALLAS | [9 empty] | 10443720000723869 | 8401 DOUGLAS AVE BLDG DEPT FIRE | DALLAS | 75225-5809
Andrea Sanders |  | CITY OF DALLAS | [9 empty] | 10443720002265023 | 2844 LOMBARDY LN DEPT FIRE | DALLAS | 75220-2639
Andrea Sanders |  | CITY OF DALLAS | [9 empty] | 10443720002892680 | 1901 IRVING BLVD DEPT FIRE | DALLAS | 75207-6605
Andrea Sanders |  | CITY OF DALLAS | [9 empty] | 10443720002093255 | 2504 S COCKRELL HILL RD DEPT FIRE | DALLAS | 75211-8104
Andrea Sanders |  | CITY OF DALLAS | [9 empty] | 10443720001877215 | 1005 W 12TH ST DEPT FIRE | DALLAS | 75208-6008
Andrea Sanders |  | CITY OF DALLAS | [9 empty] | 10443720002665171 | 9365 GARLAND RD DEPT FIRE | DALLAS | 75218-3639
Andrea Sanders |  | CITY OF DALLAS | [9 empty] | 10443720002894757 | 2255 IRVING BLVD | DALLAS | 75207-6201
Andrea Sanders |  | CITY OF DALLAS | [9 empty] | 10443720002736473 | 4901 S HAMPTON RD DEPT FIRE | DALLAS | 75232-1851
Andrea Sanders |  | CITY OF DALLAS | [9 empty] | 10443720000134466 | 6780 GREENVILLE AVE DEPT FIRE | DALLAS | 75231-6402
Andrea Sanders |  | CITY OF DALLAS | [9 empty] | 10443720001089320 | 6045 BELMONT AVE DEPT FIRE | DALLAS | 75206-6807
Andrea Sanders |  | CITY OF DALLAS | [9 empty] | 10443720006127843 | 725 N JIM MILLER RD DEPT POLIC | DALLAS | 75217-4876
Andrea Sanders |  | CITY OF DALLAS | [9 empty] | 10443720002598646 | 660 N GRIFFIN ST DEPT FIRE | DALLAS | 75202-1909
Andrea Sanders |  | CITY OF DALLAS | [9 empty] | 10443720002144156 | 3820 WALNUT HILL LN DEPT WATER | DALLAS | 75229-6140
Andrea Sanders |  | CITY OF DALLAS | [9 empty] | 10443720004326401 | 5200 N JIM MILLER RD | DALLAS | 75227-1517
Andrea Sanders |  | CITY OF DALLAS | [9 empty] | 10443720006829185 | 3303 SHELDON AVE DEPT FIRE | DALLAS | 75211-3044
Andrea Sanders |  | CITY OF DALLAS | [9 empty] | 10443720002597561 | @LEVEE (CHARLIE STATION) | DALLAS | 75203-0000
Andrea Sanders |  | CITY OF DALLAS | [9 empty] | 10443720006018661 | 9241 FOREST LN | DALLAS | 75243-0000
Andrea Sanders |  | CITY OF DALLAS | [9 empty] | 10443720002168738 | 1103 CONVEYOR LN BLDG OLD | DALLAS | 75247-6816
Andrea Sanders |  | CITY OF DALLAS | [9 empty] | 10443720000675447 | 4262 N JIM MILLER RD DEPT FIRE | DALLAS | 75227-0000
Andrea Sanders |  | CITY OF DALLAS | [9 empty] | 10443720002042011 | 10801 AUDELIA RD DEPT FIRE | DALLAS | 75238-1007
Andrea Sanders |  | CITY OF DALLAS | [9 empty] | 10443720006057161 | 1501 EMPIRE CENTRAL | DALLAS | 75235-0000
Andrea Sanders |  | CITY OF DALLAS | [9 empty] | 10443720004367942 | 725 N JIM MILLER RD UNIT PAD | DALLAS | 75217-4876
Andrea Sanders |  | CITY OF DALLAS | [9 empty] | 10443720009748271 | 7007 AMERICAN WAY | DALLAS | 75237-0000
Andrea Sanders |  | CITY OF DALLAS | [9 empty] | 10443720002747292 | 1505 RECORD CROSSING RD DEPT FIRE | DALLAS | 75235-6007
Andrea Sanders |  | CITY OF DALLAS | [9 empty] | 10443720001762669 | 5800 BEXAR ST | DALLAS | 75215-0000
Andrea Sanders |  | CITY OF DALLAS | [9 empty] | 10443720004088663 | 12727 MONTFORT DR DEPT FIRE | DALLAS | 75230-1716
Andrea Sanders |  | CITY OF DALLAS | [9 empty] | 10443720001764466 | 2311 WELLS ST | DALLAS | 75215-2156
Andrea Sanders |  | CITY OF DALLAS | [9 empty] | 10443720001756936 | 2426 ELSIE FAYE HEGGINS ST MAIN FIRE STATION 24 | DALLAS | 75215-0000
Andrea Sanders |  | CITY OF DALLAS | [9 empty] | 10443720001495231 | 5200 S 2ND AVE | DALLAS | 75210-0000
Andrea Sanders |  | CITY OF DALLAS | [9 empty] | 10443720001271878 | 2025 LAGOW ST DEPT FIRE | DALLAS | 75210-2018
Andrea Sanders |  | CITY OF DALLAS | [9 empty] | 10443720001304676 | 1006 ALMA ST PUMP | DALLAS | 75215-2501
Andrea Sanders |  | CITY OF DALLAS | [9 empty] | 10443720004299181 | 6767 MOUNTAIN CREEK PKWY RD UNIT FIRE POLICE RADIO TOWER | DALLAS | 75249-0000
Andrea Sanders |  | CITY OF DALLAS | [9 empty] | 10443720003557354 | 7520 W WHEATLAND RD DEPT FIRE | DALLAS | 75249-1155
Andrea Sanders |  | CITY OF DALLAS | [9 empty] | 10443720006272518 | 3098 MUNICIPAL ST | DALLAS | 75215-0000
Andrea Sanders |  | CITY OF DALLAS | [9 empty] | 10443720001829816 | 4211 NORTHAVEN RD DEPT FIRE | DALLAS | 75229-4121
Armando Perez |  | CITY OF ELGIN | [9 empty] | 10443720008381879 | WATER WELL 14 | ELGIN | 78621-0000
Armando Perez |  | CITY OF ELGIN | [9 empty] | 10443720009161839 | 720 W CLEVELAND ST | ELGIN | 78621-3205
Armando Perez |  | CITY OF ELGIN | [9 empty] | 10443720004381608 | @URD STORAGE FACILITY | ELGIN | 78621-0000
Armando Perez |  | CITY OF ELGIN | [9 empty] | 10443720004361954 | 202 DEPOT ST DEPT POLIC | ELGIN | 78621-2615
Armando Perez |  | CITY OF GRANGER | [9 empty] | 10443720004449343 | 105 S GRANGER DEPT FIRE | GRANGER | 76530-0000
Armando Perez |  | CITY OF GRANGER | [9 empty] | 10443720004463541 | 1001 E LAMB | GRANGER | 76530-0000
Armando Perez |  | CITY OF GRANGER | [9 empty] | 10443720006108804 | @WATER TOWER/WATER WELL | GRANGER | 76530-0000
Armando Perez |  | CITY OF GRANGER | [9 empty] | 10443720004449374 | 203 E ELM ST DEPT POLIC | GRANGER | 76530-0000
Armando Perez |  | CITY OF HUTTO | [9 empty] | 10443720008690174 | 1105 CARL STERN BLVD | HUTTO | 78634-4503
Armando Perez |  | CITY OF HUTTO | [9 empty] | 10443720007046497 | 115 FM 3349 | HUTTO | 78634-0000
Armando Perez |  | CITY OF MANOR | [9 empty] | 10443720007622136 | 11957 JOHNSON ROAD TRL | MANOR | 78653-3590
Armando Perez |  | CITY OF PFLUGERVILLE | [9 empty] | 10443720009175789 | 1611 E PFENNIG LN DEPT POLIC | PFLUGERVILLE | 78660-2918
Armando Perez |  | CITY OF PFLUGERVILLE | [9 empty] | 10443720003640336 | 100 E MAIN ST DEPT POLIC | PFLUGERVILLE | 78660-2743
Armando Perez |  | CITY OF PFLUGERVILLE | [9 empty] | 10443720007344004 | 17601 WEISS LN | PFLUGERVILLE | 78660-8986
Armando Perez |  | CITY OF PFLUGERVILLE |  |  |  |  | brandonp@pflugervilletx.gov |  |  |  |  | 10443720009926893 | 806 E BLACK LOCUST DR | PFLUGERVILLE | 78660-0000
Armando Perez |  | CITY OF PFLUGERVILLE |  |  |  |  | brandonp@pflugervilletx.gov |  |  |  |  | 10443720007500523 | 17716 WEISS LN | PFLUGERVILLE | 78660-8906
Armando Perez |  | CITY OF PFLUGERVILLE | [9 empty] | 10443720007931361 | 2609 E PECAN ST | PFLUGERVILLE | 78660-0000
Armando Perez |  | CITY OF PFLUGERVILLE | [9 empty] | 10443720007343973 | 17601 WEISS LN BLDG | PFLUGERVILLE | 78660-8986
Armando Perez |  | CITY OF ROCKDALE | [9 empty] | 10443720004668141 | 614 TEXAS ST 1 | ROCKDALE | 76567-2359
Armando Perez |  | CITY OF ROCKDALE | [9 empty] | 10443720004732435 | 301 N WILCOX ST DEPT FIRE | ROCKDALE | 76567-2870
Armando Perez |  | CITY OF ROCKDALE | [9 empty] | 10443720008068722 | 290 BEVERLY DR | ROCKDALE | 76567-0000
Armando Perez |  | CITY OF ROCKDALE | [9 empty] | 10443720004764923 | 309 CHILDRESS DR DEPT FIRE | ROCKDALE | 76567-2729
Armando Perez |  | CITY OF ROUND ROCK | [9 empty] | 10443720003803272 | 1331 TREY ST | ROUND ROCK | 78664-0000
Armando Perez |  | CITY OF ROUND ROCK | [9 empty] | 10443720003410316 | 501 S MAYS ST | ROUND ROCK | 78664-5935
Armando Perez |  | CITY OF ROUND ROCK | [9 empty] | 10443720000770635 | 1301 DOUBLE CREEK DR DEPT FIRE | ROUND ROCK | 78664-4055
Armando Perez |  | CITY OF ROUND ROCK | [9 empty] | 10443720007199446 | 3300 GATTIS SCHOOL RD DEPT FIRE4 | ROUND ROCK | 78664-9717
Armando Perez |  | CITY OF ROUND ROCK | [9 empty] | 10443720006683859 | 5200 N INTERSTATE HIGHWAY 35 | ROUND ROCK | 78664-0000
Armando Perez |  | CITY OF ROUND ROCK | [9 empty] | 10443720008268982 | 200 W BAGDAD AVE DEPT FIRE2 | ROUND ROCK | 78664-5804
Armando Perez |  | CITY OF ROUND ROCK | [9 empty] | 10443720003999223 | 2008 ENTERPRISE DR UNIT | ROUND ROCK | 78664-2120
Armando Perez |  | CITY OF ROUND ROCK | [9 empty] | 10443720007776139 | 5200 N INTERSTATE 35 | ROUND ROCK | 78664-0000
Armando Perez |  | CITY OF ROUND ROCK | [9 empty] | 10443720003446369 | 1612 RED BUD LN A DEPT FIRE | ROUND ROCK | 78664-9787
Armando Perez |  | CITY OF ROUND ROCK | [9 empty] | 10443720003397544 | 2701 N MAYS ST DEPT POLIC | ROUND ROCK | 78665-2412
Armando Perez |  | CITY OF ROUND ROCK | [9 empty] | 10443720006441558 | 2721 SAM BASS RD DEPT FIRE | ROUND ROCK | 78681-1761
Armando Perez |  | CITY OF ROUND ROCK | [9 empty] | 10443720003999192 | 2008 ENTERPRISE DR DEPT FIRE | ROUND ROCK | 78664-2120
Armando Perez |  | CITY OF ROUND ROCK | [9 empty] | 10443720007557465 | 5494 N INTERSTATE 35 | ROUND ROCK | 78664-0000
Armando Perez |  | CITY OF ROUND ROCK | [9 empty] | 10443720003828506 | 2399 SYCAMORE TRL | ROUND ROCK | 78664-7767
Armando Perez |  | CITY OF ROUND ROCK | [9 empty] | 10443720006968253 | 2919 JOE DIMAGGIO BLVD DEPT FIRE6 | ROUND ROCK | 78665-3980
Armando Perez |  | CITY OF ROUND ROCK | [9 empty] | 10443720007580870 | 3939 E PALM VALLEY BLVD | ROUND ROCK | 78665-9443
Armando Perez |  | CITY OF ROUND ROCK | [9 empty] | 10443720008872361 | 350 DEEPWOOD DR DEPT FIRE5 | ROUND ROCK | 78681-4946
Armando Perez |  | CITY OF ROUND ROCK | [9 empty] | 10443720009148416 | 5494 N INTERSTATE HIGHWAY 35 | ROUND ROCK | 78664-0000
Armando Perez |  | CITY OF ROUND ROCK | [9 empty] | 10443720006300818 | 1991 RAWHIDE DR DEPT FIRE3 | ROUND ROCK | 78681-6920
Armando Perez |  | CITY OF ROUND ROCK | [9 empty] | 10443720007924231 | 203 COMMERCE BLVD UNIT A | ROUND ROCK | 78664-2115
Armando Perez |  | CITY OF ROUND ROCK | [9 empty] | 10443720003402845 | 5200 N INTERSTATE 35 | ROUND ROCK | 78664-0000
Armando Perez |  | CITY OF ROUND ROCK | [9 empty] | 10443720008589150 | 4025 N Mays St Dept Fire7 | ROUND ROCK | 78665-1004
Armando Perez |  | CITY OF TAYLOR | [9 empty] | 10443720007957959 | 200 WASHBURN ST DEPT FIRE | TAYLOR | 76574-3663
Armando Perez |  | CITY OF TAYLOR |  |  |  |  | brian.laborde@taylortx.gov |  |  |  |  | 10443720004228003 | @PUMP/OLD COUPLAND RD | TAYLOR | 76574-0000
Armando Perez |  | CITY OF TAYLOR | [9 empty] | 10443720009412009 | 304 E 3RD ST DEPT FIRE | TAYLOR | 76574-3601
Armando Perez |  | CITY OF TAYLOR |  |  |  |  | brian.laborde@taylortx.gov |  |  |  |  | 10443720008049169 | 210 CARLOS PARKER BLVD STE 4601 | TAYLOR | 76574-0000
Armando Perez |  | CITY OF TAYLOR |  |  |  |  | brian.laborde@taylortx.gov |  |  |  |  | 10443720007066337 | 3910 N MAIN ST | TAYLOR | 76574-4958
Armando Perez |  | CITY OF TAYLOR | [9 empty] | 10443720009679663 | 705 CARLOS G PARKER BLVD NW DEPT FIRE | TAYLOR | 76574-7002
Armando Perez |  | CITY OF TAYLOR | [9 empty] | 10443720004070027 | 702 MALLARD LN | TAYLOR | 76574-0000
Armando Perez |  | CITY OF TAYLOR |  |  |  |  | brian.laborde@taylortx.gov |  |  |  |  | 10443720004160547 | @WATER WKS PMP 2 | TAYLOR | 76574-0000
Armando Perez |  | CITY OF TAYLOR |  |  |  |  | brian.laborde@taylortx.gov |  |  |  |  | 10443720008101497 | 608 COUNTY ROAD 373 N | TAYLOR | 76574-0000
Armando Perez |  | CITY OF TAYLOR |  |  |  |  | brian.laborde@taylortx.gov |  |  |  |  | 10443720009463040 | 406 W 12TH ST | TAYLOR | 76574-0000
Armando Perez |  | CITY OF TAYLOR |  |  |  |  | brian.laborde@taylortx.gov |  |  |  |  | 10443720008643811 | 1602 WINDY RDG B | TAYLOR | 76574-0000
Armando Perez |  | CITY OF TAYLOR |  |  |  |  | brian.laborde@taylortx.gov |  |  |  |  | 10443720006221954 | @NEW DISPOSAL PLANT | TAYLOR | 76574-0000
Armando Perez |  | CITY OF TAYLOR | [9 empty] | 10443720008546334 | 500 S MAIN ST DEPT POLIC | TAYLOR | 76574-4330
Armando Perez |  | CITY OF TAYLOR |  |  |  |  | brian.laborde@taylortx.gov |  |  |  |  | 10443720007235969 | 107 AIRPORT | TAYLOR | 76574-0000
Armando Perez |  | CITY OF TAYLOR | [9 empty] | 10443720004110637 | 1201 N MAIN ST | TAYLOR | 76574-3047
Armando Perez |  | CITY OF THORNDALE | [9 empty] | 10443720004296854 | 114 N MAIN ST DEPT FIRE | THORNDALE | 76577-8731
Armando Perez |  | CITY OF THORNDALE | [9 empty] | 10443720004245115 | @NEW SEWER PLANT | THORNDALE | 76577-0000
Armando Perez |  | CITY OF THORNDALE | [9 empty] | 10443720004247440 | @FILTERING PLANT | THORNDALE | 76577-0000
Armando Perez |  | CITY OF THRALL | [9 empty] | 10443720006877418 | WATER PUMP HSE | THRALL | 76578-0000
Barry Young |  | CITY OF GARLAND |  |  |  |  | astuart@garlandtx.gov |  |  |  |  | 10443720001352539 | 750 DUCK CREEK WAY UNIT 2 | SUNNYVALE | 75182-9319
Barry Young |  | CITY OF MURPHY | [9 empty] | 10443720006923703 | 600 HAWTHORNE LN | MURPHY | 75094-0000
Barry Young |  | CITY OF MURPHY | [9 empty] | 10443720007004706 | 206 N MURPHY RD DEPT 911 | MURPHY | 75094-3512
Barry Young |  | CITY OF RICHARDSON | [9 empty] | 10443720004875124 | 1512 N PLANO RD BLDG FIRE4 | RICHARDSON | 75081-2429
Barry Young |  | CITY OF RICHARDSON | [9 empty] | 10443720005090450 | 1009 N WATERVIEW DR DEPT FIRE2 | RICHARDSON | 75080-4853
Barry Young |  | CITY OF RICHARDSON | [9 empty] | 10443720006991996 | 2602 SHILOH UNIT A | RICHARDSON | 75082-0000
Barry Young |  | CITY OF RICHARDSON | [9 empty] | 10443720009326606 | 1500 APOLLO RD DEPT FIRE4 | RICHARDSON | 75081-3852
Barry Young |  | CITY OF RICHARDSON | [9 empty] | 10443720004745885 | 1201 POINT NORTH PKWY | RICHARDSON | 75080-0000
Barry Young |  | CITY OF RICHARDSON | [9 empty] | 10443720004389168 | 2001 E RENNER RD DEPT FIRE | RICHARDSON | 75082-2207
Barry Young |  | CITY OF RICHARDSON | [9 empty] | 10443720006313716 | 3591 PARK VISTA RD DEPT FIRE | RICHARDSON | 75082-2855
Barry Young |  | CITY OF RICHARDSON | [9 empty] | 10443720005090419 | 1011 N WATERVIEW DR DEPT FIRE | RICHARDSON | 75080-4853
Barry Young |  | CITY OF RICHARDSON | [9 empty] | 10443720005216062 | 107 N COTTONWOOD DR | RICHARDSON | 75080-4702
Barry Young |  | CITY OF RICHARDSON | [9 empty] | 10443720004679421 | 2001 E LOOKOUT DR BLDG | RICHARDSON | 75082-3222
Barry Young |  | CITY OF RICHARDSON |  |  |  |  | alisha.gimbel@cor.gov |  |  |  |  | 10443720004440535 | 140 N GREENVILLE AVE DEPT POLIC | RICHARDSON | 75081-6006
Barry Young |  | CITY OF ROWLETT | [9 empty] | 10443720007635405 | 3900 MILLER RD DEPT FIRE | ROWLETT | 75088-5826
Barry Young |  | CITY OF ROWLETT | [9 empty] | 10443720003192073 | 7716 ROWLETT RD | ROWLETT | 75089-2713
Barry Young |  | CITY OF ROWLETT | [9 empty] | 10443720007299697 | 5701 LAKEVIEW PKWY | ROWLETT | 75088-4157
Barry Young |  | CITY OF ROWLETT | [9 empty] | 10443720007431478 | 10802 E YEAGER RD | ROWLETT | 75088-0000
Barry Young |  | CITY OF ROWLETT | [9 empty] | 10443720003226452 | 5100 DALROCK RD DEPT FIRE2 | ROWLETT | 75088-4878
Barry Young |  | CITY OF ROWLETT | [9 empty] | 10443720007702387 | 9606 MERRITT RD | ROWLETT | 75089-9061
Barry Young |  | CITY OF ROWLETT | [9 empty] | 10443720009727747 | 6800 ROWLETT RD DEPT FIRE4 | ROWLETT | 75089-2745
Barry Young |  | CITY OF ROWLETT | [9 empty] | 10443720008855184 | 8000 PRINCETON RD DEPT FIRE | ROWLETT | 75089-2318
Barry Young |  | CITY OF SACHSE | [9 empty] | 10443720008469460 | 3815 SACHSE RD STE D | SACHSE | 75048-3835
Barry Young |  | CITY OF SACHSE | [9 empty] | 10443720002886289 | 9201 MAXWELL CREEK RD | SACHSE | 75048-0000
Barry Young |  | CITY OF SACHSE | [9 empty] | 10443720002902285 | 6232 HIGHWAY 78 UNIT A | SACHSE | 75048-3136
Barry Young |  | CITY OF SACHSE | [9 empty] | 10443720009492209 | 3012 RANCH RD DEPT FIRE | SACHSE | 75048-0000
Barry Young |  | CITY OF SACHSE | [9 empty] | 10443720008683264 | 6440 SACHSE RD | SACHSE | 75048-3508
Barry Young |  | CITY OF WYLIE | [9 empty] | 10443720002991224 | 555 COUNTRY CLUB DR DEPT FIRE | WYLIE | 75098-0000
Barry Young |  | CITY OF WYLIE | [9 empty] | 10443720003168389 | 2000 N HIGHWAY 78 DEPT POLIC | WYLIE | 75098-6043
Barry Young |  | CITY OF WYLIE | [9 empty] | 10443720003001144 | 1400 S BALLARD AVE DEPT FIRE | WYLIE | 75098-4817
Barry Young |  | CITY OF WYLIE |  |  |  |  | kendall.edge@wylietexas.gov |  |  |  |  | 10443720008004550 | 1290 ANCHOR DR | WYLIE | 75098-7852
Barry Young |  | CITY OF WYLIE |  |  |  |  | kendall.edge@wylietexas.gov |  |  |  |  | 10443720002990325 | 109 TOWNGATE DR | WYLIE | 75098-5331
Brenda Walker |  | CITY OF BUFFALO | [9 empty] | 10443720002466832 | 144 AVANT ST DEPT POLIC | BUFFALO | 75831-7620
Brenda Walker |  | CITY OF BUFFALO | [9 empty] | 10443720002457532 | 223 MAIN DEPT FIRE | BUFFALO | 75831-0000
Brenda Walker |  | CITY OF BUFFALO | [9 empty] | 10443720002469250 | 613 JOHN H BULLOCK | BUFFALO | 75831-0000
Brenda Walker |  | CITY OF CENTERVILLE | [9 empty] | 10443720002490857 | 703 E ST MARYS | CENTERVILLE | 75833-0000
Brenda Walker |  | CITY OF CROCKETT | [9 empty] | 10443720006809560 | 200 N 5TH ST DEPT POLIC | CROCKETT | 75835-1502
Brenda Walker |  | CITY OF CROCKETT | [9 empty] | 10443720007164851 | 2400 N PLANT RD | CROCKETT | 75835-0000
Brenda Walker |  | CITY OF CROCKETT | [9 empty] | 10443720002665914 | 2601 E CADDO LN | CROCKETT | 75835-0000
Brenda Walker |  | CITY OF CROCKETT | [9 empty] | 10443720002622886 | 1001 N 4TH ST | CROCKETT | 75835-4007
Brenda Walker |  | CITY OF FAIRFIELD | [9 empty] | 10176990006026419 | 221 S KEECHI ST DEPT FIRE | FAIRFIELD | 75840-1521
Brenda Walker |  | CITY OF FAIRFIELD | [9 empty] | 10176990006315866 | 210 SPUR 113 | TEAGUE | 75860-5174
Brenda Walker |  | CITY OF FAIRFIELD | [9 empty] | 10176990007515411 | 222 S MOUNT ST | FAIRFIELD | 75840-1534
Brenda Walker |  | CITY OF GRAPELAND | [9 empty] | 10443720000181238 | 117 S OAK ST REAR | GRAPELAND | 75844-2312
Brenda Walker |  | CITY OF GRAPELAND |  |  |  |  | cityofgrapeland@yahoo.com |  |  |  |  | 10443720006335787 | 713 1/2 N MAIN ST | GRAPELAND | 75844-2510
Brenda Walker |  | CITY OF GRAPELAND | [9 empty] | 10443720008108212 | WASTE WATER TREATMENT | GRAPELAND | 75844-0000
Brenda Walker |  | CITY OF JEWETT | [9 empty] | 10443720002438560 | 915 SUGAR ST | JEWETT | 75846-0000
Brenda Walker |  | CITY OF JEWETT | [9 empty] | 10443720002431399 | 304 WALTMAN ST | JEWETT | 75846-0000
Brenda Walker |  | CITY OF JEWETT | [9 empty] | 10443720002430438 | 114 N BROADWAY ST DEPT FIRE | JEWETT | 75846-4151
Brenda Walker |  | CITY OF LOVELADY | [9 empty] | 10443720002579052 | 224 DILL ST DEPT FIRE | LOVELADY | 75851-0000
Brenda Walker |  | CITY OF MARQUEZ | [9 empty] | 10443720007900016 | 412 S SEALE RD | MARQUEZ | 77865-0000
Brenda Walker |  | CITY OF PALESTINE | [9 empty] | 10443720007585583 | WELLS CREEK PLANT PUMP | PALESTINE | 75801-0000
Brenda Walker |  | CITY OF PALESTINE | [9 empty] | 10443720002239168 | 518 BENBROOK DR DEPT FIRE | PALESTINE | 75801-6050
Brenda Walker |  | CITY OF PALESTINE | [9 empty] | 10443720002188762 | 504 N QUEEN ST DEPT POLIC | PALESTINE | 75801-2733
Brenda Walker |  | CITY OF PALESTINE | [9 empty] | 10443720002373832 | 107 7TH ST DEPT FIRE | PALESTINE | 75803-5709
Brenda Walker |  | CITY OF PALESTINE | [9 empty] | 10443720007330670 | 800 PR 6078 | PALESTINE | 75803-0000
Brenda Walker |  | CITY OF PALESTINE | [9 empty] | 10443720002278786 | 800 AN COUNTY ROAD 3722 | PALESTINE | 75801-3904
Brenda Walker |  | CITY OF PALESTINE | [9 empty] | 10443720002162071 | 2201 N SPRING ST DEPT FIRE | PALESTINE | 75801-0000
Brenda Walker |  | CITY OF PALESTINE | [9 empty] | 10443720000760814 | 599 AN COUNTY ROAD 3542 | PALESTINE | 75801-0000
Brenda Walker |  | CITY OF PALESTINE | [9 empty] | 10443720002300641 | 704 AVENUE A ST DEPT FIRE | PALESTINE | 75801-2910
Brenda Walker |  | CITY OF TEAGUE | [9 empty] | 10176990006287997 | @WEST SEWER PLANT | TEAGUE | 75860-0000
Brenda Walker |  | CITY OF TEAGUE | [9 empty] | 10176990007883009 | 400 CEDAR ST DEPT FIRE | TEAGUE | 75860-1614
Brenda Walker |  | CITY OF TEAGUE | [9 empty] | 10176990006287780 | 105 S 4TH AVE | TEAGUE | 75860-1638
Brenda Walker |  | CITY OF WORTHAM | [9 empty] | 10176990007698776 | 105 S 2ND ST DEPT FIRE | WORTHAM | 76693-0000
Buddy Bridges |  | CITY OF ALVARADO | [9 empty] | 10443720003204290 | 205 S FRIOU ST DEPT FIRE | ALVARADO | 76009-4336
Buddy Bridges |  | CITY OF ALVARADO | [9 empty] | 10443720006341769 | 120 S Friou St GAZ | Alvarado | 76009-4372
Buddy Bridges |  | CITY OF ALVARADO | [9 empty] | 10443720007892451 | 600 S PARKWAY DR DEPT POLIC | ALVARADO | 76009-5513
Buddy Bridges |  | CITY OF ALVARADO | [9 empty] | 10443720003224471 | 711 S RUSK AVE | ALVARADO | 76009-5592
Buddy Bridges |  | CITY OF CLEBURNE | [9 empty] | 10443720008613640 | 348 COUNTY ROAD 207 TWR | ALVARADO | 76009-0000
Buddy Bridges |  | CITY OF CLEBURNE |  |  |  |  | jeremy.hutt@cleburne.net |  |  |  |  | 10443720006214793 | @DISPOSAL PLT | CLEBURNE | 76031-0000
Buddy Bridges |  | CITY OF CLEBURNE |  |  |  |  | jeremy.hutt@cleburne.net |  |  |  |  | 10443720007188353 | 1801 PARK BLVD | CLEBURNE | 76033-0000
Buddy Bridges |  | CITY OF CLEBURNE |  |  |  |  | shane.wickson@cleburne.net |  |  |  |  | 10443720002937473 | 302 W HENDERSON ST DEPT POLIC | CLEBURNE | 76033-5448
Buddy Bridges |  | CITY OF CLEBURNE | [9 empty] | 10443720007367342 | 1801 PARK BLVD SEWR | CLEBURNE | 76033-0000
Buddy Bridges |  | CITY OF CLEBURNE | [9 empty] | 10443720002790471 | 114 W WARDVILLE ST DEPT FIRE | CLEBURNE | 76033-4918
Buddy Bridges |  | CITY OF CLEBURNE | [9 empty] | 10443720008213115 | 800 ROSE ST WLS | CLEBURNE | 76031-0000
Buddy Bridges |  | CITY OF CLEBURNE |  |  |  |  | jeremy.hutt@cleburne.net |  |  |  |  | 10443720009366971 | 102 E BARNETT DR UNIT C | CLEBURNE | 76033-8678
Buddy Bridges |  | CITY OF CLEBURNE | [9 empty] | 10443720002935055 | 10 N ROBINSON ST DEPT POLIC | CLEBURNE | 76031-5641
Buddy Bridges |  | CITY OF CLEBURNE |  |  |  |  | jeremy.hutt@cleburne.net |  |  |  |  | 10443720002946649 | 9 N ROBINSON ST | CLEBURNE | 76031-5640
Buddy Bridges |  | CITY OF CLEBURNE | [9 empty] | 10443720002799430 | 120 E INDUSTRIAL BLVD | CLEBURNE | 76031-1382
Buddy Bridges |  | CITY OF CLEBURNE | [9 empty] | 10443720006526906 | 606 S NOLAN RIVER RD DEPT FIRE | CLEBURNE | 76033-4529
Buddy Bridges |  | CITY OF CLEBURNE | [9 empty] | 10443720003005022 | 600 E 2ND ST | CLEBURNE | 76031-6402
Buddy Bridges |  | CITY OF CLEBURNE | [9 empty] | 10443720006623037 | 801 E HENDERSON ST DEPT FIRE | CLEBURNE | 76031-5001
Buddy Bridges |  | CITY OF CLEBURNE | [9 empty] | 10443720008231684 | 2910 S NOLAN RIVER RD BLDG PLANT | CLEBURNE | 76033-8632
Buddy Bridges |  | CITY OF CLEBURNE | [9 empty] | 10443720003045880 | 2910 NOLAN RIVER PLANT | CLEBURNE | 76031-0000
Buddy Bridges |  | CITY OF CLEBURNE |  |  |  |  | jeremy.hutt@cleburne.net |  |  |  |  | 10443720002870296 | @HWY 67 LIFT STATION | CLEBURNE | 76031-0000
Buddy Bridges |  | CITY OF CLEBURNE | [9 empty] | 10443720009089082 | 2910 S NOLAN RIVER RD | CLEBURNE | 76033-8632
Buddy Bridges |  | CITY OF CLEBURNE | [9 empty] | 10443720006971880 | 924 OLD FOAMY RD | CLEBURNE | 76033-0000
Buddy Bridges |  | CITY OF CLEBURNE |  |  |  |  | jeremy.hutt@cleburne.net |  |  |  |  | 10443720007251717 | 100 MEADOW VIEW DR | CLEBURNE | 76033-4512
Buddy Bridges |  | CITY OF CLEBURNE | [9 empty] | 10443720008613609 | 1700 ISLAND GROVE RD UNIT TOWER | CLEBURNE | 76033-0000
Buddy Bridges |  | CITY OF CLEBURNE | [9 empty] | 10443720006352004 | 901 W KILPATRICK ST DEPT FIRE | CLEBURNE | 76033-7474
Buddy Bridges |  | CITY OF CLEBURNE | [9 empty] | 10443720009021347 | 2016 WOODARD AVE PUMP | CLEBURNE | 76031-0000
Buddy Bridges |  | CITY OF CLEBURNE |  |  |  |  | jeremy.hutt@cleburne.net |  |  |  |  | 10443720007025691 | 1801 PARK BLVD | CLEBURNE | 76033-0000
Buddy Bridges |  | CITY OF CRESSON | [9 empty] | 10443720008645632 | 14200 N HIGHWAY 171 | CRESSON | 76035-4812
Buddy Bridges |  | CITY OF CRESSON | [9 empty] | 10443720007632304 | 215 PERFORMANCE LN STE A | CRESSON | 76035-4365
Buddy Bridges |  | CITY OF CROWLEY | [9 empty] | 10443720009303892 | 1859 LONGHORN TRL | CROWLEY | 76036-0000
Buddy Bridges |  | CITY OF CROWLEY | [9 empty] | 10443720006863666 | 120 N HAMPTON RD UNIT B | CROWLEY | 76036-2625
Buddy Bridges |  | CITY OF CROWLEY | [9 empty] | 10443720005412646 | 403 S CROWLEY RD DEPT FIRE | CROWLEY | 76036-3269
Buddy Bridges |  | CITY OF CROWLEY | [9 empty] | 10443720005412522 | 201 E MAIN ST DEPT FIRE | CROWLEY | 76036-2649
Buddy Bridges |  | CITY OF CROWLEY | [9 empty] | 10443720009972314 | 617 FM 1187 W DEPT POLIC | CROWLEY | 76036-3401
Buddy Bridges |  | CITY OF CROWLEY | [9 empty] | 10443720005412584 | 101 N HEIGHTS DR DEPT FIRE | CROWLEY | 76036-2224
Buddy Bridges |  | CITY OF CROWLEY | [9 empty] | 10443720005413111 | 2000 E MAIN ST | CROWLEY | 76036-4110
Buddy Bridges |  | CITY OF CROWLEY | [9 empty] | 10443720009873578 | 400 S OAK ST DEPT FIRE | CROWLEY | 76036-3428
Buddy Bridges |  | CITY OF DALWORTHINGTON GARDENS |  |  |  |  | lhazel@cityofdwg.net |  |  |  |  | 10443720001986993 | 2600 ROOSEVELT DR | DALWORTHINGTON GARDN | 76016-5809
Buddy Bridges |  | CITY OF GODLEY | [9 empty] | 10443720003192386 | 200 S MAIN ST DEPT FIRE | GODLEY | 76044-3844
Buddy Bridges |  | CITY OF GODLEY | [9 empty] | 10443720008232069 | 200 W RAILROAD DEPT POLIC | GODLEY | 76044-0000
Buddy Bridges |  | CITY OF GRAND PRAIRIE | [9 empty] | 10443720002118930 | 3102 BOWLES ST DEPT FIRE | GRAND PRAIRIE | 75050-4454
Buddy Bridges |  | CITY OF GRAND PRAIRIE |  |  |  |  | waterdispatch@gptx.org |  |  |  |  | 10443720006453008 | 7201 LAKE RIDGE PKWY | GRAND PRAIRIE | 75052-0000
Buddy Bridges |  | CITY OF GRAND PRAIRIE | [9 empty] | 10443720002119612 | 319 N BELT LINE RD | GRAND PRAIRIE | 75050-5802
Buddy Bridges |  | CITY OF GRAND PRAIRIE | [9 empty] | 10443720002118899 | 1702 ROBINSON RD DEPT FIRE | GRAND PRAIRIE | 75051-2848
Buddy Bridges |  | CITY OF GRAND PRAIRIE | [9 empty] | 10443720008235410 | 1525 ARKANSAS LN DEPT POLIC | GRAND PRAIRIE | 75052-7401
Buddy Bridges |  | CITY OF GRAND PRAIRIE | [9 empty] | 10443720006339703 | 315 W POLO RD DEPT FIRE | GRAND PRAIRIE | 75052-3594
Buddy Bridges |  | CITY OF GRAND PRAIRIE | [9 empty] | 10443720000231710 | 2645 S GRAND PENINSULA DR DEPT FIRE | GRAND PRAIRIE | 75054-7227
Buddy Bridges |  | CITY OF GRAND PRAIRIE | [9 empty] | 10443720008495159 | 5610 LAKE RIDGE PKWY DEPT FIRE | GRAND PRAIRIE | 75052-3002
Buddy Bridges |  | CITY OF GRAND PRAIRIE | [9 empty] | 10443720002118961 | 5206 MATTHEW RD DEPT FIRE | GRAND PRAIRIE | 75052-2217
Buddy Bridges |  | CITY OF GRAND PRAIRIE | [9 empty] | 10443720002118806 | 3120 S GREAT SOUTHWEST PKWY DEPT FIRE | GRAND PRAIRIE | 75052-7238
Buddy Bridges |  | CITY OF GRAND PRAIRIE | [9 empty] | 10443720002118837 | 602 STONEWALL DR DEPT FIRE | GRAND PRAIRIE | 75052-5646
Buddy Bridges |  | CITY OF GRAND PRAIRIE | [9 empty] | 10443720002119953 | 5210 MATTHEW RD | GRAND PRAIRIE | 75052-2217
Buddy Bridges |  | CITY OF GRAND PRAIRIE | [9 empty] | 10443720002118744 | 3017 ROY ORR BLVD DEPT FIRE | GRAND PRAIRIE | 75050-7108
Buddy Bridges |  | CITY OF GRAND PRAIRIE | [9 empty] | 10443720002118775 | 1502 DUNCAN PERRY RD DEPT FIRE | GRAND PRAIRIE | 75050-2723
Buddy Bridges |  | CITY OF GRANDVIEW | [9 empty] | 10443720009534428 | 700 GILLUM | GRANDVIEW | 76050-0000
Buddy Bridges |  | CITY OF GRANDVIEW | [9 empty] | 10443720006892365 | 10301 COUNTY ROAD 102 STE A | GRANDVIEW | 76050-0000
Buddy Bridges |  | CITY OF GRANDVIEW | [9 empty] | 10443720003077376 | 100 E MCFARLAND ST DEPT FIRE | GRANDVIEW | 76050-2134
Buddy Bridges |  | CITY OF JOSHUA | [9 empty] | 10443720008274712 | 200 SANTA FE ST DEPT FIRE | JOSHUA | 76058-3262
Buddy Bridges |  | CITY OF KEENE | [9 empty] | 10443720003253022 | 3601 E HIGHWAY 67 | KEENE | 76059-0000
Buddy Bridges |  | CITY OF KEENE | [9 empty] | 10443720006294525 | 201 W HILLCREST ST DEPT FIRE | KEENE | 76059-1923
Buddy Bridges |  | CITY OF KENNEDALE | [9 empty] | 10443720006795927 | 1121 BORDER LN | KENNEDALE | 76060-5834
Buddy Bridges |  | CITY OF KENNEDALE | [9 empty] | 10443720006023969 | 500 GAIL DR | KENNEDALE | 76060-3614
Buddy Bridges |  | CITY OF KENNEDALE | [9 empty] | 10443720001987551 | 518 CRESTVIEW DR | KENNEDALE | 76060-2408
Buddy Bridges |  | CITY OF KENNEDALE | [9 empty] | 10443720001987427 | 401 MUNICIPAL DR DEPT POLIC | KENNEDALE | 76060-2249
Buddy Bridges |  | CITY OF KENNEDALE | [9 empty] | 10443720007214121 | 150 LITTLE SCHOOL RD | KENNEDALE | 76060-2836
Buddy Bridges |  | CITY OF MANSFIELD | [9 empty] | 10443720001988543 | 210 SMITH ST DEPT FIRE | MANSFIELD | 76063-1732
Buddy Bridges |  | CITY OF MANSFIELD | [9 empty] | 10443720001988760 | 707 PLEASANT RIDGE CT | MANSFIELD | 76063-0000
Buddy Bridges |  | CITY OF MANSFIELD | [9 empty] | 10443720006338150 | 202 S MAIN ST DEPT FIRE | MANSFIELD | 76063-3103
Buddy Bridges |  | CITY OF MANSFIELD | [9 empty] | 10443720001988078 | 900 S WISTERIA ST | MANSFIELD | 76063-0000
Buddy Bridges |  | CITY OF MANSFIELD | [9 empty] | 10443720001740575 | 1601 HERITAGE PKWY DEPT POLIC | MANSFIELD | 76063-8308
Buddy Bridges |  | CITY OF MANSFIELD | [9 empty] | 10443720007877393 | 1305 E BROAD ST UNIT 2 | MANSFIELD | 76063-1804
Buddy Bridges |  | CITY OF MANSFIELD | [9 empty] | 10443720001988574 | 1711 COUNTRY CLUB DR DEPT FIRE | MANSFIELD | 76063-2620
Buddy Bridges |  | CITY OF VENUS | [9 empty] | 10443720004212776 | 103 W 3RD DEPT POLIC | VENUS | 76084-0000
Buddy Bridges |  | CITY OF VENUS | [9 empty] | 10443720004212962 | 103 W 3RD ST UNIT VLFD | VENUS | 76084-0000
Buddy Bridges |  | CITY OF VENUS | [9 empty] | 10443720007812108 | 116 N HIGHWAY 157 | VENUS | 76084-0000
Buddy Bridges |  | TOWN OF PANTEGO | [9 empty] | 10443720007551680 | 2600 MILLER LN DEPT POLIC | PANTEGO | 76013-3258
Buddy Bridges |  | TOWN OF PANTEGO | [9 empty] | 10443720001989380 | 3430 W PIONEER PKWY | PANTEGO | 76013-4604
Buddy Bridges |  | TOWN OF PANTEGO | [9 empty] | 10443720001989473 | 1614 S BOWEN RD DEPT FIRE | PANTEGO | 76013-3336
Casey Simpson |  | CITY OF BELTON |  |  |  |  | lzehr@beltontexas.gov |  |  |  |  | 10443720008963712 | 515 E LOOP 121 | BELTON | 76513-4571
Casey Simpson |  | CITY OF BELTON | [9 empty] | 10443720007307707 | 420 SPARTA RD DEPT FIRE | BELTON | 76513-1422
Casey Simpson |  | CITY OF BELTON | [9 empty] | 10443720003866754 | 203 S PENELOPE ST DEPT FIRE | BELTON | 76513-3249
Casey Simpson |  | CITY OF BELTON |  |  |  |  | jkillion@beltontexas.gov |  |  |  |  | 10443720006237494 | 2492 SPARTA LOOP | BELTON | 76513-4743
Casey Simpson |  | CITY OF BELTON |  |  |  |  | jkillion@beltontexas.gov |  |  |  |  | 10443720000069504 | 5585 HAMLET DR | BELTON | 76513-0000
Casey Simpson |  | CITY OF BELTON | [9 empty] | 10443720003969271 | 1501 E CENTRAL AVE | BELTON | 76513-0000
Casey Simpson |  | CITY OF BELTON | [9 empty] | 10443720008496091 | 1410 PECAN DR | BELTON | 76513-2872
Casey Simpson |  | CITY OF BELTON | [9 empty] | 10443720006291109 | 711 E 2ND AVE BLDG POLIC | BELTON | 76513-3147
Casey Simpson |  | CITY OF BRUCEVILLE EDDY | [9 empty] | 10443720003059173 | 410 HUDSON LN UNIT WATER | BRUCEVILLE-EDDY | 76524-2631
Casey Simpson |  | CITY OF BUCKHOLTS | [9 empty] | 10443720004631003 | 114 W MAIN | BUCKHOLTS | 76518-0000
Casey Simpson |  | CITY OF BUCKHOLTS | [9 empty] | 10443720004630290 | 800 N 8TH ST | BUCKHOLTS | 76518-0000
Casey Simpson |  | CITY OF CAMERON | [9 empty] | 10443720004622106 | 201 N MILAM AVE | CAMERON | 76520-3356
Casey Simpson |  | CITY OF CAMERON | [9 empty] | 10443720004611876 | 1000 E GILLIS | CAMERON | 76520-0000
Casey Simpson |  | CITY OF CAMERON | [9 empty] | 10443720004611969 | 46119 GILLIS | CAMERON | 76520-0000
Casey Simpson |  | CITY OF CAMERON | [9 empty] | 10443720004611938 | 2000 E GILLIS | CAMERON | 76520-0000
Casey Simpson |  | CITY OF CAMERON | [9 empty] | 10443720004572723 | 1505 N TRAVIS AVE DEPT FIRE | CAMERON | 76520-1647
Casey Simpson |  | CITY OF CAMERON | [9 empty] | 10443720006415828 | 605 W 4TH ST DEPT POLICE | CAMERON | 76520-2406
Casey Simpson |  | CITY OF HOLLAND | [9 empty] | 10443720006478231 | 248 OLD VILAS RD | HOLLAND | 76534-3029
Casey Simpson |  | CITY OF HOLLAND | [9 empty] | 10443720004509669 | 109 W TRAVIS ST DEPT FIRE | HOLLAND | 76534-0000
Casey Simpson |  | CITY OF LITTLE RIVER-ACADEMY | [9 empty] | 10443720003489856 | 509 E MAIN ST STE A | LITTLE RIVER-ACADEMY | 76554-2601
Casey Simpson |  | CITY OF LOTT | [9 empty] | 10176990006463860 | 313 E GASSAWAY DEPT FIRE | LOTT | 76656-0000
Casey Simpson |  | CITY OF MARLIN | [9 empty] | 10176990006404278 | 433 FM 147 | MARLIN | 76661-0000
Casey Simpson |  | CITY OF MARLIN | [9 empty] | 10176990006403100 | 301 WINTER ST DEPT POLIC | MARLIN | 76661-2865
Casey Simpson |  | CITY OF MARLIN | [9 empty] | 10176990006403193 | 100 FORTUNE ST DEPT POLIC | MARLIN | 76661-2832
Casey Simpson |  | CITY OF MARLIN | [9 empty] | 10176990006403224 | 100 FORTUNE ST BLDG 1 | MARLIN | 76661-2832
Casey Simpson |  | CITY OF MILANO VOLUNTEER FIRE DEPT | [9 empty] | 10443720009341900 | 305 E AVENUE C DEPT FIRE | MILANO | 76556-0000
Casey Simpson |  | CITY OF ROGERS | [9 empty] | 10443720007162277 | 800 ALVIN AILEY | ROGERS | 76569-0000
Casey Simpson |  | CITY OF ROGERS | [9 empty] | 10443720003434676 | 8428 FM 2184 BLDG GOVM | ROGERS | 76569-0000
Casey Simpson |  | CITY OF ROSEBUD | [9 empty] | 10176990007173884 | 217 W AVENUE D DEPT FIRE | ROSEBUD | 76570-0000
Casey Simpson |  | CITY OF ROSEBUD | [9 empty] | 10176990007378949 | 201 N 6TH ST | ROSEBUD | 76570-0000
Casey Simpson |  | CITY OF TEMPLE | [9 empty] | 10443720003717334 | 620 S FRYERS CREEK CIR | TEMPLE | 76504-7563
Casey Simpson |  | CITY OF TEMPLE | [9 empty] | 10443720003595752 | 2405 E 6TH AVE | TEMPLE | 76513-2859
Casey Simpson |  | CITY OF TEMPLE | [9 empty] | 10443720009041660 | 7268 AIRPORT RD DEPT FIRE8 | TEMPLE | 76502-7147
Casey Simpson |  | CITY OF TEMPLE | [9 empty] | 10443720007511486 | 411 WATERS DAIRY RD DEPT FIRE4 | TEMPLE | 76502-3704
Casey Simpson |  | CITY OF TEMPLE | [9 empty] | 10443720007249055 | 4820 PARKSIDE DR 3 | TEMPLE | 76502-5704
Casey Simpson |  | CITY OF TEMPLE | [9 empty] | 10443720008935981 | 210 N 3RD ST DEPT FIRE1 | TEMPLE | 76501-3102
Casey Simpson |  | CITY OF TEMPLE | [9 empty] | 10443720000204087 | 2625 E AVENUE H | TEMPLE | 76501-0000
Casey Simpson |  | CITY OF TEMPLE | [9 empty] | 10443720003191853 | 604 JACK BASKIN DR | TEMPLE | 76501-0000
Casey Simpson |  | CITY OF TEMPLE | [9 empty] | 10443720008517033 | 1710 E AVENUE H DEPT FIRE2 | TEMPLE | 76501-6247
Casey Simpson |  | CITY OF TEMPLE | [9 empty] | 10443720002999002 | 4820 PARKSIDE DR | TEMPLE | 76502-5704
Casey Simpson |  | CITY OF TEMPLE | [9 empty] | 10443720003174927 | 8805 W ADAMS LN | TEMPLE | 76502-0000
Casey Simpson |  | CITY OF TEMPLE | [9 empty] | 10443720007806838 | 209 E AVENUE A DEPT POLIC | TEMPLE | 76501-4309
Casey Simpson |  | CITY OF TEMPLE | [9 empty] | 10443720008516210 | 7720 AIRPORT RD BLDG RUNWY | TEMPLE | 76502-6980
Casey Simpson |  | CITY OF TEMPLE | [9 empty] | 10443720007110067 | 2515 E AVENUE H | TEMPLE | 76501-8424
Casey Simpson |  | CITY OF TEMPLE | [9 empty] | 10443720003318457 | 3620 RANGE RD DEPT FIRE6 | TEMPLE | 76504-1242
Casey Simpson |  | CITY OF TEMPLE | [9 empty] | 10443720003128365 | 4301 SW H K DODGEN LOOP | TEMPLE | 76501-0000
Casey Simpson |  | CITY OF TEMPLE | [9 empty] | 10443720002999281 | 4820 PARKSIDE DR | TEMPLE | 76502-5704
Casey Simpson |  | CITY OF TEMPLE | [9 empty] | 10443720008444090 | 8420 W ADAMS AVE DEPT FIRE7 | TEMPLE | 76502-5345
Casey Simpson |  | CITY OF TEMPLE | [9 empty] | 10443720007508463 | 3606 MIDWAY DR DEPT FIRE3 | TEMPLE | 76502-1652
Casey Simpson |  | CITY OF TEMPLE | [9 empty] | 10443720003377326 | 2781 OLD HOWARD RD | TEMPLE | 76501-0000
Casey Simpson |  | CITY OF TEMPLE | [9 empty] | 10443720007564883 | 510 N APACHE DR DEPT FIRE5 | TEMPLE | 76504-2871
Casey Simpson |  | CITY OF TEMPLE |  |  |  |  | dholmes@templetx.gov |  |  |  |  | 10443720003373513 | @AIRPORT RUNWAY LIGHTS | TEMPLE | 76504-0000
Casey Simpson |  | CITY OF TEMPLE | [9 empty] | 10443720007197719 | 7296 CHARTER OAK LOOP | TEMPLE | 76502-5719
Casey Simpson |  | CITY OF TROY | [9 empty] | 10443720002916139 | 1111 N CENTRAL | TROY | 76579-0000
Casey Simpson |  | CITY OF TROY | [9 empty] | 10443720002916914 | MAINTAINACE BLDG DEPT POLIC | TROY | 76579-0000
Casey Simpson |  | CITY OF TROY | [9 empty] | 10443720002971753 | @WATER WELL | TROY | 76579-0000
Casey Simpson |  | CITY OF TROY | [9 empty] | 10443720006059911 | @OLD HWY 81 & PLEASANT VIEW | TROY | 76579-0000
Casey Simpson |  | CITY OF TROY | [9 empty] | 10443720002973210 | 201 E MAIN ST DEPT FIRE | TROY | 76579-2589
Charles G Hill |  | CITY OF BULLARD | [9 empty] | 10176990007616905 | 1426 S HOUSTON ST | BULLARD | 75757-5555
Charles G Hill |  | CITY OF BULLARD | [9 empty] | 10176990007462556 | LIFT STA | BULLARD | 75757-0000
Charles G Hill |  | CITY OF BULLARD | [9 empty] | 10176990007879320 | 528 E MAIN ST | BULLARD | 75757-5348
Charles G Hill |  | CITY OF BULLARD | [9 empty] | 10176990007392496 | 305 N RATHER ST | BULLARD | 75757-0000
Charles G Hill |  | CITY OF BULLARD | [9 empty] | 10176990007519472 | 114 S PHILLIPS ST DEPT POLIC | BULLARD | 75757-5264
Charles G Hill |  | CITY OF CANTON | [9 empty] | 10443720005384301 | 17302 FM 17 UNIT 1 | CANTON | 75103-5904
Charles G Hill |  | CITY OF CANTON | [9 empty] | 10443720005388486 | 1390 S TRADE DAYS BLVD DEPT FIRE | CANTON | 75103-2812
Charles G Hill |  | CITY OF CANTON | [9 empty] | 10443720005387091 | WATER PUMP | CANTON | 75103-0000
Charles G Hill |  | CITY OF CHANDLER | [9 empty] | 10443720002792425 | 811 HIGHWAY 31 E DEPT POLIC | CHANDLER | 75758-0000
Charles G Hill |  | CITY OF CHANDLER | [9 empty] | 10443720002803306 | 625 3RD ST | CHANDLER | 75758-2232
Charles G Hill |  | CITY OF CHANDLER | [9 empty] | 10443720007947849 | 1200 E HIGHWAY 31 | CHANDLER | 75758-0000
Charles G Hill |  | CITY OF CHANDLER |  |  |  |  | jhall@chandlertx.com |  |  |  |  | 10443720002781916 | OLD NOONDAY RD | CHANDLER | 75758-0000
Charles G Hill |  | CITY OF TYLER | [9 empty] | 10443720003607446 | 150 AIRPORT DR UNIT VAULT | TYLER | 75704-6600
Charles G Hill |  | CITY OF TYLER | [9 empty] | 10443720007968805 | 9111 PALUXY DR DEPT FIRE | TYLER | 75703-7698
Charles G Hill |  | CITY OF TYLER | [9 empty] | 10443720009466973 | 344 TROUP HWY DEPT FIRE | TYLER | 75701-4219
Charles G Hill |  | CITY OF TYLER | [9 empty] | 10443720006547424 | SOUTHSIDE WASTE | TYLER | 75703-0000
Charles G Hill |  | CITY OF TYLER | [9 empty] | 10443720003428576 | 2804 VAN HWY DEPT FIRE | TYLER | 75702-2745
Charles G Hill |  | CITY OF TYLER | [9 empty] | 10443720004676419 | 5505 OLD BULLARD RD DEPT FIRE | TYLER | 75703-4304
Charles G Hill |  | CITY OF TYLER | [9 empty] | 10443720002836693 | 711 W FERGUSON ST DEPT POLIC | TYLER | 75702-5612
Charles G Hill |  | CITY OF TYLER | [9 empty] | 10443720008409532 | 19310 FM 2661 PUMP | TYLER | 75762-3101
Charles G Hill |  | CITY OF TYLER | [9 empty] | 10443720009261660 | 2502 OLD OMEN RD DEPT FIRE | TYLER | 75701-6721
Charles G Hill |  | CITY OF TYLER | [9 empty] | 10443720004147807 | 2228 GOLDEN RD SEWR PLANT | TYLER | 75701-0000
Charles G Hill |  | CITY OF TYLER | [9 empty] | 10443720008387739 | 14792 COUNTY ROAD 192 B | TYLER | 75703-6722
Charles G Hill |  | CITY OF TYLER | [9 empty] | 10443720006127219 | 3131 SHILOH RD DEPT FIRE | TYLER | 75707-1901
Charles G Hill |  | CITY OF TYLER | [9 empty] | 10443720009893936 | 1532 S BENNETT AVE DEPT FIRE | TYLER | 75701-2515
Charles G Hill |  | CITY OF VAN | [9 empty] | 10443720002739973 | 902 PARK ROW | VAN | 75790-3846
Charles G Hill |  | CITY OF VAN | [9 empty] | 10443720004573778 | 107 S MAPLE AVE DEPT FIRE | VAN | 75790-3904
Cindy Tayem |  | CITY OF CADDO MILLS | [9 empty] | 10443720004713151 | 2309 MAIN ST DEPT POLIC | CADDO MILLS | 75135-6485
Cindy Tayem |  | CITY OF CADDO MILLS | [9 empty] | 10443720004726388 | @CHLORINATING PLANT | CADDO MILLS | 75135-0000
Cindy Tayem |  | CITY OF CADDO MILLS | [9 empty] | 10443720009712902 | 3636 FM 36 S | CADDO MILLS | 75135-6854
Cindy Tayem |  | CITY OF CADDO MILLS | [9 empty] | 10443720006809681 | 2206 MAIN ST DEPT FIRE | CADDO MILLS | 75135-6430
Cindy Tayem |  | CITY OF DALLAS | [9 empty] | 10443720005103720 | IRON BRIDGE PUMP STA | WILLS POINT | 75169-0000
Cindy Tayem |  | CITY OF EDGEWOOD | [9 empty] | 10443720005082144 | @CO RD 3504/WATER TOWER | EDGEWOOD | 75117-0000
Cindy Tayem |  | CITY OF EDGEWOOD | [9 empty] | 10443720005081989 | 339 VZ COUNTY ROAD 3507 | EDGEWOOD | 75117-3422
Cindy Tayem |  | CITY OF EDGEWOOD | [9 empty] | 10443720005074797 | 615 SHADY LN DEPT FIRE | EDGEWOOD | 75117-3351
Cindy Tayem |  | CITY OF EDGEWOOD | [9 empty] | 10443720005092746 | 105 NE FRONT ST DEPT POLIC | EDGEWOOD | 75117-2718
Cindy Tayem |  | CITY OF EDGEWOOD | [9 empty] | 10443720007848469 | 99 BRANDON | EDGEWOOD | 75117-0000
Cindy Tayem |  | CITY OF EDGEWOOD | [9 empty] | 10443720005098543 | @SEWER PLANT | EDGEWOOD | 75117-0000
Cindy Tayem |  | CITY OF FATE | [9 empty] | 10443720009539980 | 405 E FATE MAIN PL | FATE | 75087-6924
Cindy Tayem |  | CITY OF FATE | [9 empty] | 10443720005527737 | 128 E FATE MAIN PL DEPT FIRE | FATE | 75087-6953
Cindy Tayem |  | CITY OF FATE | [9 empty] | 10443720005526435 | 105 E FATE MAIN PL DEPT POLIC | FATE | 75087-0000
Cindy Tayem |  | CITY OF FATE | [9 empty] | 10443720009054523 | 101 PRINCE LN | FATE | 75087-0000
Cindy Tayem |  | CITY OF HEATH | [9 empty] | 10443720005491064 | 140 SHEPHERDS GLEN RD | HEATH | 75032-7631
Cindy Tayem |  | CITY OF HEATH | [9 empty] | 10443720006373014 | 200 LAURENCE DR DEPT POLIC | HEATH | 75032-2068
Cindy Tayem |  | CITY OF HEATH | [9 empty] | 10443720000250512 | 811 HUBBARD DR | HEATH | 75032-8691
Cindy Tayem |  | CITY OF HEATH | [9 empty] | 10443720009529130 | 1480 T L TOWNSEND DR | ROCKWALL | 75087-4923
Cindy Tayem |  | CITY OF HEATH | [9 empty] | 10443720009899828 | 2430 N FM 740 | HEATH | 75032-8687
Cindy Tayem |  | CITY OF HEATH | [9 empty] | 10443720009884173 | 1624 SMIRL DR WATER TOWER | HEATH | 75032-7633
Cindy Tayem |  | CITY OF JOSEPHINE | [9 empty] | 10443720004818272 | 601 CADDO ST | JOSEPHINE | 75164-0000
Cindy Tayem |  | CITY OF JOSEPHINE | [9 empty] | 10443720009815875 | 120 SEBASTIAN LN | JOSEPHINE | 75173-8428
Cindy Tayem |  | CITY OF JOSEPHINE | [9 empty] | 10443720008369197 | 17217 COUNTY ROAD 543 | NEVADA | 75173-8373
Cindy Tayem |  | CITY OF QUINLAN | [9 empty] | 10443720006516545 | 104 E MAIN ST DEPT POLIC | QUINLAN | 75474-9700
Cindy Tayem |  | CITY OF QUINLAN | [9 empty] | 10443720004869670 | 412 E MAIN ST BLDG WATER | QUINLAN | 75474-0000
Cindy Tayem |  | CITY OF QUINLAN |  |  |  |  | bclay@cityofquinlan.net |  |  |  |  | 10443720004871995 | 104 S CHURCH | QUINLAN | 75474-8736
Cindy Tayem |  | CITY OF QUINLAN | [9 empty] | 10443720006130781 | 409 CLARDY DR UNIT A-TWR | QUINLAN | 75474-0000
Cindy Tayem |  | CITY OF QUINLAN | [9 empty] | 10443720004911241 | 200 MEYERS | QUINLAN | 75474-0000
Cindy Tayem |  | CITY OF ROCKWALL | [9 empty] | 10443720008475533 | 920 ROCKWALL PKWY DEPT FIRE | ROCKWALL | 75032-0000
Cindy Tayem |  | CITY OF ROCKWALL | [9 empty] | 10443720009150961 | 3475 SPRINGER LN UNIT W TWR | ROCKWALL | 75087-0000
Cindy Tayem |  | CITY OF ROCKWALL | [9 empty] | 10443720006735931 | 1310 E INTERSTATE 30 | ROCKWALL | 75087-6219
Cindy Tayem |  | CITY OF ROCKWALL | [9 empty] | 10443720005313744 | 305 E BOYDSTUN AVE DEPT FIRE | ROCKWALL | 75087-3951
Cindy Tayem |  | CITY OF ROCKWALL | [9 empty] | 10443720005364057 | 205 W RUSK ST DEPT POLIC | ROCKWALL | 75087-3633
Cindy Tayem |  | CITY OF ROCKWALL | [9 empty] | 10443720008303198 | 1375 CHAMPIONS DR | ROCKWALL | 75087-2302
Cindy Tayem |  | CITY OF ROCKWALL | [9 empty] | 10443720005310675 | 1113 RIDGE RD DEPT POLIC | ROCKWALL | 75087-4217
Cindy Tayem |  | CITY OF ROCKWALL | [9 empty] | 10443720007675634 | 726 E INTERSTATE 30 UNIT WATR | ROCKWALL | 75087-5503
Cindy Tayem |  | CITY OF ROCKWALL | [9 empty] | 10443720008330642 | 191 E QUAIL RUN RD DEPT FIRE | ROCKWALL | 75087-0000
Cindy Tayem |  | CITY OF ROCKWALL | [9 empty] | 10443720009566355 | 1308 E INTERSTATE 30 | ROCKWALL | 75087-6219
Cindy Tayem |  | CITY OF ROYSE CITY | [9 empty] | 10443720009040790 | 1500 VERANDAH BLVD | ROYCE CITY | 75189-0000
Cindy Tayem |  | CITY OF ROYSE CITY | [9 empty] | 10443720006405689 | 1018 CENTER ST | ROYCE CITY | 75189-0000
Cindy Tayem |  | CITY OF ROYSE CITY | [9 empty] | 10443720008589050 | 100 W MAIN ST DEPT POLIC | ROYCE CITY | 75189-3714
Cindy Tayem |  | CITY OF TERRELL | [9 empty] | 10443720004859626 | 201 E NASH ST DEPT POLIC | TERRELL | 75160-2741
Cindy Tayem |  | CITY OF TERRELL | [9 empty] | 10443720005067698 | 1501 ROSE HILL RD | TERRELL | 75160-0000
Cindy Tayem |  | CITY OF TERRELL | [9 empty] | 10443720004783676 | 101 MT HEBRON RD | TERRELL | 75160-0000
Cindy Tayem |  | CITY OF TERRELL | [9 empty] | 10443720009795043 | 450 APACHE TRL | TERRELL | 75160-0000
Cindy Tayem |  | CITY OF TERRELL | [9 empty] | 10443720006155271 | 225 BAKER ST DEPT FIRE | TERRELL | 75160-4843
Cindy Tayem |  | CITY OF WILLS POINT | [9 empty] | 10443720005115345 | 121 S 4TH ST DEPT FIRE | WILLS POINT | 75169-2632
Cindy Tayem |  | CITY OF WILLS POINT | [9 empty] | 10443720007725182 | 860 VZ CR 3410 | WILLS POINT | 75169-0000
Cindy Tayem |  | CITY OF WILLS POINT | [9 empty] | 10443720005130442 | WATER TOWER UNIT WTWR2 | WILLS POINT | 75169-0000
Cindy Tayem |  | CITY OF WILLS POINT | [9 empty] | 10443720005137138 | WATER TOWER UNIT W TWR | WILLS POINT | 75169-0000
Cindy Tayem |  | CITY OF WILLS POINT |  |  |  |  | h20@cityofwillspoint.com |  |  |  |  | 10443720007020977 | 732 VZ COUNTY ROAD 3802 | WILLS POINT | 75169-5920
Don Perfect |  | CITY OF FORT WORTH | [9 empty] | 10443720002973133 | 212 E FELIX ST DEPT FIRE | FORT WORTH | 76115-3511
Don Perfect |  | CITY OF FORT WORTH | [9 empty] | 10443720008506785 | 2940 S PRECINCT LINE RD DEPT FIRE | FORT WORTH | 76118-7611
Don Perfect |  | CITY OF FORT WORTH | [9 empty] | 10443720005582403 | 5933 GEDDES AVE DEPT FIRE | FORT WORTH | 76107-5817
Don Perfect |  | CITY OF FORT WORTH | [9 empty] | 10443720009327448 | 850 IRMA ST DEPT FIRE | FORT WORTH | 76104-5110
Don Perfect |  | CITY OF FORT WORTH |  |  |  |  | juanita.rigsby@fortworthtexas.gov |  |  |  |  | 10443720009183014 | 1509 E LANCASTER AVE | FORT WORTH | 76102-6719
Don Perfect |  | CITY OF FORT WORTH | [9 empty] | 10443720006635630 | 6801 BOWMAN ROBERTS RD | FORT WORTH | 76179-3385
Don Perfect |  | CITY OF FORT WORTH |  |  |  |  | juanita.rigsby@fortworthtexas.gov |  |  |  |  | 10443720006249711 | 1000 FOURNIER ST | FORT WORTH | 76102-3457
Don Perfect |  | CITY OF FORT WORTH | [9 empty] | 10443720002981224 | 3207 OVERTON PARK DR W | FORT WORTH | 76109-1901
Don Perfect |  | CITY OF FORT WORTH | [9 empty] | 10443720001098933 | 3900 BARNETT ST UNIT MTR | FORT WORTH | 76103-1400
Don Perfect |  | CITY OF FORT WORTH | [9 empty] | 10443720005581783 | 3128 W BOLT ST DEPT POLIC | FORT WORTH | 76110-5812
Don Perfect |  | CITY OF FORT WORTH | [9 empty] | 10443720009503625 | 120 PECAN ST DEPT FIRE | FORT WORTH | 76102-3260
Don Perfect |  | CITY OF FORT WORTH | [9 empty] | 10443720005582496 | 3100 AZLE AVE DEPT FIRE | FORT WORTH | 76106-4913
Don Perfect |  | CITY OF FORT WORTH |  |  |  |  | juanita.rigsby@fortworthtexas.gov |  |  |  |  | 10443720008108066 | 13701 S WILDCAT WAY | FORT WORTH | 76028-0000
Don Perfect |  | CITY OF FORT WORTH |  |  |  |  | juanita.rigsby@fortworthtexas.gov |  |  |  |  | 10443720009515095 | 6801 BOWMAN ROBERTS RD STE E | FORT WORTH | 76179-3385
Don Perfect |  | CITY OF FORT WORTH |  |  |  |  | juanita.rigsby@fortworthtexas.gov |  |  |  |  | 10443720005196257 | 8705 EAGLES LANDING | FORT WORTH | 76179-0000
Don Perfect |  | CITY OF FORT WORTH | [9 empty] | 10443720005582279 | 3501 SOUTH HILLS AVE DEPT FIRE | FORT WORTH | 76109-3677
Don Perfect |  | CITY OF FORT WORTH | [9 empty] | 10443720005582558 | 2737 MEADOWBROOK DR DEPT FIRE | FORT WORTH | 76103-2812
Don Perfect |  | CITY OF FORT WORTH |  |  |  |  | juanita.rigsby@fortworthtexas.gov |  |  |  |  | 10443720003496134 | 8510 SPRING ST UNIT TOWER | FORT WORTH | 76179-2929
Don Perfect |  | CITY OF FORT WORTH | [9 empty] | 10443720008205716 | 4707 RAY WHITE RD | FORT WORTH | 76244-7007
Don Perfect |  | CITY OF FORT WORTH |  |  |  |  | juanita.rigsby@fortworthtexas.gov |  |  |  |  | 10443720005596725 | 4601 BRIDGE ST | FORT WORTH | 76103-1161
Don Perfect |  | CITY OF FORT WORTH | [9 empty] | 10443720002972885 | 3209 HEMPHILL ST DEPT FIRE | FORT WORTH | 76110-4015
Don Perfect |  | CITY OF FORT WORTH | [9 empty] | 10443720005582620 | 925 MORRISON ST DEPT FIRE | FORT WORTH | 76102-1323
Don Perfect |  | CITY OF FORT WORTH | [9 empty] | 10443720000508032 | 450 E RENDON CROWLEY RD | FORT WORTH | 76028-0000
Don Perfect |  | CITY OF FORT WORTH |  |  |  |  | juanita.rigsby@fortworthtexas.gov |  |  |  |  | 10443720005596291 | 4100 LINCOLN AVE | FORT WORTH | 76106-2743
Don Perfect |  | CITY OF FORT WORTH |  |  |  |  | juanita.rigsby@fortworthtexas.gov |  |  |  |  | 10443720000527279 | 3591 LINKCREST DR | FORT WORTH | 76008-0000
Don Perfect |  | CITY OF FORT WORTH | [9 empty] | 10443720005582155 | 3801 N MAIN ST DEPT FIRE | FORT WORTH | 76106-2717
Don Perfect |  | CITY OF FORT WORTH |  |  |  |  | juanita.rigsby@fortworthtexas.gov |  |  |  |  | 10443720009422303 | 1800 W WAGGOMAN ST | FORT WORTH | 76110-4845
Don Perfect |  | CITY OF FORT WORTH | [9 empty] | 10443720007242765 | 2201 FLIGHT LINE RD DEPT FIRE | FORT WORTH | 76177-4901
Don Perfect |  | CITY OF FORT WORTH | [9 empty] | 10443720002981317 | 5300 WOODWAY DR | FORT WORTH | 76133-2034
Don Perfect |  | CITY OF FORT WORTH | [9 empty] | 10443720005582310 | 6400 WESTCREEK DR DEPT FIRE | FORT WORTH | 76133-4329
Don Perfect |  | CITY OF FORT WORTH |  |  |  |  | juanita.rigsby@fortworthtexas.gov |  |  |  |  | 10443720005596787 | 4256 STRONG AVE | FORT WORTH | 76105-4251
Don Perfect |  | CITY OF FORT WORTH |  |  |  |  | juanita.rigsby@fortworthtexas.gov |  |  |  |  | 10443720000445594 | 2222 W DAGGETT AVE | FORT WORTH | 76102-4359
Don Perfect |  | CITY OF FORT WORTH | [9 empty] | 10443720005598988 | 3525 MARQUITA DR DEPT POLICE | FORT WORTH | 76116-7003
Don Perfect |  | CITY OF FORT WORTH | [9 empty] | 10443720006612008 | 4500 WILMA LN | FORT WORTH | 76120-0000
Don Perfect |  | CITY OF FORT WORTH | [9 empty] | 10443720002973195 | 2954 OLD MANSFIELD RD DEPT FIRE | FORT WORTH | 76119-2710
Don Perfect |  | CITY OF FORT WORTH | [9 empty] | 10443720005582124 | 4849 WILBARGER ST DEPT FIRE | FORT WORTH | 76119-4156
Don Perfect |  | CITY OF FORT WORTH |  |  |  |  | juanita.rigsby@fortworthtexas.gov |  |  |  |  | 10443720009514971 | 8619 EAGLE MOUNTAIN CIR STE E | FORT WORTH | 76135-9495
Don Perfect |  | CITY OF FORT WORTH | [9 empty] | 10443720005596508 | 500 NW 38TH ST BLDG FIRE | FORT WORTH | 76106-4355
Don Perfect |  | CITY OF FORT WORTH |  |  |  |  | juanita.rigsby@fortworthtexas.gov |  |  |  |  | 10443720009690306 | 9241 BOAT CLUB RD | FORT WORTH | 76179-3272
Don Perfect |  | CITY OF FORT WORTH | [9 empty] | 10443720002973102 | 4416 SOUTHWEST BLVD DEPT FIRE | FORT WORTH | 76116-8714
Don Perfect |  | CITY OF FORT WORTH |  |  |  |  | juanita.rigsby@fortworthtexas.gov |  |  |  |  | 10443720008478269 | 275 W 13TH ST STE D | FORT WORTH | 76102-6333
Don Perfect |  | CITY OF FORT WORTH | [9 empty] | 10443720002973071 | 1908 CARLETON AVE DEPT FIRE | FORT WORTH | 76107-3816
Don Perfect |  | CITY OF FORT WORTH |  |  |  |  | juanita.rigsby@fortworthtexas.gov |  |  |  |  | 10443720009602794 | 8619 EAGLE MOUNTAIN CIR STE H | FORT WORTH | 76135-9495
Don Perfect |  | CITY OF FORT WORTH | [9 empty] | 10443720005582527 | 901 WOODHAVEN BLVD DEPT FIRE | FORT WORTH | 76112-9500
Don Perfect |  | CITY OF FORT WORTH |  |  |  |  | juanita.rigsby@fortworthtexas.gov |  |  |  |  | 10443720004842695 | 3532 JOYCE DR | FORT WORTH | 76116-7036
Don Perfect |  | CITY OF FORT WORTH | [9 empty] | 10443720005580636 | 1400 FOURNIER ST | FORT WORTH | 76102-0000
Don Perfect |  | CITY OF FORT WORTH |  |  |  |  | juanita.rigsby@fortworthtexas.gov |  |  |  |  | 10443720002981720 | 731 VERNA TRL N | FORT WORTH | 76108-4308
Don Perfect |  | CITY OF FORT WORTH |  |  |  |  | juanita.rigsby@fortworthtexas.gov |  |  |  |  | 10443720003755541 | 2900 W BERRY ST STE D | FORT WORTH | 76109-2300
Don Perfect |  | CITY OF FORT WORTH |  |  |  |  | juanita.rigsby@fortworthtexas.gov |  |  |  |  | 10443720002972420 | 2701 W GAMBRELL ST | FORT WORTH | 76133-1574
Don Perfect |  | CITY OF FORT WORTH | [9 empty] | 10443720009698177 | 1100 NASHVILLE AVE DEPT POLICE | FORT WORTH | 76105-1529
Don Perfect |  | CITY OF FORT WORTH |  |  |  |  | juanita.rigsby@fortworthtexas.gov |  |  |  |  | 10443720002981069 | 2500 SE LOOP 820 UNIT SUBST | FORT WORTH | 76140-1009
Don Perfect |  | CITY OF FORT WORTH |  |  |  |  | juanita.rigsby@fortworthtexas.gov |  |  |  |  | 10443720008843099 | 12200 OLD WEATHERFORD | FORT WORTH | 76108-0000
Don Perfect |  | CITY OF FORT WORTH |  |  |  |  | juanita.rigsby@fortworthtexas.gov |  |  |  |  | 10443720008809872 | 6201 CAHOBA DR | FORT WORTH | 76135-4401
Don Perfect |  | CITY OF FORT WORTH |  |  |  |  | juanita.rigsby@fortworthtexas.gov |  |  |  |  | 10443720000502882 | 5801 BOAT CLUB RD WTHR | FORT WORTH | 76135-0000
Don Perfect |  | CITY OF FORT WORTH | [9 empty] | 10443720009223598 | 14101 SENDERA RANCH BLVD DEPT FIRE | FORT WORTH | 76052-2970
Don Perfect |  | CITY OF FORT WORTH |  |  |  |  | juanita.rigsby@fortworthtexas.gov |  |  |  |  | 10443720009602887 | 6801 BOWMAN ROBERTS RD STE F | FORT WORTH | 76179-3385
Don Perfect |  | CITY OF FORT WORTH | [9 empty] | 10443720005582093 | 3101 FOREST AVE DEPT FIRE | FORT WORTH | 76112-7001
Don Perfect |  | CITY OF FORT WORTH |  |  |  |  | juanita.rigsby@fortworthtexas.gov |  |  |  |  | 10443720005580605 | 1515 11TH AVE | FORT WORTH | 76102-4350
Don Perfect |  | CITY OF FORT WORTH |  |  |  |  | juanita.rigsby@fortworthtexas.gov |  |  |  |  | 10443720009097183 | 1092 AVONDALE HASLET RD | FORT WORTH | 76052-3505
Don Perfect |  | CITY OF FORT WORTH | [9 empty] | 10443720009547233 | 11149 TRINITY BLVD | FORT WORTH | 76053-0000
Don Perfect |  | CITY OF FORT WORTH |  |  |  |  | juanita.rigsby@fortworthtexas.gov |  |  |  |  | 10443720002973040 | 10201 WHITE SETTLEMENT RD | FORT WORTH | 76108-4173
Don Perfect |  | CITY OF FORT WORTH | [9 empty] | 10443720008933565 | 7655 OAKMONT BLVD DEPT FIRE | FORT WORTH | 76132-4206
Don Perfect |  | CITY OF FORT WORTH | [9 empty] | 10443720009791327 | 5151 HEMPHILL ST DEPT FIRE | FORT WORTH | 76115-0000
Don Perfect |  | CITY OF FORT WORTH | [9 empty] | 10443720002973009 | 10201 WHITE SETTLEMENT RD DEPT FIRE | FORT WORTH | 76108-4173
Don Perfect |  | CITY OF FORT WORTH | [9 empty] | 10443720002972978 | 120 NW 22ND ST DEPT FIRE | FORT WORTH | 76164-8504
Don Perfect |  | CITY OF FORT WORTH | [9 empty] | 10443720005582465 | 2613 CARNATION AVE DEPT FIRE | FORT WORTH | 76111-2753
Don Perfect |  | CITY OF FORT WORTH | [9 empty] | 10443720006073350 | 4705 RAY WHITE RD | FORT WORTH | 76244-7007
Don Perfect |  | CITY OF FORT WORTH | [9 empty] | 10443720005580295 | 1000 MONROE ST BLDG 911 | FORT WORTH | 76102-6323
Don Perfect |  | CITY OF FORT WORTH | [9 empty] | 10443720005580233 | 916 THROCKMORTON ST BLDG 911 | FORT WORTH | 76102-6345
Don Perfect |  | CITY OF FORT WORTH | [9 empty] | 10443720002972947 | 1300 EVERMAN PKWY DEPT FIRE | FORT WORTH | 76140-5004
Don Perfect |  | CITY OF FORT WORTH | [9 empty] | 10443720005582651 | 2575 POLARIS DR DEPT FIRE | FORT WORTH | 76137-4208
Don Perfect |  | CITY OF FORT WORTH |  |  |  |  | juanita.rigsby@fortworthtexas.gov |  |  |  |  | 10443720000739915 | 5200 LONGVUE AVE | FORT WORTH | 76126-0000
Don Perfect |  | CITY OF FORT WORTH |  |  |  |  | juanita.rigsby@fortworthtexas.gov |  |  |  |  | 10443720008119878 | 9101 HERON DR | FORT WORTH | 76108-0000
Don Perfect |  | CITY OF FORT WORTH | [9 empty] | 10443720008553905 | 5920 BLACKMORE AVE STE A | FORT WORTH | 76107-6909
Don Perfect |  | CITY OF FORT WORTH | [9 empty] | 10443720007091516 | 3000 W BOLT ST | FORT WORTH | 76110-5810
Don Perfect |  | CITY OF FORT WORTH | [9 empty] | 10443720000571617 | 505 W FELIX ST DEPT POLICE | FORT WORTH | 76115-3405
Don Perfect |  | CITY OF FORT WORTH | [9 empty] | 10443720008035372 | 6869 BOWMAN ROBERTS RD | FORT WORTH | 76179-3385
Don Perfect |  | CITY OF FORT WORTH | [9 empty] | 10443720005582837 | 1511 11TH AVE | FORT WORTH | 76102-4350
Don Perfect |  | CITY OF FORT WORTH | [9 empty] | 10443720007826648 | 6801 BOWMAN ROBERTS RD UNIT MTR2 | FORT WORTH | 76179-3385
Don Perfect |  | CITY OF FORT WORTH | [9 empty] | 10443720008631842 | 1000 FOURNIER ST STE A | FORT WORTH | 76102-3457
Don Perfect |  | CITY OF FORT WORTH |  |  |  |  | juanita.rigsby@fortworthtexas.gov |  |  |  |  | 10443720006100444 | 6401 BRIDGE ST UNIT TOWER | FORT WORTH | 76112-0825
Don Perfect |  | CITY OF FORT WORTH |  |  |  |  | juanita.rigsby@fortworthtexas.gov |  |  |  |  | 10443720007533575 | 1608 11TH AVE BLDG B | FORT WORTH | 76102-4351
Don Perfect |  | CITY OF FORT WORTH | [9 empty] | 10443720009066924 | 11400 WILLOW SPRINGS RD DEPT FIRE | FORT WORTH | 76052-4101
Don Perfect |  | CITY OF FORT WORTH | [9 empty] | 10443720005582372 | 4700 RAMEY AVE DEPT FIRE | FORT WORTH | 76105-3625
Don Perfect |  | CITY OF FORT WORTH |  |  |  |  | juanita.rigsby@fortworthtexas.gov |  |  |  |  | 10443720002972854 | 400 GRAND AVE BLDG | FORT WORTH | 76164-9110
Don Perfect |  | CITY OF FORT WORTH |  |  |  |  | juanita.rigsby@fortworthtexas.gov |  |  |  |  | 10443720003486183 | 8505 LAKE COUNTRY DR | FORT WORTH | 76179-3130
Don Perfect |  | CITY OF FORT WORTH | [9 empty] | 10443720007845713 | 8619 EAGLE MOUNTAIN CIR | FORT WORTH | 76135-9495
Don Perfect |  | CITY OF FORT WORTH | [9 empty] | 10443720002973226 | 3201 PORTALES DR DEPT FIRE | FORT WORTH | 76116-6147
Don Perfect |  | CITY OF FORT WORTH | [9 empty] | 10443720007826679 | 6801 BOWMAN ROBERTS RD UNIT MTR1 | FORT WORTH | 76179-3385
Don Perfect |  | CITY OF FORT WORTH |  |  |  |  | juanita.rigsby@fortworthtexas.gov |  |  |  |  | 10443720000296337 | 2521 HIGHWAY 114 | FORT WORTH | 76177-0000
Don Perfect |  | CITY OF FORT WORTH |  |  |  |  | juanita.rigsby@fortworthtexas.gov |  |  |  |  | 10443720002981162 | 4720 TRUELAND DR | FORT WORTH | 76119-4750
Don Perfect |  | CITY OF FORT WORTH | [9 empty] | 10443720005582434 | 14650 STATLER BLVD DEPT FIRE | FORT WORTH | 76155-2832
Don Perfect |  | CITY OF FORT WORTH | [9 empty] | 10443720002708019 | 5650 E LANCASTER AVE DEPT POLICE | FORT WORTH | 76112-6431
Don Perfect |  | CITY OF FORT WORTH | [9 empty] | 10443720009544505 | 2500 SE LOOP 820 BLDG COMM | FORT WORTH | 76140-1009
Don Perfect |  | CITY OF FORT WORTH | [9 empty] | 10443720006921913 | 5045 COLUMBUS TRL DEPT FIRE | FORT WORTH | 76123-1854
Don Perfect |  | CITY OF FORT WORTH | [9 empty] | 10443720005582248 | 6124 S HULEN ST DEPT FIRE | FORT WORTH | 76133-3404
Don Perfect |  | CITY OF FORT WORTH |  |  |  |  | juanita.rigsby@fortworthtexas.gov |  |  |  |  | 10443720002981007 | 6201 HATCHERY RD | FORT WORTH | 76114-2454
Don Perfect |  | CITY OF FORT WORTH | [9 empty] | 10443720005582682 | 5333 LEA CREST LN DEPT FIRE | FORT WORTH | 76135-1312
Don Perfect |  | CITY OF FORT WORTH |  |  |  |  | juanita.rigsby@fortworthtexas.gov |  |  |  |  | 10443720001397029 | 3616 E LANCASTER AVE | FORT WORTH | 76103-2506
Don Perfect |  | CITY OF FORT WORTH |  |  |  |  | juanita.rigsby@fortworthtexas.gov |  |  |  |  | 10443720007259071 | 7200 TRAIL LAKE DR | FORT WORTH | 76133-0000
Don Perfect |  | CITY OF FORT WORTH | [9 empty] | 10443720009543420 | 10201 CHAPIN RD | FORT WORTH | 76008-0000
Don Perfect |  | CITY OF FORT WORTH |  |  |  |  | juanita.rigsby@fortworthtexas.gov |  |  |  |  | 10443720006751570 | 1501 11TH AVE | FORT WORTH | 76102-4350
Don Perfect |  | CITY OF FORT WORTH | [9 empty] | 10443720006647131 | 8619 EAGLE MOUNTAIN CIR EQR | FORT WORTH | 76135-0000
Don Perfect |  | CITY OF FORT WORTH |  |  |  |  | juanita.rigsby@fortworthtexas.gov |  |  |  |  | 10443720009888613 | 7650 MCCART AVE | FORT WORTH | 76133-7803
Don Perfect |  | CITY OF FORT WORTH | [9 empty] | 10443720002973319 | 2500 N HOUSTON ST DEPT POLICE | FORT WORTH | 76164-7147
Don Perfect |  | CITY OF FORT WORTH |  |  |  |  | juanita.rigsby@fortworthtexas.gov |  |  |  |  | 10443720006071428 | 1608 11TH AVE REAR | FORT WORTH | 76102-4351
Don Perfect |  | CITY OF FORT WORTH |  |  |  |  | juanita.rigsby@fortworthtexas.gov |  |  |  |  | 10443720005596942 | @CNTY RD 4062 | FORT WORTH | 76179-0000
Don Perfect |  | CITY OF FORT WORTH | [9 empty] | 10443720002981379 | 3731 CAMP BOWIE BLVD | FORT WORTH | 76107-3353
Don Perfect |  | CITY OF FORT WORTH | [9 empty] | 10443720005582341 | 121 UNIVERSITY DR DEPT FIRE | FORT WORTH | 76107-1922
Don Perfect |  | CITY OF FORT WORTH |  |  |  |  | juanita.rigsby@fortworthtexas.gov |  |  |  |  | 10443720002664404 | 4651 N MAIN ST | FORT WORTH | 76106-2417
Don Perfect |  | CITY OF FORT WORTH |  |  |  |  | juanita.rigsby@fortworthtexas.gov |  |  |  |  | 10443720002980914 | 1500 11TH AVE | FORT WORTH | 76102-4349
Don Perfect |  | CITY OF FORT WORTH |  |  |  |  | juanita.rigsby@fortworthtexas.gov |  |  |  |  | 10443720005582217 | 705 TEXAS ST | FORT WORTH | 76102-4614
Don Perfect |  | CITY OF FORT WORTH |  |  |  |  | juanita.rigsby@fortworthtexas.gov |  |  |  |  | 10443720008631873 | 1000 FOURNIER ST STE B | FORT WORTH | 76102-3457
Don Perfect |  | CITY OF FORT WORTH | [9 empty] | 10443720008455856 | 1101 12TH AVE DEPT FIRE | FORT WORTH | 76104-4027
Don Perfect |  | CITY OF FORT WORTH |  |  |  |  | juanita.rigsby@fortworthtexas.gov |  |  |  |  | 10443720005596880 | 6600 CALMONT AVE UNIT TOWER | FORT WORTH | 76116-4255
Don Perfect |  | CITY OF FORT WORTH |  |  |  |  | juanita.rigsby@fortworthtexas.gov |  |  |  |  | 10443720008770537 | 1100 TRAVIS CT | FORT WORTH | 76052-0000
Don Perfect |  | CITY OF FORT WORTH | [9 empty] | 10443720005582031 | 4209 LONGSTRAW DR DEPT FIRE | FORT WORTH | 76137-1729
Don Perfect |  | CITY OF FORT WORTH |  |  |  |  | juanita.rigsby@fortworthtexas.gov |  |  |  |  | 10443720005596384 | 4751 N MAIN ST UNIT POLE | FORT WORTH | 76106-2432
Don Perfect |  | CITY OF FORT WORTH | [9 empty] | 10443720003496785 | 8510 SPRING ST DEPT FIRE | FORT WORTH | 76179-2929
Don Perfect |  | CITY OF FORT WORTH | [9 empty] | 10443720005582713 | 120 N PECAN ST DEPT FIRE | FORT WORTH | 76102-3260
Don Perfect |  | CITY OF WESTWORTH VILLAGE | [9 empty] | 10443720008263652 | 311 BURTON HILL RD DEPT POLIC | WESTWORTH | 76114-4239
Don Perfect |  | CITY OF WHITE SETTLEMENT | [9 empty] | 10443720005411933 | 214 MEADOW PARK DR DEPT FIRE | WHITE SETTLEMENT | 76108-2424
Don Perfect |  | CITY OF WHITE SETTLEMENT |  |  |  |  | kspivey@wspd.us |  |  |  |  | 10443720006523935 | 8900 CLIFFORD ST DEPT POLIC | WHITE SETTLEMENT | 76108-1443
Gordon L Drake |  | CITY OF ARCHER CITY | [9 empty] | 10443720005209810 | 614 W SOUTH ST BLDG WATER | ARCHER CITY | 76351-0000
Gordon L Drake |  | CITY OF ARCHER CITY | [9 empty] | 10443720005219141 | 215 E WALNUT ST DEPT FIRE | ARCHER CITY | 76351-0000
Gordon L Drake |  | CITY OF ARCHER CITY | [9 empty] | 10443720005235075 | @LAKE KICKAPOO PUMP STA | ARCHER CITY | 76351-0000
Gordon L Drake |  | CITY OF ARCHER CITY | [9 empty] | 10443720005209717 | 614 W SOUTH ST | ARCHER CITY | 76351-0000
Gordon L Drake |  | CITY OF BELLEVUE | [9 empty] | 10443720005477712 | 428 Highway 1288 N | BELLEVUE | 76228-0000
Gordon L Drake |  | CITY OF BELLEVUE | [9 empty] | 10443720005482083 | 610 FOURTH UNIT FIRE | BELLEVUE | 76228-0000
Gordon L Drake |  | CITY OF BRECKENRIDGE | [9 empty] | 10443720001849813 | 120 W ELM ST DEPT FIRE | BRECKENRIDGE | 76424-3512
Gordon L Drake |  | CITY OF BRECKENRIDGE | [9 empty] | 10443720001852665 | 600 S BRECKENRIDGE AVE | BRECKENRIDGE | 76424-5304
Gordon L Drake |  | CITY OF BURKBURNETT | [9 empty] | 10443720005419153 | 414 N AVENUE B DEPT FIRE | BURKBURNETT | 76354-3431
Gordon L Drake |  | CITY OF BURKBURNETT | [9 empty] | 10443720005419184 | 419 AVENUE C DEPT POLIC | BURKBURNETT | 76354-3424
Gordon L Drake |  | CITY OF BURKBURNETT | [9 empty] | 10443720005419246 | 208 E 4TH ST DEPT POLIC | BURKBURNETT | 76354-3445
Gordon L Drake |  | CITY OF BURKBURNETT | [9 empty] | 10443720005418905 | 602 KELLY ST UNIT WASTE | BURKBURNETT | 76354-1727
Gordon L Drake |  | CITY OF BURKBURNETT | [9 empty] | 10443720005420548 | 100 TOMMY THORNTON WAY DEPT FIRE | BURKBURNETT | 76354-2712
Gordon L Drake |  | CITY OF BURKBURNETT | [9 empty] | 10443720007029728 | 1953 ASHTON RD | BURKBURNETT | 76354-7015
Gordon L Drake |  | CITY OF GRAHAM | [9 empty] | 10443720002204422 | @WATER TREATEMENT PLANT | GRAHAM | 76450-0000
Gordon L Drake |  | CITY OF GRAHAM | [9 empty] | 10443720002204329 | 800 SEWER PLANT RD | GRAHAM | 76450-0000
Gordon L Drake |  | CITY OF GRAHAM | [9 empty] | 10443720002186132 | 903 LOVING HWY REAR | GRAHAM | 76450-2118
Gordon L Drake |  | CITY OF GRAHAM | [9 empty] | 10443720002204453 | @WATER TREATMENT PLANT | GRAHAM | 76450-0000
Gordon L Drake |  | CITY OF GRAHAM | [9 empty] | 10443720002204298 | 1219 CLIFF DR DEPT WATER | GRAHAM | 76450-4103
Gordon L Drake |  | CITY OF GRAHAM | [9 empty] | 10443720002205569 | 815 1ST ST DEPT FIRE | GRAHAM | 76450-3502
Gordon L Drake |  | CITY OF GRAHAM | [9 empty] | 10443720002204143 | @CITY LAKE | GRAHAM | 76450-0000
Gordon L Drake |  | CITY OF HENRIETTA | [9 empty] | 10443720005547090 | 101 N MAIN ST PUMP | HENRIETTA | 76365-2847
Gordon L Drake |  | CITY OF HENRIETTA | [9 empty] | 10443720005526103 | N OF HENRIETTA | HENRIETTA | 76365-0000
Gordon L Drake |  | CITY OF HENRIETTA | [9 empty] | 10443720005525979 | 1504 N BRIDGE ST | HENRIETTA | 76365-1300
Gordon L Drake |  | CITY OF HENRIETTA | [9 empty] | 10443720005478611 | 6 COMMERCE DR SEWR B | HENRIETTA | 76365-0000
Gordon L Drake |  | CITY OF HOLLIDAY | [9 empty] | 10443720003922412 | @SEWER PLANT | HOLLIDAY | 76366-0000
Gordon L Drake |  | CITY OF HOLLIDAY | [9 empty] | 10443720003931557 | 404 MAIN RD DEPT FIRE | HOLLIDAY | 76366-3627
Gordon L Drake |  | CITY OF IOWA PARK | [9 empty] | 10443720005592350 | 104 E HIGHWAY ST DEPT POLIC | IOWA PARK | 76367-2037
Gordon L Drake |  | CITY OF IOWA PARK | [9 empty] | 10443720005641051 | @BUFFALO CREEK RESERVOIR | IOWA PARK | 76367-0000
Gordon L Drake |  | CITY OF IOWA PARK | [9 empty] | 10443720005687117 | 708 W CHESTNUT | IOWA PARK | 76367-0000
Gordon L Drake |  | CITY OF JACKSBORO | [9 empty] | 10443720008984432 | 128 E COLLEGE ST DEPT FIRE | JACKSBORO | 76458-1853
Gordon L Drake |  | CITY OF JACKSBORO | [9 empty] | 10443720006739691 | WASTE WTR TRTMT PLT | JACKSBORO | 76458-0000
Gordon L Drake |  | CITY OF JACKSBORO | [9 empty] | 10443720006238503 | @LOST CREEK PUMP STA | JACKSBORO | 76458-0000
Gordon L Drake |  | CITY OF JACKSBORO | [9 empty] | 10443720002914311 | @FILTER PLANT | JACKSBORO | 76458-0000
Gordon L Drake |  | CITY OF LAKESIDE CITY | [9 empty] | 10443720006067116 | CULLEY RD | LAKESIDE CITY | 76308-0000
Gordon L Drake |  | CITY OF LAKESIDE CITY | [9 empty] | 10443720004943521 | 205 BOWMAN RD REAR | LAKESIDE CITY | 76308-5840
Gordon L Drake |  | CITY OF LAKESIDE CITY | [9 empty] | 10443720004940855 | 49 DONNA ST | LAKESIDE CITY | 76308-5526
Gordon L Drake |  | CITY OF WICHITA FALLS | [9 empty] | 10443720003870921 | 2109 BURNETT ST UNIT SEW | WICHITA FALLS | 76301-5231
Gordon L Drake |  | CITY OF WICHITA FALLS | [9 empty] | 10443720006903031 | 506 BEVERLY DR DEPT FIRE | WICHITA FALLS | 76309-1706
Gordon L Drake |  | CITY OF WICHITA FALLS | [9 empty] | 10443720003876036 | 5512 CASTLE DR DEPT FIRE | WICHITA FALLS | 76306-1122
Gordon L Drake |  | CITY OF WICHITA FALLS | [9 empty] | 10443720003869464 | 11298 FM 2606 | HENRIETTA | 76365-0000
Gordon L Drake |  | CITY OF WICHITA FALLS | [9 empty] | 10443720003870859 | 3202 US HIGHWAY 287 | WICHITA FALLS | 76305-0000
Gordon L Drake |  | CITY OF WICHITA FALLS | [9 empty] | 10443720006166192 | 915 RIVER RD | WICHITA FALLS | 76305-7075
Gordon L Drake |  | CITY OF WICHITA FALLS | [9 empty] | 10443720007252153 | 710 FLOOD ST DEPT 911 | WICHITA FALLS | 76301-2842
Gordon L Drake |  | CITY OF WICHITA FALLS | [9 empty] | 10443720007293941 | 2109 BURNETT ST BLDG SLDG | WICHITA FALLS | 76301-5231
Gordon L Drake |  | CITY OF WICHITA FALLS | [9 empty] | 10443720003876067 | 4912 JOHNSON RD DEPT FIRE | WICHITA FALLS | 76310-2526
Gordon L Drake |  | CITY OF WICHITA FALLS | [9 empty] | 10443720008541195 | 2000 SOUTHWEST PKWY DEPT FIRE | WICHITA FALLS | 76302-4604
Gordon L Drake |  | CITY OF WICHITA FALLS | [9 empty] | 10443720007489985 | 4801 BIG ED NEAL DR | WICHITA FALLS | 76310-0000
Gordon L Drake |  | CITY OF WICHITA FALLS | [9 empty] | 10443720003876470 | 610 HOLLIDAY ST DEPT POLIC | WICHITA FALLS | 76301-3113
Gordon L Drake |  | CITY OF WICHITA FALLS | [9 empty] | 10443720006304793 | 6356 KIEL LN | WICHITA FALLS | 76305-5512
Gordon L Drake |  | CITY OF WICHITA FALLS | [9 empty] | 10443720003871634 | 4801 BIG ED NEAL | WICHITA FALLS | 76310-0000
Gordon L Drake |  | CITY OF WICHITA FALLS | [9 empty] | 10443720006903062 | 2800 CITY VIEW DR DEPT FIRE | WICHITA FALLS | 76306-4528
Gordon L Drake |  | CITY OF WICHITA FALLS | [9 empty] | 10443720003872099 | 5251 NORTHWEST FWY | WICHITA FALLS | 76305-0000
Gordon L Drake |  | CITY OF WICHITA FALLS | [9 empty] | 10443720007678837 | 4959 HIGHWAY 258 W | IOWA PARK | 76367-8407
Gordon L Drake |  | CITY OF WICHITA FALLS | [9 empty] | 10443720003875974 | 425 BONNER ST DEPT FIRE | WICHITA FALLS | 76301-2710
Gordon L Drake |  | CITY OF WICHITA FALLS | [9 empty] | 10443720003873587 | 1005 BLUFF ST DEPT FIRE | WICHITA FALLS | 76301-3228
Gordon L Drake |  | CITY OF WICHITA FALLS | [9 empty] | 10443720006889794 | 3800 BREWSTER ST DEPT FIRE | WICHITA FALLS | 76302-2304
Gordon L Drake |  | CITY OF WICHITA FALLS | [9 empty] | 10443720007293910 | 2109 BURNETT ST UNIT WTRPL | WICHITA FALLS | 76301-5231
Gordon L Drake |  | CITY OF WICHITA FALLS | [9 empty] | 10443720007383779 | 4801 BIG ED NEAL BLDG 1 | WICHITA FALLS | 76310-0000
Gordon L Drake |  | CITY OF WICHITA FALLS | [9 empty] | 10443720007371162 | 2109 BURNETT ST BLDG CHEM | WICHITA FALLS | 76301-5231
Gus Ortega |  | CITY OF CRANE | [9 empty] | 10443720005900011 | 807 W AIRPORT RD UNIT B1 | CRANE | 79731-0000
Gus Ortega |  | CITY OF CRANE | [9 empty] | 10443720004083518 | 302 W TRUCK RTE | CRANE | 79731-0000
Gus Ortega |  | CITY OF CRANE | [9 empty] | 10443720000029897 | 807 W AIRPORT RD UNIT B | CRANE | 79731-0000
Gus Ortega |  | CITY OF CRANE | [9 empty] | 10443720006898380 | 648 N KATHERINE ST | CRANE | 79731-0000
Gus Ortega |  | CITY OF CRANE | [9 empty] | 10443720004083177 | 210 W 6TH ST DEPT FIRE | CRANE | 79731-2505
Gus Ortega |  | CITY OF GRANDFALLS | [9 empty] | 10443720004143658 | 303 2ND ST DEPT FIRE | GRANDFALLS | 79742-0000
Gus Ortega |  | CITY OF GRANDFALLS | [9 empty] | 10443720004298565 | 606 N AVENUE D REAR | MONAHANS | 79756-0000
Gus Ortega |  | CITY OF MONAHANS | [9 empty] | 10443720004375662 | @HOGG RANCH WELL #4-14 | MONAHANS | 79756-0000
Gus Ortega |  | CITY OF MONAHANS | [9 empty] | 10443720004375476 | @HOGG RANCH WW #4-13 | MONAHANS | 79756-0000
Gus Ortega |  | CITY OF MONAHANS | [9 empty] | 10443720004375321 | 1300 W INTERSTATE 20 | MONAHANS | 79756-0000
Gus Ortega |  | CITY OF MONAHANS | [9 empty] | 10443720004374825 | 112 W 2ND ST DEPT FIRE | MONAHANS | 79756-4207
Gus Ortega |  | CITY OF MONAHANS | [9 empty] | 10443720004375228 | 3502 N MAIN ST | MONAHANS | 79756-0000
Gus Ortega |  | CITY OF MONAHANS | [9 empty] | 10443720004375414 | 801 W 8TH ST | MONAHANS | 79756-0000
Gus Ortega |  | CITY OF MONAHANS |  |  |  |  | police@cityofmonahans.org |  |  |  |  | 10443720004366765 | 114 S BRUCE AVE | MONAHANS | 79756-4300
Gus Ortega |  | CITY OF ODESSA | [9 empty] | 10443720006221775 | 9600 S COUNTY ROAD 1325 | ODESSA | 79766-0000
Gus Ortega |  | CITY OF ODESSA | [9 empty] | 10443720001673827 | 119 W 4TH ST | ODESSA | 79761-5015
Gus Ortega |  | CITY OF ODESSA | [9 empty] | 10443720001485967 | 205 N GRANT AVE DEPT POLIC | ODESSA | 79761-5115
Gus Ortega |  | CITY OF ODESSA | [9 empty] | 10443720001492136 | 201 E YUKON RD | ODESSA | 79764-0000
Gus Ortega |  | CITY OF ODESSA | [9 empty] | 10443720006558559 | 803 E POOL RD UNIT TOWER | ODESSA | 79766-0000
Gus Ortega |  | CITY OF ODESSA | [9 empty] | 10443720007921753 | 2616 GOLDER AVE DEPT FIRE | ODESSA | 79761-1104
Gus Ortega |  | CITY OF ODESSA | [9 empty] | 10443720001485781 | 3414 BRENTWOOD DR DEPT FIRE | ODESSA | 79762-6907
Gus Ortega |  | CITY OF ODESSA | [9 empty] | 10443720001482495 | 4101 GOLDER PUMP STA | ODESSA | 79764-0000
Gus Ortega |  | CITY OF ODESSA | [9 empty] | 10443720006458367 | 117 W 4TH ST | ODESSA | 79761-5015
Gus Ortega |  | CITY OF ODESSA | [9 empty] | 10443720001485285 | 1801 E MURPHY ST DEPT FIRE | ODESSA | 79761-5775
Gus Ortega |  | CITY OF ODESSA | [9 empty] | 10443720006962985 | 7155 EASTRIDGE RD DEPT FIRE | ODESSA | 79765-8919
Gus Ortega |  | CITY OF ODESSA | [9 empty] | 10443720006938774 | 301 E YUKON RD DEPT FIRE | ODESSA | 79764-2820
Gus Ortega |  | CITY OF ODESSA | [9 empty] | 10443720001484789 | 5151 E UNIVERSITY BLVD DEPT FIRE | ODESSA | 79762-8109
Gus Ortega |  | CITY OF ODESSA | [9 empty] | 10443720009096250 | 1100 W 2ND ST DEPT FIRE | ODESSA | 79763-4335
Gus Ortega |  | CITY OF ODESSA | [9 empty] | 10443720001484758 | 210 N LINCOLN AVE DEPT FIRE | ODESSA | 79761-5033
Gus Ortega |  | CITY OF ODESSA | [9 empty] | 10443720001485998 | 817 W 42ND ST | ODESSA | 79764-4000
Gus Ortega |  | CITY OF ODESSA | [9 empty] | 10443720008580813 | 2425 W 16TH ST DEPT FIRE | ODESSA | 79763-2701
Gus Ortega |  | CITY OF WINK | [9 empty] | 10443720004394882 | 301 N WILDCAT DR DEPT WATR | WINK | 79789-0000
Gus Ortega |  | CITY OF WINK | [9 empty] | 10443720004396525 | 100 NE 7TH ST | WINK | 79789-0000
Gus Ortega |  | TOWN OF WICKETT | [9 empty] | 10443720006124992 | 1400 W 4TH ST | WICKETT | 79788-0000
Holly Raeder |  | CITY OF ARLINGTON | [9 empty] | 10443720001981878 | 1000 W Bardin Rd | Arlington | 76017-5902
Holly Raeder |  | CITY OF ARLINGTON | [9 empty] | 10443720006345590 | 1503 MANSFIELD WEBB RD DEPT FIRE | ARLINGTON | 76002-3506
Holly Raeder |  | CITY OF ARLINGTON | [9 empty] | 10443720001986342 | 620 W DIVISION ST DEPT POLIC | ARLINGTON | 76011-7421
Holly Raeder |  | CITY OF ARLINGTON | [9 empty] | 10443720001970129 | 4000 LITTLE RD DEPT FIRE | ARLINGTON | 76016-4433
Holly Raeder |  | CITY OF ARLINGTON | [9 empty] | 10443720001970377 | 2620 S COLLINS ST DEPT FIRE | ARLINGTON | 76014-1228
Holly Raeder |  | CITY OF ARLINGTON | [9 empty] | 10443720001970811 | 2204 BALLPARK WAY DEPT FIRE | ARLINGTON | 76006-5722
Holly Raeder |  | CITY OF ARLINGTON | [9 empty] | 10443720001970780 | 3205 SW GREEN OAKS BLVD DEPT FIRE | ARLINGTON | 76017-3509
Holly Raeder |  | CITY OF ARLINGTON | [9 empty] | 10443720001970687 | 7100 RUSSELL CURRY RD DEPT FIRE | ARLINGTON | 76001-6626
Holly Raeder |  | CITY OF ARLINGTON | [9 empty] | 10443720001970873 | 5501 RON MCANDREW DR DEPT FIRE | ARLINGTON | 76013-4001
Holly Raeder |  | CITY OF ARLINGTON | [9 empty] | 10443720009003100 | 2001 NEW YORK AVE DEPT POLIC | ARLINGTON | 76010-6011
Holly Raeder |  | CITY OF ARLINGTON | [9 empty] | 10443720009447795 | 1030 SW GREEN OAKS BLVD DEPT POLIC | ARLINGTON | 76017-6255
Holly Raeder |  | CITY OF ARLINGTON | [9 empty] | 10443720001970315 | 401 W MAIN ST DEPT FIRE | ARLINGTON | 76010-1004
Holly Raeder |  | CITY OF ARLINGTON | [9 empty] | 10443720009478857 | 1733 W RANDOL MILL RD DEPT FIRE | ARLINGTON | 76012-3010
Holly Raeder |  | CITY OF ARLINGTON | [9 empty] | 10443720001970439 | 1820 S FIELDER RD DEPT FIRE | ARLINGTON | 76013-3738
Holly Raeder |  | CITY OF ARLINGTON | [9 empty] | 10443720008541758 | 906 EDEN RD DEPT FIRE | ARLINGTON | 76001-7891
Holly Raeder |  | CITY OF ARLINGTON | [9 empty] | 10443720001970408 | 1727 SHERRY ST DEPT FIRE | ARLINGTON | 76010-4871
Holly Raeder |  | CITY OF ARLINGTON | [9 empty] | 10443720000054793 | 2921 E RANDOL MILL RD DEPT FIRE | ARLINGTON | 76011-0000
Holly Raeder |  | CITY OF ARLINGTON | [9 empty] | 10443720006071213 | 1707 W RANDOL MILL RD DEPT FIRE | ARLINGTON | 76012-3037
Holly Raeder |  | CITY OF ARLINGTON | [9 empty] | 10443720009620620 | 909 WIMBLEDON DR DEPT FIRE | ARLINGTON | 76017-5961
Holly Raeder |  | CITY OF ARLINGTON | [9 empty] | 10443720001970718 | 2020 MADISON DR DEPT FIRE | ARLINGTON | 76011-3849
Holly Raeder |  | CITY OF ARLINGTON | [9 empty] | 10443720007769606 | 2060 W GREEN OAKS BLVD DEPT POLIC | ARLINGTON | 76013-4006
Holly Raeder |  | CITY OF ARLINGTON | [9 empty] | 10443720008868622 | 5601 RONNY SNOW DR DEPT FIRE | ARLINGTON | 76016-0000
Holly Raeder |  | CITY OF ARLINGTON | [9 empty] | 10443720000344698 | 5050 S COLLINS ST DEPT FIRE | ARLINGTON | 76018-1108
Holly Raeder |  | CITY OF BEDFORD | [9 empty] | 10443720008205641 | 3940 MARTIN DR DEPT FIRE | BEDFORD | 76021-2861
Holly Raeder |  | CITY OF BEDFORD | [9 empty] | 10443720008015586 | 2000 FOREST RIDGE DR UNIT B | BEDFORD | 76021-5713
Holly Raeder |  | CITY OF BEDFORD | [9 empty] | 10443720001263625 | 1816 BEDFORD RD BLDG FIRE | BEDFORD | 76021-5706
Holly Raeder |  | CITY OF BEDFORD | [9 empty] | 10443720009141066 | 2121 L DON DODSON DR DEPT POLIC | BEDFORD | 76021-5832
Holly Raeder |  | CITY OF BEDFORD | [9 empty] | 10443720007886626 | 541 BEDFORD RD DEPT FIRE | BEDFORD | 76022-6501
Holly Raeder |  | CITY OF COLLEYVILLE | [9 empty] | 10443720008907611 | 5220 BLUEBONNET RD | COLLEYVILLE | 76034-5843
Holly Raeder |  | CITY OF COLLEYVILLE | [9 empty] | 10443720008698014 | 5301 RIVERWALK DR | COLLEYVILLE | 76034-5807
Holly Raeder |  | CITY OF COLLEYVILLE | [9 empty] | 10443720007566334 | 312 W MCDONWELL SCHOOL RD DEPT FIRE | COLLEYVILLE | 76034-7226
Holly Raeder |  | CITY OF COLLEYVILLE | [9 empty] | 10443720002699855 | 1601 HALL JOHNSON | COLLEYVILLE | 76034-5715
Holly Raeder |  | CITY OF COLLEYVILLE | [9 empty] | 10443720009744419 | 5209 COLLEYVILLE BLVD DEPT FIRE | COLLEYVILLE | 76034-5830
Holly Raeder |  | CITY OF COLLEYVILLE | [9 empty] | 10443720007641999 | 5201 BRANSFORD RD | COLLEYVILLE | 76034-3529
Holly Raeder |  | CITY OF COLLEYVILLE | [9 empty] | 10443720008554614 | 11149 MOSIER VALLEY RD | EULESS | 76040-7711
Holly Raeder |  | CITY OF COLLEYVILLE | [9 empty] | 10443720009747550 | 5212 POOL RD DEPT FIRE | COLLEYVILLE | 76034-5009
Holly Raeder |  | CITY OF COLLEYVILLE | [9 empty] | 10443720009956552 | 729 W LD LOCKETT RD | COLLEYVILLE | 76034-3439
Holly Raeder |  | CITY OF COLLEYVILLE | [9 empty] | 10443720008335847 | 211 W TEXAS ST B | GRAPEVINE | 76051-5249
Holly Raeder |  | CITY OF EULESS | [9 empty] | 10443720007309688 | 202 S MAIN ST DEPT FIRE | EULESS | 76040-4654
Holly Raeder |  | CITY OF EULESS | [9 empty] | 10443720001179181 | 1102 W EULESS BLVD DEPT POLIC | EULESS | 76040-4951
Holly Raeder |  | CITY OF EULESS | [9 empty] | 10443720002094952 | 1515 WESTPARK WAY DEPT FIRE | EULESS | 76040-6737
Holly Raeder |  | CITY OF GRAPEVINE | [9 empty] | 10443720002730421 | 3800 FAIRWAY DR | GRAPEVINE | 76051-2027
Holly Raeder |  | CITY OF GRAPEVINE | [9 empty] | 10443720006151457 | 2600 FAIRWAY DR | GRAPEVINE | 76051-2093
Holly Raeder |  | CITY OF GRAPEVINE | [9 empty] | 10443720002346951 | 307 W DALLAS RD DEPT POLIC | GRAPEVINE | 76051-5505
Holly Raeder |  | CITY OF GRAPEVINE | [9 empty] | 10443720009955256 | 2600 FAIRWAY DR | GRAPEVINE | 76051-2093
Holly Raeder |  | CITY OF GRAPEVINE | [9 empty] | 10443720008264689 | 3100 TIMBERLINE DR FIRE | GRAPEVINE | 76051-3852
Holly Raeder |  | CITY OF GRAPEVINE | [9 empty] | 10443720008041626 | 2801 N GRAPEVINE MILLS BLVD DEPT FIRE | GRAPEVINE | 76051-2080
Holly Raeder |  | CITY OF GRAPEVINE | [9 empty] | 10443720006403735 | 601 BOYD DR | GRAPEVINE | 76051-6245
Holly Raeder |  | CITY OF GRAPEVINE | [9 empty] | 10443720002730452 | 3800 FAIRWAY DR UNIT WATER | GRAPEVINE | 76051-2027
Holly Raeder |  | CITY OF GRAPEVINE | [9 empty] | 10443720007781567 | 602 SHADY BROOK DR UNIT A | GRAPEVINE | 76051-3286
Holly Raeder |  | CITY OF GRAPEVINE | [9 empty] | 10443720002235754 | 602 SHADY BROOK DR BLDG 1 | GRAPEVINE | 76051-3286
Holly Raeder |  | CITY OF GRAPEVINE | [9 empty] | 10443720007533933 | 4500 MERLOT AVE DEPT FIRE | GRAPEVINE | 76051-7353
Holly Raeder |  | CITY OF HURST | [9 empty] | 10443720004483328 | 837 W PIPELINE RD DEPT FIRE | HURST | 76053-4832
Holly Raeder |  | CITY OF HURST | [9 empty] | 10443720005582000 | 201 HOLLOWAY CT DEPT FIRE | HURST | 76053-6915
Holly Raeder |  | CITY OF HURST | [9 empty] | 10443720001870680 | 2100 PRECINCT LINE RD DEPT FIRE | HURST | 76054-3137
Ignacio Vazquez |  | CITY OF ABBOTT | [9 empty] | 10443720001042442 | 609 S 3RD ST | ABBOTT | 76621-3030
Ignacio Vazquez |  | CITY OF ANGUS | [9 empty] | 10443720001716693 | 6008 S INTERSTATE HIGHWAY 45 W DEPT FIRE | ANGUS | 75109-5422
Ignacio Vazquez |  | CITY OF CORSICANA | [9 empty] | 10443720001669356 | 3100 SE COUNTY ROAD 0030 OFC MAIN | CORSICANA | 75110-0000
Ignacio Vazquez |  | CITY OF CORSICANA |  |  |  |  | citymanager@corsicanatx.gov |  |  |  |  | 10443720001784025 | 200 N 12TH ST DEPT FIRE | CORSICANA | 75110-0000
Ignacio Vazquez |  | CITY OF CORSICANA |  |  |  |  | jbeard@ci.corsicana.tx.us |  |  |  |  | 10443720002133798 | 2200 OAK VALLEY RD UNIT TOWR2 | CORSICANA | 75110-5924
Ignacio Vazquez |  | CITY OF CORSICANA | [9 empty] | 10443720001926904 | 3009 N BEATON ST DEPT FIRE | CORSICANA | 75110-1215
Ignacio Vazquez |  | CITY OF CORSICANA | [9 empty] | 10443720001841716 | 2212 W 2ND AVE DEPT FIRE | CORSICANA | 75110-2514
Ignacio Vazquez |  | CITY OF CORSICANA | [9 empty] | 10443720002006605 | 1125 FM 667 UNIT PLANT | CORSICANA | 75110-0000
Ignacio Vazquez |  | CITY OF CORSICANA | [9 empty] | 10443720001985866 | 310 S 2ND ST DEPT FIRE | CORSICANA | 75110-6704
Ignacio Vazquez |  | CITY OF CORSICANA |  |  |  |  | tfranks@corsicanatx.gov |  |  |  |  | 10443720001662660 | 600 S 12TH ST SRVC | CORSICANA | 75110-6411
Ignacio Vazquez |  | CITY OF CORSICANA | [9 empty] | 10443720009481480 | 2151 JESTER DR | CORSICANA | 75109-0000
Ignacio Vazquez |  | CITY OF DAWSON | [9 empty] | 10443720007431790 | MAIN DEPT FIRE | DAWSON | 76639-0000
Ignacio Vazquez |  | CITY OF DAWSON | [9 empty] | 10443720001153856 | 200 S COUNTY LANE RD | DAWSON | 76639-0000
Ignacio Vazquez |  | CITY OF GOODLOW | [9 empty] | 10443720001948325 | 201 STATE HIGHWAY 309 | GOODLOW | 75144-9608
Ignacio Vazquez |  | CITY OF GROESBECK | [9 empty] | 10176990007695521 | 465 LCR 404 UNIT B | GROESBECK | 76642-2893
Ignacio Vazquez |  | CITY OF GROESBECK | [9 empty] | 10176990006173235 | 803 N TYUS ST | GROESBECK | 76642-2010
Ignacio Vazquez |  | CITY OF GROESBECK | [9 empty] | 10176990006162540 | 402 W NAVASOTA ST | GROESBECK | 76642-1750
Ignacio Vazquez |  | CITY OF GROESBECK | [9 empty] | 10176990006189138 | 1106 FROST ST UNIT A | GROESBECK | 76642-3504
Ignacio Vazquez |  | CITY OF HEWITT | [9 empty] | 10443720004232776 | 4460 OLD LORENA RD | LORENA | 76655-3204
Ignacio Vazquez |  | CITY OF HILLSBORO | [9 empty] | 10443720007245325 | 127 W FRANKLIN ST DEPT FIRE | HILLSBORO | 76645-2028
Ignacio Vazquez |  | CITY OF HILLSBORO | [9 empty] | 10443720008803137 | 600 PARHAM ST | HILLSBORO | 76645-0000
Ignacio Vazquez |  | CITY OF HILLSBORO | [9 empty] | 10443720006682830 | 955 CORSICANA HWY DEPT FIRE | HILLSBORO | 76645-2927
Ignacio Vazquez |  | CITY OF HILLSBORO | [9 empty] | 10443720006055979 | 303 N WACO ST DEPT POLIC | HILLSBORO | 76645-2139
Ignacio Vazquez |  | CITY OF HUBBARD | [9 empty] | 10443720008398215 | 220 S MAGNOLIA AVE | HUBBARD | 76648-2755
Ignacio Vazquez |  | CITY OF HUBBARD | [9 empty] | 10443720006670151 | 501 SW DAVIS ST DEPT POLIC | HUBBARD | 76648-2975
Ignacio Vazquez |  | CITY OF HUBBARD | [9 empty] | 10443720001173107 | 118 N MAGNOLIA AVE BLDG CITY HALL | HUBBARD | 76648-2444
Ignacio Vazquez |  | CITY OF HUBBARD | [9 empty] | 10443720008319723 | 500 W WALNUT | HUBBARD | 76648-0000
Ignacio Vazquez |  | CITY OF HUBBARD | [9 empty] | 10443720008451845 | 116 N MAGNOLIA AVE DEPT FIRE | HUBBARD | 76648-2444
Ignacio Vazquez |  | CITY OF KERENS | [9 empty] | 10443720006022841 | 200 S COLKET ST DEPT POLIC | KERENS | 75144-3002
Ignacio Vazquez |  | CITY OF KERENS | [9 empty] | 10443720001944016 | 900 BLK NW 2ND WATER TREAT | KERENS | 75144-0000
Ignacio Vazquez |  | CITY OF KERENS | [9 empty] | 10443720001892804 | 205 SE 3RD ST DEPT FIRE | KERENS | 75144-3117
Ignacio Vazquez |  | CITY OF KERENS | [9 empty] | 10443720001946155 | 1200 BLK SW 8TH | KERENS | 75144-0000
Ignacio Vazquez |  | CITY OF LORENA | [9 empty] | 10443720002883749 | 708 FRONT ST | LORENA | 76655-9600
Ignacio Vazquez |  | CITY OF LORENA | [9 empty] | 10443720002877270 | 704 N OLD TEMPLE RD | LORENA | 76655-3565
Ignacio Vazquez |  | CITY OF MALONE | [9 empty] | 10443720008360612 | 505 E LIVE OAK ST | MALONE | 76660-0000
Ignacio Vazquez |  | CITY OF MEXIA | [9 empty] | 10176990006939059 | 1521 W HIGHWAY 84 | MEXIA | 76667-4555
Ignacio Vazquez |  | CITY OF MEXIA |  |  |  |  | ericg@cityofmexia.com |  |  |  |  | 10176990007043498 | 101 N MCKINNEY ST | MEXIA | 76667-2824
Ignacio Vazquez |  | CITY OF MEXIA | [9 empty] | 10176990007628933 | 1529 E MILAM ST | MEXIA | 76667-2555
Ignacio Vazquez |  | CITY OF MEXIA | [9 empty] | 10176990007757149 | 802 S BELKNAP ST | MEXIA | 76667-3501
Ignacio Vazquez |  | CITY OF MEXIA | [9 empty] | 10176990007696668 | 201 S MCKINNEY ST DEPT FIRE | MEXIA | 76667-3230
Ignacio Vazquez |  | CITY OF MEXIA | [9 empty] | 10176990007727482 | 1200 SHILOH RD | MEXIA | 76667-4884
Ignacio Vazquez |  | CITY OF MOUNT CALM | [9 empty] | 10443720001176486 | 206 N SEELEY AVE W | MOUNT CALM | 76673-3208
Ignacio Vazquez |  | CITY OF POWELL | [9 empty] | 10443720002025887 | 200 CARR ST DEPT FIRE | POWELL | 75153-8858
Ignacio Vazquez |  | CITY OF RETREAT | [9 empty] | 10443720001823581 | 102 S SPIKES RD BLDG HALL | RETREAT | 75110-0000
Ignacio Vazquez |  | CITY OF RICHLAND | [9 empty] | 10443720009845854 | 103 W MAIN ST DEPT FIRE | RICHLAND | 76681-0000
Ignacio Vazquez |  | CITY OF THORNTON | [9 empty] | 10176990006197167 | 1009 MARSHALL ST DEPT FIRE | THORNTON | 76687-2546
Karl Green |  | CITY OF COPPERAS COVE | [9 empty] | 10443720002619939 | 425 PUBLIC WORKS DR | COPPERAS COVE | 76522-0000
Karl Green |  | CITY OF COPPERAS COVE | [9 empty] | 10443720008878002 | 1203 GOLF COURSE NE PLT RD | COPPERAS COVE | 76522-0000
Karl Green |  | CITY OF COPPERAS COVE | [9 empty] | 10443720002491630 | 415 S MAIN ST DEPT FIRE | COPPERAS COVE | 76522-2239
Karl Green |  | CITY OF COPPERAS COVE | [9 empty] | 10443720008594445 | 1398 W HIGHWAY 190 DEPT FIRE | COPPERAS COVE | 76522-0000
Karl Green |  | CITY OF COPPERAS COVE | [9 empty] | 10443720008236736 | 201 N FORT HOOD ST UNIT B | KILLEEN | 76541-0000
Karl Green |  | CITY OF COPPERAS COVE | [9 empty] | 10443720008907183 | 302 E AVENUE E DEPT POLIC | COPPERAS COVE | 76522-2221
Karl Green |  | CITY OF COPPERAS COVE | [9 empty] | 10443720002674220 | 914 TANK ST BLDG | COPPERAS COVE | 76522-3305
Karl Green |  | CITY OF COPPERAS COVE | [9 empty] | 10443720002489956 | 100 N FORT HOOD | COPPERAS COVE | 76522-0000
Karl Green |  | CITY OF COPPERAS COVE | [9 empty] | 10443720002610949 | 410 E ROBERTSON AVE | COPPERAS COVE | 76522-3014
Karl Green |  | CITY OF COPPERAS COVE | [9 empty] | 10443720008917320 | 1420 GOLF COURSE RD | COPPERAS COVE | 76522-1971
Karl Green |  | CITY OF COPPERAS COVE | [9 empty] | 10443720007205583 | 2711 BIG VALLEY RD | COPPERAS COVE | 76522-7206
Karl Green |  | CITY OF COPPERAS COVE |  |  |  |  | fire@copperascovetx.gov |  |  |  |  | 10443720008097670 | 1050 W BUSINESS 190 DEPT FIRE | COPPERAS COVE | 76522-3883
Karl Green |  | CITY OF COPPERAS COVE | [9 empty] | 10443720002625674 | 1208 W AVENUE B DEPT FIRE | COPPERAS COVE | 76522-1438
Karl Green |  | CITY OF FLORENCE | [9 empty] | 10443720002780767 | 301 BENEDICT AVE | FLORENCE | 76527-4064
Karl Green |  | CITY OF FLORENCE |  |  |  |  | mbryant@florencetex.com |  |  |  |  | 10443720007476771 | 2300 COUNTY ROAD 229 | FLORENCE | 76527-3914
Karl Green |  | CITY OF FLORENCE | [9 empty] | 10443720002779000 | 529 HAYDON LN PLANT | FLORENCE | 76527-0000
Karl Green |  | CITY OF FLORENCE | [9 empty] | 10443720006755804 | 306 E MAIN ST DEPT FIRE | FLORENCE | 76527-4048
Karl Green |  | CITY OF GATESVILLE | [9 empty] | 10443720003256085 | ROGERS PARK | MORGANS POINT RESORT | 76513-0000
Karl Green |  | CITY OF HARKER HEIGHTS | [9 empty] | 10443720007058395 | 401 INDIAN TRL STE B | HARKER HEIGHTS | 76548-7209
Karl Green |  | CITY OF HARKER HEIGHTS | [9 empty] | 10443720009392168 | 8292 CHAPARRAL RD | KILLEEN | 76542-0000
Karl Green |  | CITY OF HARKER HEIGHTS | [9 empty] | 10443720009493011 | 402 INDIAN TRL DEPT POLIC | HARKER HEIGHTS | 76548-7208
Karl Green |  | CITY OF HARKER HEIGHTS | [9 empty] | 10443720007076871 | 499 VERNA LEE | HARKER HEIGHTS | 76548-0000
Karl Green |  | CITY OF HARKER HEIGHTS | [9 empty] | 10443720001703424 | 401 INDIAN TRL DEPT FIRE | HARKER HEIGHTS | 76548-7209
Karl Green |  | CITY OF HARKER HEIGHTS | [9 empty] | 10443720009580565 | 217 N MARY JO DR | HARKER HEIGHTS | 76548-1046
Karl Green |  | CITY OF HARKER HEIGHTS | [9 empty] | 10443720001891997 | 430 PECAN DR | HARKER HEIGHTS | 76548-2446
Karl Green |  | CITY OF JARRELL | [9 empty] | 10443720008326061 | 450 W FM 487 | JARRELL | 76537-1660
Karl Green |  | CITY OF KILLEEN | [9 empty] | 10443720001443489 | 2001 WESTCLIFF RD | KILLEEN | 76543-0000
Karl Green |  | CITY OF KILLEEN | [9 empty] | 10443720001617089 | 2408 E RANCIER AVE DEPT POLIC | KILLEEN | 76543-3402
Karl Green |  | CITY OF KILLEEN | [9 empty] | 10443720001430965 | 700 N TWIN CREEK DR DEPT FIRE | KILLEEN | 76543-4235
Karl Green |  | CITY OF KILLEEN | [9 empty] | 10443720009904412 | 3800 WESTCLIFF RD DEPT FIRE | KILLEEN | 76543-2914
Karl Green |  | CITY OF KILLEEN | [9 empty] | 10443720001926810 | 905 W JASPER DR DEPT FIRE | KILLEEN | 76542-1327
Karl Green |  | CITY OF KILLEEN | [9 empty] | 10443720001691551 | 304 S 48TH ST | KILLEEN | 76543-4600
Karl Green |  | CITY OF KILLEEN | [9 empty] | 10443720001755690 | 1517 STONETREE DR DEPT FIRE | KILLEEN | 76543-5524
Karl Green |  | CITY OF KILLEEN | [9 empty] | 10443720001755566 | 1311 STONETREE DR DEPT POLIC | KILLEEN | 76543-5523
Karl Green |  | CITY OF KILLEEN | [9 empty] | 10443720002113957 | 402 N 2ND ST TOWER | KILLEEN | 76541-5207
Karl Green |  | CITY OF KILLEEN | [9 empty] | 10443720008236550 | 201 N FORT HOOD ST UNIT A | KILLEEN | 76541-0000
Karl Green |  | CITY OF KILLEEN | [9 empty] | 10443720007740736 | 3701 WATERCREST RD DEPT FIRE | KILLEEN | 76549-4215
Karl Green |  | CITY OF KILLEEN | [9 empty] | 10443720002480966 | 910 CONDER ST DEPT POLIC | KILLEEN | 76541-7371
Karl Green |  | CITY OF KILLEEN | [9 empty] | 10443720009365570 | 1807 MARTIN LUTHER KING JR BLVD | KILLEEN | 76543-5437
Karl Green |  | CITY OF KILLEEN | [9 empty] | 10443720001393672 | 301 S PARK | KILLEEN | 76541-0000
Karl Green |  | CITY OF KILLEEN | [9 empty] | 10443720001926779 | 907 W JASPER DR | KILLEEN | 76542-1327
Karl Green |  | CITY OF KILLEEN | [9 empty] | 10443720002113988 | 402 N 2ND ST DEPT POLIC | KILLEEN | 76541-5207
Karl Green |  | CITY OF KILLEEN | [9 empty] | 10443720001691520 | 3816 WATER ST | KILLEEN | 76543-0000
Karl Green |  | CITY OF KILLEEN | [9 empty] | 10443720007083722 | 2001 E ELMS RD DEPT FIRE | KILLEEN | 76542-2821
Karl Green |  | CITY OF KILLEEN | [9 empty] | 10443720001470645 | 114 W AVENUE D UNIT 2 | KILLEEN | 76541-5264
Karl Green |  | CITY OF KILLEEN | [9 empty] | 10443720001406506 | 201 N 28TH ST DEPT FIRE | KILLEEN | 76541-0000
Karl Green |  | CITY OF MORGAN'S POINT RESORT | [9 empty] | 10443720003179546 | 1462 MORGANS POINT RD DEPT FIRE | MORGANS POINT RESORT | 76513-0000
Karl Green |  | CITY OF MORGAN'S POINT RESORT | [9 empty] | 10443720008945653 | 6 LAKE FOREST DR DEPT FIRE | MORGANS POINT RESORT | 76513-9276
Karl Green |  | CITY OF MORGAN'S POINT RESORT | [9 empty] | 10443720009850932 | 9 HELMSMAN DR | MORGANS POINT RESORT | 76513-6431
Karl Green |  | CITY OF NOLANVILLE | [9 empty] | 10443720002350146 | 101 N 5TH ST DEPT POLIC | NOLANVILLE | 76559-4308
Kenneth Govan |  | CITY OF CEDAR HILL | [9 empty] | 10443720007787678 | 285 UPTOWN BLVD DEPT POLICe | CEDAR HILL | 75104-3532
Kenneth Govan |  | CITY OF CEDAR HILL | [9 empty] | 10443720001447890 | 1212 W BELT LINE RD DEPT FIRE | CEDAR HILL | 75104-1605
Kenneth Govan |  | CITY OF CEDAR HILL | [9 empty] | 10443720008335293 | 1505 LAKE RIDGE PKWY DEPT FIRE | CEDAR HILL | 75104-0000
Kenneth Govan |  | CITY OF CEDAR HILL | [9 empty] | 10443720001549973 | 1210 MEADOWCREST | CEDAR HILL | 75104-0000
Kenneth Govan |  | CITY OF CEDAR HILL | [9 empty] | 10443720001536209 | 1098 S CLARK RD DEPT FIRE | CEDAR HILL | 75104-3201
Kenneth Govan |  | CITY OF CEDAR HILL | [9 empty] | 10443720001592443 | 390 FLAMELEAF PL | CEDAR HILL | 75104-4906
Kenneth Govan |  | CITY OF CEDAR HILL | [9 empty] | 10443720001568201 | 1430 HIGH POINTE LN DEPT FIRE | CEDAR HILL | 75104-4950
Kenneth Govan |  | CITY OF COCKRELL HILL | [9 empty] | 10443720002959889 | 4125 W CLARENDON DR DEPT FIRE | COCKRELL HILL | 75211-4919
Kenneth Govan |  | CITY OF COCKRELL HILL | [9 empty] | 10443720009910710 | 4125 W CLARENDON DR DEPT FIRE | COCKRELL HILL | 75211-4919
Kenneth Govan |  | CITY OF DESOTO | [9 empty] | 10443720004307082 | 105 1ST ST DEPT FIRE | DESOTO | 75115-5619
Kenneth Govan |  | CITY OF DESOTO | [9 empty] | 10443720004697651 | 501 E WINTERGREEN RD DEPT FIRE | DESOTO | 75115-2507
Kenneth Govan |  | CITY OF DESOTO | [9 empty] | 10443720004254754 | 200 S PARKS DR | DESOTO | 75115-5806
Kenneth Govan |  | CITY OF DESOTO | [9 empty] | 10443720004426680 | 1301 W PLEASANT RUN RD DEPT FIRE | DESOTO | 75115-2727
Kenneth Govan |  | CITY OF DUNCANVILLE | [9 empty] | 10443720007011274 | 1530 S MAIN ST DEPT FIRE | DUNCANVILLE | 75137-4002
Kenneth Govan |  | CITY OF DUNCANVILLE | [9 empty] | 10443720001233246 | 323 W CAMP WISDOM RD DEPT FIRE | DUNCANVILLE | 75116-3332
Kenneth Govan |  | CITY OF DUNCANVILLE | [9 empty] | 10443720001122080 | @DANIELDALE STA WP | DUNCANVILLE | 75138-0000
Kenneth Govan |  | CITY OF DUNCANVILLE | [9 empty] | 10443720001131442 | 203 E WHEATLAND RD DEPT POLIC | DUNCANVILLE | 75116-4824
Kenneth Govan |  | CITY OF DUNCANVILLE | [9 empty] | 10443720001261952 | 1110 N MAIN ST PUMP WATER | DUNCANVILLE | 75116-2758
Kenneth Govan |  | CITY OF DUNCANVILLE | [9 empty] | 10443720001593187 | 1839 STRAUS RD | CEDAR HILL | 75104-0000
Kenneth Govan |  | CITY OF DUNCANVILLE | [9 empty] | 10443720001154227 | 110 S CLARK RD | DUNCANVILLE | 75116-4225
Kenneth Govan |  | CITY OF DUNCANVILLE | [9 empty] | 10443720001058096 | 1835 MEADOWCREST LN WELL WATER | DUNCANVILLE | 75138-0000
Kenneth Govan |  | CITY OF GLENN HEIGHTS |  |  |  |  | keith.moore@glennheightstx.gov |  |  |  |  | 10443720004327232 | 550 E BEAR CREEK RD | GLENN HEIGHTS | 75154-8300
Kenneth Govan |  | CITY OF GLENN HEIGHTS |  |  |  |  | keith.moore@glennheightstx.gov |  |  |  |  | 10443720004327263 | 600 W BEAR CREEK RD | GLENN HEIGHTS | 75154-8110
Kenneth Govan |  | CITY OF GLENN HEIGHTS |  |  |  |  | keith.moore@glennheightstx.gov |  |  |  |  | 10443720009303197 | 1631 WHITAKER UNIT A | GLENN HEIGHTS | 75154-0000
Kenneth Govan |  | CITY OF HUTCHINS | [9 empty] | 10443720009035428 | 1525 E WINTERGREEN RD DEPT FIRE | HUTCHINS | 75141-4229
Kenneth Govan |  | CITY OF HUTCHINS | [9 empty] | 10443720003974855 | 923 S INTERSTATE 45 SERVICE RD | HUTCHINS | 75141-4192
Kenneth Govan |  | CITY OF HUTCHINS | [9 empty] | 10443720004001143 | 321 N MAIN ST DEPT FIRE | HUTCHINS | 75141-3068
Kenneth Govan |  | CITY OF LANCASTER | [9 empty] | 10443720004031213 | 3132 N HOUSTON SCHOOL RD DEPT FIRE | LANCASTER | 75134-1602
Kenneth Govan |  | CITY OF LANCASTER | [9 empty] | 10443720003957960 | 1960 W BELT LINE RD DEPT FIRE | LANCASTER | 75146-2015
Kenneth Govan |  | CITY OF LANCASTER | [9 empty] | 10443720008537537 | 1650 N DALLAS AVE DEPT FIRE | LANCASTER | 75134-3260
Kenneth Govan |  | CITY OF LANCASTER | [9 empty] | 10443720004031182 | 3624 AMES RD | LANCASTER | 75134-1922
Kenneth Govan |  | CITY OF MIDLOTHIAN | [9 empty] | 10443720001635657 | 2901 MANSFIELD RD | CEDAR HILL | 75104-0000
Kenneth Govan |  | CITY OF OVILLA | [9 empty] | 10443720004376894 | 105 COCKRELL HILL RD DEPT FIRE | OVILLA | 75154-1492
Kenneth Govan |  | CITY OF RED OAK | [9 empty] | 10443720007253457 | 547 METHODIST ST DEPT FIRE | RED OAK | 75154-4219
Kenneth Govan |  | CITY OF RED OAK | [9 empty] | 10443720008691918 | 1201 PIERCE RD DEPT FIRE | RED OAK | 75154-5119
Kenneth Govan |  | CITY OF WILMER | [9 empty] | 10443720003891155 | BELTLINE FIRE STA DEPT FIRE | WILMER | 75172-0000
Kenneth Govan |  | CITY OF WILMER | [9 empty] | 10443720003887466 | 219 E BELT LINE RD BLDG POLIC | WILMER | 75172-1127
Kerric Bradford |  | CITY OF ENNIS | [9 empty] | 10443720006911744 | 401 W PLANT RD UNIT A | ENNIS | 75119-9028
Kerric Bradford |  | CITY OF ENNIS | [9 empty] | 10443720004733080 | 119 W BROWN ST DEPT 911 | ENNIS | 75119-4736
Kerric Bradford |  | CITY OF ENNIS | [9 empty] | 10443720004772264 | 4400 BEACH RD | ENNIS | 75119-1338
Kerric Bradford |  | CITY OF ENNIS | [9 empty] | 10443720004689432 | 410 LUMPKIN DR DEPT FIRE | ENNIS | 75119-5231
Kerric Bradford |  | CITY OF ENNIS | [9 empty] | 10443720004772326 | @BARDWELL LAKE | ENNIS | 75119-0000
Kerric Bradford |  | CITY OF ENNIS | [9 empty] | 10443720004856553 | 901 E MARTIN LUTHER KING DR DEPT FIRE | ENNIS | 75119-2670
Kerric Bradford |  | CITY OF FERRIS | [9 empty] | 10443720004951103 | @FERRIS-WTR WKS & HWY 75 N | FERRIS | 75125-0000
Kerric Bradford |  | CITY OF FERRIS | [9 empty] | 10443720004952157 | @FERRIS-WTR WKS CHURCH & 7TH | FERRIS | 75125-0000
Kerric Bradford |  | CITY OF FERRIS | [9 empty] | 10443720004951010 | @HWY 75 N | FERRIS | 75125-0000
Kerric Bradford |  | CITY OF FERRIS | [9 empty] | 10443720006570481 | 201 S CHURCH ST DEPT FIRE | FERRIS | 75125-2520
Kerric Bradford |  | CITY OF ITALY | [9 empty] | 10443720004461551 | 615 CLARK ST WELL 3 | ITALY | 76651-0000
Kerric Bradford |  | CITY OF ITALY | [9 empty] | 10443720004456963 | 291 HOUSTON ST WELL 1 | ITALY | 76651-0000
Kerric Bradford |  | CITY OF ITALY | [9 empty] | 10443720007695719 | 105 S Ward St | Italy | 76651-3931
Kerric Bradford |  | CITY OF ITALY | [9 empty] | 10443720008689190 | 1100 HIGHWAY 667 | ITALY | 76651-0000
Kerric Bradford |  | CITY OF ITASCA | [9 empty] | 10443720001255598 | 2559 FM 66 DEPT FIRE | ITASCA | 76055-5107
Kerric Bradford |  | CITY OF MAYPEARL | [9 empty] | 10443720004181001 | @MAYPEARL-WATER WORKS | MAYPEARL | 76064-0000
Kerric Bradford |  | CITY OF MAYPEARL | [9 empty] | 10443720004182768 | @4TH ST E-WATER WELL | MAYPEARL | 76064-0000
Kerric Bradford |  | CITY OF MIDLOTHIAN | [9 empty] | 10443720004513321 | 404 TAYMAN DR | MIDLOTHIAN | 76065-0000
Kerric Bradford |  | CITY OF MIDLOTHIAN | [9 empty] | 10443720008713339 | 770 TOWER RD DEPT FIRE | MIDLOTHIAN | 76065-0000
Kerric Bradford |  | CITY OF MIDLOTHIAN | [9 empty] | 10443720004284138 | 800 E AVENUE F | MIDLOTHIAN | 76065-0000
Kerric Bradford |  | CITY OF MIDLOTHIAN | [9 empty] | 10443720009063825 | 1761 AUGER RD A | MIDLOTHIAN | 76065-0000
Kerric Bradford |  | CITY OF MILFORD | [9 empty] | 10443720001208540 | 104 E CROSSMAIN DEPT FIRE | MILFORD | 76670-0000
Kerric Bradford |  | CITY OF PALMER | [9 empty] | 10443720008873764 | 165 S SHERMAN ST DEPT FIRE | PALMER | 75152-9639
Kerric Bradford |  | CITY OF PALMER | [9 empty] | 10443720007508277 | 130 FM 813 W | PALMER | 75152-8000
Kerric Bradford |  | CITY OF PALMER | [9 empty] | 10443720004917592 | 1225 S IH 45 | PALMER | 75152-0000
Kerric Bradford |  | CITY OF RICE | [9 empty] | 10443720004747991 | 205 E CALHOUN ST DEPT FIRE | RICE | 75155-0000
Kerric Bradford |  | CITY OF WAXAHACHIE | [9 empty] | 10443720004110042 | 2301 HOWARD RD | WAXAHACHIE | 75165-9464
Kerric Bradford |  | CITY OF WAXAHACHIE | [9 empty] | 10443720006423045 | 3630 HOWARD RD | WAXAHACHIE | 75165-9459
Kerric Bradford |  | CITY OF WAXAHACHIE | [9 empty] | 10443720009269231 | 1601 CLEAVER RD DEPT FIRE | WAXAHACHIE | 75165-2849
Kerric Bradford |  | CITY OF WAXAHACHIE | [9 empty] | 10443720008171987 | 1400 E JEFFERSON UNIT A | WAXAHACHIE | 75165-0000
Kerric Bradford |  | CITY OF WAXAHACHIE |  |  |  |  | rmoreno@waxahachie.com |  |  |  |  | 10443720006276198 | 1900 HOWARD RD | WAXAHACHIE | 75165-9442
Kerric Bradford |  | CITY OF WAXAHACHIE | [9 empty] | 10443720008704256 | 312 ALTON ADAMS DR STE A | WAXAHACHIE | 75165-0000
Kerric Bradford |  | CITY OF WAXAHACHIE | [9 empty] | 10443720008408037 | 4708 W HIGHWAY 34 | WAXAHACHIE | 75165-0000
Kerric Bradford |  | CITY OF WAXAHACHIE | [9 empty] | 10443720008230918 | 2301 HOWARD RD UNIT B | WAXAHACHIE | 75165-9464
Kerric Bradford |  | CITY OF WAXAHACHIE | [9 empty] | 10443720004293407 | 407 WATER ST DEPT FIRE | WAXAHACHIE | 75165-3657
Kerric Bradford |  | CITY OF WAXAHACHIE | [9 empty] | 10443720004638530 | 101 TUGGLE ST | WAXAHACHIE | 75165-3803
Kerric Bradford |  | CITY OF WAXAHACHIE | [9 empty] | 10443720008695421 | 528 OVILLA RD STE A | WAXAHACHIE | 75167-4817
Kerric Bradford |  | CITY OF WAXAHACHIE | [9 empty] | 10443720004174367 | 200 YMCA DR DEPT FIRE | WAXAHACHIE | 75165-5132
Kerric Bradford |  | CITY OF WAXAHACHIE | [9 empty] | 10443720008704287 | 312 ALTON ADAMS DR STE B | WAXAHACHIE | 75165-0000
Kita Hobbs |  | CITY OF CARROLLTON | [9 empty] | 10443720002122510 | 2150 OLD DENTON RD UNIT | CARROLLTON | 75006-3159
Kita Hobbs |  | CITY OF CARROLLTON | [9 empty] | 10443720009644970 | 4750 N JOSEY LN DEPT FIRE7 | CARROLLTON | 75010-4615
Kita Hobbs |  | CITY OF CARROLLTON | [9 empty] | 10443720001813967 | 2335 MARSH LN DEPT FIRE3 | CARROLLTON | 75006-0000
Kita Hobbs |  | CITY OF CARROLLTON | [9 empty] | 10443720002184820 | 1115 W ROSEMEADE PKWY DEPT FIRE6 | CARROLLTON | 75007-6278
Kita Hobbs |  | CITY OF CARROLLTON | [9 empty] | 10443720009554580 | 4041 HUFFINES BLVD DEPT FIRE8 | CARROLLTON | 75010-6540
Kita Hobbs |  | CITY OF CARROLLTON | [9 empty] | 10443720007086887 | 1623 E BELT LINE RD DEPT FIRE | CARROLLTON | 75006-6308
Kita Hobbs |  | CITY OF CARROLLTON | [9 empty] | 10443720001109616 | 1805 HUTTON DR DEPT FIRE5 | CARROLLTON | 75006-6620
Kita Hobbs |  | CITY OF CARROLLTON | [9 empty] | 10443720001735320 | 2155 E ROSEMEADE PKWY DEPT FIRE4 | CARROLLTON | 75007-2308
Kita Hobbs |  | CITY OF CARROLLTON | [9 empty] | 10443720007977573 | 2255 MARSH LN DEPT FIRE | CARROLLTON | 75006-2612
Kita Hobbs |  | CITY OF CARROLLTON | [9 empty] | 10443720002122479 | 2150 OLD DENTON RD BLDG | CARROLLTON | 75006-3159
Kita Hobbs |  | CITY OF CARROLLTON | [9 empty] | 10443720002247688 | 2415 COUNTRY CLUB DR BLDG | CARROLLTON | 75006-0000
Kita Hobbs |  | CITY OF CARROLLTON | [9 empty] | 10443720000558782 | 2025 E JACKSON RD DEPT POLIC | CARROLLTON | 75006-1739
Kita Hobbs |  | CITY OF CARROLLTON | [9 empty] | 10443720007051237 | 1720 E JACKSON RD DEPT FIRE | CARROLLTON | 75006-2915
Kita Hobbs |  | CITY OF COPPELL | [9 empty] | 10443720006092494 | 1101 VILLAGE PKWY | COPPELL | 75019-0000
Kita Hobbs |  | CITY OF COPPELL | [9 empty] | 10443720008348488 | 520 SOUTHWESTERN BLVD | COPPELL | 75019-0000
Kita Hobbs |  | CITY OF COPPELL | [9 empty] | 10443720008513129 | 130 TOWN CENTER BLVD | COPPELL | 75019-0000
Kita Hobbs |  | CITY OF COPPELL | [9 empty] | 10443720008561892 | 290 N DENTON TAP RD | COPPELL | 75019-0000
Kita Hobbs |  | CITY OF COPPELL | [9 empty] | 10443720008561954 | 322 S MACARTHUR BLVD | COPPELL | 75019-0000
Kita Hobbs |  | CITY OF DALLAS | [9 empty] | 10443720007185306 | 2115 N BROADWAY ST | CARROLLTON | 75006-0000
Kita Hobbs |  | CITY OF DALLAS | [9 empty] | 10443720002992409 | 1500 WHITLOCK VN | CARROLLTON | 75006-0000
Kita Hobbs |  | CITY OF DALLAS | [9 empty] | 10443720006797372 | 1500 WHITLOCK LN EFHS PUMP 1 12.5 kV | CARROLLTON | 75006-3220
Kita Hobbs |  | CITY OF FARMERS BRANCH | [9 empty] | 10443720008945647 | 13601 WEBB CHAPEL RD DEPT FIRE | FARMERS BRANCH | 75234-3727
Kita Hobbs |  | CITY OF FARMERS BRANCH | [9 empty] | 10443720001809782 | 2412 WICKER AVE | FARMERS BRANCH | 75234-4750
Kita Hobbs |  | CITY OF FARMERS BRANCH | [9 empty] | 10443720001809813 | 2417 WICKER AVE | FARMERS BRANCH | 75234-4749
Kita Hobbs |  | CITY OF FARMERS BRANCH | [9 empty] | 10443720009566819 | 3723 VALLEY VIEW LN REAR POLIC | FARMERS BRANCH | 75244-4902
Kita Hobbs |  | CITY OF FARMERS BRANCH | [9 empty] | 10443720001974671 | 2535 VALLEY VIEW LN DEPT FIRE | FARMERS BRANCH | 75234-6189
Kita Hobbs |  | CITY OF FARMERS BRANCH | [9 empty] | 10443720000648857 | 14805 MARSH LN | FARMERS BRANCH | 75234-0000
Kita Hobbs |  | CITY OF FARMERS BRANCH | [9 empty] | 10443720007702020 | 13303 HUTTON DR DEPT FIRE | FARMERS BRANCH | 75234-9241
Kita Hobbs |  | CITY OF IRVING | [9 empty] | 10443720002175088 | 8101 JETSTAR DR DEPT FIRE | IRVING | 75063-2806
Kita Hobbs |  | CITY OF IRVING | [9 empty] | 10443720002716224 | 2603 ESTERS RD MB | IRVING | 75062-5017
Kita Hobbs |  | CITY OF IRVING | [9 empty] | 10443720003220284 | 845 W IRVING BLVD DEPT FIRE | IRVING | 75060-2845
Kita Hobbs |  | CITY OF IRVING | [9 empty] | 10443720000257936 | 2995 REGENT BLVD DEPT FIRE | IRVING | 75063-0000
Kita Hobbs |  | CITY OF IRVING | [9 empty] | 10443720003223508 | 650 LAS COLINAS BLVD E DEPT FIRE | IRVING | 75039-5652
Kita Hobbs |  | CITY OF IRVING | [9 empty] | 10443720002171275 | 3303 W WALNUT HILL LN DEPT FIRE | IRVING | 75038-5007
Kita Hobbs |  | CITY OF IRVING | [9 empty] | 10443720003033261 | 925 CHAMBERLAIN ST DEPT FIRE | IRVING | 75060-5454
Kita Hobbs |  | CITY OF IRVING | [9 empty] | 10443720007283206 | 6000 RIVERSIDE DR DEPT POLIC | IRVING | 75039-3523
Kita Hobbs |  | CITY OF IRVING | [9 empty] | 10443720002175925 | 4041 CARBON RD | IRVING | 75038-0000
Kita Hobbs |  | CITY OF IRVING | [9 empty] | 10443720003387219 | 1825 E GRAUWYLER RD DEPT FIRE | IRVING | 75061-3040
Kita Hobbs |  | CITY OF IRVING | [9 empty] | 10443720008945736 | 8500 RANCHVIEW DR | IRVING | 75063-0000
Kita Hobbs |  | CITY OF IRVING | [9 empty] | 10443720006370814 | 305 N O CONNOR RD DEPT POLIC | IRVING | 75061-7523
Kita Hobbs |  | CITY OF IRVING | [9 empty] | 10443720008136078 | 6198 LOVE DR DEPT FIRE | IRVING | 75039-0000
Kita Hobbs |  | CITY OF IRVING | [9 empty] | 10443720009660534 | 2801 ESTERS RD DEPT FIRE | IRVING | 75062-2821
Kita Hobbs |  | CITY OF IRVING | [9 empty] | 10443720002758508 | 1230 GLENWICK LN MB | IRVING | 75060-5040
Kita Hobbs |  | CITY OF IRVING | [9 empty] | 10443720007283268 | 5992 RIVERSIDE DR DEPT POLIC | IRVING | 75039-3518
Kita Hobbs |  | CITY OF IRVING | [9 empty] | 10443720007431107 | 6200 LOVE DR DEPT FIRE | IRVING | 75039-4000
Kita Hobbs |  | CITY OF IRVING | [9 empty] | 10443720008861447 | 2925 W SHADY GROVE RD DEPT FIRE | IRVING | 75060-4830
Kita Hobbs |  | CITY OF IRVING | [9 empty] | 10443720007852583 | 1306 N STORY RD DEPT FIRE | IRVING | 75061-4360
Kita Hobbs |  | CITY OF IRVING | [9 empty] | 10443720002094178 | 3303 N MACARTHUR BLVD DEPT FIRE4 | IRVING | 75062-4455
Kita Hobbs |  | CITY OF IRVING | [9 empty] | 10443720009052262 | 1900 N MACARTHUR BLVD | IRVING | 75062-0000
Kita Hobbs |  | CITY OF IRVING | [9 empty] | 10443720007824754 | 1100 E NORTHGATE DR | IRVING | 75062-0000
Kita Hobbs |  | CITY OF IRVING | [9 empty] | 10443720003846639 | 315 CIMARRON TRL DEPT FIRE | IRVING | 75063-4534
Kita Hobbs |  | CITY OF IRVING | [9 empty] | 10443720009262029 | 333 VALLEY VIEW LN | IRVING | 75061-6024
Kristy Tyra |  | CITY OF ACKERLY | [9 empty] | 10443720007156176 | 500 AVENUE A | ACKERLY | 79713-0000
Kristy Tyra |  | CITY OF BIG SPRING | [9 empty] | 10443720001000723 | 400 E 4TH ST DEPT POLIC | BIG SPRING | 79720-2635
Kristy Tyra |  | CITY OF BIG SPRING | [9 empty] | 10443720001000475 | 1601 VIRGINIA AVE | BIG SPRING | 79720-4956
Kristy Tyra |  | CITY OF BIG SPRING | [9 empty] | 10443720001000940 | 100 NE 8TH ST DEPT FIRE | BIG SPRING | 79720-1409
Kristy Tyra |  | CITY OF BIG SPRING | [9 empty] | 10443720001000847 | 1711 S MAIN ST DEPT FIRE | BIG SPRING | 79720-4529
Kristy Tyra |  | CITY OF BIG SPRING | [9 empty] | 10443720001000909 | 1607 11TH PL DEPT FIRE | BIG SPRING | 79720-0000
Kristy Tyra |  | CITY OF BIG SPRING | [9 empty] | 10443720001374676 | @BIG SPRING IND PK BLDG 708 | BIG SPRING | 79720-0000
Kristy Tyra |  | CITY OF BIG SPRING | [9 empty] | 10443720001377590 | BIG SPRING IND PARK DEPT FIRE | BIG SPRING | 79720-0000
Kristy Tyra |  | CITY OF BIG SPRING | [9 empty] | 10443720001000878 | 1701 WASSON RD DEPT FIRE | BIG SPRING | 79720-0000
Kristy Tyra |  | CITY OF COAHOMA | [9 empty] | 10443720001434103 | COAHOMA TX SEWER | COAHOMA | 79511-0000
Kristy Tyra |  | CITY OF COAHOMA | [9 empty] | 10443720001433731 | COAHOMA PUMPSTATION | COAHOMA | 79511-0000
Kristy Tyra |  | CITY OF COAHOMA | [9 empty] | 10443720001126614 | 214 N 1ST ST DEPT FIRE | COAHOMA | 79511-0000
Kristy Tyra |  | CITY OF COLORADO CITY | [9 empty] | 10443720004889487 | 620 E 11TH ST DEPT FIRE | COLORADO CITY | 79512-4921
Kristy Tyra |  | CITY OF COLORADO CITY | [9 empty] | 10443720004890231 | @C CITY US HWY 80A | COLORADO CITY | 79512-0000
Kristy Tyra |  | CITY OF COLORADO CITY | [9 empty] | 10443720008140488 | 140 KIMBLE ST | COLORADO CITY | 79512-6723
Kristy Tyra |  | CITY OF COLORADO CITY | [9 empty] | 10443720006508865 | 101 CNTY RD 105 SEWER POND | COLORADO CITY | 79512-0000
Kristy Tyra |  | CITY OF COLORADO CITY | [9 empty] | 10443720006287742 | @ROGERS RD SEWER STATION | COLORADO CITY | 79512-0000
Kristy Tyra |  | CITY OF COLORADO CITY | [9 empty] | 10443720008302773 | 201 W 3RD ST DEPT POLIC | COLORADO CITY | 79512-6007
Kristy Tyra |  | CITY OF FORSAN | [9 empty] | 10443720001006241 | 110 E MAIN ST DEPT FIRE | FORSAN | 79733-0000
Kristy Tyra |  | CITY OF FORSAN | [9 empty] | 10443720001007605 | @CORNER N REX & E 9TH | FORSAN | 79733-0000
Kristy Tyra |  | CITY OF LAMESA | [9 empty] | 10443720006066558 | NE 4 SEC80 BLK35 WW 7 | LAMESA | 79331-0000
Kristy Tyra |  | CITY OF LAMESA | [9 empty] | 10443720001211648 | AIRPORT RUNWAY LTS | LAMESA | 79331-0000
Kristy Tyra |  | CITY OF LAMESA | [9 empty] | 10443720001210935 | N 14TH AND AVE O | LAMESA | 79331-0000
Kristy Tyra |  | CITY OF LAMESA | [9 empty] | 10443720008809903 | 2400 COURT C | LAMESA | 79331-0000
Kristy Tyra |  | CITY OF LAMESA | [9 empty] | 10443720001210346 | BOOSTER PMP S LOT AVE | LAMESA | 79331-0000
Kristy Tyra |  | CITY OF LAMESA | [9 empty] | 10443720006136091 | 1500 SE 8TH | LAMESA | 79331-0000
Kristy Tyra |  | CITY OF LAMESA | [9 empty] | 10443720000291940 | 307 N 1ST ST DEPT FIRE | LAMESA | 79331-0000
Kristy Tyra |  | CITY OF LAMESA | [9 empty] | 10443720001016162 | 601 S 1ST ST DEPT POLIC | LAMESA | 79331-6247
Kristy Tyra |  | CITY OF LAMESA | [9 empty] | 10443720001210842 | 1000 N 17TH ST DEPT FIRE | LAMESA | 79331-2404
Kristy Tyra |  | CITY OF LAMESA | [9 empty] | 10443720001211555 | 1917 COURT C | LAMESA | 79331-0000
Kristy Tyra |  | CITY OF LORAINE |  |  |  |  | cityoflorainetx@gmail.com |  |  |  |  | 10443720004864315 | 210 W SCHOOL ST | LORAINE | 79532-0000
Kristy Tyra |  | CITY OF LORAINE | [9 empty] | 10443720004863633 | 111 S MAIN ST DEPT POLIC | LORAINE | 79532-2301
Kristy Tyra |  | CITY OF LORAINE | [9 empty] | 10443720004866578 | 202 MAIN ST DEPT FIRE | LORAINE | 79532-0000
Kristy Tyra |  | CITY OF O'DONNELL | [9 empty] | 10443720001106527 | 615 8th St Dept FIRE | Odonnell | 79351-3005
Kristy Tyra |  | CITY OF O'DONNELL | [9 empty] | 10443720001115269 | 613 3rd St 1 1 | Odonnell | 79351-0000
Kristy Tyra |  | CITY OF ROSCOE | [9 empty] | 10443720007990293 | 500 3RD ST | ROSCOE | 79545-0000
Kristy Tyra |  | CITY OF ROSCOE | [9 empty] | 10443720004525051 | 909 BROADWAY DEPT FIRE | ROSCOE | 79545-0000
Kristy Tyra |  | CITY OF ROSCOE | [9 empty] | 10443720004525330 | 1300 BROADWAY | ROSCOE | 79545-0000
Kristy Tyra |  | CITY OF SNYDER |  |  |  |  | etorres@ci.snyder.tx.us |  |  |  |  | 10443720006294810 | 2661 THOMPSON RD | SNYDER | 79549-4923
Kristy Tyra |  | CITY OF SNYDER |  |  |  |  | sgreen@ci.snyder.tx.us |  |  |  |  | 10443720005044859 | 1200 32ND ST | SNYDER | 79549-4700
Kristy Tyra |  | CITY OF SNYDER | [9 empty] | 10443720005044425 | 1912 1/2 27TH ST DEPT FIRE | SNYDER | 79549-3332
Kristy Tyra |  | CITY OF SNYDER | [9 empty] | 10443720005044394 | 1912 27TH ST DEPT POLIC | SNYDER | 79549-3332
Kristy Tyra |  | CITY OF SWEETWATER | [9 empty] | 10443720000802540 | 400 E AVENUE A DEPT POLIC | SWEETWATER | 79556-5305
Kristy Tyra |  | CITY OF SWEETWATER | [9 empty] | 10443720004528027 | 201 E 4TH ST DEPT POLIC | SWEETWATER | 79556-4540
Kristy Tyra |  | CITY OF SWEETWATER | [9 empty] | 10443720004526198 | 200 E 4TH ST | SWEETWATER | 79556-4541
Kristy Tyra |  | CITY OF SWEETWATER | [9 empty] | 10443720004526725 | 321 LOCUST ST DEPT FIRE | SWEETWATER | 79556-4574
Kristy Tyra |  | CITY OF SWEETWATER | [9 empty] | 10443720004526260 | 221 COUNTY ROAD 181 | SWEETWATER | 79556-0000
Kristy Tyra |  | CITY OF SWEETWATER | [9 empty] | 10443720006891436 | 5 CNTY 116 RD | SWEETWATER | 79556-0000
Kristy Tyra |  | CITY OF SWEETWATER | [9 empty] | 10443720004526229 | 14209 HIGHWAY 70 B | SWEETWATER | 79556-0000
Kristy Tyra |  | CITY OF SWEETWATER | [9 empty] | 10443720004526043 | 111 COUNTY ROAD 141 | SWEETWATER | 79556-4120
Kristy Tyra |  | CITY OF SWEETWATER | [9 empty] | 10443720006357058 | 900 E BROADWAY ST DEPT FIRE | SWEETWATER | 79556-4714
Kristy Tyra |  | CITY OF SWEETWATER | [9 empty] | 10443720006859165 | 3 CNTY 147 RD | ROSCOE | 79545-0000
Kristy Tyra |  | CITY OF SWEETWATER | [9 empty] | 10443720006954428 | 320 COUNTY ROAD 109 | SWEETWATER | 79556-3630
Kristy Tyra |  | CITY OF SWEETWATER | [9 empty] | 10443720006859196 | 4 CNTY 147 RD | ROSCOE | 79545-0000
Kristy Tyra |  | TOWN OF ACKERLY | [9 empty] | 10443720001207431 | 401 AVE C DEPT FIRE | ACKERLY | 79713-0000
Kristy Tyra |  | TOWN OF ACKERLY | [9 empty] | 10443720001400468 | 2011 COUNTY ROAD 34 | ACKERLY | 79713-0000
Larry Willis |  | CITY OF ANNONA | [9 empty] | 10443720003415364 | 301 E MAIN ST SEWR | ANNONA | 75500-0000
Larry Willis |  | CITY OF CELESTE | [9 empty] | 10443720001525033 | 73939 SUAA RD | CELESTE | 75423-0000
Larry Willis |  | CITY OF CLARKSVILLE | [9 empty] | 10443720003394036 | @LANGFORD LAKE PUMP | CLARKSVILLE | 75426-0000
Larry Willis |  | CITY OF CLARKSVILLE | [9 empty] | 10443720003430895 | 1403 W WASHINGTON ST | CLARKSVILLE | 75426-3415
Larry Willis |  | CITY OF CLARKSVILLE | [9 empty] | 10443720003401011 | 2800 W MAIN ST | CLARKSVILLE | 75426-3322
Larry Willis |  | CITY OF CLARKSVILLE | [9 empty] | 10443720003420355 | 300 N PECAN ST DEPT FIRE | CLARKSVILLE | 75426-3055
Larry Willis |  | CITY OF CLARKSVILLE | [9 empty] | 10443720003458361 | 1506 N GRANT ST | CLARKSVILLE | 75426-2120
Larry Willis |  | CITY OF CLARKSVILLE | [9 empty] | 10443720003439761 | 800 W MAIN ST DEPT POLIC | CLARKSVILLE | 75426-3622
Larry Willis |  | CITY OF CLARKSVILLE | [9 empty] | 10443720003476589 | 531 FARM ROAD 910 | CLARKSVILLE | 75426-0000
Larry Willis |  | CITY OF COMMERCE |  |  |  |  | jamie.campbell@commercetx.org |  |  |  |  | 10443720004941060 | @SEWER LIFT/ROSS ST | COMMERCE | 75428-0000
Larry Willis |  | CITY OF COMMERCE | [9 empty] | 10443720007613763 | 1103 SYCAMORE ST DEPT FIRE | COMMERCE | 75428-2616
Larry Willis |  | CITY OF COMMERCE | [9 empty] | 10443720004941215 | 108 MARTIN LUTHER KING | COMMERCE | 75428-0000
Larry Willis |  | CITY OF COMMERCE | [9 empty] | 10443720004919515 | 1000 WASHINGTON ST | COMMERCE | 75428-2157
Larry Willis |  | CITY OF COMMERCE | [9 empty] | 10443720004919391 | 201 DEJERNNETT ST | COMMERCE | 75428-2169
Larry Willis |  | CITY OF COMMERCE | [9 empty] | 10443720004946051 | 4000 FM 3218 | COMMERCE | 75428-0000
Larry Willis |  | CITY OF COMO | [9 empty] | 10443720004512826 | 391 JEFFERSON ST | COMO | 75431-2802
Larry Willis |  | CITY OF COMO | [9 empty] | 10443720006358566 | 312 WESTGATE PARK | COMO | 75431-2710
Larry Willis |  | CITY OF COOPER | [9 empty] | 10443720003525662 | 10 TEXAS HIGHWAY 24 N | COOPER | 75432-4950
Larry Willis |  | CITY OF COOPER | [9 empty] | 10443720007527645 | 1501 SW 1ST | COOPER | 75432-0000
Larry Willis |  | CITY OF CUMBY | [9 empty] | 10443720008341233 | 104 HOLLAND ST | CUMBY | 75433-2625
Larry Willis |  | CITY OF CUMBY | [9 empty] | 10443720004891863 | 206 GREEN ST | CUMBY | 75433-2332
Larry Willis |  | CITY OF CUMBY | [9 empty] | 10443720006325706 | 103 W MAIN DEPT FIRE | CUMBY | 75433-0000
Larry Willis |  | CITY OF CUMBY | [9 empty] | 10443720004892979 | 3011 FARM ROAD 499 | CUMBY | 75433-4222
Larry Willis |  | CITY OF CUMBY | [9 empty] | 10443720004887554 | 104 DEPOT ST | CUMBY | 75433-2607
Larry Willis |  | CITY OF LADONIA | [9 empty] | 10443720004868396 | 101 CHURCH ST | LADONIA | 75449-1102
Larry Willis |  | CITY OF LADONIA | [9 empty] | 10443720006803261 | 203 PARIS ST DEPT FIRE | LADONIA | 75449-1021
Larry Willis |  | CITY OF PARIS | [9 empty] | 10443720003148020 | @GROUND STORAGE PUMPS | PARIS | 75460-0000
Larry Willis |  | CITY OF PARIS | [9 empty] | 10443720007001382 | 3700 LAKE CROOK | PARIS | 75460-0000
Larry Willis |  | CITY OF PARIS |  |  |  |  | cade.hay@luminant.com |  |  |  |  | 10443720003274717 | 2200 COUNTY ROAD 34950 | PARIS | 75460-0000
Larry Willis |  | CITY OF PARIS | [9 empty] | 10443720003381388 | @WW TREATMENT PLANT | PARIS | 75460-0000
Larry Willis |  | CITY OF PARIS | [9 empty] | 10443720003317249 | @WTP-LAKE CROOK | PARIS | 75460-0000
Larry Willis |  | CITY OF PARIS | [9 empty] | 10443720003139464 | SE LIFT STA | PARIS | 75460-0000
Larry Willis |  | CITY OF PARIS | [9 empty] | 10443720007560467 | 1444 N MAIN ST BLDG SOUTH | PARIS | 75460-2652
Larry Willis |  | CITY OF PARIS | [9 empty] | 10443720008718162 | 2010 SE 24TH ST DEPT FIRE | PARIS | 75460-0000
Larry Willis |  | CITY OF PARIS | [9 empty] | 10443720003186336 | 2009 BONHAM ST DEPT FIRE | PARIS | 75460-3791
Larry Willis |  | CITY OF PARIS | [9 empty] | 10443720006996298 | 1805 7TH ST NW | PARIS | 75460-0000
Larry Willis |  | CITY OF PARIS | [9 empty] | 10443720007001444 | LAKE CROOK WATER TREAT | PARIS | 75460-0000
Larry Willis |  | CITY OF PARIS | [9 empty] | 10443720003381295 | @MASTER LIFT STATION | PARIS | 75460-0000
Larry Willis |  | CITY OF PARIS | [9 empty] | 10443720003338143 | 2910 CLARKSVILLE ST BLDG POLIC | PARIS | 75460-7955
Larry Willis |  | CITY OF PARIS | [9 empty] | 10443720007659574 | WW TREATMENT PLANT | PARIS | 75460-0000
Larry Willis |  | CITY OF PECAN GAP | [9 empty] | 10443720003527522 | 116 3RD ST DEPT FIRE | PECAN GAP | 75469-9709
Larry Willis |  | CITY OF RENO | [9 empty] | 10443720008212032 | 5200 PINE MILL RD | RENO (LAMAR CO) | 75462-5870
Larry Willis |  | CITY OF ROXTON | [9 empty] | 10443720008887329 | 100 N CHAD TRCE | ROXTON | 75477-0000
Larry Willis |  | CITY OF ROXTON | [9 empty] | 10443720003566613 | 911 S JACKSON ST | ROXTON | 75477-0000
Larry Willis |  | CITY OF ROXTON | [9 empty] | 10443720003550183 | 405 N HARRISON ST | ROXTON | 75477-0000
Larry Willis |  | CITY OF SULPHUR SPRINGS | [9 empty] | 10443720004713520 | 360 THOMAS RD BLDG 1 | SULPHUR SPRINGS | 75482-0000
Larry Willis |  | CITY OF SULPHUR SPRINGS | [9 empty] | 10443720004760206 | 825 N HILLCREST DR | SULPHUR SPRINGS | 75482-5405
Larry Willis |  | CITY OF SULPHUR SPRINGS | [9 empty] | 10443720004725548 | 1100 GILMER ST DEPT FIRE | SULPHUR SPRINGS | 75482-4837
Larry Willis |  | CITY OF SULPHUR SPRINGS | [9 empty] | 10443720004691913 | 627 CHURCH ST DEPT FIRE | SULPHUR SPRINGS | 75482-2690
Larry Willis |  | CITY OF WOLFE CITY | [9 empty] | 10443720004988645 | SEWER PLANT OFF CROCKE | WOLFE CITY | 75496-0000
Larry Willis |  | CITY OF WOLFE CITY | [9 empty] | 10443720004965209 | 103 E MAIN ST DEPT POLIC | WOLFE CITY | 75496-3104
Larry Willis |  | CITY OF WOLFE CITY | [9 empty] | 10443720004974602 | 106 S SANTA FE ST DEPT FIRE | WOLFE CITY | 75496-3095
Larry Willis |  | CITY OF WOLFE CITY | [9 empty] | 10443720006472646 | @FM 1563 | WOLFE CITY | 75496-0000
Michael L Baldwin |  | CITY OF BELLMEAD | [9 empty] | 10443720003418282 | 4505 CONCORD RD UNIT W TWR | BELLMEAD | 76705-2608
Michael L Baldwin |  | CITY OF BELLMEAD | [9 empty] | 10443720003354329 | PARRISH HOGAN LN | BELLMEAD | 76705-0000
Michael L Baldwin |  | CITY OF BELLMEAD | [9 empty] | 10443720009393170 | 601 RESEARCH AVE | BELLMEAD | 76705-0000
Michael L Baldwin |  | CITY OF BELLMEAD | [9 empty] | 10443720007072655 | 700 KANE ST DEPT FIRE | BELLMEAD | 76705-3049
Michael L Baldwin |  | CITY OF BELLMEAD | [9 empty] | 10443720003418251 | 4505 CONCORD RD UNIT W TWS | BELLMEAD | 76705-2608
Michael L Baldwin |  | CITY OF BELLMEAD | [9 empty] | 10443720009837948 | 701 MAXFIELD ST DEPT POLIC | BELLMEAD | 76705-3062
Michael L Baldwin |  | CITY OF BEVERLY HILLS | [9 empty] | 10443720003395683 | 3418 MEMORIAL DR DEPT POLIC | BEVERLY HILLS | 76711-1514
Michael L Baldwin |  | CITY OF HEWITT | [9 empty] | 10443720008270123 | 750 RITCHIE RD | HEWITT | 76643-0000
Michael L Baldwin |  | CITY OF HEWITT | [9 empty] | 10443720009503582 | 225 COVENTRY DR | HEWITT | 76643-4212
Michael L Baldwin |  | CITY OF HEWITT | [9 empty] | 10443720004797131 | 816 W WARREN ST | HEWITT | 76643-3203
Michael L Baldwin |  | CITY OF HEWITT | [9 empty] | 10443720000389034 | 100 PATRIOT CT DEPT FIRE | HEWITT | 76643-4117
Michael L Baldwin |  | CITY OF HEWITT | [9 empty] | 10443720004056417 | 702 MCLEMORE CIR | HEWITT | 76643-3551
Michael L Baldwin |  | CITY OF LACY LAKEVIEW | [9 empty] | 10443720006225549 | 505 E CRAVEN AVE DEPT FIRE | LACY LAKEVIEW | 76705-1952
Michael L Baldwin |  | CITY OF LACY LAKEVIEW | [9 empty] | 10443720003193532 | 503 E CRAVEN AVE DEPT POLIC | LACY LAKEVIEW | 76705-1952
Michael L Baldwin |  | CITY OF LACY LAKEVIEW | [9 empty] | 10443720003289880 | @MEYERS LN & 7781 | LACY LAKEVIEW | 76705-0000
Michael L Baldwin |  | CITY OF MART | [9 empty] | 10176990006873401 | 1587 PAVELKA | MART | 76664-0000
Michael L Baldwin |  | CITY OF MART | [9 empty] | 10176990006880872 | 112 N COMMERCE ST DEPT POLIC | MART | 76664-4104
Michael L Baldwin |  | CITY OF MART | [9 empty] | 10176990006879260 | @SEWER PLANT DEAD END RD | MART | 76664-0000
Michael L Baldwin |  | CITY OF MART | [9 empty] | 10176990006879384 | 306 E MCLENNAN AVE DEPT FIRE | MART | 76664-1182
Michael L Baldwin |  | CITY OF MCGREGOR | [9 empty] | 10443720003130850 | 104 W 9TH ST | MCGREGOR | 76657-1620
Michael L Baldwin |  | CITY OF MCGREGOR | [9 empty] | 10443720002984592 | 2829 S MAIN | MCGREGOR | 76657-0000
Michael L Baldwin |  | CITY OF MCGREGOR | [9 empty] | 10443720003093154 | 101 N MAIN ST OFC | MCGREGOR | 76657-1222
Michael L Baldwin |  | CITY OF MCGREGOR | [9 empty] | 10443720003095634 | 302 S MADISON ST DEPT FIRE | MCGREGOR | 76657-2331
Michael L Baldwin |  | CITY OF MOODY | [9 empty] | 10443720002966426 | 211 8TH ST | MOODY | 76557-3867
Michael L Baldwin |  | CITY OF MOODY | [9 empty] | 10443720006099472 | AVE E DEPT FIRE | MOODY | 76557-0000
Michael L Baldwin |  | CITY OF MOODY | [9 empty] | 10443720002974486 | 606 AVENUE E | MOODY | 76557-3772
Michael L Baldwin |  | CITY OF MOODY | [9 empty] | 10443720002973649 | 501 5Th ST | MOODY | 76557-0000
Michael L Baldwin |  | CITY OF RIESEL | [9 empty] | 10176990006488567 | 104 N HEDWIG ST DEPT FIRE | RIESEL | 76682-3039
Michael L Baldwin |  | CITY OF ROBINSON | [9 empty] | 10443720004211789 | 196 HOFFMEYER LN | ROBINSON | 76706-5581
Michael L Baldwin |  | CITY OF ROBINSON | [9 empty] | 10443720006848370 | 930 E TINSLEY | ROBINSON | 76706-0000
Michael L Baldwin |  | CITY OF ROBINSON | [9 empty] | 10443720006220651 | 1091 TREATMENT PLANT RD | WACO | 76706-0000
Michael L Baldwin |  | CITY OF ROBINSON | [9 empty] | 10443720003852344 | 701 E SHAMROCK | ROBINSON | 76706-0000
Michael L Baldwin |  | CITY OF ROBINSON | [9 empty] | 10443720003788639 | 920 W ELIZABETH DR | ROBINSON | 76706-4917
Michael L Baldwin |  | CITY OF ROBINSON | [9 empty] | 10443720003842517 | 106 W LYNDALE AVE DEPT FIRE2 | ROBINSON | 76706-5620
Michael L Baldwin |  | CITY OF ROBINSON | [9 empty] | 10443720000335404 | 204 S STRAUSS DR DEPT FIRE | ROBINSON | 76706-5637
Michael L Baldwin |  | CITY OF ROBINSON |  |  |  |  | d.delillo@robinsontexas.org |  |  |  |  | 10443720003842548 | 111 W LYNDALE AVE DEPT POLIC | ROBINSON | 76706-5619
Michael L Baldwin |  | CITY OF ROBINSON | [9 empty] | 10443720003842486 | 106 W LYNDALE AVE DEPT FIRE | ROBINSON | 76706-5620
Michael L Baldwin |  | CITY OF ROBINSON | [9 empty] | 10443720003801690 | 8011 N HILLVIEW ST | ROBINSON | 76706-0000
Michael L Baldwin |  | CITY OF ROBINSON | [9 empty] | 10443720004031772 | 221 W GREENBRIAR ST | ROBINSON | 76706-6113
Michael L Baldwin |  | CITY OF WACO |  |  |  |  | kellyh@wacotx.gov |  |  |  |  | 10443720003622572 | 5031 RIDGEVIEW DR | WACO | 76710-1726
Michael L Baldwin |  | CITY OF WACO |  |  |  |  | kellyh@wacotx.gov |  |  |  |  | 10443720006785037 | 1147 TREATMENT PLANT RD | WACO | 76706-0000
Michael L Baldwin |  | CITY OF WACO | [9 empty] | 10443720004770533 | 1610 W HIGHWAY 6 | WACO | 76712-0000
Michael L Baldwin |  | CITY OF WACO |  |  |  |  | kellyh@wacotx.gov |  |  |  |  | 10443720003632058 | 33 GURLEY LN UNIT DAM | WACO | 76708-0000
Michael L Baldwin |  | CITY OF WACO |  |  |  |  | kellyh@wacotx.gov |  |  |  |  | 10443720003662469 | 5701 LAKE SHORE DR #1 | WACO | 76710-0000
Michael L Baldwin |  | CITY OF WACO |  |  |  |  | kellyh@wacotx.gov |  |  |  |  | 10443720003666034 | 4720 COBBS DR DEPT FIRE | WACO | 76710-3009
Michael L Baldwin |  | CITY OF WACO | [9 empty] | 10443720008936974 | 111 9TH ST DEPT FIRE | LACY LAKEVIEW | 76705-4005
Michael L Baldwin |  | CITY OF WACO | [9 empty] | 10443720003824258 | 1016 COLUMBUS AVE DEPT FIRE | WACO | 76701-1243
Michael L Baldwin |  | CITY OF WACO | [9 empty] | 10443720004526873 | 4609 SANGER AVE | WACO | 76710-4806
Michael L Baldwin |  | CITY OF WACO |  |  |  |  | kellyh@wacotx.gov |  |  |  |  | 10443720007877198 | 7600 IMPERIAL DR DEPT FIRE | WACO | 76712-6609
Michael L Baldwin |  | CITY OF WACO | [9 empty] | 10443720004557284 | 7911 KARL MAY DR BLDG | WACO | 76708-5540
Michael L Baldwin |  | CITY OF WACO |  |  |  |  | kellyh@wacotx.gov |  |  |  |  | 10443720009147175 | 3300 FLAT ROCK RD DEPT FIRE | WACO | 76708-9604
Michael L Baldwin |  | CITY OF WACO |  |  |  |  | kellyh@wacotx.gov |  |  |  |  | 10443720009163646 | 100 PEACH ST DEPT FIRE | WACO | 76704-2521
Michael L Baldwin |  | CITY OF WACO |  |  |  |  | kellyh@wacotx.gov |  |  |  |  | 10443720004637605 | 200 COLCORD AVE BLDG | WACO | 76707-2476
Michael L Baldwin |  | CITY OF WACO |  |  |  |  | kellyh@wacotx.gov |  |  |  |  | 10443720004735627 | 721 N 4TH ST BLDG POLIC | WACO | 76701-1413
Michael L Baldwin |  | CITY OF WACO |  |  |  |  | kellyh@wacotx.gov |  |  |  |  | 10443720007897813 | 2625 PARK LAKE DR DEPT FIRE | WACO | 76708-1566
Michael L Baldwin |  | CITY OF WACO | [9 empty] | 10443720003537322 | 1147 TREATMENT PLANT RD | WACO | 76706-0000
Michael L Baldwin |  | CITY OF WACO | [9 empty] | 10443720004467415 | 1211 WASHINGTON AVE DEPT POLIC | WACO | 76701-1126
Michael L Baldwin |  | CITY OF WACO |  |  |  |  | kellyh@wacotx.gov |  |  |  |  | 10443720009035327 | 5703 LAKE SHORE DR | WACO | 76710-0000
Michael L Baldwin |  | CITY OF WACO |  |  |  |  | kellyh@wacotx.gov |  |  |  |  | 10443720008698977 | 5701 LAKE SHORE DR #5 | WACO | 76710-0000
Michael L Baldwin |  | CITY OF WACO |  |  |  |  | kellyh@wacotx.gov |  |  |  |  | 10443720008351405 | 200 COLCORD AVE UNIT POLE | WACO | 76707-2476
Michael L Baldwin |  | CITY OF WACO |  |  |  |  | kellyh@wacotx.gov |  |  |  |  | 10443720009007871 | 4620 AIRPORT RD | WACO | 76708-5448
Michael L Baldwin |  | CITY OF WACO | [9 empty] | 10443720007543886 | 7909 CARL MAY | WACO | 76708-0000
Michael L Baldwin |  | CITY OF WACO |  |  |  |  | kellyh@wacotx.gov |  |  |  |  | 10443720009130817 | 4620 AIRPORT RD | WACO | 76708-5448
Michael L Baldwin |  | CITY OF WACO |  |  |  |  | kellyh@wacotx.gov |  |  |  |  | 10443720003662531 | 5701 LAKE SHORE DR | WACO | 76701-0000
Michael L Baldwin |  | CITY OF WACO | [9 empty] | 10443720004921627 | 2618 N 20TH ST DEPT POLIC | WACO | 76708-2808
Michael L Baldwin |  | CITY OF WACO | [9 empty] | 10443720004165506 | 1002 SPEIGHT AVE DEPT FIRE | WACO | 76706-2227
Michael L Baldwin |  | CITY OF WACO |  |  |  |  | kellyh@wacotx.gov |  |  |  |  | 10443720009529312 | 7915 KARL MAY DR DEPT FIRE | WACO | 76708-5540
Michael L Baldwin |  | CITY OF WACO | [9 empty] | 10443720004635249 | 501 WASHINGTON AVE | WACO | 76701-1300
Michael L Baldwin |  | CITY OF WACO | [9 empty] | 10443720004958951 | 1523 HERRING AVE DEPT FIRE | WACO | 76708-2960
Michael L Baldwin |  | CITY OF WACO | [9 empty] | 10443720004557253 | 7913 KARL MAY DR BLDG RUNWY | WACO | 76708-5540
Michael L Baldwin |  | CITY OF WACO |  |  |  |  | kellyh@wacotx.gov |  |  |  |  | 10443720004637636 | 200 COLCORD AVE | WACO | 76707-2476
Michael L Baldwin |  | CITY OF WACO |  |  |  |  | kellyh@wacotx.gov |  |  |  |  | 10443720009007840 | 4620 AIRPORT RD | WACO | 76708-5448
Michael L Baldwin |  | CITY OF WACO |  |  |  |  | kellyh@wacotx.gov |  |  |  |  | 10443720008815258 | 3310 GHOLSON RD | WACO | 76705-0000
Michael L Baldwin |  | CITY OF WACO |  |  |  |  | kellyh@wacotx.gov |  |  |  |  | 10443720000282115 | 1325 N 5TH ST DEPT FIRE | WACO | 76707-0000
Michael L Baldwin |  | CITY OF WACO |  |  |  |  | kellyh@wacotx.gov |  |  |  |  | 10443720003581032 | 2800 BOSQUE BLVD DEPT FIRE | WACO | 76707-2639
Michael L Baldwin |  | CITY OF WACO | [9 empty] | 10443720004421256 | LAKE WACO OUTLET WKS UNIT OUTLT | WACO | 76708-0000
Michael L Baldwin |  | CITY OF WACO | [9 empty] | 10443720003662562 | 5701 LAKE SHORE DR #2 | WACO | 76710-0000
Michael L Baldwin |  | CITY OF WACO |  |  |  |  | kellyh@wacotx.gov |  |  |  |  | 10443720004637574 | 200 COLCORD AVE TANK | WACO | 76707-2476
Michael L Baldwin |  | CITY OF WACO |  |  |  |  | kellyh@wacotx.gov |  |  |  |  | 10443720005076658 | 9120 OLD MCGREGOR RD | WACO | 76712-6436
Michael L Baldwin |  | CITY OF WACO | [9 empty] | 10443720003537291 | 50 GURLEY LN | WACO | 76706-0000
Michael L Baldwin |  | CITY OF WACO | [9 empty] | 10443720009033901 | 4112 COLCORD AVE DEPT POLIC | WACO | 76707-1669
Michael L Baldwin |  | CITY OF WACO | [9 empty] | 10443720009832647 | 7909 KARL MAY DR | WACO | 76708-5572
Michael L Baldwin |  | CITY OF WACO |  |  |  |  | kellyh@wacotx.gov |  |  |  |  | 10443720003754818 | 4609 SANGER AVE | WACO | 76710-4806
Michael L Baldwin |  | CITY OF WACO | [9 empty] | 10443720009896207 | 1001 LAKE SHORE DR | WACO | 76708-3756
Michael L Baldwin |  | CITY OF WACO |  |  |  |  | kellyh@wacotx.gov |  |  |  |  | 10443720008288878 | 192 E HILLTOP RD | WACO | 76640-3668
Michael L Baldwin |  | CITY OF WACO | [9 empty] | 10443720004637667 | 200 COLCORD CHEMICAL BLDG | WACO | 76701-0000
Michael L Baldwin |  | CITY OF WACO |  |  |  |  | kellyh@wacotx.gov |  |  |  |  | 10443720000005357 | 7724 KARL MAY DR UNIT B | WACO | 76708-0000
Michael L Baldwin |  | CITY OF WACO | [9 empty] | 10443720003662593 | 5701 LAKE SHORE DR #6 | WACO | 76710-0000
Michael L Baldwin |  | CITY OF WACO | [9 empty] | 10443720004630816 | 300 AUSTIN AVE | WACO | 76701-2209
Michael L Baldwin |  | CITY OF WACO |  |  |  |  | jennifer.mintz@amerexenergy.com |  |  |  |  | 10443720009710238 | 3115 PINE AVE UNIT TOWR1 | WACO | 76708-3247
Michael L Baldwin |  | CITY OF WACO | [9 empty] | 10443720007052709 | 3110 HERRING AVE UNIT B | WACO | 76708-3246
Michael L Baldwin |  | CITY OF WACO | [9 empty] | 10443720004557687 | 7724 KARL MAY DR UNIT A | WACO | 76708-5535
Michael L Baldwin |  | CITY OF WACO |  |  |  |  | kellyh@wacotx.gov |  |  |  |  | 10443720005106573 | 315 N NEW RD DEPT FIRE | WACO | 76710-7031
Michael L Baldwin |  | CITY OF WEST | [9 empty] | 10443720001332633 | @S REAGAN & TOKIO RD(WELL #5 | WEST | 76691-0000
Michael L Baldwin |  | CITY OF WEST | [9 empty] | 10443720008524168 | 111 S REAGAN ST DEPT FIRE | WEST | 76691-1468
Michael L Baldwin |  | CITY OF WEST | [9 empty] | 10443720008006902 | 110 N REAGAN ST DEPT POLIC | WEST | 76691-1463
Michael L Baldwin |  | CITY OF WEST | [9 empty] | 10443720006979066 | W WTR SWGE | WEST | 76691-0000
Michael L Baldwin |  | CITY OF WEST | [9 empty] | 10443720007891644 | 410 S HAVEN ST | WEST | 76691-0000
Michael L Baldwin |  | CITY OF WOODWAY | [9 empty] | 10443720004980093 | 10000 ACORN DR | WOODWAY | 76712-0000
Michael L Baldwin |  | CITY OF WOODWAY | [9 empty] | 10443720009731721 | 6809 CACTUS DR BLDG WELLR | WOODWAY | 76712-6742
Michael L Baldwin |  | CITY OF WOODWAY |  |  |  |  | kredden@woodwaymail.org |  |  |  |  | 10443720005021323 | 300 MERRIFIELD DR | WOODWAY | 76712-0000
Michael L Baldwin |  | CITY OF WOODWAY | [9 empty] | 10443720005021292 | 300 MERRIFIELD DR | WOODWAY | 76712-0000
Michael L Baldwin |  | CITY OF WOODWAY | [9 empty] | 10443720005031305 | 205 M B INDUSTRIAL | WOODWAY | 76712-6461
Michael L Baldwin |  | CITY OF WOODWAY |  |  |  |  | anovak@woodwaymail.org |  |  |  |  | 10443720005092406 | 8514 BOSQUE BLVD | WOODWAY | 76712-3424
Michael L Baldwin |  | CITY OF WOODWAY | [9 empty] | 10443720006523738 | 920 ESTATES DR DEPT FIRE | WOODWAY | 76712-3432
Mike Dimas |  | CITY OF ALEDO | [9 empty] | 10443720009522061 | 600 BARNWELL LN | ALEDO | 76008-0000
Mike Dimas |  | CITY OF AZLE | [9 empty] | 10443720005406849 | 812 PARK ST | AZLE | 76020-3602
Mike Dimas |  | CITY OF AZLE | [9 empty] | 10443720005407562 | 613 SOUTHEAST PKWY DEPT POLIC | AZLE | 76020-3654
Mike Dimas |  | CITY OF AZLE | [9 empty] | 10443720006820668 | 816 PARK ST UNIT A | AZLE | 76020-3602
Mike Dimas |  | CITY OF AZLE | [9 empty] | 10443720006771131 | 1500 LAKEVIEW DR BLDG A | AZLE | 76020-0000
Mike Dimas |  | CITY OF AZLE | [9 empty] | 10443720009258623 | 900 LAKEVIEW DR DEPT FIRE | AZLE | 76020-3720
Mike Dimas |  | CITY OF AZLE | [9 empty] | 10443720005407345 | 1500 LAKEVIEW DR | AZLE | 76020-0000
Mike Dimas |  | CITY OF BENBROOK |  |  |  |  | dispatch@benbrook-tx.gov |  |  |  |  | 10443720005407934 | 1080 MERCEDES ST DEPT POLIC | BENBROOK | 76126-2741
Mike Dimas |  | CITY OF BENBROOK | [9 empty] | 10443720005407872 | 528 MERCEDES ST DEPT FIRE | BENBROOK | 76126-2521
Mike Dimas |  | CITY OF BLUE MOUND | [9 empty] | 10443720009155672 | 301 S BLUE MOUND RD BLDG B | BLUE MOUND | 76131-1030
Mike Dimas |  | CITY OF BURLESON | [9 empty] | 10443720008886817 | 828 SW ALSBURY BLVD DEPT FIRE | BURLESON | 76028-4087
Mike Dimas |  | CITY OF BURLESON | [9 empty] | 10443720001868355 | 104 INDUSTRIAL PARK BLVD | BURLESON | 76028-2926
Mike Dimas |  | CITY OF BURLESON | [9 empty] | 10443720008390664 | 620 MEMORIAL PLZ DEPT FIRE | BURLESON | 76028-4912
Mike Dimas |  | CITY OF BURLESON | [9 empty] | 10443720001868417 | 216 BRANSOM ST BLDG MAIN | BURLESON | 76028-4742
Mike Dimas |  | CITY OF BURLESON | [9 empty] | 10443720007945938 | 225 W RENFRO ST DEPT POLIC | BURLESON | 76028-4158
Mike Dimas |  | CITY OF FORT WORTH |  |  |  |  | juanita.rigsby@fortworthtexas.gov |  |  |  |  | 10443720000475795 | 14949 IH 30 FWY | ALEDO | 76008-0000
Mike Dimas |  | CITY OF FORT WORTH |  |  |  |  | juanita.rigsby@fortworthtexas.gov |  |  |  |  | 10443720009041260 | 8000 E INTERSTATE 20 PERM | ALEDO | 76008-0000
Mike Dimas |  | CITY OF HUDSON OAKS |  |  |  |  | brittney.huff@hudsonoaks.com |  |  |  |  | 10443720001563407 | 201 DIAMOND OAKS DR | HUDSON OAKS | 76087-8725
Mike Dimas |  | CITY OF HUDSON OAKS |  |  |  |  | brittney.huff@hudsonoaks.com |  |  |  |  | 10443720007500900 | 313 SHANNON DR | HUDSON OAKS | 76087-7140
Mike Dimas |  | CITY OF HUDSON OAKS |  |  |  |  | brittney.huff@hudsonoaks.com |  |  |  |  | 10443720007029235 | 313 SHANNON DR UNIT TOWER | HUDSON OAKS | 76087-7140
Mike Dimas |  | CITY OF HUDSON OAKS | [9 empty] | 10443720002574086 | 150 N OAKRIDGE DR DEPT FIRE | HUDSON OAKS | 76087-7760
Mike Dimas |  | CITY OF HUDSON OAKS |  |  |  |  | brittney.huff@hudsonoaks.com |  |  |  |  | 10443720001542296 | 315 HIDDEN OAKS DR | HUDSON OAKS | 76087-8652
Mike Dimas |  | CITY OF SAGINAW | [9 empty] | 10443720001866743 | 400 S SAGINAW BLVD DEPT FIRE | SAGINAW | 76179-1641
Mike Dimas |  | CITY OF SAGINAW | [9 empty] | 10443720008477369 | 801 BASSWOOD BLVD DEPT FIRE | SAGINAW | 76131-4966
Mike Dimas |  | CITY OF SAGINAW | [9 empty] | 10443720001867642 | 1050 LONGHORN RD | SAGINAW | 76179-0000
Mike Dimas |  | CITY OF SPRINGTOWN | [9 empty] | 10443720008907324 | 220 HILLTOP DR DEPT POLIC | SPRINGTOWN | 76082-2834
Mike Dimas |  | CITY OF SPRINGTOWN | [9 empty] | 10443720001147683 | 312 E 5TH ST | SPRINGTOWN | 76082-2412
Mike Dimas |  | CITY OF WILLOW PARK | [9 empty] | 10443720007611975 | 100 KINGS GATE RD DEPT FIRE | WILLOW PARK | 76087-0000
Mike Dimas |  | CITY OF WILLOW PARK | [9 empty] | 10443720001865658 | 3500 INDIAN CAMP RD | WILLOW PARK | 76087-2300
Mike Dimas |  | CITY OF WILLOW PARK | [9 empty] | 10443720007631317 | 1109 FOX HUNT TRL | WILLOW PARK | 76087-3113
Mike Dimas |  | TOWN OF ANNETTA | [9 empty] | 10443720001428743 | 109 QUAIL RUN | ANNETTA | 76008-3954
Pat Ann Wilson |  | CITY OF BANGS | [9 empty] | 10443720002296480 | 2325 COUNTY ROAD 159 | BANGS | 76823-4415
Pat Ann Wilson |  | CITY OF BANGS | [9 empty] | 10443720002265635 | 109 S 1ST ST DEPT POLIC | BANGS | 76823-3144
Pat Ann Wilson |  | CITY OF BANGS | [9 empty] | 10443720002186213 | 953 BL GUTHRIE RD | BROWNWOOD | 76801-0000
Pat Ann Wilson |  | CITY OF BANGS | [9 empty] | 10443720002257761 | 911 N 3RD ST | BANGS | 76823-3446
Pat Ann Wilson |  | CITY OF BANGS | [9 empty] | 10443720002265914 | 100 E SPENCER DEPT FIRE | BANGS | 76823-0000
Pat Ann Wilson |  | CITY OF BLANKET | [9 empty] | 10443720006995413 | 8505 CR 355 | BLANKET | 76432-0000
Pat Ann Wilson |  | CITY OF BLANKET | [9 empty] | 10443720008610419 | 7889 COUNTY ROAD 620 | BLANKET | 76432-0000
Pat Ann Wilson |  | CITY OF BLANKET | [9 empty] | 10443720006322047 | 719 MAIN ST DEPT FIRE | BLANKET | 76432-2134
Pat Ann Wilson |  | CITY OF BROWNWOOD | [9 empty] | 10443720002055393 | 615 ROANOKE AVE | BROWNWOOD | 76801-5011
Pat Ann Wilson |  | CITY OF BROWNWOOD | [9 empty] | 10443720002006816 | 809 MAIN ST DEPT FIRE | BROWNWOOD | 76801-2849
Pat Ann Wilson |  | CITY OF BROWNWOOD | [9 empty] | 10443720000338689 | 600 E ADAMS ST DEPT FIRE | BROWNWOOD | 76801-7008
Pat Ann Wilson |  | CITY OF BROWNWOOD | [9 empty] | 10443720002058028 | 96 SLAYDEN | BROWNWOOD | 76801-0000
Pat Ann Wilson |  | CITY OF BROWNWOOD | [9 empty] | 10443720002094050 | 1511 INDIAN CREEK DR DEPT FIRE | BROWNWOOD | 76801-6535
Pat Ann Wilson |  | CITY OF BROWNWOOD | [9 empty] | 10443720002056509 | 3400 HOOVER AVE | BROWNWOOD | 76801-0000
Pat Ann Wilson |  | CITY OF CARBON WATER DEPT | [9 empty] | 10443720001522391 | 400 COLLINS BLVD | CARBON | 76435-3649
Pat Ann Wilson |  | CITY OF COMANCHE | [9 empty] | 10443720002454766 | 219 N AUSTIN ST DEPT FIRE | COMANCHE | 76442-2428
Pat Ann Wilson |  | CITY OF COMANCHE | [9 empty] | 10443720002473645 | 120 E GRAND AVE DEPT POLIC | COMANCHE | 76442-2478
Pat Ann Wilson |  | CITY OF COMANCHE | [9 empty] | 10443720002472684 | 114 W CENTRAL AVE DEPT POLIC | COMANCHE | 76442-3215
Pat Ann Wilson |  | CITY OF DE LEON | [9 empty] | 10443720009594576 | 1302 E NAVARRO | DE LEON | 76444-0000
Pat Ann Wilson |  | CITY OF DE LEON | [9 empty] | 10443720001915347 | 1302 E NAVARRO | DE LEON | 76444-0000
Pat Ann Wilson |  | CITY OF DE LEON | [9 empty] | 10443720001914851 | 225 W LABADIE AVE DEPT FIRE | DE LEON | 76444-1812
Pat Ann Wilson |  | CITY OF DUBLIN | [9 empty] | 10443720002563514 | 1306 COUNTY ROAD 322 REAR | DUBLIN | 76446-6029
Pat Ann Wilson |  | CITY OF DUBLIN | [9 empty] | 10443720002536389 | 213 E BLACKJACK ST DEPT FIRE | DUBLIN | 76446-2303
Pat Ann Wilson |  | CITY OF EARLY | [9 empty] | 10443720002208967 | 960 EARLY BLVD DEPT POLIC | EARLY | 76802-2201
Pat Ann Wilson |  | CITY OF EARLY | [9 empty] | 10443720002357054 | 1030 EARLY BLVD BLDG A | EARLY | 76802-2211
Pat Ann Wilson |  | CITY OF EARLY | [9 empty] | 10443720007644073 | 1030 EARLY BLVD BLDG B | EARLY | 76802-2211
Pat Ann Wilson |  | CITY OF EASTLAND | [9 empty] | 10443720006027621 | 416 S SEAMAN ST DEPT POLIC | EASTLAND | 76448-2750
Pat Ann Wilson |  | CITY OF EASTLAND | [9 empty] | 10443720006027590 | 414 S SEAMAN ST DEPT FIRE | EASTLAND | 76448-2750
Pat Ann Wilson |  | CITY OF EASTLAND | [9 empty] | 10443720006285138 | 9720 INTERSTATE 20 | EASTLAND | 76448-5737
Pat Ann Wilson |  | CITY OF GORMAN | [9 empty] | 10443720001952764 | 214 E ROBERTS ST DEPT FIRE | GORMAN | 76454-0000
Pat Ann Wilson |  | CITY OF GRAFORD | [9 empty] | 10443720002524548 | @WTR TREATMENT PLANT | GRAFORD | 76449-0000
Pat Ann Wilson |  | CITY OF GRAFORD | [9 empty] | 10443720002519185 | @DISPOSAL PLANT | GRAFORD | 76449-0000
Pat Ann Wilson |  | CITY OF GRAFORD | [9 empty] | 10443720008688092 | 1200 HIGHWAY 337 | MINERAL WELLS | 76067-0000
Pat Ann Wilson |  | CITY OF LIPAN | [9 empty] | 10443720007611648 | 204 E LIPAN DR DEPT FIRE | LIPAN | 76462-2206
Pat Ann Wilson |  | CITY OF LIPAN | [9 empty] | 10443720006751770 | 100 FM 1189 RD | LIPAN | 76462-0000
Pat Ann Wilson |  | CITY OF MINERAL WELLS | [9 empty] | 10443720007097637 | 1004 WILLOW CRK SWER | MINERAL WELLS | 76067-0000
Pat Ann Wilson |  | CITY OF MINERAL WELLS | [9 empty] | 10443720002565251 | 212 S OAK AVE DEPT FIRE | MINERAL WELLS | 76067-5226
Pat Ann Wilson |  | CITY OF MINERAL WELLS | [9 empty] | 10443720006882187 | POLLARD CREEK ELEC BLD | MINERAL WELLS | 76067-0000
Pat Ann Wilson |  | CITY OF MINERAL WELLS | [9 empty] | 10443720009298203 | 6962 S HIGHWAY 281 BLDG PLNT | MINERAL WELLS | 76067-0938
Pat Ann Wilson |  | CITY OF MINERAL WELLS | [9 empty] | 10443720002494075 | 911 SW 25TH ST | MINERAL WELLS | 76067-8165
Pat Ann Wilson |  | CITY OF MINERAL WELLS | [9 empty] | 10443720002402656 | 1 W WATER PLANT RD PUMP | MINERAL WELLS | 76472-0000
Pat Ann Wilson |  | CITY OF RANGER | [9 empty] | 10443720006798839 | 1400 GARRETT ST | RANGER | 76470-0000
Pat Ann Wilson |  | CITY OF RANGER | [9 empty] | 10443720006030938 | 500 E LOOP 254 DEPT FIRE | RANGER | 76470-2116
Pat Ann Wilson |  | CITY OF RICHLAND SPRINGS | [9 empty] | 10443720001484361 | 106 E MAIN WELL WATER | RICHLAND SPRINGS | 76871-0000
Pat Ann Wilson |  | CITY OF SAN ANGELO | [9 empty] | 10443720001429057 | 2000 FARM TO MARKET 2028 | MELVIN | 76858-0000
Pat Ann Wilson |  | CITY OF SAN ANGELO | [9 empty] | 10443720001429274 | 2000 FARM TO MARKET 2028 | BRADY | 76825-0000
Pat Ann Wilson |  | CITY OF STEPHENVILLE | [9 empty] | 10443720009597490 | 1301 PECAN HILL RD DEPT FIRE | STEPHENVILLE | 76401-9600
Pat Ann Wilson |  | CITY OF STEPHENVILLE | [9 empty] | 10443720002810460 | 401 COUNTY ROAD 257 | STEPHENVILLE | 76401-4901
Pat Ann Wilson |  | CITY OF STEPHENVILLE | [9 empty] | 10443720002712562 | 356 N BELKNAP ST DEPT POLIC | STEPHENVILLE | 76401-3414
Pat Ann Wilson |  | CITY OF STEPHENVILLE | [9 empty] | 10443720002734944 | 835 AIRPORT RD | STEPHENVILLE | 76401-0000
Paul P Hernandez |  | CITY OF ALLEN |  |  |  |  | smassey@cityofallen.org |  |  |  |  | 10443720008455095 | 615 N ALMA DR DEPT FIRE | ALLEN | 75013-2842
Paul P Hernandez |  | CITY OF ALLEN |  |  |  |  | smassey@cityofallen.org |  |  |  |  | 10443720000928111 | 1100 E EXCHANGE PKWY DEPT FIRE | ALLEN | 75002-0000
Paul P Hernandez |  | CITY OF ALLEN | [9 empty] | 10443720006476225 | 310 CENTURY PKWY DEPT FIRE | ALLEN | 75013-8048
Paul P Hernandez |  | CITY OF ALLEN | [9 empty] | 10443720001525913 | 700 STACY RD | ALLEN | 75002-8600
Paul P Hernandez |  | CITY OF ALLEN | [9 empty] | 10443720001470919 | 205 W MCDERMOTT DR DEPT POLIC | ALLEN | 75013-2749
Paul P Hernandez |  | CITY OF ALLEN |  |  |  |  | smassey@cityofallen.org |  |  |  |  | 10443720001470175 | 1 BUTLER CIR BLDG | ALLEN | 75013-2773
Paul P Hernandez |  | CITY OF ALLEN | [9 empty] | 10443720006715018 | 700 STACY RD BLDG NEW | ALLEN | 75002-0000
Paul P Hernandez |  | CITY OF ALLEN |  |  |  |  | smassey@cityofallen.org |  |  |  |  | 10443720007993071 | 1021 E BETHANY DR DEPT FIRE | ALLEN | 75002-5854
Paul P Hernandez |  | CITY OF MCKINNEY | [9 empty] | 10443720008397326 | 2200 TAYLOR BURK DR PERM | MCKINNEY | 75071-6651
Paul P Hernandez |  | CITY OF MCKINNEY | [9 empty] | 10443720007761377 | 2001 COMMUNITY AVE STE 100 | MCKINNEY | 75071-2409
Paul P Hernandez |  | CITY OF MCKINNEY | [9 empty] | 10443720009292560 | 1401 INDUSTRIAL BLVD DEPT FIRE | MCKINNEY | 75069-7564
Paul P Hernandez |  | CITY OF MCKINNEY | [9 empty] | 10443720001332938 | 1001 E GERISH ST | MCKINNEY | 75069-0000
Paul P Hernandez |  | CITY OF MCKINNEY | [9 empty] | 10443720008522256 | 301 N MCDONALD ST DEPT FIRE | MCKINNEY | 75069-3939
Paul P Hernandez |  | CITY OF MCKINNEY | [9 empty] | 10443720007298485 | 4269 ELDORADO PKWY DEPT FIRE | MCKINNEY | 75070-4427
Paul P Hernandez |  | CITY OF MCKINNEY | [9 empty] | 10443720008464720 | 1890 MARKETPLACE DR DEPT FIRE6 | MCKINNEY | 75069-0000
Paul P Hernandez |  | CITY OF MCKINNEY | [9 empty] | 10443720001363039 | 131 S CHESTNUT ST DEPT FIRE | MCKINNEY | 75069-4340
Paul P Hernandez |  | CITY OF MCKINNEY | [9 empty] | 10443720008468440 | 7560 W UNIVERSITY DR | MCKINNEY | 75070-0000
Paul P Hernandez |  | CITY OF MCKINNEY | [9 empty] | 10443720008527371 | 3250 MCKINNEY RANCH PKWY | MCKINNEY | 75070-0000
Paul P Hernandez |  | CITY OF MCKINNEY | [9 empty] | 10443720009206752 | 3250 MCKINNEY RANCH PKWY | MCKINNEY | 75070-0000
Paul P Hernandez |  | CITY OF MCKINNEY | [9 empty] | 10443720007693533 | 7560 W UNIVERSITY DR | MCKINNEY | 75070-0000
Paul P Hernandez |  | CITY OF PLANO | [9 empty] | 10443720009657370 | 3540 MCDERMOTT RD DEPT FIRE | PLANO | 75025-4400
Paul P Hernandez |  | CITY OF PLANO | [9 empty] | 10443720006747003 | 7200 BISHOP RD STE D8 | PLANO | 75024-3632
Paul P Hernandez |  | CITY OF PLANO | [9 empty] | 10443720003684662 | 6000 ROUNDROCK TRL DEPT FIRE | PLANO | 75023-5429
Paul P Hernandez |  | CITY OF PLANO | [9 empty] | 10443720009174452 | 7501 INDEPENDENCE PKWY DEPT POLIC | PLANO | 75025-2489
Paul P Hernandez |  | CITY OF PLANO | [9 empty] | 10443720003067731 | 5602 DEMOCRACY DR DEPT FIRE | PLANO | 75024-3514
Paul P Hernandez |  | CITY OF PLANO | [9 empty] | 10443720003152175 | 3520 SHERRYE DR DEPT FIRE | PLANO | 75074-4115
Paul P Hernandez |  | CITY OF PLANO | [9 empty] | 10443720003681500 | 900 SEABROOK DR DEPT FIRE | PLANO | 75023-2820
Paul P Hernandez |  | CITY OF PLANO | [9 empty] | 10443720003173007 | 1405 DEL SOL DR | PLANO | 75074-0000
Paul P Hernandez |  | CITY OF PLANO | [9 empty] | 10443720008524171 | 6901 CORPORATE DR DEPT FIRE | PLANO | 75024-0000
Paul P Hernandez |  | CITY OF PLANO | [9 empty] | 10443720003309407 | 1520 K AVE | PLANO | 75074-6232
Paul P Hernandez |  | CITY OF PLANO | [9 empty] | 10443720008335319 | 4101 W PARKER RD DEPT FIRE | PLANO | 75093-3101
Paul P Hernandez |  | CITY OF PLANO | [9 empty] | 10443720003471909 | 5115 W PARK BLVD DEPT FIRE | PLANO | 75093-2516
Paul P Hernandez |  | CITY OF PLANO | [9 empty] | 10443720007682887 | 4555 HEDGCOXE RD DEPT FIRE | PLANO | 75024-3341
Paul P Hernandez |  | CITY OF PLANO | [9 empty] | 10443720007234137 | 4800 LOS RIOS BLVD DEPT FIRE | PLANO | 75074-4780
Paul P Hernandez |  | CITY OF PLANO | [9 empty] | 10443720003681283 | 6601 ALMA DR | PLANO | 75023-0000
Paul P Hernandez |  | CITY OF PLANO | [9 empty] | 10443720003440940 | 2630 W 15TH ST DEPT FIRE | PLANO | 75075-7530
Paul P Hernandez |  | CITY OF PLANO | [9 empty] | 10443720007576867 | 1901 K AVE DEPT FIRE | PLANO | 75074-5939
Paul P Hernandez |  | TOWN OF FAIRVIEW | [9 empty] | 10443720007416083 | 456 SLOAN CREEK PKWY | FAIRVIEW (COLLIN) | 75069-6830
Roger Lindsey |  | CITY OF CUSHING | [9 empty] | 10443720002697254 | 1074 FM 206 UNIT A | CUSHING | 75760-0000
Roger Lindsey |  | CITY OF CUSHING | [9 empty] | 10443720002655249 | 783 WALNUT AVE DEPT FIRE | CUSHING | 75760-2314
Roger Lindsey |  | CITY OF CUSHING | [9 empty] | 10443720002650816 | 633 SPRUCE ST | CUSHING | 75760-0000
Roger Lindsey |  | CITY OF DIBOLL | [9 empty] | 10443720001558532 | 301 N NEAL PICKETT DEPT FIRE | DIBOLL | 75941-0000
Roger Lindsey |  | CITY OF DIBOLL | [9 empty] | 10443720001554285 | 1001 S TEMPLE | DIBOLL | 75941-0000
Roger Lindsey |  | CITY OF DIBOLL | [9 empty] | 10443720001583549 | @DIBOLL.STOVALL WTR WELL | DIBOLL | 75941-0000
Roger Lindsey |  | CITY OF DIBOLL | [9 empty] | 10443720001583177 | 800 ARRINGTON | DIBOLL | 75941-0000
Roger Lindsey |  | CITY OF DIBOLL | [9 empty] | 10443720001474522 | 400 KENLEY ST DEPT POLIC | DIBOLL | 75941-1716
Roger Lindsey |  | CITY OF DIBOLL | [9 empty] | 10443720006621793 | 2876 MOCKINGBIRD LN | DIBOLL | 75941-9617
Roger Lindsey |  | CITY OF HUDSON | [9 empty] | 10443720001301015 | 1000 JACK CREEK RD | HUDSON | 75904-7436
Roger Lindsey |  | CITY OF HUNTINGTON | [9 empty] | 10443720001080388 | 122 E PRESTON DEPT FIRE | HUNTINGTON | 75949-0000
Roger Lindsey |  | CITY OF HUNTINGTON | [9 empty] | 10443720001173388 | 1950 OLD HOMER ALTO RD | LUFKIN | 75901-0000
Roger Lindsey |  | CITY OF HUNTINGTON | [9 empty] | 10443720001204853 | 1110 LOWERY SAWMILL RD | HUNTINGTON | 75949-0000
Roger Lindsey |  | CITY OF HUNTINGTON | [9 empty] | 10443720001080512 | 203 S MAIN DEPT POLIC | HUNTINGTON | 75949-0000
Roger Lindsey |  | CITY OF HUNTINGTON | [9 empty] | 10443720001478087 | 803 S US HIGHWAY 69 | HUNTINGTON | 75949-9136
Roger Lindsey |  | CITY OF LUFKIN | [9 empty] | 10443720006913441 | 3507 MARTIN LUTHER KING JR BLVD | LUFKIN | 75904-8596
Roger Lindsey |  | CITY OF LUFKIN | [9 empty] | 10443720009863184 | 1404 E LUFKIN AVE DEPT FIRE | LUFKIN | 75901-4934
Roger Lindsey |  | CITY OF LUFKIN | [9 empty] | 10443720007843472 | 1600 ALLENTOWN LOOP | LUFKIN | 75904-6521
Roger Lindsey |  | CITY OF LUFKIN | [9 empty] | 10443720001827922 | 5654 FM 2251 | LUFKIN | 75901-0000
Roger Lindsey |  | CITY OF LUFKIN | [9 empty] | 10443720001870857 | 3510 SOUTHWOOD DR | LUFKIN | 75904-0000
Roger Lindsey |  | CITY OF LUFKIN | [9 empty] | 10443720001787932 | 2815 S JOHN REDDITT DR DEPT FIRE | LUFKIN | 75904-5670
Roger Lindsey |  | CITY OF LUFKIN | [9 empty] | 10443720001758327 | 4195 FM 2021 | LUFKIN | 75904-1518
Roger Lindsey |  | CITY OF LUFKIN | [9 empty] | 10443720001329752 | 314 E LUFKIN AVE DEPT FIRE | LUFKIN | 75901-0212
Roger Lindsey |  | CITY OF LUFKIN | [9 empty] | 10443720001821350 | 287 MT PLEASANT RD | LUFKIN | 75901-0000
Roger Lindsey |  | CITY OF LUFKIN | [9 empty] | 10443720001830681 | 451 COUNTY BARN RD | LUFKIN | 75904-7563
Roger Lindsey |  | CITY OF LUFKIN | [9 empty] | 10443720001829348 | 5520 FM 2021 | LUFKIN | 75904-6532
Roger Lindsey |  | CITY OF LUFKIN | [9 empty] | 10443720001450373 | 1112 ATKINSON DR DEPT FIRE | LUFKIN | 75901-3134
Roger Lindsey |  | CITY OF LUFKIN | [9 empty] | 10443720007534991 | 408 WHITEHOUSE DR DEPT FIRE | LUFKIN | 75901-5938
Roger Lindsey |  | CITY OF LUFKIN | [9 empty] | 10443720007998565 | 3703 MARTIN LUTHER KING JR BLVD | LUFKIN | 75904-8598
Roger Lindsey |  | CITY OF LUFKIN | [9 empty] | 10443720009188004 | 802 TRAILWOOD BLVD DEPT FIRE | LUFKIN | 75904-4302
Roger Lindsey |  | CITY OF LUFKIN | [9 empty] | 10443720001817599 | 1408 KURTH DR DEPT FIRE | LUFKIN | 75904-1974
Roger Lindsey |  | CITY OF LUFKIN | [9 empty] | 10443720008493139 | 4095 FM 843 | LUFKIN | 75904-0000
Roger Lindsey |  | CITY OF NACOGDOCHES | [9 empty] | 10443720002400584 | 3106 NORTH ST DEPT FIRE | NACOGDOCHES | 75965-2685
Roger Lindsey |  | CITY OF NACOGDOCHES | [9 empty] | 10443720006544948 | 6398 S US HIGHWAY 59 | NACOGDOCHES | 75964-0000
Roger Lindsey |  | CITY OF NACOGDOCHES | [9 empty] | 10443720007152982 | 11616 S FM 225 WATER PLANT | NACOGDOCHES | 75964-1398
Roger Lindsey |  | CITY OF NACOGDOCHES | [9 empty] | 10443720006783834 | 312 W MAIN ST DEPT POLIC | NACOGDOCHES | 75961-4812
Roger Lindsey |  | CITY OF NACOGDOCHES |  |  |  |  | whites@ci.nacogdoches.tx.us |  |  |  |  | 10443720002511192 | 3708 OLD LUFKIN RD | NACOGDOCHES | 75964-7104
Roger Lindsey |  | CITY OF NACOGDOCHES | [9 empty] | 10443720002578834 | 1900 E MAIN ST DEPT FIRE | NACOGDOCHES | 75961-5446
Roger Lindsey |  | CITY OF NACOGDOCHES | [9 empty] | 10443720002527064 | 5576 US HIGHWAY 59 | NACOGDOCHES | 75961-0000
Roger Lindsey |  | CITY OF NACOGDOCHES | [9 empty] | 10443720002511688 | 408 SW STALLINGS DR FIRE DEPT #3 | NACOGDOCHES | 75964-6409
Roger Lindsey |  | CITY OF NACOGDOCHES | [9 empty] | 10443720002329377 | 3501 NE STALLINGS DR DEPT FIRE | NACOGDOCHES | 75965-8721
Roger Lindsey |  | CITY OF NACOGDOCHES | [9 empty] | 10443720002465808 | 212 E PILLAR ST DEPT FIRE | NACOGDOCHES | 75961-5508
Roger Lindsey |  | CITY OF NACOGDOCHES | [9 empty] | 10443720002329470 | 427 SHEPHERD RD | NACOGDOCHES | 75965-6947
Roger Lindsey |  | CITY OF NACOGDOCHES | [9 empty] | 10443720007062710 | 11616 S FM 225 | NACOGDOCHES | 75964-1398
Roger Lindsey |  | CITY OF NACOGDOCHES |  |  |  |  | lylesrw@nactex.us |  |  |  |  | 10443720002527002 | 4513 S US HIGHWAY 59 | NACOGDOCHES | 75964-8442
Roger Lindsey |  | CITY OF NACOGDOCHES | [9 empty] | 10443720006676879 | 4200 RAYBURN DR SEWER PLANT | NACOGDOCHES | 75961-0000
Roger Lindsey |  | CITY OF WELLS | [9 empty] | 10443720007076439 | 180 WARNER | WELLS | 75976-0000
Roger Lindsey |  | CITY OF WELLS | [9 empty] | 10443720001012808 | 67 HOMER | WELLS | 75976-0000
Roger Lindsey |  | CITY OF WELLS | [9 empty] | 10443720006467103 | 34 E 7TH ST | WELLS | 75976-0000
Roger Lindsey |  | CITY OF ZAVALLA | [9 empty] | 10443720001579581 | 352 BROADDUS DR | ZAVALLA | 75980-3412
Roger Lindsey |  | CITY OF ZAVALLA | [9 empty] | 10443720001580387 | 226 LV MARSHALL RD | ZAVALLA | 75980-4236
Sabrina Easley |  | CITY OF ALVORD | [9 empty] | 10443720001063642 | 506 N WICKHAM ST | ALVORD | 76225-5030
Sabrina Easley |  | CITY OF ALVORD | [9 empty] | 10443720001073283 | 713 S WICKHAM ST | ALVORD | 76225-7308
Sabrina Easley |  | CITY OF ALVORD | [9 empty] | 10443720001060666 | 108 N TRAPPIER ST DEPT FIRE | ALVORD | 76225-5629
Sabrina Easley |  | CITY OF ALVORD | [9 empty] | 10443720009859117 | 1133 W BYPASS 287 | ALVORD | 76225-4862
Sabrina Easley |  | CITY OF BOYD | [9 empty] | 10443720001106422 | 731 E ROCK ISLAND AVE DEPT POLIC | BOYD | 76023-3001
Sabrina Easley |  | CITY OF BOYD | [9 empty] | 10443720001104221 | @WELL @1 | BOYD | 76023-0000
Sabrina Easley |  | CITY OF BOYD | [9 empty] | 10443720007649723 | 737 E ROCK ISLAND AVE UNIT B | BOYD | 76023-3001
Sabrina Easley |  | CITY OF BOYD | [9 empty] | 10443720001104190 | 172 N FM 730 | BOYD | 76023-3002
Sabrina Easley |  | CITY OF BOYD | [9 empty] | 10443720001106980 | 135 N WILSON ST FIRE | BOYD | 76023-3011
Sabrina Easley |  | CITY OF CHICO | [9 empty] | 10443720007944502 | 237 PRIVATE ROAD 1453 | CHICO | 76431-0000
Sabrina Easley |  | CITY OF CHICO | [9 empty] | 10443720006247462 | 203 TABOR LN | CHICO | 76431-0000
Sabrina Easley |  | CITY OF CHICO | [9 empty] | 10443720001046902 | 202 S BUFFALO ST DEPT POLIC | CHICO | 76431-1912
Sabrina Easley |  | CITY OF CHICO | [9 empty] | 10443720001059674 | @SEWER PLANT | CHICO | 76431-0000
Sabrina Easley |  | CITY OF CHICO | [9 empty] | 10443720001044453 | 102 N WEATHERFORD DEPT FIRE | CHICO | 76431-0000
Sabrina Easley |  | CITY OF DECATUR | [9 empty] | 10443720001087512 | 134 PRIVATE ROAD 1516 | DECATUR | 76234-0000
Sabrina Easley |  | CITY OF DECATUR | [9 empty] | 10443720008386376 | 1705 S STATE ST DEPT POLICE | DECATUR | 76234-2745
Sabrina Easley |  | CITY OF DECATUR | [9 empty] | 10443720009382461 | 550 COUNTRY CLUB DR | DECATUR | 76234-0000
Sabrina Easley |  | CITY OF DECATUR | [9 empty] | 10443720009303039 | 301 E THOMPSON ST UNIT TOWER | DECATUR | 76234-2810
Sabrina Easley |  | CITY OF DECATUR | [9 empty] | 10443720008735491 | 2010 W HIGHWAY 380 | DECATUR | 76234-0000
Sabrina Easley |  | CITY OF DECATUR | [9 empty] | 10443720009788499 | 1601 S STATE ST BLDG C | DECATUR | 76234-2742
Sabrina Easley |  | CITY OF DECATUR | [9 empty] | 10443720006959377 | 300 BENNETT RD | DECATUR | 76234-3808
Sabrina Easley |  | CITY OF DECATUR | [9 empty] | 10443720009804371 | 1601 S STATE ST BLDG B | DECATUR | 76234-2742
Sabrina Easley |  | CITY OF DECATUR | [9 empty] | 10443720009395450 | 800 WATER PLANT RD | DECATUR | 76234-0000
Sabrina Easley |  | CITY OF KRUM | [9 empty] | 10443720000481633 | 400 N 1ST ST DEPT FIRE | KRUM | 76249-0000
Sabrina Easley |  | CITY OF KRUM | [9 empty] | 10443720009018087 | 333 W LAKE ST DEPT FIRE | KRUM | 76249-5142
Sabrina Easley |  | CITY OF NEWARK | [9 empty] | 10443720001024396 | RAMHORN HILL WLS UNIT 4 | NEWARK | 76071-0000
Sabrina Easley |  | CITY OF NEWARK | [9 empty] | 10443720008555970 | 900 RAM HORN HILL RD | NEWARK | 76071-0000
Sabrina Easley |  | CITY OF PONDER | [9 empty] | 10443720001449437 | 301 ROBINSON RD | PONDER | 76259-8498
Sabrina Easley |  | CITY OF PONDER | [9 empty] | 10443720001453684 | 105 E JAMES ST | PONDER | 76259-7542
Sabrina Easley |  | CITY OF RHOME | [9 empty] | 10443720001035649 | 500 PECAN CT | RHOME | 76078-4310
Sabrina Easley |  | CITY OF RHOME | [9 empty] | 10443720001028395 | 401 W MORRIS ST | RHOME | 76078-4001
Sabrina Easley |  | CITY OF RHOME | [9 empty] | 10443720001027496 | 261 N SCHOOL RD DEPT FIRE | RHOME | 76078-0000
Sabrina Easley |  | CITY OF RUNAWAY BAY | [9 empty] | 10443720008872487 | 412 RUNAWAY BAY DR DEPT POLIC | RUNAWAY BAY | 76426-9431
Sabrina Easley |  | CITY OF RUNAWAY BAY | [9 empty] | 10443720009481475 | 200 RATTLESNAKE IS | RUNAWAY BAY | 76426-0000
Sabrina Easley |  | CITY OF RUNAWAY BAY | [9 empty] | 10443720001295584 | 410 RUNAWAY BAY DR DEPT FIRE | RUNAWAY BAY | 76426-9431
Sabrina Easley |  | CITY OF RUNAWAY BAY | [9 empty] | 10443720008517158 | 412 RUNAWAY BAY DR | RUNAWAY BAY | 76426-9431
Sabrina Easley |  | CITY OF RUNAWAY BAY | [9 empty] | 10443720009481506 | 855 US HIGHWAY 380 UNIT B | RUNAWAY BAY | 76426-2089
Shawn Reddie |  | CITY OF EVERMAN | [9 empty] | 10443720005414475 | 632 SHELBY RD | EVERMAN | 76140-4734
Shawn Reddie |  | CITY OF EVERMAN | [9 empty] | 10443720007288891 | 404 W ENON AVE DEPT POLIC | EVERMAN | 76140-3816
Shawn Reddie |  | CITY OF EVERMAN | [9 empty] | 10443720005414072 | 400 W ENON AVE DEPT FIRE | EVERMAN | 76140-3816
Shawn Reddie |  | CITY OF FOREST HILL | [9 empty] | 10443720001863581 | 3336 HORTON RD DEPT POLIC | FOREST HILL | 76119-6012
Shawn Reddie |  | CITY OF FOREST HILL | [9 empty] | 10443720001863519 | 6304 WANDA LN DEPT FIRE | FOREST HILL | 76119-7406
Shawn Reddie |  | CITY OF HALTOM CITY |  |  |  |  | gvann@haltomcitytx.com |  |  |  |  | 10443720005176705 | 5110 BROADWAY AVE | HALTOM CITY | 76117-3726
Shawn Reddie |  | CITY OF HALTOM CITY |  |  |  |  | gvann@haltomcitytx.com |  |  |  |  | 10443720008080447 | 6101 BROWNING DR | HALTOM CITY | 76180-0000
Shawn Reddie |  | CITY OF HALTOM CITY | [9 empty] | 10443720005518884 | 4900 WALDEMAR ST DEPT FIRE | HALTOM CITY | 76117-5031
Shawn Reddie |  | CITY OF HALTOM CITY |  |  |  |  | gvann@haltomcitytx.com |  |  |  |  | 10443720006935832 | 3310 MEADOW OAKS DR | HALTOM CITY | 76117-3215
Shawn Reddie |  | CITY OF HALTOM CITY |  |  |  |  | gvann@haltomcitytx.com |  |  |  |  | 10443720005519659 | 4312 Glenview Dr PUMP STATION | Haltom City | 76117-1817
Shawn Reddie |  | CITY OF HALTOM CITY |  |  |  |  | gvann@haltomcitytx.com |  |  |  |  | 10443720006702930 | 5525 BROADWAY AVE DEPT FIRE | HALTOM CITY | 76117-3701
Shawn Reddie |  | CITY OF HALTOM CITY | [9 empty] | 10443720000068735 | 5700 MIDWAY RD | HALTOM CITY | 76117-4733
Shawn Reddie |  | CITY OF HALTOM CITY |  |  |  |  | gvann@haltomcitytx.com |  |  |  |  | 10443720005519535 | 4849 NE LOOP 820 DEPT FIRE | HALTOM CITY | 76137-2801
Shawn Reddie |  | CITY OF HALTOM CITY |  |  |  |  | gvann@haltomcitytx.com |  |  |  |  | 10443720005519473 | 6301 BROADWAY UNIT A | HALTOM CITY | 76117-0000
Shawn Reddie |  | CITY OF HALTOM CITY | [9 empty] | 10443720005519504 | 2204 HIGGINS LN | HALTOM CITY | 76111-6829
Shawn Reddie |  | CITY OF LAKE WORTH | [9 empty] | 10443720009501950 | 4004 MERRETT DR UNIT B | LAKE WORTH | 76135-2906
Shawn Reddie |  | CITY OF LAKE WORTH | [9 empty] | 10443720009038035 | 6705 CHARBONNEAU RD UNIT A | LAKE WORTH | 76135-3508
Shawn Reddie |  | CITY OF LAKE WORTH | [9 empty] | 10443720001873129 | 4004 MERRETT DR DEPT FIRE | LAKE WORTH | 76135-2906
Shawn Reddie |  | CITY OF LAKESIDE | [9 empty] | 10443720005272197 | 4344 State Highway 79 S | Wichita Falls | 76310-0532
Shawn Reddie |  | CITY OF NORTH RICHLAND HILLS | [9 empty] | 10443720003967240 | 7202 DICK FISHER DR N DEPT FIRE | NORTH RICHLAND HILLS | 76180-5064
Shawn Reddie |  | CITY OF NORTH RICHLAND HILLS | [9 empty] | 10443720007045232 | 8001 SHADYWOOD LN DEPT FIRE | NORTH RICHLAND HILLS | 76182-7360
Shawn Reddie |  | CITY OF NORTH RICHLAND HILLS | [9 empty] | 10443720003970805 | 7800 CONN DR | NORTH RICHLAND HILLS | 76180-7314
Shawn Reddie |  | CITY OF NORTH RICHLAND HILLS | [9 empty] | 10443720006990889 | 7245 HIGHTOWER DR DEPT FIRE | NORTH RICHLAND HILLS | 76182-7713
Shawn Reddie |  | CITY OF NORTH RICHLAND HILLS | [9 empty] | 10443720003967271 | 4001 RUFE SNOW DR DEPT FIRE | NORTH RICHLAND HILLS | 76180-8845
Shawn Reddie |  | CITY OF NORTH RICHLAND HILLS | [9 empty] | 10443720003967178 | 5328 DAVIS BLVD DEPT FIRE | NORTH RICHLAND HILLS | 76180-6824
Shawn Reddie |  | CITY OF NORTH RICHLAND HILLS | [9 empty] | 10443720003970743 | 6105 DAVIS BLVD UNIT 1 | NORTH RICHLAND HILLS | 76180-4713
Shawn Reddie |  | CITY OF RICHLAND HILLS |  |  |  |  | smitchell@richlandhills.com |  |  |  |  | 10443720007580603 | 3100 WESLEY WAY | RICHLAND HILLS | 76118-6458
Shawn Reddie |  | CITY OF RICHLAND HILLS |  |  |  |  | smitchell@richlandhills.com |  |  |  |  | 10443720003972169 | 6801 AIRPORT FWY | RICHLAND HILLS | 76117-5333
Shawn Reddie |  | CITY OF RICHLAND HILLS | [9 empty] | 10443720007151160 | 6700 BAKER BLVD DEPT POLIC | RICHLAND HILLS | 76118-6227
Shawn Reddie |  | CITY OF RICHLAND HILLS | [9 empty] | 10443720003971735 | 7100 BOOTH PL | RICHLAND HILLS | 76118-5207
Shawn Reddie |  | CITY OF RICHLAND HILLS | [9 empty] | 10443720003971952 | 3201 DIANA DR DEPT POLIC | RICHLAND HILLS | 76118-6238
Shawn Reddie |  | CITY OF RIVER OAKS | [9 empty] | 10443720001864542 | 4900 RIVER OAKS BLVD BLDG | RIVER OAKS | 76114-3007
Shawn Reddie |  | CITY OF RIVER OAKS |  |  |  |  | tjgibbs05@hotmail.com |  |  |  |  | 10443720001864914 | 1900 INSPIRATION LN | RIVER OAKS | 76114-1882
Shawn Reddie |  | CITY OF SANSOM PARK | [9 empty] | 10443720001865379 | 5416 TERRACE TRL | SANSOM PARK | 76114-1645
Shawn Reddie |  | CITY OF SANSOM PARK | [9 empty] | 10443720001865131 | 5500 BUCHANAN ST STE B | SANSOM PARK | 76114-1251
Shawn Reddie |  | CITY OF WATAUGA | [9 empty] | 10443720008685433 | 5909 HIGHTOWER DR DEPT FIRE | WATAUGA | 76148-2050
Shawn Reddie |  | TOWN OF LAKESIDE | [9 empty] | 10443720005414816 | 9216 WATERCRESS DR | LAKESIDE | 76135-4636
Steve Elk |  | CITY OF ANNA | [9 empty] | 10443720001433905 | 305 S POWELL PKWY DEPT FIRE | ANNA | 75409-3512
Steve Elk |  | CITY OF ANNA | [9 empty] | 10443720008595974 | 111 N POWELL PKWY DEPT POLIC | ANNA | 75409-3633
Steve Elk |  | CITY OF ANNA |  |  |  |  | mbiscarro@annatexas.gov |  |  |  |  | 10443720007569736 | 3333 N POWELL PKWY | ANNA | 75409-0000
Steve Elk |  | CITY OF ANNA |  |  |  |  | ssmith@annatexas.gov |  |  |  |  | 10443720008425660 | 425 E 6TH ST | ANNA | 75409-0000
Steve Elk |  | CITY OF ANNA |  |  |  |  | mbiscarro@annatexas.gov |  |  |  |  | 10443720001002850 | 109 E FIFTH ST | ANNA | 75409-0000
Steve Elk |  | CITY OF CELINA | [9 empty] | 10443720001388583 | 1766 COUNTY ROAD 96 UNIT TOWER | CELINA | 75009-0000
Steve Elk |  | CITY OF CELINA | [9 empty] | 10443720001390102 | 311 N LOUISIANA DR DEPT FIRE | CELINA | 75009-6232
Steve Elk |  | CITY OF FRISCO | [9 empty] | 10443720008000759 | 3711 OHIO DR DEPT FIRE | FRISCO | 75035-6247
Steve Elk |  | CITY OF FRISCO | [9 empty] | 10443720008120961 | 8601 GARY BURNS DR DEPT FIRE | FRISCO | 75034-2594
Steve Elk |  | CITY OF LUCAS | [9 empty] | 10443720009883677 | 2295 MCGARITY LN UNIT TOWER | LUCAS | 75002-0000
Steve Elk |  | CITY OF MELISSA | [9 empty] | 10443720001018443 | 1 SURREY CIR | MELISSA | 75454-8902
Steve Elk |  | CITY OF MELISSA | [9 empty] | 10443720009135281 | 3411 BARKER AVE DEPT POLIC | MELISSA | 75454-9569
Steve Elk |  | CITY OF PARKER | [9 empty] | 10443720008424134 | 5700 E PARKER RD DEPT FIRE | PARKER | 75002-6767
Steve Elk |  | CITY OF PARKER | [9 empty] | 10443720009413493 | 5700 E PARKER RD DEPT POLIC | PARKER | 75002-6767
Steve Elk |  | CITY OF PARKER | [9 empty] | 10443720002995936 | E PARKER.FM 1378 | WYLIE | 75098-0000
Steve Elk |  | CITY OF PARKER | [9 empty] | 10443720002855319 | 5700 TAYLOR LN DEPT FIRE | PARKER | 75002-6754
Steve Elk |  | TOWN OF PROSPER |  |  |  |  | dispatchlead@prospertx.gov |  |  |  |  | 10443720002088404 | 801 Safety Way | PROSPER | 75078-0000
Steve Elk |  | TOWN OF PROSPER | [9 empty] | 10443720009103770 | 121 W BROADWAY ST STE A | PROSPER | 75078-2731
Steve Elk |  | TOWN OF PROSPER | [9 empty] | 10443720009507979 | 601 W 5TH ST STE A | PROSPER | 75078-0000
Sue Mercer |  | CITY OF ANDREWS | [9 empty] | 10443720001478713 | BLK 4 S9 ANDREWS CO | ANDREWS | 79714-0000
Sue Mercer |  | CITY OF ANDREWS |  |  |  |  | seggleston@cityofandrews.org |  |  |  |  | 10443720001478589 | BLK A35 S2 | ANDREWS | 79714-0000
Sue Mercer |  | CITY OF ANDREWS | [9 empty] | 10443720001479023 | 500 SE 1001 | ANDREWS | 79714-0000
Sue Mercer |  | CITY OF ANDREWS | [9 empty] | 10443720001479333 | 201 E BROADWAY ST DEPT FIRE | ANDREWS | 79714-6502
Sue Mercer |  | CITY OF ANDREWS |  |  |  |  | seggleston@cityofandrews.org |  |  |  |  | 10443720000653461 | 900 NE MUSTANG DR PAD | ANDREWS | 79714-0000
Sue Mercer |  | CITY OF ANDREWS | [9 empty] | 10443720001277461 | 130 N MAIN ST DEPT POLICE | ANDREWS | 79714-6519
Sue Mercer |  | CITY OF ANDREWS | [9 empty] | 10443720001478992 | 201 SW 6TH ST | ANDREWS | 79714-0000
Sue Mercer |  | CITY OF ANDREWS | [9 empty] | 10443720009422803 | 105 Commerce Dr | Andrews | 79714-7604
Sue Mercer |  | CITY OF ANDREWS | [9 empty] | 10443720001478434 | 700 NE AVENUE B | ANDREWS | 79714-0000
Sue Mercer |  | CITY OF MIDLAND | [9 empty] | 10443720002336761 | 4315 THOMASON DR DEPT FIRE | MIDLAND | 79703-6440
Sue Mercer |  | CITY OF MIDLAND | [9 empty] | 10443720002336513 | 2210 W GOLF COURSE RD DEPT FIRE | MIDLAND | 79701-4030
Sue Mercer |  | CITY OF MIDLAND | [9 empty] | 10443720002337877 | 5000 N MIDLAND DR | MIDLAND | 79707-2762
Sue Mercer |  | CITY OF MIDLAND | [9 empty] | 10443720000152501 | 4501 SINCLAIR AVE | MIDLAND | 79707-0000
Sue Mercer |  | CITY OF MIDLAND | [9 empty] | 10443720000277742 | 301 TRADEWINDS BLVD | MIDLAND | 79706-0000
Sue Mercer |  | CITY OF MIDLAND | [9 empty] | 10443720006988714 | 2509 N PLISKA DR DEPT FIRE | MIDLAND | 79701-0000
Sue Mercer |  | CITY OF MIDLAND | [9 empty] | 10443720002335955 | 5100 N BIG SPRING ST DEPT FIRE | MIDLAND | 79705-2017
Sue Mercer |  | CITY OF MIDLAND | [9 empty] | 10443720002338311 | BLK 37 T3S S12 SW4 UNIT MAIN | MIDLAND | 79701-0000
Sue Mercer |  | CITY OF MIDLAND | [9 empty] | 10443720003861465 | 9601 WRIGHT DR | MIDLAND | 79701-0000
Sue Mercer |  | CITY OF MIDLAND | [9 empty] | 10443720002336017 | 601 N LORAINE ST DEPT POLIC | MIDLAND | 79701-4759
Sue Mercer |  | CITY OF MIDLAND | [9 empty] | 10443720002331491 | 9506 LAFORCE BLVD BLDG TERM | MIDLAND | 79701-0000
Sue Mercer |  | CITY OF MIDLAND | [9 empty] | 10443720002336544 | 1500 W WALL ST DEPT FIRE | MIDLAND | 79701-6526
Sue Mercer |  | CITY OF MIDLAND | [9 empty] | 10443720002336575 | 3301 HAYNES AVE DEPT FIRE | MIDLAND | 79707-3600
Sue Mercer |  | CITY OF MIDLAND | [9 empty] | 10443720008151741 | 412 EDGEWOOD DR | MIDLAND | 79703-5300
Sue Mercer |  | CITY OF MIDLAND | [9 empty] | 10443720008574581 | 5000 N MIDLAND DR PLANT | MIDLAND | 79707-2762
Sue Mercer |  | CITY OF MIDLAND | [9 empty] | 10443720006855941 | 1707 N LAMESA RD DEPT FIRE | MIDLAND | 79701-2806
Sue Mercer |  | CITY OF MIDLAND | [9 empty] | 10443720002335924 | 6005 N MIDLAND DR DEPT FIRE | MIDLAND | 79707-1910
Sue Mercer |  | CITY OF STANTON | [9 empty] | 10443720004453751 | 100 W SCHOOL ST DEPT FIRE | STANTON | 79782-0000
Sue Mercer |  | CITY OF STANTON | [9 empty] | 10443720004455332 | 400 N ST PETER ST DEPT POLIC | STANTON | 79782-0000
Sue Mercer |  | CITY OF STANTON | [9 empty] | 10443720001731276 | A206 B 36 T1S S23 WTR STA PLANT | STANTON - SU | 79782-0000
Terri Shatter |  | CITY OF BALCH SPRINGS | [9 empty] | 10443720007955905 | 12500 ELAM RD DEPT FIRE | BALCH SPRINGS | 75180-3038
Terri Shatter |  | CITY OF BALCH SPRINGS | [9 empty] | 10443720008032357 | 12500 ELAM RD STE B | BALCH SPRINGS | 75180-3038
Terri Shatter |  | CITY OF CRANDALL | [9 empty] | 10443720005227224 | 110 S MAIN ST DEPT POLIC | CRANDALL | 75114-2900
Terri Shatter |  | CITY OF CRANDALL | [9 empty] | 10443720006026373 | 400 N 4TH ST | CRANDALL | 75114-2806
Terri Shatter |  | CITY OF CRANDALL | [9 empty] | 10443720006881508 | @SEWER PLANT IN BUFFALO CR. | CRANDALL | 75114-0000
Terri Shatter |  | CITY OF DALLAS | [9 empty] | 10443720009310487 | 405 LONG CREEK RD UNIT B | SUNNYVALE | 75182-9275
Terri Shatter |  | CITY OF DALLAS | [9 empty] | 10443720003977024 | 405 LONG CREEK RD UNIT A | SUNNYVALE | 75182-9275
Terri Shatter |  | CITY OF FORNEY | [9 empty] | 10443720008427230 | @AIMEE & MCGRAW | FORNEY | 75126-0000
Terri Shatter |  | CITY OF FORNEY | [9 empty] | 10443720008671488 | 104 AIMEE UNIT B | FORNEY | 75126-0000
Terri Shatter |  | CITY OF FORNEY | [9 empty] | 10443720008279639 | 402 N BOIS D ARC ST BLDG ADMIN | FORNEY | 75126-8527
Terri Shatter |  | CITY OF FORNEY | [9 empty] | 10443720007886041 | 223 S FM 548 | FORNEY | 75126-4107
Terri Shatter |  | CITY OF KAUFMAN | [9 empty] | 10443720005183762 | 605 W PYLE ST | KAUFMAN | 75142-0000
Terri Shatter |  | CITY OF KAUFMAN | [9 empty] | 10443720007542583 | 301 S MADISON ST DEPT FIRE | KAUFMAN | 75142-2431
Terri Shatter |  | CITY OF KAUFMAN | [9 empty] | 10443720006949739 | 600 ENTERPRISE WAY | KAUFMAN | 75142-0000
Terri Shatter |  | CITY OF KEMP | [9 empty] | 10443720005273507 | 1298 TOLOSA | KEMP | 75143-0000
Terri Shatter |  | CITY OF KEMP | [9 empty] | 10443720005270190 | 13824 E HIGHWAY 175 | KEMP | 75143-4581
Terri Shatter |  | CITY OF KEMP | [9 empty] | 10443720007262126 | 1307 S ELM ST DEPT FIRE | KEMP | 75143-7713
Terri Shatter |  | CITY OF KEMP | [9 empty] | 10443720005264455 | 304 S MAIN DEPT POLIC | KEMP | 75143-0000
Terri Shatter |  | CITY OF MESQUITE | [9 empty] | 10443720004285474 | 410 S GALLOWAY AVE BLDG A | MESQUITE | 75149-5016
Terri Shatter |  | CITY OF MESQUITE |  |  |  |  | waterlocates@cityofmesquite.com |  |  |  |  | 10443720004397415 | 1300 EULANE DR | MESQUITE | 75149-6278
Terri Shatter |  | CITY OF MESQUITE | [9 empty] | 10443720004094080 | 1010 BARNES BRIDGE RD DEPT FIRE | MESQUITE | 75150-4321
Terri Shatter |  | CITY OF MESQUITE | [9 empty] | 10443720009501317 | 1808 N GALLOWAY AVE | MESQUITE | 75149-0000
Terri Shatter |  | CITY OF MESQUITE | [9 empty] | 10443720007238565 | 1850 CLAY MATHIS RD DEPT FIRE | MESQUITE | 75181-1510
Terri Shatter |  | CITY OF MESQUITE | [9 empty] | 10443720004349458 | 2141 N GALLOWAY AVE DEPT FIRE | MESQUITE | 75150-5731
Terri Shatter |  | CITY OF MESQUITE | [9 empty] | 10443720009740606 | 777 N GALLOWAY AVE DEPT POLIC | MESQUITE | 75149-3409
Terri Shatter |  | CITY OF MESQUITE | [9 empty] | 10443720009330141 | 3838 FORNEY RD DEPT FIRE | MESQUITE | 75149-2717
Terri Shatter |  | CITY OF MESQUITE | [9 empty] | 10443720000038886 | 1344 AIRPORT BLVD UNIT TOWER | MESQUITE | 75181-1338
Terri Shatter |  | CITY OF MESQUITE | [9 empty] | 10443720004595753 | 4609 SARAZEN DR DEPT FIRE | MESQUITE | 75150-1835
Terri Shatter |  | CITY OF SEAGOVILLE | [9 empty] | 10443720008423788 | 600 N HIGHWAY 175 DEPT POLIC | SEAGOVILLE | 75159-1833
Terri Shatter |  | CITY OF SEAGOVILLE | [9 empty] | 10443720005224681 | 1717 N HIGHWAY 175 DEPT FIRE | SEAGOVILLE | 75159-2229
Terri Shatter |  | CITY OF SEAGOVILLE | [9 empty] | 10443720005268329 | 404 ARD RD | SEAGOVILLE | 75159-1901
Terri Shatter |  | CITY OF SEAGOVILLE | [9 empty] | 10443720005224712 | 1717 N HIGHWAY 175 BLDG | SEAGOVILLE | 75159-2229
Terri Shatter |  | TOWN OF SUNNYVALE | [9 empty] | 10443720009670118 | 551 LARKIN RD | SUNNYVALE | 75182-9734
Tiffany Richmond |  | CITY OF DALLAS | [9 empty] | 10443720003043217 | 4701 BELT LINE RD | ADDISON | 75254-0000
Tiffany Richmond |  | CITY OF UNIVERSITY PARK | [9 empty] | 10443720006183889 | 2601 FONDREN DR UNIT TOWER | UNIVERSITY PARK | 75206-4105
Tiffany Richmond |  | CITY OF UNIVERSITY PARK |  |  |  |  | jmajors@uptexas.org |  |  |  |  | 10443720008397942 | 3800 UNIVERSITY BLVD UNIT HALL2 | UNIVERSITY PARK | 75205-1711
Tiffany Richmond |  | CITY OF UNIVERSITY PARK | [9 empty] | 10443720006058805 | 3525 NORTHWEST PKWY UNIT TOWER | UNIVERSITY PARK | 75225-4012
Tiffany Richmond |  | CITY OF UNIVERSITY PARK | [9 empty] | 10443720002319553 | 4519 DRANE DR | UNIVERSITY PARK | 75205-0000
Tiffany Richmond |  | TOWN OF ADDISON | [9 empty] | 10443720002643279 | 3950 BELTWAY DR DEPT FIRE | ADDISON | 75001-4407
Tiffany Richmond |  | TOWN OF ADDISON |  |  |  |  | gsinfo@addisontx.gov |  |  |  |  | 10443720008792749 | 4245 KELLWAY CIR | ADDISON | 75001-4233
Tiffany Richmond |  | TOWN OF ADDISON |  |  |  |  | gsinfo@addisontx.gov |  |  |  |  | 10443720001338179 | 16801 WESTGROVE DR | ADDISON | 75001-5190
Tiffany Richmond |  | TOWN OF ADDISON | [9 empty] | 10443720001345402 | 4799 AIRPORT PKWY DEPT POLIC | ADDISON | 75001-3321
Tiffany Richmond |  | TOWN OF ADDISON | [9 empty] | 10443720001946027 | 15130 SURVEYOR BLVD | ADDISON | 75001-4315
Tiffany Richmond |  | TOWN OF ADDISON | [9 empty] | 10443720001165819 | 5510 CELESTIAL RD | ADDISON | 75254-7612
Tiffany Richmond |  | TOWN OF ADDISON | [9 empty] | 10443720001345743 | 4798 AIRPORT PKWY DEPT FIRE | ADDISON | 75001-3364
Tiffany Richmond |  | TOWN OF HIGHLAND PARK | [9 empty] | 10443720006018938 | 3400 GILLON AVE | HIGHLAND PARK | 75205-3218
Tiffany Richmond |  | TOWN OF HIGHLAND PARK | [9 empty] | 10443720008458586 | 4700 DREXEL DR DEPT FIRE | HIGHLAND PARK | 75205-3107
Todd Thompson |  | CITY OF BONHAM | [9 empty] | 10443720002371873 | 220 E 5TH ST DEPT FIRE | BONHAM | 75418-4001
Todd Thompson |  | CITY OF BONHAM | [9 empty] | 10443720007162613 | 2509 N CENTER ST DEPT FIRE | BONHAM | 75418-2134
Todd Thompson |  | CITY OF BONHAM | [9 empty] | 10443720002372028 | 301 E 5TH ST DEPT POLIC | BONHAM | 75418-4002
Todd Thompson |  | CITY OF COLLINSVILLE | [9 empty] | 10443720004050957 | 103 N MAIN ST DEPT POLIC | COLLINSVILLE | 76233-5105
Todd Thompson |  | CITY OF COLLINSVILLE | [9 empty] | 10443720004050926 | 101 N MAIN ST DEPT POLIC | COLLINSVILLE | 76233-5105
Todd Thompson |  | CITY OF COLLINSVILLE | [9 empty] | 10443720004042308 | 625 ELDER ST | COLLINSVILLE | 76233-0000
Todd Thompson |  | CITY OF COLLINSVILLE | [9 empty] | 10443720004038185 | 314 ELM | COLLINSVILLE | 76233-0000
Todd Thompson |  | CITY OF COLLINSVILLE | [9 empty] | 10443720007661806 | 117 E WOODLAND ST DEPT FIRE | COLLINSVILLE | 76233-0000
Todd Thompson |  | CITY OF DENISON | [9 empty] | 10443720008467875 | 3306 S PARK AVE DEPT FIRE | DENISON | 75020-7337
Todd Thompson |  | CITY OF DENISON | [9 empty] | 10443720001982947 | 2720 W MORTON ST DEPT FIRE | DENISON | 75020-1408
Todd Thompson |  | CITY OF DENISON | [9 empty] | 10443720006106815 | 1500 E SEARS ST | DENISON | 75020-0000
Todd Thompson |  | CITY OF DENISON | [9 empty] | 10443720001852902 | 700 W CHESTNUT ST DEPT FIRE | DENISON | 75020-3208
Todd Thompson |  | CITY OF DENISON | [9 empty] | 10443720002111349 | 3307 S EISENHOWER PKWY DEPT FIRE | DENISON | 75020-7819
Todd Thompson |  | CITY OF DENISON |  |  |  |  | cjones@cityofdenison.com |  |  |  |  | 10443720001901510 | 108 W MAIN ST DEPT POLIC | DENISON | 75021-3023
Todd Thompson |  | CITY OF DENISON |  |  |  |  | drylant@cityofdenison.com |  |  |  |  | 10443720006984177 | 4631 RANDELL LAKE RD | DENISON | 75020-1937
Todd Thompson |  | CITY OF DENISON |  |  |  |  | cjones@cityofdenison.com |  |  |  |  | 10443720002039057 | 4631 RANDELL LAKE RD | DENISON | 75020-1937
Todd Thompson |  | CITY OF DENISON |  |  |  |  | cjones@cityofdenison.com |  |  |  |  | 10443720001900549 | 300 W MAIN ST | DENISON | 75020-3125
Todd Thompson |  | CITY OF DODD CITY | [9 empty] | 10443720002238170 | 303 S CANEY DEPT FIRE | DODD CITY | 75438-0000
Todd Thompson |  | CITY OF DORCHESTER | [9 empty] | 10443720008041866 | 12457 FM 902 DEPT FIRE | DORCHESTER | 75459-0000
Todd Thompson |  | CITY OF ECTOR | [9 empty] | 10443720002210642 | 505 S MAIN ST | ECTOR | 75439-2815
Todd Thompson |  | CITY OF GAINESVILLE | [9 empty] | 10443720008142244 | 201 SANTA FE ST DEPT FIRE | GAINESVILLE | 76240-2255
Todd Thompson |  | CITY OF GAINESVILLE | [9 empty] | 10443720004249357 | 501 N RADIO HILL RD | GAINESVILLE | 76240-0000
Todd Thompson |  | CITY OF GAINESVILLE | [9 empty] | 10443720004231718 | 209 N LAKE LN | GAINESVILLE | 76240-0000
Todd Thompson |  | CITY OF GAINESVILLE | [9 empty] | 10443720004460808 | 2112 RICE AVE | GAINESVILLE | 76240-6117
Todd Thompson |  | CITY OF GAINESVILLE | [9 empty] | 10443720004347348 | 1908 N WEAVER ST | GAINESVILLE | 76240-2230
Todd Thompson |  | CITY OF GAINESVILLE | [9 empty] | 10443720004235593 | 1601 FM 1201 | GAINESVILLE | 76240-0000
Todd Thompson |  | CITY OF GAINESVILLE | [9 empty] | 10443720004412944 | 200 N CLEMENTS ST DEPT FIRE | GAINESVILLE | 76240-0000
Todd Thompson |  | CITY OF GAINESVILLE | [9 empty] | 10443720004309249 | 115 E PECAN ST DEPT FIRE | GAINESVILLE | 76240-4811
Todd Thompson |  | CITY OF GAINESVILLE | [9 empty] | 10443720004332220 | 1801 S WEAVER ST | GAINESVILLE | 76240-2229
Todd Thompson |  | CITY OF GUNTER | [9 empty] | 10443720009054767 | 19181 FM 121 | GUNTER | 75058-0000
Todd Thompson |  | CITY OF GUNTER | [9 empty] | 10443720009758925 | 105 N 4TH DEPT FIRE | GUNTER | 75058-0000
Todd Thompson |  | CITY OF GUNTER | [9 empty] | 10443720006397378 | 301 N 2ND ST | GUNTER | 75058-0000
Todd Thompson |  | CITY OF HONEY GROVE | [9 empty] | 10443720006280043 | 203 HICKORY ST DEPT FIRE | HONEY GROVE | 75446-1867
Todd Thompson |  | CITY OF HONEY GROVE | [9 empty] | 10443720003571263 | 633 6TH ST BLDG CITY HALL | HONEY GROVE | 75446-1884
Todd Thompson |  | CITY OF HOWE | [9 empty] | 10443720004154838 | 120 E HANING ST DEPT FIRE | HOWE | 75459-0000
Todd Thompson |  | CITY OF HOWE | [9 empty] | 10443720004134874 | 900 W FM 902 | HOWE | 75459-0000
Todd Thompson |  | CITY OF HOWE | [9 empty] | 10443720008139175 | 200 S WESTERN HILLS DR WELL | HOWE | 75459-0000
Todd Thompson |  | CITY OF LINDSAY | [9 empty] | 10443720004223813 | 637 ASH ST DEPT FIRE | LINDSAY | 76250-0000
Todd Thompson |  | CITY OF LINDSAY | [9 empty] | 10443720007399856 | 208 N MAPLE ST | LINDSAY | 76250-2542
Todd Thompson |  | CITY OF LINDSAY | [9 empty] | 10443720004223782 | 635 ASH | LINDSAY | 76250-0000
Todd Thompson |  | CITY OF LINDSAY | [9 empty] | 10443720004219876 | 107 E 7TH | LINDSAY | 76250-0000
Todd Thompson |  | CITY OF MUENSTER | [9 empty] | 10443720004470945 | 400 N MAIN ST DEPT FIRE | MUENSTER | 76252-2444
Todd Thompson |  | CITY OF MUENSTER | [9 empty] | 10443720004471472 | 118 W FIRST ST | MUENSTER | 76252-0000
Todd Thompson |  | CITY OF MUENSTER | [9 empty] | 10443720004486073 | 247 HILLCREST ST | MUENSTER | 76252-2739
Todd Thompson |  | CITY OF MUENSTER | [9 empty] | 10443720009316400 | 200 E EDDY ST | MUENSTER | 76252-2758
Todd Thompson |  | CITY OF POTTSBORO |  |  |  |  | snix@cityofpottsboro.com |  |  |  |  | 10443720007182670 | 409 FRANKLIN AVE | POTTSBORO | 75076-3055
Todd Thompson |  | CITY OF POTTSBORO | [9 empty] | 10443720002001392 | 401 FRANKLIN AVE DEPT FIRE | POTTSBORO | 75076-3055
Todd Thompson |  | CITY OF POTTSBORO |  |  |  |  | snix@cityofpottsboro.com |  |  |  |  | 10443720002001640 | 407 FRANKLIN AVE | POTTSBORO | 75076-3055
Todd Thompson |  | CITY OF POTTSBORO | [9 empty] | 10443720001867534 | 116 S MEADOWBROOK DR | POTTSBORO | 75076-9515
Todd Thompson |  | CITY OF SAVOY | [9 empty] | 10443720002234295 | 318 W WHITEWRIGHT RD | SAVOY | 75479-3010
Todd Thompson | Annual Renewal | CITY OF SHERMAN | Jim Cross | Water System Manager | 9038927258 | 9038706445 | jimcross@cityofsherman.com | Oscar Canales | 9038927258 | 9034364104 | oscarc@cityofsherman.com | 10443720006567847 | 243 LA CIMA RD | SHERMAN | 75092-6609 |  | PO Box 1106 | Sherman | 75091 | Water/Wastewater Treatment Plants | Municipal Water Supply | Critical Infrastructure | No | No | No | Yes | Customer | N/A | No | Zero Hours | 2 hours
Todd Thompson | Annual Renewal | CITY OF SHERMAN | Danny Jones | Fire Chief | 903-892-7263 | 903-357-0020 | dannyj@cityofsherman.com | Chris Olson | 903-892-7396 | 903-209-8141 | chriso@cityofsherman.com | 10443720004072316 | 1100 S DEWEY AVE DEPT FIRE | SHERMAN | 75090-8335 |  | 1100 S DEWEY AVE DEPT FIRE | SHERMAN | 75090-8335 | Fire |  | Critical Infrastructure | No | No | No | No |  | N/A
Todd Thompson | Annual Renewal | CITY OF SHERMAN | Danny Jones | Fire Chief | 903-892-7263 | 903-357-0020 | dannyj@cityofsherman.com | Chris Olson | 903-892-7396 | 903-209-8141 | chriso@cityofsherman.com | 10443720003771740 | 318 S TRAVIS ST DEPT FIRE | SHERMAN | 75090-7147 |  | 318 S TRAVIS ST DEPT FIRE | SHERMAN | 75090-7147 | Fire |  | Critical Infrastructure | No | No | Yes | No |  | N/A | 50 | 12 hours | 7 to 10 seconds
Todd Thompson | Annual Renewal | CITY OF SHERMAN | Danny Jones | Fire Chief | 903-892-7263 | 903-357-0020 | dannyj@cityofsherman.com | Chris Olson | 903-892-7396 | 903-209-8141 | chriso@cityofsherman.com | 10443720008655046 | 3200 N FM 1417 DEPT FIRE | SHERMAN | 75092-3429 |  | 3200 N FM 1417 DEPT FIRE | SHERMAN | 75092-3429 | Fire |  | Critical Infrastructure | No | No | No | No |  | N/A
Todd Thompson | Annual Renewal | CITY OF SHERMAN | Jeff Rigdon | Wastewater Plant Supervisor | (903)868-2846 | (903)375-2142 | jeffr@cityofsherman.com | Nathan Whiddon | (903)357-0842 | (903)647-8527 | nathanw@cityofsherman.com | 10443720004109764 | 1800 E FM 1417 | SHERMAN | 75090-0000 |  | PO Box 1106 | Sherman | 75090 | Water/Wastewater Treatment Plants | Critical Infrastructure | Critical Infrastructure | No | No | No | Yes | Customer | N/A | No | Less than one hour | 30 Minutes
Todd Thompson | Annual Renewal | CITY OF SHERMAN | Jim Cross | Water System Manager | 903-892-7258 | 903-870-6445 | jimcross@cityofsherman.com | Oscar Canales | 903-892-7258 | 903-436-4104 | oscarc@cityofsherman.com | 10443720004168323 | 12457 FM 902 | DORCHESTER | 75459-2015 |  | PO Box 1106 | SHERMAN | 75091 | Pump Station | Critical Infrastructure | Critical Infrastructure | No | No | No | No |  | N/A | No | Zero Hours | 30 Minutes
Todd Thompson | Annual Renewal | CITY OF SHERMAN | Danny Jones | Fire Chief | 903-892-7263 | 903-357-0020 | dannyj@cityofsherman.com | Chris Olson | 903-892-7396 | 903-209-8141 | chriso@cityofsherman.com | 10443720003911147 | 3704 N FRISCO RD DEPT FIRE | SHERMAN | 75090-1945 |  | 3704 N FRISCO RD DEPT FIRE | SHERMAN | 75090-1945 | Fire |  | Critical Infrastructure | No | No | No | No |  | N/A
Todd Thompson |  | CITY OF SOUTHMAYD | [9 empty] | 10443720007227155 | 4603 ELEMENTARY DR DEPT POLIC | SOUTHMAYD | 76268-0000
Todd Thompson |  | CITY OF VALLEY VIEW | [9 empty] | 10443720004318301 | @DISPOSAL | VALLEY VIEW (COOKE) | 76272-0000
Todd Thompson |  | CITY OF VAN ALSTYNE | [9 empty] | 10443720004195076 | 239 N PRESTON AVE | VAN ALSTYNE | 75495-0000
Todd Thompson |  | CITY OF VAN ALSTYNE | [9 empty] | 10443720004161286 | 643 SPENCE RD | VAN ALSTYNE | 75495-0000
Todd Thompson |  | CITY OF VAN ALSTYNE | [9 empty] | 10443720004195138 | 280 N PRESTON AVE DEPT FIRE | VAN ALSTYNE | 75495-3004
Todd Thompson |  | CITY OF VAN ALSTYNE | [9 empty] | 10443720004210235 | 1000 S MAIN DR | VAN ALSTYNE | 75495-0000
Tom Trimble |  | CITY OF ALTO | [9 empty] | 10176990006105965 | 502 FISHER | ALTO | 75925-0000
Tom Trimble |  | CITY OF ALTO | [9 empty] | 10176990006105841 | 510 PALESTINE RD | ALTO | 75925-2145
Tom Trimble |  | CITY OF ALTO | [9 empty] | 10176990006105872 | 207 RUSK | ALTO | 75925-0000
Tom Trimble |  | CITY OF ARP | [9 empty] | 10176990006211768 | 107 W LONGVIEW ST DEPT FIRE | ARP | 75750-5604
Tom Trimble |  | CITY OF ARP | [9 empty] | 10176990006211954 | 113 E LONGVIEW | ARP | 75750-0000
Tom Trimble |  | CITY OF ARP | [9 empty] | 10176990006206901 | 400 ELIZABETH | ARP | 75750-0000
Tom Trimble |  | CITY OF ARP | [9 empty] | 10176990006213380 | 604 E LONGVIEW ST | ARP | 75750-5407
Tom Trimble |  | CITY OF ARP | [9 empty] | 10176990006209846 | 107 ALLEN ST | ARP | 75750-4615
Tom Trimble |  | CITY OF ARP | [9 empty] | 10176990006216387 | 316 S MAIN ST | ARP | 75750-0000
Tom Trimble |  | CITY OF ATHENS | [9 empty] | 10443720001288862 | 5400 FM 2495 | ATHENS | 75752-5805
Tom Trimble |  | CITY OF ATHENS | [9 empty] | 10443720001290133 | 3249 IMPALA POINT CIR | ATHENS | 75752-5744
Tom Trimble |  | CITY OF ATHENS | [9 empty] | 10443720001508466 | 610 S PRAIRIEVILLE ST DEPT FIRE | ATHENS | 75751-3238
Tom Trimble |  | CITY OF ATHENS | [9 empty] | 10443720008505321 | 931 N PALESTINE ST DEPT FIRE | ATHENS | 75751-4137
Tom Trimble |  | CITY OF BROWNSBORO | [9 empty] | 10443720001038475 | 11351 WILLOW ST DEPT POLIC | BROWNSBORO | 75756-0000
Tom Trimble |  | CITY OF EUSTACE | [9 empty] | 10443720001653205 | 113 DAVIS ST SEWR PLANT | EUSTACE | 75124-0000
Tom Trimble |  | CITY OF FRANKSTON | [9 empty] | 10176990006257524 | 201 STATE HIGHWAY 155 DEPT FIRE | FRANKSTON | 75763-9754
Tom Trimble |  | CITY OF FRANKSTON | [9 empty] | 10176990006256873 | HWY 175 W SEWR LIFT | FRANKSTON | 75763-0000
Tom Trimble |  | CITY OF FRANKSTON | [9 empty] | 10176990006238242 | EWELL ST LIFT STA SEWR LIFT | FRANKSTON | 75763-0000
Tom Trimble |  | CITY OF FRANKSTON | [9 empty] | 10176990006257183 | WATER WELL #1 MARY 155 WELL 1 | FRANKSTON | 75763-0000
Tom Trimble |  | CITY OF FRANKSTON | [9 empty] | 10176990006257121 | HWY 155 N WELL 2 | FRANKSTON | 75763-0000
Tom Trimble |  | CITY OF FRANKSTON | [9 empty] | 10176990006257028 | CITY WATER WELL #1 MAR WELL 1MARY | FRANKSTON | 75763-0000
Tom Trimble |  | CITY OF GUN BARREL CITY | [9 empty] | 10443720006562613 | 306 MUNICIPAL DR DEPT FIRE | GUN BARREL CITY | 75156-3708
Tom Trimble |  | CITY OF JACKSONVILLE | [9 empty] | 10176990006541670 | 210 W LARISSA ST DEPT POLIC | JACKSONVILLE | 75766-2327
Tom Trimble |  | CITY OF JACKSONVILLE | [9 empty] | 10176990007863665 | 1423 S PINEDA ST | JACKSONVILLE | 75766-6631
Tom Trimble |  | CITY OF JACKSONVILLE | [9 empty] | 10176990007756653 | 232 COUNTY ROAD 1411 | JACKSONVILLE | 75766-0000
Tom Trimble |  | CITY OF JACKSONVILLE | [9 empty] | 10176990006534881 | @CANADA ST PUMP | JACKSONVILLE | 75766-0000
Tom Trimble |  | CITY OF JACKSONVILLE | [9 empty] | 10176990007856721 | 1309 CANADA ST WASTE WATER UNIT 2 | JACKSONVILLE | 75766-0000
Tom Trimble |  | CITY OF JACKSONVILLE | [9 empty] | 10176990006515041 | @TENA ST WATER WELL | JACKSONVILLE | 75766-0000
Tom Trimble |  | CITY OF JACKSONVILLE | [9 empty] | 10176990006637863 | 301 S MAIN ST DEPT FIRE | JACKSONVILLE | 75766-4925
Tom Trimble |  | CITY OF JACKSONVILLE | [9 empty] | 10176990006699615 | 1101 BAILEY LN | JACKSONVILLE | 75766-0000
Tom Trimble |  | CITY OF JACKSONVILLE | [9 empty] | 10176990006592975 | @END OF BURLESON | JACKSONVILLE | 75766-0000
Tom Trimble |  | CITY OF JACKSONVILLE | [9 empty] | 10176990006684983 | 1510 KICKAPOO ST | JACKSONVILLE | 75766-0000
Tom Trimble |  | CITY OF JACKSONVILLE | [9 empty] | 10176990006604011 | 706 LOOP 456 DEPT FIRE | JACKSONVILLE | 75766-0000
Tom Trimble |  | CITY OF JACKSONVILLE | [9 empty] | 10176990006637832 | 301 S MAIN ST DEPT FIRE1 | JACKSONVILLE | 75766-4925
Tom Trimble |  | CITY OF MABANK | [9 empty] | 10443720006886904 | 13253 COUNTY ROAD 4006 UNIT A | MABANK | 75147-2916
Tom Trimble |  | CITY OF MABANK | [9 empty] | 10443720001072048 | 112 HARBOR DR | MABANK | 75156-3523
Tom Trimble |  | CITY OF MABANK |  |  |  |  | brooke@cityofmabank.org |  |  |  |  | 10443720001114518 | 2200 W MAIN ST | MABANK | 75156-4408
Tom Trimble |  | CITY OF MABANK | [9 empty] | 10443720007915081 | 111 E MASON ST DEPT FIRE | MABANK | 75147-7802
Tom Trimble |  | CITY OF MALAKOFF | [9 empty] | 10443720001631877 | @SEWER PLANT | MALAKOFF | 75148-0000
Tom Trimble |  | CITY OF MALAKOFF | [9 empty] | 10443720001587175 | 106 RAILROAD | MALAKOFF | 75148-9354
Tom Trimble |  | CITY OF NEW SUMMERFIELD | [9 empty] | 10176990006833628 | 110 WATER TOWER | NEW SUMMERFIELD | 75780-0000
Tom Trimble |  | CITY OF OVERTON | [9 empty] | 10176990006906323 | 206 E MAIN ST DEPT FIRE | OVERTON | 75684-1323
Tom Trimble |  | CITY OF POYNOR | [9 empty] | 10443720007305130 | 12161 S FM 315 DEPT FIRE | POYNOR | 75782-0000
Tom Trimble |  | CITY OF RUSK | [9 empty] | 10176990007208604 | @CITY WELL NO 3 | RUSK | 75785-0000
Tom Trimble |  | CITY OF RUSK | [9 empty] | 10176990007205845 | @HWY 69 S | RUSK | 75785-0000
Tom Trimble |  | CITY OF RUSK | [9 empty] | 10176990007229157 | @GUINN HILL 84 EAST | RUSK | 75785-0000
Tom Trimble |  | CITY OF TRINIDAD | [9 empty] | 10443720009542364 | 550 N LEAGUE LINE RD | TRINIDAD | 75163-5011
Tom Trimble |  | CITY OF TROUP |  |  |  |  | kjohnston@trouptx.com |  |  |  |  | 10176990007557664 | 1809 OAKWOOD CIR | TROUP | 75789-0000
Tom Trimble |  | CITY OF TROUP |  |  |  |  | trouppw@trouptx.com |  |  |  |  | 10176990007285329 | 110 BRANDON ST | TROUP | 75789-4500
Tom Trimble |  | CITY OF TROUP | [9 empty] | 10176990007265706 | 502 WILKENSON WASTE DEPT DEPT | TROUP | 75789-0000
Tom Trimble |  | CITY OF TROUP | [9 empty] | 10176990007261490 | 101 W BRADFORD ST DEPT FIRE | TROUP | 75789-1221
Tom Trimble |  | CITY OF TROUP |  |  |  |  | trouppw@trouptx.com |  |  |  |  | 10176990007282043 | 810 W DUVAL WELL NO 1 PRIMAR | TROUP | 75789-0000
Tom Trimble |  | CITY OF TROUP | [9 empty] | 10176990007557633 | 150 N PRICE ST LIFT | TROUP | 75789-0000
Tom Trimble |  | CITY OF TROUP | [9 empty] | 10176990007277362 | 700 W TARBUTTON | TROUP | 75789-0000
Tom Trimble |  | CITY OF WHITEHOUSE | [9 empty] | 10176990007319708 | 303 E MAIN ST DEPT FIRE | WHITEHOUSE | 75791-3518
Tom Trimble |  | TOWN OF ENCHANTED OAKS | [9 empty] | 10443720007478296 | 1 ENCHANTED DR DEPT FIRE | ENCHANTED OAKS | 75147-0000
Todd Thompson | New Critical Load Application | CITY OF SHERMAN | Danny Jones | Fire Chief | 903-892-7263 | 903-357-0020 | dannyj@cityofsherman.com | Chris Olson | 903-892-7396 | 903-209-8141 | chriso@cityofsherman.com |  | 3117 NORTHGATE DRIVE DEPT FIRE | SHERMAN | 75092-3429 |  | 3117 NORTHGATE DRIVE DEPT FIRE | SHERMAN | 75092-3429 | Fire |  | Critical Infrastructure | No | No | Yes | No |  | N/A | 250 | 12 hours | 5 to 10 seconds
Todd Thompson | New Critical Load Application | CITY OF SHERMAN | Jim Cross | Water System Manager | 903-892-7258 | 903-870-6445 | jimcross@cityofsherman.com | Oscar Canales | 903-892-7258 | 903-436-4104 | oscarc@cityofsherman.com | 10443720000703252 | 243 LA CIMA RD | SHERMAN | 75092-6609 |  | PO Box 1106 | SHERMAN | 75091 | Water/Wastewater Treatment Plants |  | Critical Infrastructure | No | No | No | No |  | N/A | No | Zero Hours | 2 Hours
Todd Thompson | New Critical Load Application | CITY OF SHERMAN | Jim Cross | Water System Manager | 903-892-7258 | 903-870-6445 | jimcross@cityofsherman.com | Oscar Canales | 903-892-7258 | 903-436-4104 | oscarc@cityofsherman.com | 10443720003712158 | 600 E MULBERRY | SHERMAN | 75090-6041 |  | PO Box 1106 | SHERMAN | 75091 | Major Lift Station |  | Critical Infrastructure | No | No | No | No |  | N/A | No | Zero Hours | 30 Minutes
Todd Thompson | New Critical Load Application | CITY OF SHERMAN | Jim Cross | Water System Manager | 903-892-7258 | 903-870-6445 | jimcross@cityofsherman.com | Oscar Canales | 903-892-7258 | 903-436-4104 | oscarc@cityofsherman.com | 10443720004169997 | 8700 FARMINGTON RD | HOWE | 75092 |  | PO Box 1106 | SHERMAN | 75091 | Pump Station |  | Critical Infrastructure | No | No | No | No |  | N/A | No | Zero Hours | 30 Minutes
Todd Thompson | New Critical Load Application | CITY OF SHERMAN | Jim Cross | Water System Manager | 903-892-7258 | 903-870-6445 | jimcross@cityofsherman.com | Oscar Canales | 903-892-7258 | 903-436-4104 | oscarc@cityofsherman.com | 10443720004169966 | 3025 FM 902 | DORCHESTER | 75459 |  | PO Box 1106 | SHERMAN | 75091 | Pump Station |  | Critical Infrastructure | No | No | No | No |  | N/A | No | Zero Hours | 30 Minutes
Todd Thompson | New Critical Load Application | CITY OF SHERMAN | Jim Cross | Water System Manager | 903-892-7258 | 903-870-6445 | jimcross@cityofsherman.com | Oscar Canales | 903-892-7258 | 903-436-4104 | oscarc@cityofsherman.com | 10443720004082546 | 1900 IDA RD | SHERMAN | 75090 |  | PO Box 1106 | SHERMAN | 75091 | Pump Station |  | Critical Infrastructure | No | No | No | No |  | N/A | No | Zero Hours | 30 Minutes
Todd Thompson | New Critical Load Application | CITY OF SHERMAN | Jim Cross | Water System Manager | 903-892-7258 | 903-870-6445 | jimcross@cityofsherman.com | Oscar Canales | 903-892-7258 | 903-436-4104 | oscarc@cityofsherman.com | 10443720004108152 | 4524 LUELLA RD | SHERMAN | 75090-5284 |  | PO Box 1106 | SHERMAN | 75091 | Pump Station |  | Critical Infrastructure | No | No | No | No |  | N/A | No | Zero Hours | 30 Minutes
Todd Thompson | New Critical Load Application | CITY OF SHERMAN | Jim Cross | Water System Manager | 903-892-7258 | 903-870-6445 | jimcross@cityofsherman.com | Oscar Canales | 903-892-7258 | 903-436-4104 | oscarc@cityofsherman.com | 10443720003745793 | 200 E SHEPARD RD | SHERMAN | 75090 |  | PO Box 1106 | SHERMAN | 75091 | Pump Station |  | Critical Infrastructure | No | No | No | No |  | N/A | No | Zero Hours | 30 Minutes
Todd Thompson | New Critical Load Application | CITY OF SHERMAN | Jim Cross | Water System Manager | 903-892-7258 | 903-870-6445 | jimcross@cityofsherman.com | Oscar Canales | 903-892-7258 | 903-436-4104 | oscarc@cityofsherman.com | 10443720003745514 | 1319 E SHEPARD RD | SHERMAN | 75090 |  | PO Box 1106 | SHERMAN | 75091 | Pump Station |  | Critical Infrastructure | No | No | No | No |  | N/A | No | Zero Hours | 30 Minutes
Todd Thompson | New Critical Load Application | CITY OF SHERMAN | Jim Cross | Water System Manager | 903-892-7258 | 903-870-6445 | jimcross@cityofsherman.com | Oscar Canales | 903-892-7258 | 903-436-4104 | oscarc@cityofsherman.com | 10443720003745297 | 4500 S US HWY 75 | SHERMAN | 75092 |  | PO Box 1106 | SHERMAN | 75091 | Pump Station |  | Critical Infrastructure | No | No | No | No |  | N/A | No | Zero Hours | 30 Minutes
Todd Thompson | New Critical Load Application | CITY OF SHERMAN | Jim Cross | Water System Manager | 903-892-7258 | 903-870-6445 | jimcross@cityofsherman.com | Oscar Canales | 903-892-7258 | 903-436-4104 | oscarc@cityofsherman.com | 10443720003745049 | 5100 HOWE DR | SHERMAN | 75092-8030 |  | PO Box 1106 | SHERMAN | 75091 | Pump Station |  | Critical Infrastructure | No | No | No | No |  | N/A | No | Zero Hours | 30 Minutes
Todd Thompson | New Critical Load Application | CITY OF SHERMAN | Jim Cross | Water System Manager | 903-892-7258 | 903-870-6445 | jimcross@cityofsherman.com | Oscar Canales | 903-892-7258 | 903-436-4104 | oscarc@cityofsherman.com | 10443720003744491 | 2720 S HWY 75 | SHERMAN | 75090-9393 |  | PO Box 1106 | SHERMAN | 75091 | Pump Station |  | Critical Infrastructure | No | No | No | No |  | N/A | No | Zero Hours | 30 Minutes
Todd Thompson | New Critical Load Application | CITY OF SHERMAN | Jim Cross | Water System Manager | 903-892-7258 | 903-870-6445 | jimcross@cityofsherman.com | Oscar Canales | 903-892-7258 | 903-436-4104 | oscarc@cityofsherman.com | 10443720003644206 | 915 W BIRGE ST UNIT POLE | SHERMAN | 75092-5101 |  | PO Box 1106 | SHERMAN | 75091 | Pump Station |  | Critical Infrastructure | No | No | No | No |  | N/A | No | Zero Hours | 30 Minutes
Todd Thompson | New Critical Load Application | CITY OF SHERMAN | Jim Cross | Water System Manager | 903-892-7258 | 903-870-6445 | jimcross@cityofsherman.com | Oscar Canales | 903-892-7258 | 903-436-4104 | oscarc@cityofsherman.com | 10443720003731874 | 1722 N ROSS AVE | SHERMAN | 75090-4060 |  | PO Box 1106 | SHERMAN | 75091 | Pump Station |  | Critical Infrastructure | No | No | No | No |  | N/A | No | Zero Hours | 30 Minutes
Todd Thompson | New Critical Load Application | CITY OF SHERMAN | Jim Cross | Water System Manager | 903-892-7258 | 903-870-6445 | jimcross@cityofsherman.com | Oscar Canales | 903-892-7258 | 903-436-4104 | oscarc@cityofsherman.com | 10443720008673615 | 1413 E KING ST | SHERMAN | 75090-6731 |  | PO Box 1106 | SHERMAN | 75091 | Pump Station |  | Critical Infrastructure | No | No | No | No |  | N/A | No | Zero Hours | 30 Minutes
Todd Thompson | New Critical Load Application | CITY OF SHERMAN | Jim Cross | Water System Manager | 903-892-7258 | 903-870-6445 | jimcross@cityofsherman.com | Oscar Canales | 903-892-7258 | 903-436-4104 | oscarc@cityofsherman.com | 10443720003858044 | 300 STEPHENS ST | SHERMAN | 75090-7171 |  | PO Box 1106 | SHERMAN | 75091 | Pump Station |  | Critical Infrastructure | No | No | No | No |  | N/A | No | Zero Hours | 30 Minutes
Todd Thompson | New Critical Load Application | CITY OF SHERMAN | Jim Cross | Water System Manager | 903-892-7258 | 903-870-6445 | jimcross@cityofsherman.com | Oscar Canales | 903-892-7258 | 903-436-4104 | oscarc@cityofsherman.com | 10443720003857052 | 3400 E HWY 82 UNIT MAIN | SHERMAN | 75090 |  | PO Box 1106 | SHERMAN | 75091 | Pump Station |  | Critical Infrastructure | No | No | No | No |  | N/A | No | Zero Hours | 30 Minutes
Todd Thompson | New Critical Load Application | CITY OF SHERMAN | Jim Cross | Water System Manager | 903-892-7258 | 903-870-6445 | jimcross@cityofsherman.com | Oscar Canales | 903-892-7258 | 903-436-4104 | oscarc@cityofsherman.com | 10443720007403614 | 2200 S HERITAGE PKWY UNIT TRAN | SHERMAN | 75090 |  | PO Box 1106 | SHERMAN | 75091 | Pump Station |  | Critical Infrastructure | No | No | No | No |  | N/A | No | Zero Hours | 30 Minutes
Todd Thompson | New Critical Load Application | CITY OF SHERMAN | Jim Cross | Water System Manager | 903-892-7258 | 903-870-6445 | jimcross@cityofsherman.com | Oscar Canales | 903-892-7258 | 903-436-4104 | oscarc@cityofsherman.com | 10443720003882193 | 415 W DUPREE ST | SHERMAN | 75092-2729 |  | PO Box 1106 | SHERMAN | 75091 | Water Tower |  | Critical Infrastructure | No | No | No | No |  | N/A | No | Zero Hours | Immediate
Todd Thompson | New Critical Load Application | CITY OF SHERMAN | Jim Cross | Water System Manager | 903-892-7258 | 903-870-6445 | jimcross@cityofsherman.com | Oscar Canales | 903-892-7258 | 903-436-4104 | oscarc@cityofsherman.com | 10443720006565491 | 1416 N HARRISON AVE | SHERMAN | 75090-4124 |  | PO Box 1106 | SHERMAN | 75091 | Water Tower |  | Critical Infrastructure | No | No | No | No |  | N/A | No | Zero Hours | Immediate
Todd Thompson | New Critical Load Application | CITY OF SHERMAN | Jim Cross | Water System Manager | 903-892-7258 | 903-870-6445 | jimcross@cityofsherman.com | Oscar Canales | 903-892-7258 | 903-436-4104 | oscarc@cityofsherman.com | 10443720006728416 | 1400 GALLAGHER RD A | SHERMAN | 75090-0000 |  | PO Box 1106 | SHERMAN | 75091 | Water Tower |  | Critical Infrastructure | No | No | No | No |  | N/A | No | Zero Hours | Immediate
Todd Thompson | New Critical Load Application | CITY OF SHERMAN | Jim Cross | Water System Manager | 903-892-7258 | 903-870-6445 | jimcross@cityofsherman.com | Oscar Canales | 903-892-7258 | 903-436-4104 | oscarc@cityofsherman.com | 10443720007355898 | 2200 S HERITAGE PKWY | SHERMAN | 75092 |  | PO Box 1106 | SHERMAN | 75091 | Water Tower |  | Critical Infrastructure | No | No | No | No |  | N/A | No | Zero Hours | Immediate
Todd Thompson | New Critical Load Application | CITY OF SHERMAN | Jim Cross | Water System Manager | 903-892-7258 | 903-870-6445 | jimcross@cityofsherman.com | Oscar Canales | 903-892-7258 | 903-436-4104 | oscarc@cityofsherman.com | 10443720007616701 | 1401 MARSHALL ST | SHERMAN | 75090 |  | PO Box 1106 | SHERMAN | 75091 | Water Tower |  | Critical Infrastructure | No | No | No | No |  | N/A | No | Zero Hours | Immediate
Todd Thompson | New Critical Load Application | CITY OF SHERMAN | Jim Cross | Water System Manager | 903-892-7258 | 903-870-6445 | jimcross@cityofsherman.com | Oscar Canales | 903-892-7258 | 903-436-4104 | oscarc@cityofsherman.com | 10443720006536072 | 3202 REX CRUISE DR | SHERMAN | 75092-3820 |  | PO Box 1106 | SHERMAN | 75091 | Water Tower |  | Critical Infrastructure | No | No | No | No |  | N/A | No | Zero Hours | Immediate
Todd Thompson | New Critical Load Application | CITY OF SHERMAN | Jim Cross | Water System Manager | 903-892-7258 | 903-870-6445 | jimcross@cityofsherman.com | Oscar Canales | 903-892-7258 | 903-436-4104 | oscarc@cityofsherman.com | 10443720007258527 | 517 W SHEPARD DR | SHERMAN | 75092-7071 |  | PO Box 1106 | SHERMAN | 75091 | Water Tower |  | Critical Infrastructure | No | No | No | No |  | N/A | No | Zero Hours | Immediate
Todd Thompson | New Critical Load Application | CITY OF SHERMAN | Jim Cross | Water System Manager | 903-892-7258 | 903-870-6445 | jimcross@cityofsherman.com | Oscar Canales | 903-892-7258 | 903-436-4104 | oscarc@cityofsherman.com | 10443720003849922 | 4709 DRIPPING SPRINGS RD SEWER LIFT | SHERMAN | 75090-4062 |  | PO Box 1106 | SHERMAN | 75091 | Major Lift Station |  | Critical Infrastructure | No | No | No | No |  | N/A | No | Zero Hours | 30 Minutes
Todd Thompson | New Critical Load Application | CITY OF SHERMAN | Jim Cross | Water System Manager | 903-892-7258 | 903-870-6445 | jimcross@cityofsherman.com | Oscar Canales | 903-892-7258 | 903-436-4104 | oscarc@cityofsherman.com | 10443720009417460 | 4001 DRIPPING SPRINGS RD | SHERMAN | 75090-4310 |  | PO Box 1106 | SHERMAN | 75091 | Major Lift Station |  | Critical Infrastructure | No | No | No | No |  | N/A | No | Zero Hours | 30 Minutes
Todd Thompson | New Critical Load Application | CITY OF SHERMAN | Jim Cross | Water System Manager | 903-892-7258 | 903-870-6445 | jimcross@cityofsherman.com | Oscar Canales | 903-892-7258 | 903-436-4104 | oscarc@cityofsherman.com | 10443720009603367 | 1708 BURKETT DR | SHERMAN | 75092-6609 |  | PO Box 1106 | SHERMAN | 75091 | Major Lift Station |  | Critical Infrastructure | No | No | No | No |  | N/A | No | Zero Hours | 30 Minutes
Todd Thompson | New Critical Load Application | CITY OF SHERMAN | Jim Cross | Water System Manager | 903-892-7258 | 903-870-6445 | jimcross@cityofsherman.com | Oscar Canales | 903-892-7258 | 903-436-4104 | oscarc@cityofsherman.com | 10443720009270830 | 1901 E FALLON DR | SHERMAN | 75090 |  | PO Box 1106 | SHERMAN | 75091 | Major Lift Station |  | Critical Infrastructure | No | No | No | No |  | N/A | No | Zero Hours | 30 Minutes
Todd Thompson | New Critical Load Application | CITY OF SHERMAN | Jim Cross | Water System Manager | 903-892-7258 | 903-870-6445 | jimcross@cityofsherman.com | Oscar Canales | 903-892-7258 | 903-436-4104 | oscarc@cityofsherman.com | 10443720008872697 | 4709 DRIPPING SPRINGS RD SEWER LIFT | SHERMAN | 75090-2776 |  | PO Box 1106 | SHERMAN | 75091 | Major Lift Station |  | Critical Infrastructure | No | No | No | No |  | N/A | No | Zero Hours | 30 Minutes
Todd Thompson | New Critical Load Application | CITY OF SHERMAN | Jim Cross | Water System Manager | 903-892-7258 | 903-870-6445 | jimcross@cityofsherman.com | Oscar Canales | 903-892-7258 | 903-436-4104 | oscarc@cityofsherman.com | 10443720003857083 | 3400 E HWY 82 | SHERMAN | 75090 |  | PO Box 1106 | SHERMAN | 75091 | Major Lift Station |  | Critical Infrastructure | No | No | No | No |  | N/A | No | Zero Hours | 30 Minutes
Todd Thompson | New Critical Load Application | CITY OF SHERMAN | Jim Cross | Water System Manager | 903-892-7258 | 903-870-6445 | jimcross@cityofsherman.com | Oscar Canales | 903-892-7258 | 903-436-4104 | oscarc@cityofsherman.com | 10443720003992026 | 2420 W HOUSTON ST | SHERMAN | 75092-7634 |  | PO Box 1106 | SHERMAN | 75091 | Major Lift Station |  | Critical Infrastructure | No | No | No | No |  | N/A | No | Zero Hours | 30 Minutes
Todd Thompson | New Critical Load Application | CITY OF SHERMAN | Jim Cross | Water System Manager | 903-892-7258 | 903-870-6445 | jimcross@cityofsherman.com | Oscar Canales | 903-892-7258 | 903-436-4104 | oscarc@cityofsherman.com | 10443720008411851 | 3175 DRIPPING SPRINGS RD | SHERMAN | 75090 |  | PO Box 1106 | SHERMAN | 75091 | Major Lift Station |  | Critical Infrastructure | No | No | No | No |  | N/A | No | Zero Hours | 30 Minutes
Todd Thompson | New Critical Load Application | CITY OF SHERMAN | Jim Cross | Water System Manager | 903-892-7258 | 903-870-6445 | jimcross@cityofsherman.com | Oscar Canales | 903-892-7258 | 903-436-4104 | oscarc@cityofsherman.com | 10443720004011432 | 1009 US HWY 82 EAST | SHERMAN | 75090-1705 |  | PO Box 1106 | SHERMAN | 75091 | Major Lift Station |  | Critical Infrastructure | No | No | No | No |  | N/A | No | Zero Hours | 30 Minutes
Todd Thompson | New Critical Load Application | CITY OF SHERMAN | Jim Cross | Water System Manager | 903-892-7258 | 903-870-6445 | jimcross@cityofsherman.com | Oscar Canales | 903-892-7258 | 903-436-4104 | oscarc@cityofsherman.com | 10443720009631856 | 1121 SARA SWAMY DR | SHERMAN | 75090-1779 |  | PO Box 1106 | SHERMAN | 75091 | Major Lift Station |  | Critical Infrastructure | No | No | No | No |  | N/A | No | Zero Hours | 30 Minutes
Todd Thompson | New Critical Load Application | CITY OF SHERMAN | Jim Cross | Water System Manager | 903-892-7258 | 903-870-6445 | jimcross@cityofsherman.com | Oscar Canales | 903-892-7258 | 903-436-4104 | oscarc@cityofsherman.com | 10443720008890312 | 2924 FM 691 EAST SEWER LIFT | SHERMAN | 75090 |  | PO Box 1106 | SHERMAN | 75091 | Major Lift Station |  | Critical Infrastructure | No | No | No | No |  | N/A | No | Zero Hours | 30 Minutes
Todd Thompson | New Critical Load Application | CITY OF SHERMAN | Jim Cross | Water System Manager | 903-892-7258 | 903-870-6445 | jimcross@cityofsherman.com | Oscar Canales | 903-892-7258 | 903-436-4104 | oscarc@cityofsherman.com | 10443720008694175 | 1715 FALLON DR SEWER | SHERMAN | 75090 |  | PO Box 1106 | SHERMAN | 75091 | Major Lift Station |  | Critical Infrastructure | No | No | No | No |  | N/A | No | Zero Hours | 30 Minutes
Todd Thompson | New Critical Load Application | CITY OF SHERMAN | Jim Cross | Water System Manager | 903-892-7258 | 903-870-6445 | jimcross@cityofsherman.com | Oscar Canales | 903-892-7258 | 903-436-4104 | oscarc@cityofsherman.com | 10443720004111407 | 2525 S CROCKETT ST | SHERMAN | 75090-8973 |  | PO Box 1106 | SHERMAN | 75091 | Major Lift Station |  | Critical Infrastructure | No | No | No | No |  | N/A | No | Zero Hours | 30 Minutes
GCEC | New Critical Load Application | CITY OF SHERMAN | Jim Cross | Water System Manager | 903-892-7258 | 903-870-6445 | jimcross@cityofsherman.com | Oscar Canales | 903-892-7258 | 903-436-4104 | oscarc@cityofsherman.com | 91981662 | Well - C - 2 | HOWE | 75459 |  | PO Box 1106 | SHERMAN | 75091 | Pump Station |  | Critical Infrastructure | No | No | No | No |  | N/A | No | Two Hours | Two Hours
GCEC | New Critical Load Application | CITY OF SHERMAN | Jim Cross | Water System Manager | 903-892-7258 | 903-870-6445 | jimcross@cityofsherman.com | Oscar Canales | 903-892-7258 | 903-436-4104 | oscarc@cityofsherman.com | 6770133 | Well - C - 4 | HOWE | 75459 |  | PO Box 1106 | SHERMAN | 75091 | Pump Station | Critical Infrastructure | Critical Infrastructure | No | No | No | No |  | N/A | No | Two Hours | Two Hours

## FACILITY TYPE (hidden)
Facility Type | Backup Capacity | Production Rate | Backup Equipment | Transfer Switch | Application Type
911 Center | None | <250 mcf/d | Yes | Customer | Annual Renewal
Emergency Alert System Primary or Secondary Transmitter | Battery Backup | <1,000 mcf/d and > 250 mcf/d | No | Oncor | New Critical Load Application
Fire | Backup Generation | >1,000 mcf/d |  |  | Remove from Critical Load List
Flood Control | Utility Dual Feed Capability
Ground Storage
Major Lift Station
Minor Lift Station
Police
Pump Station
Water Tower
Water/Wastewater Treatment Plants
Water/Wastewater - Other (provide details)