## Distribution - 2022
Oncor Electric Delivery Company LLC
Distribution Cost Recovery Factor
Property Unit Descriptions for Projects with Additions > $100,000
Plant Accounts 364 to 373 Only for 2022
Update Period 01/01/2022 - 06/30/2023
Sponsors: W. Alan Ledbetter and Coler D. Snelleman
Project | 2022 DCRF Additions | Property Unit Amount | FERC Account | Property Unit | Project Title / Property Unit Description | Project Description | In Service Date
22CAPCTR | 8977337.52 |  |  |  | CAPACITOR - INSTALL & REPLACE | CAPACITOR - INSTALLATION AND/OR REPLACEMENT | 2022-01-31
22CAPCTR |  | 211787.76 | 368 | 1000 | CAPACITORS, 100 KVAR AND BELOW
22CAPCTR |  | 130545.72 | 368 | 1005 | CAPACITORS, 150 KVAR
22CAPCTR |  | 4274240.42 | 368 | 1010 | CAPACITORS, 200 KVAR
22CAPCTR |  | 3257443.12 | 368 | 1015 | CAPACITORS, 300 KVAR
22CAPCTR |  | 28585.19 | 368 | 1020 | CAPACITORS, 400 KVAR
22CAPCTR |  | 1074735.31 | 368 | 1090 | CAPACITOR CONTROL
22DUCTTS | 102426.58 |  |  |  | 2022 FEASIBILITY - TRIP SAVERS | 2022 FEASIBILITY STUDY FOR TRIP SAVERS. DOT TIME TO ACCEPT OR PROPOSE NEW LOCATION FOR TRIP SAVER INSTALLATIONS RESULTING IN A CAPITAL WR. NO AFUDC TO BE ACCRUED. | 2022-12-30
22DUCTTS |  | 3994.63 | 364 | 0001 | SINGLE CROSSARM
22DUCTTS |  | 266.3 | 364 | 0260 | POLE, WOOD, 40'
22DUCTTS |  | 1464.7 | 364 | 0280 | POLE, WOOD, 45'
22DUCTTS |  | 286.79 | 364 | 0300 | POLE, WOOD, 50'
22DUCTTS |  | 20.48 | 364 | 0320 | POLE, WOOD, 55'
22DUCTTS |  | 92.18 | 365 | 1000 | FAULT INDICATOR
22DUCTTS |  | 95267 | 365 | 6015 | RECLOSER,SINGLE PHASE,13.2KV AND UNDER,0-3000 AMP
22DUCTTS |  | 1003.78 | 365 | 6030 | RECLOSER,2 OR 3 PHASE,OVER 13.2KV,0-3000 AMP
22DUCTTS |  | 10.24 | 366 | 1010 | CONDUIT
22DUCTTS |  | 10.24 | 366 | 1150 | SECONDARY BOX
22DUCTTS |  | 10.24 | 367 | 0020 | CONDUCTOR, ALUMINUM, LESS THEN 4/0
22LOWCST | 7879714.46 |  |  |  | CAPITAL RELATED LOW COST MAT | CAPITAL RELATED LOW COST MAT | 2022-01-31
22LOWCST |  | 393985.67 | 364 | 0001 | SINGLE CROSSARM
22LOWCST |  | 393985.67 | 364 | 0260 | POLE, WOOD, 40'
22LOWCST |  | 551579.96 | 364 | 0280 | POLE, WOOD, 45'
22LOWCST |  | 315188.51 | 364 | 0300 | POLE, WOOD, 50'
22LOWCST |  | 78797.1 | 364 | 0320 | POLE, WOOD, 55'
22LOWCST |  | 78797.1 | 364 | 0335 | POLE, WOOD, 60'
22LOWCST |  | 551579.96 | 365 | 0010 | CONDUCTOR, ALUMINUM, LESS THAN 4/0
22LOWCST |  | 1733538.07 | 365 | 0020 | CONDUCTOR, ALUMINUM, 4/0 AND GREATER
22LOWCST |  | 393985.67 | 365 | 5650 | DIST AUTOMATION CONTROL OVERHEAD
22LOWCST |  | 630377.09 | 365 | 6000 | DIST AUTOMATION SWITCH OVERHEAD
22LOWCST |  | 630377.09 | 365 | 6015 | RECLOSER,SINGLE PHASE,13.2KV AND UNDER,0-3000 AMP
22LOWCST |  | 393985.67 | 365 | 6030 | RECLOSER,2 OR 3 PHASE,OVER 13.2KV,0-3000 AMP
22LOWCST |  | 78797.1 | 366 | 1010 | CONDUIT
22LOWCST |  | 709174.26 | 367 | 0020 | CONDUCTOR, ALUMINUM, LESS THEN 4/0
22LOWCST |  | 393985.67 | 367 | 0025 | CONDUCTOR, ALUMINUM, 4/0 AND GREATER
22LOWCST |  | 78797.1 | 367 | 5190 | SWITCHGEAR, PADMOUNT, 25KV
22LOWCST |  | 78797.1 | 369 | 0100 | SERVICE, OVERHEAD, 4/0 AND LESS, SINGLE PHASE
22LOWCST |  | 393985.67 | 369 | 1100 | SERVICE, UNDERGROUND, 4/0 AND LESS, SINGLE PHASE
22METERS | 28344611.43 |  |  |  | ELECTRIC METERS | ELECTRIC METERS | 2022-01-31
22METERS |  | 23788427.32 | 370 | 0410 | RF, SELF CONTAINED METER W/INTERNAL DISCONNECT
22METERS |  | 1678330.1 | 370 | 0420 | RF,SELF CONTAINED METER W/O INTERNAL DISCONNECT
22METERS |  | 2877854.01 | 370 | 0430 | RF, INSTRUMENT RATED METER
22METHRD | 12280856.52 |  |  |  | METER RELATED HARDWARE | METER RELATED HARDWARE | 2022-01-31
22METHRD |  | 1052253.15 | 370 | 0100 | INSTRUMENT TRANSFORMERS, 600 VOLTS AND UNDER
22METHRD |  | 5222092.91 | 370 | 0120 | INSTRUMENT TRANSFORMERS, 601 VOLT TO 25KV
22METHRD |  | 694595.27 | 370 | 0150 | PRIMARY METERING PACKAGE
22METHRD |  | 5311915.19 | 370 | 0160 | TRANSOCKET
22MOPRMV | 807627.63 |  |  |  | 2022 Mandatory Pole Removals | 2022 Mandatory Pole Removals | 2022-12-15
22MOPRMV |  | 807.62 | 364 | 0220 | POLE, WOOD, 30'
22MOPRMV |  | 53545.71 | 364 | 0240 | POLE, WOOD, 35'
22MOPRMV |  | 266517.11 | 364 | 0260 | POLE, WOOD, 40'
22MOPRMV |  | 294784.13 | 364 | 0280 | POLE, WOOD, 45'
22MOPRMV |  | 137458.22 | 364 | 0300 | POLE, WOOD, 50'
22MOPRMV |  | 32466.63 | 364 | 0320 | POLE, WOOD, 55'
22MOPRMV |  | 17848.57 | 364 | 0335 | POLE, WOOD, 60'
22MOPRMV |  | 2826.69 | 364 | 0350 | POLE, WOOD, 65'
22MOPRMV |  | 726.86 | 364 | 0365 | POLE, WOOD, 70'
22MOPRMV |  | 80.76 | 364 | 0380 | POLE, WOOD, 75'
22MOPRMV |  | 565.33 | 364 | 0410 | POLE, WOOD, 85'
22NTPROT | 4179049.09 |  |  |  | NETWORK PROTECTORS | NETWORK PROTECTORS - INSTALLATION AND/OR REPLACEMENT | 2022-01-31
22NTPROT |  | 353665.95 | 368 | 1150 | 208 VOLT, 3000 AMP NETWORK PROTECTORS,SECD,3 PHASE
22NTPROT |  | 3659407.77 | 368 | 1170 | 480 VOLT, 3000 AMP NETWORK PROTECTORS,SECD,3 PHASE
22NTPROT |  | 165975.37 | 368 | 1175 | 480 VOLT, 2000 AMP AND BELOW NETWORK PROTECTOR,SEC
22REGULT | 7574846.32 |  |  |  | DISTRIBUTION REGULATORS | INSTALL / REPLACE / REMOVE DISTRIBUTION REGULATORS | 2022-01-31
22REGULT |  | 3065758.34 | 368 | 1500 | REGULATOR - 8 KV & BELOW, 51-200 AMP, 1 PHASE
22REGULT |  | 2343176.43 | 368 | 1550 | REGULATOR - 8 KV & BELOW, ABOVE 200 AMP, 1 PHASE
22REGULT |  | 2165911.55 | 368 | 1605 | REGULATOR - ABOVE 8 KV, 51-350 AMP, 1 PHASE
22RMSVOH | 6625194.06 |  |  |  | OVERHEAD SEVICES-SRV EXISTING | OVERHEAD SEVICES-SRV EXISTING | 2022-01-31
22RMSVOH |  | 6231133.45 | 369 | 0100 | SERVICE, OVERHEAD, 4/0 AND LESS, SINGLE PHASE
22RMSVOH |  | 287081.8 | 369 | 0200 | SERVICE, OVERHEAD, GREATER THEN 4/0, SINGLE PHASE
22RMSVOH |  | 82240.23 | 369 | 0300 | SERVICE, OVERHEAD, 4/0 AND LESS, 3 PHASE
22RMSVOH |  | 24738.58 | 369 | 0400 | SERVICE, OVERHEAD, GREATER THAN 4/0, 3 PHASE
22RMSVUG | 1267551.4 |  |  |  | UNDERGROUND SERVICES-SRV EXIST | UNDERGROUND SERVICES-SRV EXIST | 2022-01-31
22RMSVUG |  | 993717.41 | 369 | 1100 | SERVICE, UNDERGROUND, 4/0 AND LESS, SINGLE PHASE
22RMSVUG |  | 96444.89 | 369 | 1200 | SERVICE, UNDERGROUND, GREATER THAN 4/0, SINGLE PH
22RMSVUG |  | 35541.96 | 369 | 1300 | SERVICE, UNDERGROUND, 4/0 AND LESS,3 PHASES
22RMSVUG |  | 141847.14 | 369 | 1400 | SERVICE, UNDERGROUND, GREATER THAN 4/0, 3 PHASES
22SECBOX | 903154.69 |  |  |  | REPLACEMENT OF SECONDARY BOX | REPLACEMENT OF SECONDARY BOX | 2022-01-31
22SECBOX |  | 903154.69 | 366 | 1150 | SECONDARY BOX
22SNSVOH | 6562303.83 |  |  |  | OVERHEAD SERVICES - SERVE NEW | OVERHEAD SERVICES - SERVE NEW | 2022-01-31
22SNSVOH |  | 5987494.95 | 369 | 0100 | SERVICE, OVERHEAD, 4/0 AND LESS, SINGLE PHASE
22SNSVOH |  | 49066.17 | 369 | 0200 | SERVICE, OVERHEAD, GREATER THEN 4/0, SINGLE PHASE
22SNSVOH |  | 327986.14 | 369 | 0300 | SERVICE, OVERHEAD, 4/0 AND LESS, 3 PHASE
22SNSVOH |  | 197756.57 | 369 | 0400 | SERVICE, OVERHEAD, GREATER THAN 4/0, 3 PHASE
22SNSVUG | 85969851.03 |  |  |  | UNDERGROUND SERVICES-SRV NEW | UNDERGROUND SERVICES-SRV NEW | 2022-01-31
22SNSVUG |  | 75475621.31 | 369 | 1100 | SERVICE, UNDERGROUND, 4/0 AND LESS, SINGLE PHASE
22SNSVUG |  | 3939712.96 | 369 | 1200 | SERVICE, UNDERGROUND, GREATER THAN 4/0, SINGLE PH
22SNSVUG |  | 3781289.8 | 369 | 1300 | SERVICE, UNDERGROUND, 4/0 AND LESS,3 PHASES
22SNSVUG |  | 2773226.96 | 369 | 1400 | SERVICE, UNDERGROUND, GREATER THAN 4/0, 3 PHASES
22STELLA | 329077.11 |  |  |  | PRICE ADJ FOR STELLA JONES | PRICE ADJUSTMENT FOR POLES FOR STELLA JONES DUE TO INFLATION. PRICE CHANGES BETWEEEN CONSIGNMENT AND TAKING OWNERSHIP. | 2022-11-30
22STELLA |  | 13163.08 | 364 | 0240 | POLE, WOOD, 35'
22STELLA |  | 82269.27 | 364 | 0260 | POLE, WOOD, 40'
22STELLA |  | 144793.96 | 364 | 0280 | POLE, WOOD, 45'
22STELLA |  | 49361.56 | 364 | 0300 | POLE, WOOD, 50'
22STELLA |  | 19744.62 | 364 | 0320 | POLE, WOOD, 55'
22STELLA |  | 13163.08 | 364 | 0335 | POLE, WOOD, 60'
22STELLA |  | 6581.54 | 364 | 0350 | POLE, WOOD, 65'
22XFRMER | 173255817.56 |  |  |  | TRANSFORMERS - INSTALL & REPL | TRANSFORMERS - INSTALLATION AND/OR REPLACEMENT | 2022-01-31
22XFRMER |  | 271272.72 | 368 | 0005 | 10 KVA AND BELOW OVERHEAD TRANSFORMERS,SINGLE PHAS
22XFRMER |  | 38606075.96 | 368 | 0010 | 15 KVA TO 25 KVA OVERHEAD TRANSFORMERS,SINGLE PHAS
22XFRMER |  | 27229310.51 | 368 | 0015 | 37.5 KVA TO 50 KVA OVERHEAD TRANSFORMERS,SINGLE PH
22XFRMER |  | 6057670.66 | 368 | 0020 | 75 KVA OVERHEAD TRANSFORMERS,SINGLE PHASE
22XFRMER |  | 3339285.79 | 368 | 0025 | 100 KVA OVERHEAD TRANSFORMERS,SINGLE PHASE
22XFRMER |  | 2190320.45 | 368 | 0035 | 167 KVA OVERHEAD TRANSFORMERS,SINGLE PHASE
22XFRMER |  | 43736.42 | 368 | 0040 | 250 KVA OVERHEAD TRANSFORMERS,SINGLE PHASE
22XFRMER |  | 52562.19 | 368 | 0045 | 333 KVA OVERHEAD TRANSFORMERS,SINGLE PHASE
22XFRMER |  | 162654.73 | 368 | 0047 | 500 KVA OVERHEAD TRANSFORMERS,SINGLE PHASE
22XFRMER |  | 7289.39 | 368 | 0060 | 1000 KVA OVERHEAD TRANSFORMERS,SINGLE PHASE
22XFRMER |  | 2059413.15 | 368 | 0070 | 25 KVA AND BELOW PADMOUNT TRANSFORMERS,SINGLE PHAS
22XFRMER |  | 16377275.4 | 368 | 0075 | 37.5 TO 50 KVA PADMOUNT TRANSFORMERS, SINGLE PHASE
22XFRMER |  | 16930595.68 | 368 | 0080 | 75 KVA PADMOUNT TRANSFORMERS, SINGLE PHASE
22XFRMER |  | 10991842.87 | 368 | 0085 | 100 KVA PADMOUNT TRANSFORMERS, SINGLE PHASE
22XFRMER |  | 5527183.89 | 368 | 0095 | 167 KVA PADMOUNT TRANSFORMERS, SINGLE PHASE
22XFRMER |  | 165226.51 | 368 | 0100 | 250 KVA PADMOUNT TRANSFORMERS, SINGLE PHASE
22XFRMER |  | 89559.26 | 368 | 0105 | 333 KVA PADMOUNT TRANSFORMERS, SINGLE PHASE
22XFRMER |  | 45811.28 | 368 | 0125 | 833 KVA PADMOUNT TRANSFORMERS, SINGLE PHASE
22XFRMER |  | 9719.2 | 368 | 0165 | 1000 KVA OVERHEAD TRANSFORMERS, THREE PHASE
22XFRMER |  | 13675.33 | 368 | 0170 | 1500 KVA OVERHEAD TRANSFORMERS, THREE PHASE
22XFRMER |  | 59656.87 | 368 | 0185 | ABOVE 2500 KVA OVERHEAD TRANSFORMERS, THREE PHASE
22XFRMER |  | 19362.4 | 368 | 0200 | 75 KVA AND BELOW PADMOUNT TRANSFORMERS,THREE PHASE
22XFRMER |  | 1548337.06 | 368 | 0205 | 112 KVA PADMOUNT TRANSFORMERS, THREE PHASE
22XFRMER |  | 11938.68 | 368 | 0210 | 150 KVA PADMOUNT TRANSFORMERS, THREE PHASE
22XFRMER |  | 2438096.72 | 368 | 0215 | 225 KVA PADMOUNT TRANSFORMERS, THREE PHASE
22XFRMER |  | 2615005.18 | 368 | 0220 | 300 KVA PADMOUNT TRANSFORMERS, THREE PHASE
22XFRMER |  | 4321259.19 | 368 | 0225 | 500 KVA PADMOUNT TRANSFORMERS, THREE PHASE
22XFRMER |  | 3089975.12 | 368 | 0230 | 750 KVA PADMOUNT TRANSFORMERS, THREE PHASE
22XFRMER |  | 2552871.4 | 368 | 0235 | 1000 KVA PADMOUNT TRANSFORMERS, THREE PHASE
22XFRMER |  | 4125824.76 | 368 | 0240 | 1500 KVA PADMOUNT TRANSFORMERS, THREE PHASE
22XFRMER |  | 3876613.23 | 368 | 0245 | 2000 KVA PADMOUNT TRANSFORMERS, THREE PHASE
22XFRMER |  | 4912640.62 | 368 | 0250 | 2500 KVA PADMOUNT TRANSFORMERS, THREE PHASE
22XFRMER |  | 154557.62 | 368 | 0260 | 5000 KVA PADMOUNT TRANSFORMERS, THREE PHASE
22XFRMER |  | 55885.43 | 368 | 0300 | 1500 KVA AUTO TRANSFORMERS, THREE PHASE
22XFRMER |  | 975390.77 | 368 | 0310 | 2500 KVA AUTO TRANSFORMERS, THREE PHASE
22XFRMER |  | 218109.96 | 368 | 0315 | 3750 KVA AUTO TRANSFORMERS, THREE PHASE
22XFRMER |  | 2215661.71 | 368 | 0325 | 5000 KVA AUTO TRANSFORMERS, THREE PHASE
22XFRMER |  | 6902668.04 | 368 | 0330 | 7500 KVA AUTO TRANSFORMERS, THREE PHASE
22XFRMER |  | 72894.04 | 368 | 0335 | 10000 KVA AUTO TRANSFORMERS, THREE PHASE
22XFRMER |  | 322564.64 | 368 | 0435 | 500 KVA NETWORK TRANSFORMERS, THREE PHASE
22XFRMER |  | 36129.6 | 368 | 0440 | 750 KVA NETWORK TRANSFORMERS, THREE PHASE
22XFRMER |  | 30769.48 | 368 | 0450 | 1000 KVA NETWORK TRANSFORMERS, THREE PHASE
22XFRMER |  | 1033052.96 | 368 | 0460 | 1500 KVA NETWORK TRANSFORMERS, THREE PHASE
22XFRMER |  | 1256640 | 368 | 0465 | 2000 KVA NETWORK TRANSFORMERS, THREE PHASE
22XFRMER |  | 239430.69 | 368 | 0470 | 2500 KVA NETWORK TRANSFORMERS, THREE PHASE
3093719E | 879036.59 |  |  |  | FBR: EXT FRMBR 1851 INTO VITRU | FBR:ADD: CONVERT 12.5 KV TO 25 KV: VITRUVIAN PARK KE:DS | 2022-07-06
3093719E |  | 8790.36 | 364 | 0320 | POLE, WOOD, 55'
3093719E |  | 17580.73 | 366 | 1025 | DUCT BANK, 2 - 4 HOLES
3093719E |  | 105484.38 | 366 | 1030 | DUCT BANK, 5 - 8 HOLES
3093719E |  | 202178.42 | 366 | 1240 | MANHOLE, OVER 400 CU FT
3093719E |  | 536212.34 | 367 | 0025 | CONDUCTOR, ALUMINUM, 4/0 AND GREATER
3093719E |  | 8790.36 | 367 | 0100 | FAULT INDICATOR
3293440E | 149378.13 |  |  |  | FWE:MMP_2017_HORNE1933_FDR MAI | FWE:MMP_2017_HORNE1933_FDR MAINT | 2022-03-21
3293440E |  | 106058.53 | 364 | 0001 | SINGLE CROSSARM
3293440E |  | 11950.22 | 364 | 0260 | POLE, WOOD, 40'
3293440E |  | 29875.61 | 364 | 0280 | POLE, WOOD, 45'
3293440E |  | 1493.77 | 367 | 0020 | CONDUCTOR, ALUMINUM, LESS THEN 4/0
3299237E | 153048.18 |  |  |  | MCK:MMP_2016_RCHRD1208_FDR MAI | MCK:MMP_2016_RCHRD1208_FDR MAINT, | 2022-06-09
3299237E |  | 65810.7 | 364 | 0001 | SINGLE CROSSARM
3299237E |  | 74993.65 | 364 | 0260 | POLE, WOOD, 40'
3299237E |  | 10713.36 | 364 | 0280 | POLE, WOOD, 45'
3299237E |  | 1530.47 | 365 | 0020 | CONDUCTOR, ALUMINUM, 4/0 AND GREATER
3302975E | 324453.15 |  |  |  | COR:CRSGL1306_HWY XING - IH 45 | COR CRSGL 1306 HWY CROSSING IH 45 S OF US 287 MS | 2022-07-05
3302975E |  | 16222.65 | 364 | 0001 | SINGLE CROSSARM
3302975E |  | 3244.53 | 364 | 0002 | DOUBLE CROSSARMS
3302975E |  | 103825 | 364 | 0400 | POLE, OTHER, 80'
3302975E |  | 120047.69 | 364 | 0415 | POLE, OTHER, 85'
3302975E |  | 81113.28 | 365 | 0020 | CONDUCTOR, ALUMINUM, 4/0 AND GREATER
3315270E | 328076.22 |  |  |  | WAXA:WXNTH2304_HWY XING US 287 | WAXA:WXNTH2304_HWY XING US 287 BYPASS AT WAXA N SUB MS | 2022-04-29
3315270E |  | 19684.56 | 364 | 0001 | SINGLE CROSSARM
3315270E |  | 308391.66 | 364 | 0415 | POLE, OTHER, 85'
3318573E | 373229.97 |  |  |  | WAXA:WXNTH2301_HWY XING US 287 | WAXA:WXNTH2301_HWY XING US 287 BYPASS AT WAXA N SUB MS | 2022-04-29
3318573E |  | 18661.48 | 364 | 0001 | SINGLE CROSSARM
3318573E |  | 306048.62 | 364 | 0435 | POLE, OTHER, 90'
3318573E |  | 48519.87 | 365 | 0020 | CONDUCTOR, ALUMINUM, 4/0 AND GREATER
3324581E | 292174.51 |  |  |  | CORSICANA:CRSGL1306_HWY XING I | CORSICANA:CRSGL1306_HWY XING IH 45 S AT MOUNTIAN DRIVE | 2022-10-11
3324581E |  | 11686.98 | 364 | 0001 | SINGLE CROSSARM
3324581E |  | 242504.85 | 364 | 0360 | POLE, OTHER, 65'
3324581E |  | 37982.68 | 365 | 0020 | CONDUCTOR, ALUMINUM, 4/0 AND GREATER
3334128E | 1250070.02 |  |  |  | DES: ADC: REL FOR DALLAS CO ON | DES: ADC: REL FOR DALLAS CO ON WILDLIFE BTWN BELTL & LOW TAR | 2022-04-29
3334128E |  | 37502.07 | 364 | 0001 | SINGLE CROSSARM
3334128E |  | 12500.67 | 364 | 0002 | DOUBLE CROSSARMS
3334128E |  | 200011.18 | 364 | 0300 | POLE, WOOD, 50'
3334128E |  | 62503.49 | 364 | 0320 | POLE, WOOD, 55'
3334128E |  | 150008.38 | 364 | 0330 | POLE, CONCRETE, 55'
3334128E |  | 37502.07 | 364 | 0335 | POLE, WOOD, 60'
3334128E |  | 50002.78 | 364 | 0345 | POLE, OTHER, 60'
3334128E |  | 12500.67 | 364 | 0350 | POLE, WOOD, 65'
3334128E |  | 237513.28 | 364 | 0360 | POLE, OTHER, 65'
3334128E |  | 25001.37 | 364 | 0365 | POLE, WOOD, 70'
3334128E |  | 25001.37 | 365 | 0010 | CONDUCTOR, ALUMINUM, LESS THAN 4/0
3334128E |  | 262515.13 | 365 | 0020 | CONDUCTOR, ALUMINUM, 4/0 AND GREATER
3334128E |  | 25001.37 | 365 | 6010 | AIRBREAK SWITCH, WITH OR WITHOUT OPERATOR
3334128E |  | 12500.67 | 366 | 1010 | CONDUIT
3334128E |  | 75004.18 | 367 | 0025 | CONDUCTOR, ALUMINUM, 4/0 AND GREATER
3334128E |  | 12500.67 | 369 | 1100 | SERVICE, UNDERGROUND, 4/0 AND LESS, SINGLE PHASE
3334128E |  | 12500.67 | 373 | 1380 | CONTROLLER, PRIMARY SWITCH
3351360E | 666365.95 |  |  |  | FBR: ADD: ADDISON GROVES TOW | FBR: ADD: ADDISON GROVES TOWNHOMES 178 LOTS | 2022-09-07
3351360E |  | 19990.97 | 366 | 1010 | CONDUIT
3351360E |  | 6663.65 | 366 | 1100 | PRIMARY BOX
3351360E |  | 19990.97 | 366 | 1410 | PADS OR FOUNDATIONS, MEDIUM, 50-100 SQ FT
3351360E |  | 46645.61 | 367 | 0020 | CONDUCTOR, ALUMINUM, LESS THEN 4/0
3351360E |  | 6663.65 | 367 | 0100 | FAULT INDICATOR
3351360E |  | 6663.65 | 369 | 1100 | SERVICE, UNDERGROUND, 4/0 AND LESS, SINGLE PHASE
3351360E |  | 13327.32 | 373 | 0025 | CONDUCTOR, ALUMINUM, UNDERGROUND
3351360E |  | 239891.74 | 373 | 1210 | LUMINAIRE, OTHER, 150W
3351360E |  | 13327.32 | 373 | 1375 | CONDUIT
3351360E |  | 286537.42 | 373 | 1515 | STANDARD, METAL, 25' AND UNDER
3351360E |  | 6663.65 | 373 | 1640 | MANHOLE (USED EXCLUSIVELY FOR STREET LIGHTING)
3360666E | 111377.91 |  |  |  | ARL:UPS ARLINGTON RT | ARL:UPS ARLINGTON RT | 2022-06-20
3360666E |  | 1113.77 | 364 | 0001 | SINGLE CROSSARM
3360666E |  | 1113.77 | 364 | 0002 | DOUBLE CROSSARMS
3360666E |  | 4455.11 | 364 | 0260 | POLE, WOOD, 40'
3360666E |  | 1113.77 | 365 | 0020 | CONDUCTOR, ALUMINUM, 4/0 AND GREATER
3360666E |  | 15592.9 | 365 | 5650 | DIST AUTOMATION CONTROL OVERHEAD
3360666E |  | 26730.69 | 365 | 6032 | RECLOSER,2 OR 3 PHASE,OVER 13.2KV,OVER 3000 AMP
3360666E |  | 24503.14 | 367 | 0020 | CONDUCTOR, ALUMINUM, LESS THEN 4/0
3360666E |  | 36754.76 | 367 | 0025 | CONDUCTOR, ALUMINUM, 4/0 AND GREATER
3361078E | 246626.88 |  |  |  | TEM: KEGLEY WIDENING PH 2-TL | TEM-KEGLEY WIDENING PH 2-TL | 2022-01-03
3361078E |  | 29595.21 | 364 | 0001 | SINGLE CROSSARM
3361078E |  | 4932.51 | 364 | 0260 | POLE, WOOD, 40'
3361078E |  | 76454.32 | 364 | 0280 | POLE, WOOD, 45'
3361078E |  | 7398.79 | 365 | 0010 | CONDUCTOR, ALUMINUM, LESS THAN 4/0
3361078E |  | 93718.34 | 365 | 0020 | CONDUCTOR, ALUMINUM, 4/0 AND GREATER
3361078E |  | 7398.79 | 366 | 1010 | CONDUIT
3361078E |  | 2466.25 | 367 | 0020 | CONDUCTOR, ALUMINUM, LESS THEN 4/0
3361078E |  | 24662.67 | 367 | 0025 | CONDUCTOR, ALUMINUM, 4/0 AND GREATER
3363836E | 169491.56 |  |  |  | BWD:MMP_BRNWD1202-2017 FDR MAI | BWD:MMP_BRNWD1202-2017 FDR MAINT | 2022-08-09
3363836E |  | 23728.81 | 364 | 0001 | SINGLE CROSSARM
3363836E |  | 57627.13 | 364 | 0002 | DOUBLE CROSSARMS
3363836E |  | 15254.24 | 364 | 0260 | POLE, WOOD, 40'
3363836E |  | 71186.47 | 364 | 0300 | POLE, WOOD, 50'
3363836E |  | 1694.91 | 365 | 0010 | CONDUCTOR, ALUMINUM, LESS THAN 4/0
3398245E | 272175.4 |  |  |  | BEN BUR: HIGH COUNTRY PH 1 - G | BEN BUR: HIGH COUNTRY PH 1 - GS/BS | 2022-01-06
3398245E |  | 78930.81 | 366 | 1010 | CONDUIT
3398245E |  | 24495.79 | 366 | 1150 | SECONDARY BOX
3398245E |  | 8165.27 | 366 | 1410 | PADS OR FOUNDATIONS, MEDIUM, 50-100 SQ FT
3398245E |  | 43548.07 | 367 | 0020 | CONDUCTOR, ALUMINUM, LESS THEN 4/0
3398245E |  | 29939.3 | 367 | 0025 | CONDUCTOR, ALUMINUM, 4/0 AND GREATER
3398245E |  | 2721.76 | 367 | 0100 | FAULT INDICATOR
3398245E |  | 2721.76 | 373 | 0025 | CONDUCTOR, ALUMINUM, UNDERGROUND
3398245E |  | 5443.51 | 373 | 1220 | LUMINAIRE, OTHER, 250W
3398245E |  | 21774.04 | 373 | 1250 | LUMINAIRE, LED, 40W TO 150W
3398245E |  | 8165.27 | 373 | 1375 | CONDUIT
3398245E |  | 13608.77 | 373 | 1520 | STANDARD, METAL, ABOVE 25'
3398245E |  | 32661.05 | 373 | 1625 | STANDARD, OTHER, 25' AND UNDER
3405703E | 227592.12 |  |  |  | FWS-CRESSON-TXDOT 377 CRESSON | FWS-CRESSON-377 CRESSON RELIEF ROUTE-JJS | 2022-05-23
3405703E |  | 20483.28 | 364 | 0001 | SINGLE CROSSARM
3405703E |  | 59174 | 364 | 0280 | POLE, WOOD, 45'
3405703E |  | 40966.58 | 364 | 0330 | POLE, CONCRETE, 55'
3405703E |  | 36414.74 | 364 | 0345 | POLE, OTHER, 60'
3405703E |  | 6827.75 | 365 | 0010 | CONDUCTOR, ALUMINUM, LESS THAN 4/0
3405703E |  | 34138.82 | 365 | 0020 | CONDUCTOR, ALUMINUM, 4/0 AND GREATER
3405703E |  | 13655.52 | 366 | 1010 | CONDUIT
3405703E |  | 13655.52 | 367 | 0025 | CONDUCTOR, ALUMINUM, 4/0 AND GREATER
3405703E |  | 2275.91 | 369 | 1300 | SERVICE, UNDERGROUND, 4/0 AND LESS,3 PHASES
3406539E | 495881.46 |  |  |  | FWN-LAKE WORTH-SH 199 RELOCATI | FWN-LAKE WORTH-SH 199 RELOCATION-JJS | 2022-06-01
3406539E |  | 24794.06 | 364 | 0001 | SINGLE CROSSARM
3406539E |  | 148764.42 | 364 | 0280 | POLE, WOOD, 45'
3406539E |  | 29752.86 | 364 | 0300 | POLE, WOOD, 50'
3406539E |  | 49588.12 | 365 | 0010 | CONDUCTOR, ALUMINUM, LESS THAN 4/0
3406539E |  | 44629.31 | 365 | 0020 | CONDUCTOR, ALUMINUM, 4/0 AND GREATER
3406539E |  | 24794.06 | 366 | 1010 | CONDUIT
3406539E |  | 153723.45 | 367 | 0025 | CONDUCTOR, ALUMINUM, 4/0 AND GREATER
3406539E |  | 9917.6 | 369 | 0100 | SERVICE, OVERHEAD, 4/0 AND LESS, SINGLE PHASE
3406539E |  | 4958.79 | 369 | 1200 | SERVICE, UNDERGROUND, GREATER THAN 4/0, SINGLE PH
3406539E |  | 4958.79 | 369 | 1300 | SERVICE, UNDERGROUND, 4/0 AND LESS,3 PHASES
3408956E | 136087.81 |  |  |  | FWN: FW: RIDGEVIEW FARMS PH 7 | FWN: FW: RIDGEVIEW FARMS PH 7 - 95 LOTS KE: | 2022-01-24
3408956E |  | 48991.64 | 366 | 1010 | CONDUIT
3408956E |  | 23134.92 | 366 | 1150 | SECONDARY BOX
3408956E |  | 8165.26 | 366 | 1400 | PADS OR FOUNDATIONS, SMALL, LESS THAN 50 SQ FT
3408956E |  | 27217.56 | 367 | 0020 | CONDUCTOR, ALUMINUM, LESS THEN 4/0
3408956E |  | 25856.68 | 367 | 0025 | CONDUCTOR, ALUMINUM, 4/0 AND GREATER
3408956E |  | 2721.75 | 367 | 0100 | FAULT INDICATOR
3409311E | 2248042.17 |  |  |  | 2019NTYL10 LND SUB INSTALL 12. | 2019NTYL10 LND SUB INSTALL 12.5 KV BREAKER & FDR OH-CLA | 2022-06-06
3409311E |  | 157362.93 | 364 | 0001 | SINGLE CROSSARM
3409311E |  | 22480.41 | 364 | 0260 | POLE, WOOD, 40'
3409311E |  | 224804.2 | 364 | 0280 | POLE, WOOD, 45'
3409311E |  | 382167.15 | 364 | 0300 | POLE, WOOD, 50'
3409311E |  | 44960.83 | 364 | 0310 | POLE, CONCRETE, 50'
3409311E |  | 67441.25 | 364 | 0320 | POLE, WOOD, 55'
3409311E |  | 112402.09 | 364 | 0330 | POLE, CONCRETE, 55'
3409311E |  | 22480.41 | 364 | 0335 | POLE, WOOD, 60'
3409311E |  | 67441.25 | 364 | 0345 | POLE, OTHER, 60'
3409311E |  | 157362.93 | 364 | 0360 | POLE, OTHER, 65'
3409311E |  | 89921.68 | 364 | 0375 | POLE, OTHER, 70'
3409311E |  | 44960.83 | 365 | 0010 | CONDUCTOR, ALUMINUM, LESS THAN 4/0
3409311E |  | 719373.73 | 365 | 0020 | CONDUCTOR, ALUMINUM, 4/0 AND GREATER
3409311E |  | 22480.41 | 365 | 0030 | CONDUCTOR, OTHER THAN ALUMINUM, LESS THAN 2/0
3409311E |  | 22480.41 | 365 | 6010 | AIRBREAK SWITCH, WITH OR WITHOUT OPERATOR
3409311E |  | 22480.41 | 366 | 1010 | CONDUIT
3409311E |  | 67441.25 | 367 | 0025 | CONDUCTOR, ALUMINUM, 4/0 AND GREATER
3411718E | 466816.1 |  |  |  | MON: NGL WATER SOLUTIONS/ORLA | MON: NGL WATER SOLUTIONS/ORLA #5 VOLTAGE CONVERSION-AN-BG | 2022-03-30
3411718E |  | 93363.2 | 364 | 0001 | SINGLE CROSSARM
3411718E |  | 200731.02 | 364 | 0280 | POLE, WOOD, 45'
3411718E |  | 42013.42 | 364 | 0300 | POLE, WOOD, 50'
3411718E |  | 4668.15 | 365 | 0010 | CONDUCTOR, ALUMINUM, LESS THAN 4/0
3411718E |  | 18672.63 | 365 | 0020 | CONDUCTOR, ALUMINUM, 4/0 AND GREATER
3411718E |  | 102699.53 | 365 | 6030 | RECLOSER,2 OR 3 PHASE,OVER 13.2KV,0-3000 AMP
3411718E |  | 4668.15 | 367 | 0020 | CONDUCTOR, ALUMINUM, LESS THEN 4/0
3412701E | 108354.54 |  |  |  | OFFSITE- 2018 RYSSW 2803 | OFFSITE- 2018 RYSSW 2803 | 2021-04-28
3412701E |  | 36771.36 | 364 | 0001 | SINGLE CROSSARM
3412701E |  | -9175.48 | 364 | 0002 | DOUBLE CROSSARMS
3412701E |  | -53900.41 | 364 | 0280 | POLE, WOOD, 45'
3412701E |  | 2167.12 | 364 | 0300 | POLE, WOOD, 50'
3412701E |  | 140007.52 | 365 | 0020 | CONDUCTOR, ALUMINUM, 4/0 AND GREATER
3412701E |  | 4334.2 | 365 | 6010 | AIRBREAK SWITCH, WITH OR WITHOUT OPERATOR
3412701E |  | -11849.77 | 367 | 0025 | CONDUCTOR, ALUMINUM, 4/0 AND GREATER
3416365E | 1957775.89 |  |  |  | 2019MFBR02R RENTAL CAR SUBST 2 | 2019MFBR02R:RENTAL CAR SUBST:3 NEW BREAKERS-CIVIL PROJECT | 2022-04-20
3416365E |  | 1213821.06 | 366 | 1030 | DUCT BANK, 5 - 8 HOLES
3416365E |  | 743954.83 | 366 | 1240 | MANHOLE, OVER 400 CU FT
3416927E | 445715.21 |  |  |  | 2019MBEN07 ALEDO SUBSTATION | 2019MBEN07 ALEDO SUBSTATION - BACKSTAND TO WALSH RANCH DEV | 2022-11-17
3416927E |  | 26742.9 | 364 | 0001 | SINGLE CROSSARM
3416927E |  | 53485.82 | 364 | 0280 | POLE, WOOD, 45'
3416927E |  | 13371.45 | 364 | 0300 | POLE, WOOD, 50'
3416927E |  | 129257.53 | 364 | 0330 | POLE, CONCRETE, 55'
3416927E |  | 26742.9 | 364 | 0375 | POLE, OTHER, 70'
3416927E |  | 31200.06 | 364 | 0400 | POLE, OTHER, 80'
3416927E |  | 13371.45 | 365 | 0010 | CONDUCTOR, ALUMINUM, LESS THAN 4/0
3416927E |  | 115885.94 | 365 | 0020 | CONDUCTOR, ALUMINUM, 4/0 AND GREATER
3416927E |  | 4457.14 | 365 | 1000 | FAULT INDICATOR
3416927E |  | 4457.14 | 366 | 1010 | CONDUIT
3416927E |  | 17828.6 | 367 | 0025 | CONDUCTOR, ALUMINUM, 4/0 AND GREATER
3416927E |  | 4457.14 | 369 | 0100 | SERVICE, OVERHEAD, 4/0 AND LESS, SINGLE PHASE
3416927E |  | 4457.14 | 369 | 1100 | SERVICE, UNDERGROUND, 4/0 AND LESS, SINGLE PHASE
3416957E | 130859.47 |  |  |  | 2019MLKD01-A BLAGG SUBSTATION | 2019MLKD01-A BLAGG SUBSTATION INSTALL 2 ABS AN RMV RECLOSER | 2022-01-18
3416957E |  | 9160.14 | 364 | 0001 | SINGLE CROSSARM
3416957E |  | 23554.68 | 364 | 0300 | POLE, WOOD, 50'
3416957E |  | 98144.65 | 365 | 6010 | AIRBREAK SWITCH, WITH OR WITHOUT OPERATOR
3416991E | 2400203.49 |  |  |  | 2020MMCK10 CRIT1 WESTON INSTAL | 2019MMCK03R MCKINNEY NORTH RECONDUCTOR PART B | 2022-11-03
3416991E |  | 192016.27 | 364 | 0001 | SINGLE CROSSARM
3416991E |  | 24002.02 | 364 | 0280 | POLE, WOOD, 45'
3416991E |  | 120010.17 | 364 | 0300 | POLE, WOOD, 50'
3416991E |  | 72006.09 | 364 | 0320 | POLE, WOOD, 55'
3416991E |  | 96008.13 | 364 | 0330 | POLE, CONCRETE, 55'
3416991E |  | 72006.09 | 364 | 0335 | POLE, WOOD, 60'
3416991E |  | 264022.37 | 364 | 0345 | POLE, OTHER, 60'
3416991E |  | 48004.06 | 364 | 0365 | POLE, WOOD, 70'
3416991E |  | 96008.13 | 364 | 0375 | POLE, OTHER, 70'
3416991E |  | 96008.13 | 364 | 0410 | POLE, WOOD, 85'
3416991E |  | 120010.17 | 364 | 0425 | POLE, WOOD, 90'
3416991E |  | 384032.55 | 364 | 0495 | POLE, OTHER, 110' AND OVER
3416991E |  | 24002.02 | 365 | 0010 | CONDUCTOR, ALUMINUM, LESS THAN 4/0
3416991E |  | 552046.97 | 365 | 0020 | CONDUCTOR, ALUMINUM, 4/0 AND GREATER
3416991E |  | 48004.06 | 366 | 1010 | CONDUIT
3416991E |  | 168014.24 | 367 | 0025 | CONDUCTOR, ALUMINUM, 4/0 AND GREATER
3416991E |  | 24002.02 | 367 | 0100 | FAULT INDICATOR
3423160E | 393640.43 |  |  |  | DES:WIL: OFFSITE MEADOW RIDGE | DES:WIL: OFFSITE MEADOW RIDGE PH2, (NH) | 2022-03-17
3423160E |  | 39364.02 | 364 | 0001 | SINGLE CROSSARM
3423160E |  | 3936.39 | 364 | 0002 | DOUBLE CROSSARMS
3423160E |  | 3936.39 | 364 | 0260 | POLE, WOOD, 40'
3423160E |  | 122028.73 | 364 | 0280 | POLE, WOOD, 45'
3423160E |  | 15745.59 | 364 | 0300 | POLE, WOOD, 50'
3423160E |  | 43300.42 | 364 | 0345 | POLE, OTHER, 60'
3423160E |  | 11809.2 | 365 | 0010 | CONDUCTOR, ALUMINUM, LESS THAN 4/0
3423160E |  | 110219.3 | 365 | 0020 | CONDUCTOR, ALUMINUM, 4/0 AND GREATER
3423160E |  | 15745.59 | 365 | 6010 | AIRBREAK SWITCH, WITH OR WITHOUT OPERATOR
3423160E |  | 27554.8 | 365 | 6027 | RECLOSER,2 OR 3 PHASE,13.2KV AND UNDER,OVR3000 AMP
3428938E | 857406.62 |  |  |  | ODE: OFFST:DISCOVERY OPE- APAC | ODE:DISCOVERY OPERATING - APACHE HOLZGRAF 34 PME AL DG/PWR | 2022-03-02
3428938E |  | 68592.52 | 364 | 0001 | SINGLE CROSSARM
3428938E |  | 8574.05 | 364 | 0260 | POLE, WOOD, 40'
3428938E |  | 25722.19 | 364 | 0280 | POLE, WOOD, 45'
3428938E |  | 231499.78 | 364 | 0300 | POLE, WOOD, 50'
3428938E |  | 25722.19 | 364 | 0320 | POLE, WOOD, 55'
3428938E |  | 60018.44 | 365 | 0010 | CONDUCTOR, ALUMINUM, LESS THAN 4/0
3428938E |  | 351536.79 | 365 | 0020 | CONDUCTOR, ALUMINUM, 4/0 AND GREATER
3428938E |  | 34296.26 | 365 | 5650 | DIST AUTOMATION CONTROL OVERHEAD
3428938E |  | 51444.4 | 365 | 6030 | RECLOSER,2 OR 3 PHASE,OVER 13.2KV,0-3000 AMP
3429133E | 203922.11 |  |  |  | ARL-ARLINGTON-HARRIS RD CALEND | ARL-ARLINGTON-HARRIS RD CALENDER-COOPER-RELOCATE POLES | 2022-02-22
3429133E |  | 10196.09 | 364 | 0001 | SINGLE CROSSARM
3429133E |  | 2039.21 | 364 | 0220 | POLE, WOOD, 30'
3429133E |  | 2039.21 | 364 | 0240 | POLE, WOOD, 35'
3429133E |  | 77490.55 | 364 | 0260 | POLE, WOOD, 40'
3429133E |  | 59137.38 | 364 | 0280 | POLE, WOOD, 45'
3429133E |  | 8156.87 | 365 | 0010 | CONDUCTOR, ALUMINUM, LESS THAN 4/0
3429133E |  | 22431.4 | 366 | 1010 | CONDUIT
3429133E |  | 2039.21 | 366 | 1150 | SECONDARY BOX
3429133E |  | 20392.19 | 367 | 0020 | CONDUCTOR, ALUMINUM, LESS THEN 4/0
3430624E | 749559.98 |  |  |  | MESQUITE: LAS LOMAS PHASE 1:MW | MESQUITE: LAS LOMAS PHASE 1:MW | 2022-10-06
3430624E |  | 157407.6 | 366 | 1010 | CONDUIT
3430624E |  | 29982.4 | 366 | 1100 | PRIMARY BOX
3430624E |  | 52469.2 | 366 | 1150 | SECONDARY BOX
3430624E |  | 29982.4 | 366 | 1400 | PADS OR FOUNDATIONS, SMALL, LESS THAN 50 SQ FT
3430624E |  | 164903.19 | 367 | 0020 | CONDUCTOR, ALUMINUM, LESS THEN 4/0
3430624E |  | 67460.4 | 367 | 0025 | CONDUCTOR, ALUMINUM, 4/0 AND GREATER
3430624E |  | 14991.2 | 367 | 0100 | FAULT INDICATOR
3430624E |  | 7495.6 | 373 | 0025 | CONDUCTOR, ALUMINUM, UNDERGROUND
3430624E |  | 104938.4 | 373 | 1250 | LUMINAIRE, LED, 40W TO 150W
3430624E |  | 7495.6 | 373 | 1375 | CONDUIT
3430624E |  | 112433.99 | 373 | 1515 | STANDARD, METAL, 25' AND UNDER
3432172E | 164634.3 |  |  |  | ODE:ARROYO RD STREETLIGHT EXTE | ODE:ARROYO RD STREETLIGHT EXTENSION | 2022-10-07
3432172E |  | 1646.33 | 364 | 0001 | SINGLE CROSSARM
3432172E |  | 3292.67 | 364 | 0240 | POLE, WOOD, 35'
3432172E |  | 1646.33 | 364 | 0260 | POLE, WOOD, 40'
3432172E |  | 42804.91 | 373 | 0020 | CONDUCTOR, ALUMINUM, OVERHEAD
3432172E |  | 37865.88 | 373 | 1260 | LUMINAIRE, LED, 151W TO 300W
3432172E |  | 77378.18 | 373 | 1520 | STANDARD, METAL, ABOVE 25'
3434211E | 248952.98 |  |  |  | TEMPLE: EAST PENN BATTERY PLA | TEMPLE: EAST PENN BATTERY PLANT | 2022-03-03
3434211E |  | 2489.51 | 365 | 0010 | CONDUCTOR, ALUMINUM, LESS THAN 4/0
3434211E |  | 14937.16 | 366 | 1100 | PRIMARY BOX
3434211E |  | 229036.8 | 367 | 0025 | CONDUCTOR, ALUMINUM, 4/0 AND GREATER
3434211E |  | 2489.51 | 367 | 0100 | FAULT INDICATOR
3434828E | 554282.78 |  |  |  | ARL/ARL/OAK RIDGE PH 2/RLH | ARL/ARL/OAK RIDGE PH 2/RLH | 2022-10-05
3434828E |  | 5542.82 | 364 | 0001 | SINGLE CROSSARM
3434828E |  | 5542.82 | 364 | 0335 | POLE, WOOD, 60'
3434828E |  | 5542.82 | 365 | 0010 | CONDUCTOR, ALUMINUM, LESS THAN 4/0
3434828E |  | 66513.92 | 366 | 1010 | CONDUIT
3434828E |  | 22171.3 | 366 | 1100 | PRIMARY BOX
3434828E |  | 16628.47 | 366 | 1150 | SECONDARY BOX
3434828E |  | 11085.65 | 366 | 1400 | PADS OR FOUNDATIONS, SMALL, LESS THAN 50 SQ FT
3434828E |  | 5542.82 | 366 | 1420 | PADS OR FOUNDATIONS, LARGE, OVER 100 SQ FT
3434828E |  | 38799.78 | 367 | 0020 | CONDUCTOR, ALUMINUM, LESS THEN 4/0
3434828E |  | 277141.49 | 367 | 0025 | CONDUCTOR, ALUMINUM, 4/0 AND GREATER
3434828E |  | 5542.82 | 367 | 0100 | FAULT INDICATOR
3434828E |  | 94228.07 | 367 | 5190 | SWITCHGEAR, PADMOUNT, 25KV
3439041E | 179893.97 |  |  |  | MES-MAGNOLIA LANDING-167 LOT | MES-MAGNOLIA LANDING-167 LOT | 2020-03-23
3439041E |  | 1798.93 | 364 | 0001 | SINGLE CROSSARM
3439041E |  | 3597.87 | 364 | 0280 | POLE, WOOD, 45'
3439041E |  | 39576.66 | 366 | 1010 | CONDUIT
3439041E |  | 10793.62 | 366 | 1150 | SECONDARY BOX
3439041E |  | 1798.93 | 366 | 1200 | MANHOLE, 0-100 CU FT
3439041E |  | 12592.56 | 366 | 1410 | PADS OR FOUNDATIONS, MEDIUM, 50-100 SQ FT
3439041E |  | 71957.73 | 367 | 0020 | CONDUCTOR, ALUMINUM, LESS THEN 4/0
3439041E |  | 14391.5 | 367 | 0025 | CONDUCTOR, ALUMINUM, 4/0 AND GREATER
3439041E |  | 3597.87 | 367 | 0100 | FAULT INDICATOR
3439041E |  | 3597.87 | 373 | 0025 | CONDUCTOR, ALUMINUM, UNDERGROUND
3439041E |  | 3597.87 | 373 | 1200 | LUMINAIRE, OTHER, 100W
3439041E |  | 3597.87 | 373 | 1375 | CONDUIT
3439041E |  | 8994.69 | 373 | 1625 | STANDARD, OTHER, 25' AND UNDER
3439075E | 214068.87 |  |  |  | DSW NET 2000 ROSS HOTEL TOWER | DSW NET 2000 ROSS HOTEL TOWER TEKW | 2022-10-28
3439075E |  | 21406.88 | 367 | 0010 | CONDUCTOR, COPPER, LESS THEN 2/0
3439075E |  | 40673.07 | 367 | 0015 | CONDUCTOR, COPPER, 2/0 AND GREATER
3439075E |  | 128441.35 | 367 | 5050 | SWITCH, VACUUM, THREE PHASE
3439075E |  | 23547.57 | 367 | 5620 | MICRO-PROCESSOR AUTOMATION & CONTROL UNIT
3439179E | 172603.25 |  |  |  | FWN-BROOKVILLE RANCH-74 LOTS | FWN-BROOKVILLE RANCH-74 LOTS | 2022-05-09
3439179E |  | 1726.03 | 364 | 0001 | SINGLE CROSSARM
3439179E |  | 3452.06 | 364 | 0260 | POLE, WOOD, 40'
3439179E |  | 1726.03 | 365 | 0010 | CONDUCTOR, ALUMINUM, LESS THAN 4/0
3439179E |  | 43150.88 | 366 | 1010 | CONDUIT
3439179E |  | 22438.41 | 366 | 1150 | SECONDARY BOX
3439179E |  | 18986.34 | 366 | 1410 | PADS OR FOUNDATIONS, MEDIUM, 50-100 SQ FT
3439179E |  | 43150.8 | 367 | 0020 | CONDUCTOR, ALUMINUM, LESS THEN 4/0
3439179E |  | 32794.61 | 367 | 0025 | CONDUCTOR, ALUMINUM, 4/0 AND GREATER
3439179E |  | 5178.09 | 367 | 0100 | FAULT INDICATOR
3440476E | 1386028.08 |  |  |  | TEM: OFFSITE - EAST PENN BATTE | TEM: OFFSITE - EAST PENN BATTERY PLANT | 2022-04-13
3440476E |  | 97021.97 | 364 | 0001 | SINGLE CROSSARM
3440476E |  | 124742.53 | 364 | 0280 | POLE, WOOD, 45'
3440476E |  | 27720.57 | 364 | 0300 | POLE, WOOD, 50'
3440476E |  | 13860.29 | 364 | 0320 | POLE, WOOD, 55'
3440476E |  | 13860.29 | 364 | 0350 | POLE, WOOD, 65'
3440476E |  | 124742.53 | 364 | 0435 | POLE, OTHER, 90'
3440476E |  | 41580.85 | 365 | 0010 | CONDUCTOR, ALUMINUM, LESS THAN 4/0
3440476E |  | 415808.36 | 365 | 0020 | CONDUCTOR, ALUMINUM, 4/0 AND GREATER
3440476E |  | 55441.13 | 365 | 6010 | AIRBREAK SWITCH, WITH OR WITHOUT OPERATOR
3440476E |  | 69301.41 | 366 | 1010 | CONDUIT
3440476E |  | 69301.41 | 366 | 1100 | PRIMARY BOX
3440476E |  | 332646.74 | 367 | 0025 | CONDUCTOR, ALUMINUM, 4/0 AND GREATER
3444712E | 186097.09 |  |  |  | TYL:CITY OF TYLER MLK BLVD INS | TYL:CITY OF TYLER MLK BLVD INSTALL STREET LIGHTS TYLER:DM | 2022-01-11
3444712E |  | 13026.79 | 364 | 0240 | POLE, WOOD, 35'
3444712E |  | 9304.85 | 364 | 0260 | POLE, WOOD, 40'
3444712E |  | 7443.88 | 365 | 0010 | CONDUCTOR, ALUMINUM, LESS THAN 4/0
3444712E |  | 1860.97 | 366 | 1010 | CONDUIT
3444712E |  | 1860.97 | 366 | 1150 | SECONDARY BOX
3444712E |  | 9304.85 | 367 | 0020 | CONDUCTOR, ALUMINUM, LESS THEN 4/0
3444712E |  | 16748.73 | 373 | 1110 | LUMINAIRE, HISTORICAL, 150W
3444712E |  | 1860.97 | 373 | 1375 | CONDUIT
3444712E |  | 124685.08 | 373 | 1515 | STANDARD, METAL, 25' AND UNDER
3447051E | 115660.9 |  |  |  | NET,BEN: 2019 CAPEX NWP CHANGE | NET,BEN: 2019 CAPEX NWP CHANGE OUT V - 1280 TAB TOWERS | 2021-08-15
3447051E |  | 21975.53 | 367 | 0010 | CONDUCTOR, COPPER, LESS THEN 2/0
3447051E |  | 89058.97 | 367 | 5620 | MICRO-PROCESSOR AUTOMATION & CONTROL UNIT
3447051E |  | 4626.4 | 367 | 9650 | Ft. Worth Network - CONTROL UNDERGROUND
3448331E | 330477.02 |  |  |  | MID ENDEAVOR ENERGY WINDOWPANE | MID: ENDEAVOR ENERGY: WINDOWPANE S PME ADLOAD // CB/PWR | 2022-07-12
3448331E |  | 39657.23 | 364 | 0001 | SINGLE CROSSARM
3448331E |  | 3304.76 | 364 | 0260 | POLE, WOOD, 40'
3448331E |  | 112362.17 | 364 | 0280 | POLE, WOOD, 45'
3448331E |  | 9914.3 | 364 | 0300 | POLE, WOOD, 50'
3448331E |  | 16523.84 | 365 | 0010 | CONDUCTOR, ALUMINUM, LESS THAN 4/0
3448331E |  | 148714.72 | 365 | 0020 | CONDUCTOR, ALUMINUM, 4/0 AND GREATER
3448865E | 246018.61 |  |  |  | KIL: HARTWOOD PARK PHASE IV C | KIL: HARTWOOD PARK PHASE IV COPPERAS COVE DLM | 2022-04-27
3448865E |  | 2460.17 | 364 | 0001 | SINGLE CROSSARM
3448865E |  | 2460.17 | 364 | 0002 | DOUBLE CROSSARMS
3448865E |  | 9840.73 | 364 | 0280 | POLE, WOOD, 45'
3448865E |  | 2460.17 | 365 | 0010 | CONDUCTOR, ALUMINUM, LESS THAN 4/0
3448865E |  | 2460.17 | 365 | 0020 | CONDUCTOR, ALUMINUM, 4/0 AND GREATER
3448865E |  | 51664.13 | 366 | 1010 | CONDUIT
3448865E |  | 36902.77 | 366 | 1150 | SECONDARY BOX
3448865E |  | 14761.1 | 366 | 1410 | PADS OR FOUNDATIONS, MEDIUM, 50-100 SQ FT
3448865E |  | 51663.89 | 367 | 0020 | CONDUCTOR, ALUMINUM, LESS THEN 4/0
3448865E |  | 44283.34 | 367 | 0025 | CONDUCTOR, ALUMINUM, 4/0 AND GREATER
3448865E |  | 4920.36 | 367 | 0100 | FAULT INDICATOR
3448865E |  | 2460.17 | 373 | 0025 | CONDUCTOR, ALUMINUM, UNDERGROUND
3448865E |  | 4920.36 | 373 | 1200 | LUMINAIRE, OTHER, 100W
3448865E |  | 2460.17 | 373 | 1375 | CONDUIT
3448865E |  | 12300.91 | 373 | 1625 | STANDARD, OTHER, 25' AND UNDER
3448919E | 674323.35 |  |  |  | FWS: CHAPEL CREEK PH 5 - RSE | FWS: CHAPEL CREEK PH 5 - RSE | 2022-10-19
3448919E |  | 6743.23 | 364 | 0001 | SINGLE CROSSARM
3448919E |  | 6743.23 | 364 | 0280 | POLE, WOOD, 45'
3448919E |  | 195553.81 | 366 | 1010 | CONDUIT
3448919E |  | 67432.33 | 366 | 1150 | SECONDARY BOX
3448919E |  | 6743.23 | 366 | 1200 | MANHOLE, 0-100 CU FT
3448919E |  | 53945.86 | 366 | 1400 | PADS OR FOUNDATIONS, SMALL, LESS THAN 50 SQ FT
3448919E |  | 195553.77 | 367 | 0020 | CONDUCTOR, ALUMINUM, LESS THEN 4/0
3448919E |  | 128121.43 | 367 | 0025 | CONDUCTOR, ALUMINUM, 4/0 AND GREATER
3448919E |  | 13486.46 | 367 | 0100 | FAULT INDICATOR
3448978E | 725790.57 |  |  |  | RRK: OFFSITE: AVERY GLEN OFF-S | RRK: OFFSITE: AVERY GLEN OFF-SITE 2 OF 2 | 2022-08-09
3448978E |  | 58063.22 | 364 | 0001 | SINGLE CROSSARM
3448978E |  | 7257.88 | 364 | 0240 | POLE, WOOD, 35'
3448978E |  | 14515.79 | 364 | 0260 | POLE, WOOD, 40'
3448978E |  | 137900.19 | 364 | 0280 | POLE, WOOD, 45'
3448978E |  | 130642.28 | 364 | 0300 | POLE, WOOD, 50'
3448978E |  | 7257.88 | 364 | 0320 | POLE, WOOD, 55'
3448978E |  | 36289.5 | 365 | 0010 | CONDUCTOR, ALUMINUM, LESS THAN 4/0
3448978E |  | 261284.85 | 365 | 0020 | CONDUCTOR, ALUMINUM, 4/0 AND GREATER
3448978E |  | 7257.88 | 366 | 1010 | CONDUIT
3448978E |  | 58063.22 | 367 | 0025 | CONDUCTOR, ALUMINUM, 4/0 AND GREATER
3448978E |  | 7257.88 | 367 | 0100 | FAULT INDICATOR
3449243E | 215450.17 |  |  |  | TEX WASHINGTON MEADOWS PH 1 A | TEX WASHINGTON MEADOWS PH 1 57 LOTS SHERMAN TX | 2022-03-08
3449243E |  | 53862.53 | 366 | 1010 | CONDUIT
3449243E |  | 19390.51 | 366 | 1150 | SECONDARY BOX
3449243E |  | 12927 | 366 | 1400 | PADS OR FOUNDATIONS, SMALL, LESS THAN 50 SQ FT
3449243E |  | 56017.09 | 367 | 0020 | CONDUCTOR, ALUMINUM, LESS THEN 4/0
3449243E |  | 21545.01 | 367 | 0025 | CONDUCTOR, ALUMINUM, 4/0 AND GREATER
3449243E |  | 4309 | 367 | 0100 | FAULT INDICATOR
3449243E |  | 2154.5 | 373 | 0025 | CONDUCTOR, ALUMINUM, UNDERGROUND
3449243E |  | 15081.51 | 373 | 1250 | LUMINAIRE, LED, 40W TO 150W
3449243E |  | 2154.5 | 373 | 1375 | CONDUIT
3449243E |  | 28008.52 | 373 | 1625 | STANDARD, OTHER, 25' AND UNDER
3450679E | 176802.42 |  |  |  | MSQ WOODCREEK 9C-3 OFFSITE | MSQ:WOODCREEK 9C-3 OFFSITE | 2022-07-20
3450679E |  | 30056.41 | 364 | 0001 | SINGLE CROSSARM
3450679E |  | 77793.08 | 364 | 0280 | POLE, WOOD, 45'
3450679E |  | 65416.89 | 365 | 0020 | CONDUCTOR, ALUMINUM, 4/0 AND GREATER
3450679E |  | 3536.04 | 366 | 1150 | SECONDARY BOX
3452146E | 126466.28 |  |  |  | BIG- TXDOT SH 158 AT SH 137 RE | BIG- TXDOT SH 158 AT SH 137 RELOCATE- JMS | 2021-08-25
3452146E |  | 35882.56 | 364 | 0001 | SINGLE CROSSARM
3452146E |  | -10589.32 | 364 | 0260 | POLE, WOOD, 40'
3452146E |  | -33032.62 | 364 | 0280 | POLE, WOOD, 45'
3452146E |  | -24652 | 364 | 0300 | POLE, WOOD, 50'
3452146E |  | 1264.66 | 364 | 0320 | POLE, WOOD, 55'
3452146E |  | 1264.66 | 365 | 0010 | CONDUCTOR, ALUMINUM, LESS THAN 4/0
3452146E |  | 128033.76 | 365 | 0020 | CONDUCTOR, ALUMINUM, 4/0 AND GREATER
3452146E |  | 18177.29 | 366 | 1010 | CONDUIT
3452146E |  | 10117.29 | 367 | 0025 | CONDUCTOR, ALUMINUM, 4/0 AND GREATER
3453661E | 124120.08 |  |  |  | TEM: COUNTY VIEW ADDITION PH. | TEM: COUNTY VIEW ADDITION PH. 1 - MM | 2022-09-13
3453661E |  | 1241.2 | 364 | 0001 | SINGLE CROSSARM
3453661E |  | 2482.4 | 364 | 0280 | POLE, WOOD, 45'
3453661E |  | 24824.01 | 366 | 1010 | CONDUIT
3453661E |  | 12412 | 366 | 1150 | SECONDARY BOX
3453661E |  | 9929.6 | 366 | 1410 | PADS OR FOUNDATIONS, MEDIUM, 50-100 SQ FT
3453661E |  | 27306.46 | 367 | 0020 | CONDUCTOR, ALUMINUM, LESS THEN 4/0
3453661E |  | 18618.01 | 367 | 0025 | CONDUCTOR, ALUMINUM, 4/0 AND GREATER
3453661E |  | 2482.4 | 367 | 0100 | FAULT INDICATOR
3453661E |  | 1241.2 | 373 | 0025 | CONDUCTOR, ALUMINUM, UNDERGROUND
3453661E |  | 6206 | 373 | 1250 | LUMINAIRE, LED, 40W TO 150W
3453661E |  | 2482.4 | 373 | 1375 | CONDUIT
3453661E |  | 2482.4 | 373 | 1515 | STANDARD, METAL, 25' AND UNDER
3453661E |  | 12412 | 373 | 1520 | STANDARD, METAL, ABOVE 25'
3454501E | 324836.17 |  |  |  | STP: OFFSITE - CREEKSIDE TOWNH | STP: OFFSITE - CREEKSIDE TOWNHOMES 4 - GRAHAM ST. - GS/SC | 2022-05-17
3454501E |  | 45477.05 | 364 | 0001 | SINGLE CROSSARM
3454501E |  | 3248.36 | 364 | 0002 | DOUBLE CROSSARMS
3454501E |  | 32483.61 | 364 | 0280 | POLE, WOOD, 45'
3454501E |  | 38980.33 | 364 | 0300 | POLE, WOOD, 50'
3454501E |  | 120189.43 | 365 | 0020 | CONDUCTOR, ALUMINUM, 4/0 AND GREATER
3454501E |  | 81209.03 | 365 | 6030 | RECLOSER,2 OR 3 PHASE,OVER 13.2KV,0-3000 AMP
3454501E |  | 3248.36 | 373 | 1515 | STANDARD, METAL, 25' AND UNDER
3454535E | 265202.23 |  |  |  | RRK: SORRENTO PHASE 7 | RRK: SORRENTO PHASE 7 163 JJ | 2022-02-15
3454535E |  | 50388.37 | 366 | 1010 | CONDUIT
3454535E |  | 34476.29 | 366 | 1150 | SECONDARY BOX
3454535E |  | 5304.05 | 366 | 1200 | MANHOLE, 0-100 CU FT
3454535E |  | 2652.03 | 366 | 1400 | PADS OR FOUNDATIONS, SMALL, LESS THAN 50 SQ FT
3454535E |  | 15912.14 | 366 | 1410 | PADS OR FOUNDATIONS, MEDIUM, 50-100 SQ FT
3454535E |  | 47736.4 | 367 | 0020 | CONDUCTOR, ALUMINUM, LESS THEN 4/0
3454535E |  | 31824.27 | 367 | 0025 | CONDUCTOR, ALUMINUM, 4/0 AND GREATER
3454535E |  | 5304.05 | 367 | 0100 | FAULT INDICATOR
3454535E |  | 2652.03 | 373 | 0025 | CONDUCTOR, ALUMINUM, UNDERGROUND
3454535E |  | 13260.13 | 373 | 1250 | LUMINAIRE, LED, 40W TO 150W
3454535E |  | 7956.07 | 373 | 1375 | CONDUIT
3454535E |  | 47736.4 | 373 | 1520 | STANDARD, METAL, ABOVE 25'
3456942E | 349766.41 |  |  |  | BEN - BROOKSIDE TRAILS PHASE 4 | BEN - BROOKSIDE TRAILS PHASE 4 | 2022-05-11
3456942E |  | 3497.65 | 364 | 0001 | SINGLE CROSSARM
3456942E |  | 6995.31 | 364 | 0260 | POLE, WOOD, 40'
3456942E |  | 6995.31 | 365 | 0010 | CONDUCTOR, ALUMINUM, LESS THAN 4/0
3456942E |  | 76948.6 | 366 | 1010 | CONDUIT
3456942E |  | 10492.97 | 366 | 1150 | SECONDARY BOX
3456942E |  | 6995.31 | 366 | 1200 | MANHOLE, 0-100 CU FT
3456942E |  | 13990.64 | 366 | 1410 | PADS OR FOUNDATIONS, MEDIUM, 50-100 SQ FT
3456942E |  | 94437.15 | 367 | 0020 | CONDUCTOR, ALUMINUM, LESS THEN 4/0
3456942E |  | 34976.63 | 367 | 0025 | CONDUCTOR, ALUMINUM, 4/0 AND GREATER
3456942E |  | 6995.31 | 367 | 0100 | FAULT INDICATOR
3456942E |  | 6995.31 | 373 | 0025 | CONDUCTOR, ALUMINUM, UNDERGROUND
3456942E |  | 10492.97 | 373 | 1200 | LUMINAIRE, OTHER, 100W
3456942E |  | 17488.31 | 373 | 1375 | CONDUIT
3456942E |  | 48967.29 | 373 | 1520 | STANDARD, METAL, ABOVE 25'
3456942E |  | 3497.65 | 373 | 1625 | STANDARD, OTHER, 25' AND UNDER
3458371E | 792193.98 |  |  |  | MENTONE:APACHE CORP DIXIELAND | MENTONE:APACHE CORP DIXIE LAND COMPRESSION SITE OFFST#4:CB | 2022-06-06
3458371E |  | 63375.48 | 364 | 0001 | SINGLE CROSSARM
3458371E |  | 198048.47 | 364 | 0300 | POLE, WOOD, 50'
3458371E |  | 63375.48 | 364 | 0320 | POLE, WOOD, 55'
3458371E |  | 15843.86 | 364 | 0335 | POLE, WOOD, 60'
3458371E |  | 55453.55 | 365 | 0010 | CONDUCTOR, ALUMINUM, LESS THAN 4/0
3458371E |  | 301033.97 | 365 | 0020 | CONDUCTOR, ALUMINUM, 4/0 AND GREATER
3458371E |  | 7921.92 | 365 | 1000 | FAULT INDICATOR
3458371E |  | 15843.86 | 365 | 6010 | AIRBREAK SWITCH, WITH OR WITHOUT OPERATOR
3458371E |  | 15843.86 | 366 | 1010 | CONDUIT
3458371E |  | 7921.92 | 366 | 1100 | PRIMARY BOX
3458371E |  | 47531.61 | 367 | 0025 | CONDUCTOR, ALUMINUM, 4/0 AND GREATER
3458514E | 417613.89 |  |  |  | ESL:HWY XING-ESTLD3521 REPLACE | ESL EASTLAND REPLACE HWY CROSSING DUE TO DETERIATED POLES | 2022-02-17
3458514E |  | 8352.26 | 364 | 0001 | SINGLE CROSSARM
3458514E |  | 8352.26 | 364 | 0002 | DOUBLE CROSSARMS
3458514E |  | 83522.76 | 364 | 0400 | POLE, OTHER, 80'
3458514E |  | 87698.89 | 364 | 0415 | POLE, OTHER, 85'
3458514E |  | 200454.77 | 364 | 0450 | POLE, OTHER, 95'
3458514E |  | 29232.95 | 365 | 0020 | CONDUCTOR, ALUMINUM, 4/0 AND GREATER
3459281E | 199495.47 |  |  |  | SILVER OAK SUBDIVISION | SILVER OAK SUBDIVISION | 2021-02-10
3459281E |  | 1994.92 | 364 | 0001 | SINGLE CROSSARM
3459281E |  | 3989.87 | 364 | 0260 | POLE, WOOD, 40'
3459281E |  | 31919.25 | 366 | 1010 | CONDUIT
3459281E |  | 13964.65 | 366 | 1150 | SECONDARY BOX
3459281E |  | 7979.79 | 366 | 1410 | PADS OR FOUNDATIONS, MEDIUM, 50-100 SQ FT
3459281E |  | 31919.25 | 367 | 0020 | CONDUCTOR, ALUMINUM, LESS THEN 4/0
3459281E |  | 31919.68 | 367 | 0025 | CONDUCTOR, ALUMINUM, 4/0 AND GREATER
3459281E |  | 1994.92 | 367 | 0100 | FAULT INDICATOR
3459281E |  | 5984.83 | 373 | 0025 | CONDUCTOR, ALUMINUM, UNDERGROUND
3459281E |  | 27929.34 | 373 | 1250 | LUMINAIRE, LED, 40W TO 150W
3459281E |  | 7979.79 | 373 | 1375 | CONDUIT
3459281E |  | 11969.7 | 373 | 1520 | STANDARD, METAL, ABOVE 25'
3459281E |  | 17954.56 | 373 | 1625 | STANDARD, OTHER, 25' AND UNDER
3459281E |  | 1994.92 | 373 | 1640 | MANHOLE (USED EXCLUSIVELY FOR STREET LIGHTING)
3459447E | 219004.13 |  |  |  | 2020NODS02 JACK RABBIT EST SU | 2020NODS02 JACK RABBIT EST SUB RECOND INST 3-795 | 2021-09-09
3459447E |  | 5667.11 | 364 | 0001 | SINGLE CROSSARM
3459447E |  | 14043.27 | 364 | 0260 | POLE, WOOD, 40'
3459447E |  | -95344.82 | 364 | 0280 | POLE, WOOD, 45'
3459447E |  | -9663.17 | 364 | 0300 | POLE, WOOD, 50'
3459447E |  | -34272.64 | 364 | 0375 | POLE, OTHER, 70'
3459447E |  | 2190.07 | 365 | 0010 | CONDUCTOR, ALUMINUM, LESS THAN 4/0
3459447E |  | 242980.46 | 365 | 0020 | CONDUCTOR, ALUMINUM, 4/0 AND GREATER
3459447E |  | -9663.17 | 365 | 6010 | AIRBREAK SWITCH, WITH OR WITHOUT OPERATOR
3459447E |  | 48699.95 | 366 | 1010 | CONDUIT
3459447E |  | 28086.53 | 366 | 1100 | PRIMARY BOX
3459447E |  | 35943.71 | 367 | 0025 | CONDUCTOR, ALUMINUM, 4/0 AND GREATER
3459447E |  | -9663.17 | 367 | 0100 | FAULT INDICATOR
3459449E | 838307.2 |  |  |  | 2020NODS02 JACK RABBIT EST SU | 2020NODS02 JACK RABBIT EST SUB INST 3-795 AAC | 2022-01-24
3459449E |  | 108979.92 | 364 | 0001 | SINGLE CROSSARM
3459449E |  | 25149.22 | 364 | 0240 | POLE, WOOD, 35'
3459449E |  | 16766.13 | 364 | 0260 | POLE, WOOD, 40'
3459449E |  | 318556.84 | 364 | 0280 | POLE, WOOD, 45'
3459449E |  | 8383.06 | 364 | 0300 | POLE, WOOD, 50'
3459449E |  | 25149.22 | 365 | 0010 | CONDUCTOR, ALUMINUM, LESS THAN 4/0
3459449E |  | 251492.15 | 365 | 0020 | CONDUCTOR, ALUMINUM, 4/0 AND GREATER
3459449E |  | 33532.27 | 365 | 6010 | AIRBREAK SWITCH, WITH OR WITHOUT OPERATOR
3459449E |  | 8383.06 | 366 | 1010 | CONDUIT
3459449E |  | 33532.27 | 367 | 0025 | CONDUCTOR, ALUMINUM, 4/0 AND GREATER
3459449E |  | 8383.06 | 367 | 0100 | FAULT INDICATOR
3459516E | 121541.39 |  |  |  | 2020MFWN02 KELLER WALL PRICE | 2020MFWN02 KELLER WALL PRICE SUB INSTALL FEEDER 2 | 2021-08-11
3459516E |  | 12154.09 | 364 | 0001 | SINGLE CROSSARM
3459516E |  | 1215.35 | 364 | 0240 | POLE, WOOD, 35'
3459516E |  | 2430.78 | 364 | 0260 | POLE, WOOD, 40'
3459516E |  | 20662.86 | 364 | 0280 | POLE, WOOD, 45'
3459516E |  | 7292.45 | 364 | 0300 | POLE, WOOD, 50'
3459516E |  | 1215.35 | 364 | 0335 | POLE, WOOD, 60'
3459516E |  | 2430.78 | 364 | 0350 | POLE, WOOD, 65'
3459516E |  | 1215.35 | 365 | 0010 | CONDUCTOR, ALUMINUM, LESS THAN 4/0
3459516E |  | 19446.58 | 365 | 0020 | CONDUCTOR, ALUMINUM, 4/0 AND GREATER
3459516E |  | 8507.84 | 365 | 5650 | DIST AUTOMATION CONTROL OVERHEAD
3459516E |  | 3646.2 | 365 | 6010 | AIRBREAK SWITCH, WITH OR WITHOUT OPERATOR
3459516E |  | 13369.5 | 365 | 6030 | RECLOSER,2 OR 3 PHASE,OVER 13.2KV,0-3000 AMP
3459516E |  | 3646.2 | 366 | 1010 | CONDUIT
3459516E |  | 1215.35 | 366 | 1410 | PADS OR FOUNDATIONS, MEDIUM, 50-100 SQ FT
3459516E |  | 19446.58 | 367 | 0025 | CONDUCTOR, ALUMINUM, 4/0 AND GREATER
3459516E |  | 2430.78 | 367 | 0100 | FAULT INDICATOR
3459516E |  | 1215.35 | 369 | 1300 | SERVICE, UNDERGROUND, 4/0 AND LESS,3 PHASES
3459521E | 331481.21 |  |  |  | 2020MFWN02 KELLER WALL PRICE | 2020MFWN02 KELLER WALL PRICE SOUTH FDR UG AND CONCRETE | 2022-08-03
3459521E |  | 13259.23 | 364 | 0001 | SINGLE CROSSARM
3459521E |  | 76240.66 | 364 | 0360 | POLE, OTHER, 65'
3459521E |  | 86185.23 | 364 | 0375 | POLE, OTHER, 70'
3459521E |  | 3314.8 | 365 | 0010 | CONDUCTOR, ALUMINUM, LESS THAN 4/0
3459521E |  | 9944.43 | 365 | 0020 | CONDUCTOR, ALUMINUM, 4/0 AND GREATER
3459521E |  | 16574.05 | 365 | 6010 | AIRBREAK SWITCH, WITH OR WITHOUT OPERATOR
3459521E |  | 29833.29 | 366 | 1010 | CONDUIT
3459521E |  | 9944.43 | 366 | 1100 | PRIMARY BOX
3459521E |  | 82870.29 | 367 | 0025 | CONDUCTOR, ALUMINUM, 4/0 AND GREATER
3459521E |  | 3314.8 | 367 | 0100 | FAULT INDICATOR
3460045E | 299756.57 |  |  |  | NEV - THE PATRIOT SUBDIVISION | NEV - THE PATRIOT SUBDIVISION | 2022-08-03
3460045E |  | 29975.65 | 366 | 1010 | CONDUIT
3460045E |  | 35970.78 | 366 | 1150 | SECONDARY BOX
3460045E |  | 29975.65 | 366 | 1400 | PADS OR FOUNDATIONS, SMALL, LESS THAN 50 SQ FT
3460045E |  | 38968.35 | 367 | 0020 | CONDUCTOR, ALUMINUM, LESS THEN 4/0
3460045E |  | 23980.51 | 367 | 0025 | CONDUCTOR, ALUMINUM, 4/0 AND GREATER
3460045E |  | 8992.69 | 367 | 0100 | FAULT INDICATOR
3460045E |  | 131892.94 | 369 | 1100 | SERVICE, UNDERGROUND, 4/0 AND LESS, SINGLE PHASE
3460121E | 707067.78 |  |  |  | HOT WAC TXDOT SH 6/SOUTH LOOP | HOT WAC TXDOT SH 6/SOUTH LOOP 340 RELOCATION JFP | 2022-03-03
3460121E |  | 28282.7 | 364 | 0001 | SINGLE CROSSARM
3460121E |  | 7070.68 | 364 | 0260 | POLE, WOOD, 40'
3460121E |  | 7070.68 | 364 | 0300 | POLE, WOOD, 50'
3460121E |  | 7070.68 | 364 | 0335 | POLE, WOOD, 60'
3460121E |  | 63636.09 | 364 | 0345 | POLE, OTHER, 60'
3460121E |  | 63636.09 | 364 | 0360 | POLE, OTHER, 65'
3460121E |  | 148484.23 | 364 | 0390 | POLE, OTHER, 75'
3460121E |  | 289897.83 | 364 | 0400 | POLE, OTHER, 80'
3460121E |  | 77777.44 | 365 | 0020 | CONDUCTOR, ALUMINUM, 4/0 AND GREATER
3460121E |  | 7070.68 | 367 | 0020 | CONDUCTOR, ALUMINUM, LESS THEN 4/0
3460121E |  | 7070.68 | 373 | 0020 | CONDUCTOR, ALUMINUM, OVERHEAD
3461612E | 475624.94 |  |  |  | 2020MMES01DA FATE SUB; INST A | 2020MMES01DA FATE SUB; INST AUTOS RMV AUTOS AND CONVERSION | 2022-04-02
3461612E |  | 57074.97 | 364 | 0001 | SINGLE CROSSARM
3461612E |  | 223543.82 | 364 | 0300 | POLE, WOOD, 50'
3461612E |  | 9512.48 | 365 | 1000 | FAULT INDICATOR
3461612E |  | 33293.73 | 366 | 1010 | CONDUIT
3461612E |  | 90368.72 | 366 | 1410 | PADS OR FOUNDATIONS, MEDIUM, 50-100 SQ FT
3461612E |  | 61831.22 | 367 | 0025 | CONDUCTOR, ALUMINUM, 4/0 AND GREATER
3461723E | 131016.13 |  |  |  | ARL:GP - LYNN CREEK APARTMENTS | DES:GP - LYNN CREEK APARTMENTS (NH) | 2022-04-21
3461723E |  | 17032.07 | 366 | 1010 | CONDUIT
3461723E |  | 11791.42 | 366 | 1100 | PRIMARY BOX
3461723E |  | 2620.31 | 366 | 1405 | PADS OR FOUNDATIONS, CONCRETE, 50 - 100 SQ FT
3461723E |  | 17032.07 | 366 | 1410 | PADS OR FOUNDATIONS, MEDIUM, 50-100 SQ FT
3461723E |  | 82540.26 | 367 | 0020 | CONDUCTOR, ALUMINUM, LESS THEN 4/0
3462051E | 132358.13 |  |  |  | ARL UPS TWO WAY FEED ALT RT | ARL UPS TWO WAY FEED ALT RT | 2022-06-15
3462051E |  | 7941.48 | 364 | 0001 | SINGLE CROSSARM
3462051E |  | 3970.74 | 364 | 0260 | POLE, WOOD, 40'
3462051E |  | 3970.74 | 364 | 0280 | POLE, WOOD, 45'
3462051E |  | 2647.16 | 364 | 0300 | POLE, WOOD, 50'
3462051E |  | 14559.39 | 364 | 0320 | POLE, WOOD, 55'
3462051E |  | 3970.74 | 365 | 0010 | CONDUCTOR, ALUMINUM, LESS THAN 4/0
3462051E |  | 46325.38 | 365 | 0020 | CONDUCTOR, ALUMINUM, 4/0 AND GREATER
3462051E |  | 13235.81 | 366 | 1010 | CONDUIT
3462051E |  | 35736.69 | 367 | 0025 | CONDUCTOR, ALUMINUM, 4/0 AND GREATER
3466332E | 678332.38 |  |  |  | FWS: CHAPEL CREEK PH 4 OFFSITE | FWS: CHAPEL CREEK PH 4 OFFSITE - RSE | 2022-08-16
3466332E |  | 13566.64 | 364 | 0001 | SINGLE CROSSARM
3466332E |  | 20349.97 | 364 | 0280 | POLE, WOOD, 45'
3466332E |  | 6783.32 | 365 | 0010 | CONDUCTOR, ALUMINUM, LESS THAN 4/0
3466332E |  | 13566.64 | 365 | 0020 | CONDUCTOR, ALUMINUM, 4/0 AND GREATER
3466332E |  | 169583.09 | 366 | 1010 | CONDUIT
3466332E |  | 61049.91 | 366 | 1100 | PRIMARY BOX
3466332E |  | 6783.32 | 366 | 1410 | PADS OR FOUNDATIONS, MEDIUM, 50-100 SQ FT
3466332E |  | 318816.26 | 367 | 0025 | CONDUCTOR, ALUMINUM, 4/0 AND GREATER
3466332E |  | 6783.32 | 367 | 0100 | FAULT INDICATOR
3466332E |  | 61049.91 | 367 | 5190 | SWITCHGEAR, PADMOUNT, 25KV
3469010E | 262556.94 |  |  |  | KIL - BELTON - THREE CREEKS PH | KIL - BELTON - THREE CREEKS PHASE VI - FM1670 / DM | 2022-02-14
3469010E |  | 70890.34 | 366 | 1010 | CONDUIT
3469010E |  | 31506.81 | 366 | 1150 | SECONDARY BOX
3469010E |  | 2625.53 | 366 | 1200 | MANHOLE, 0-100 CU FT
3469010E |  | 13127.83 | 366 | 1400 | PADS OR FOUNDATIONS, SMALL, LESS THAN 50 SQ FT
3469010E |  | 89269.53 | 367 | 0020 | CONDUCTOR, ALUMINUM, LESS THEN 4/0
3469010E |  | 49885.8 | 367 | 0025 | CONDUCTOR, ALUMINUM, 4/0 AND GREATER
3469010E |  | 5251.1 | 367 | 0100 | FAULT INDICATOR
3469082E | 491650.27 |  |  |  | TUB TEMPLE LITTLE RIVER UNDERB | TUB TEMPLE LITTLE RIVER UNDERBUILD PART 1 | 2022-06-02
3469082E |  | 58998.01 | 364 | 0001 | SINGLE CROSSARM
3469082E |  | 4916.47 | 364 | 0240 | POLE, WOOD, 35'
3469082E |  | 9832.98 | 364 | 0260 | POLE, WOOD, 40'
3469082E |  | 98330.36 | 364 | 0280 | POLE, WOOD, 45'
3469082E |  | 14749.49 | 364 | 0300 | POLE, WOOD, 50'
3469082E |  | 49165.01 | 365 | 0010 | CONDUCTOR, ALUMINUM, LESS THAN 4/0
3469082E |  | 19666 | 365 | 0020 | CONDUCTOR, ALUMINUM, 4/0 AND GREATER
3469082E |  | 29498.99 | 365 | 6010 | AIRBREAK SWITCH, WITH OR WITHOUT OPERATOR
3469082E |  | 49165.01 | 366 | 1010 | CONDUIT
3469082E |  | 14749.49 | 366 | 1100 | PRIMARY BOX
3469082E |  | 4916.47 | 366 | 1150 | SECONDARY BOX
3469082E |  | 58998.01 | 367 | 0020 | CONDUCTOR, ALUMINUM, LESS THEN 4/0
3469082E |  | 54081.51 | 367 | 0025 | CONDUCTOR, ALUMINUM, 4/0 AND GREATER
3469082E |  | 19666 | 367 | 0100 | FAULT INDICATOR
3469082E |  | 4916.47 | 369 | 0300 | SERVICE, OVERHEAD, 4/0 AND LESS, 3 PHASE
3469085E | 135504.1 |  |  |  | TUB TEMPLE LITTLE RIVER UNDERB | TUB TEMPLE LITTLE RIVER UNDERBUILD PART 3 | 2022-06-02
3469085E |  | 42006.25 | 364 | 0001 | SINGLE CROSSARM
3469085E |  | 82657.54 | 364 | 0260 | POLE, WOOD, 40'
3469085E |  | 10840.31 | 365 | 0010 | CONDUCTOR, ALUMINUM, LESS THAN 4/0
3470588E | 155387.87 |  |  |  | KIL - KILEEN - PRAIRIE VIEW ES | KIL - KILEEN - PRAIRIE VIEW ESTATES PHASE 3 - DMG | 2022-05-17
3470588E |  | 34185.33 | 366 | 1010 | CONDUIT
3470588E |  | 17092.66 | 366 | 1150 | SECONDARY BOX
3470588E |  | 1553.87 | 366 | 1200 | MANHOLE, 0-100 CU FT
3470588E |  | 7769.39 | 366 | 1410 | PADS OR FOUNDATIONS, MEDIUM, 50-100 SQ FT
3470588E |  | 40400.9 | 367 | 0020 | CONDUCTOR, ALUMINUM, LESS THEN 4/0
3470588E |  | 34185.33 | 367 | 0025 | CONDUCTOR, ALUMINUM, 4/0 AND GREATER
3470588E |  | 3107.75 | 367 | 0100 | FAULT INDICATOR
3470588E |  | 1553.87 | 373 | 0025 | CONDUCTOR, ALUMINUM, UNDERGROUND
3470588E |  | 3107.75 | 373 | 1200 | LUMINAIRE, OTHER, 100W
3470588E |  | 3107.75 | 373 | 1375 | CONDUIT
3470588E |  | 9323.27 | 373 | 1625 | STANDARD, OTHER, 25' AND UNDER
3470883E | 132178.04 |  |  |  | MDL VANDER RANCH ADDITION PHAS | MDL-VANDER RANCH ADDITION PHASE I-JRH | 2021-03-24
3470883E |  | 1321.75 | 364 | 0001 | SINGLE CROSSARM
3470883E |  | 1321.75 | 364 | 0300 | POLE, WOOD, 50'
3470883E |  | 1321.75 | 365 | 0010 | CONDUCTOR, ALUMINUM, LESS THAN 4/0
3470883E |  | 22470.71 | 366 | 1010 | CONDUIT
3470883E |  | 1321.75 | 366 | 1100 | PRIMARY BOX
3470883E |  | 7930.66 | 366 | 1150 | SECONDARY BOX
3470883E |  | 5287.11 | 366 | 1410 | PADS OR FOUNDATIONS, MEDIUM, 50-100 SQ FT
3470883E |  | 17183.13 | 367 | 0020 | CONDUCTOR, ALUMINUM, LESS THEN 4/0
3470883E |  | 21148.45 | 367 | 0025 | CONDUCTOR, ALUMINUM, 4/0 AND GREATER
3470883E |  | 1321.75 | 367 | 0100 | FAULT INDICATOR
3470883E |  | 14539.56 | 367 | 5190 | SWITCHGEAR, PADMOUNT, 25KV
3470883E |  | 1321.75 | 373 | 0025 | CONDUCTOR, ALUMINUM, UNDERGROUND
3470883E |  | 18504.88 | 373 | 1250 | LUMINAIRE, LED, 40W TO 150W
3470883E |  | 3965.32 | 373 | 1375 | CONDUIT
3470883E |  | 6608.86 | 373 | 1520 | STANDARD, METAL, ABOVE 25'
3470883E |  | 6608.86 | 373 | 1625 | STANDARD, OTHER, 25' AND UNDER
3471918E | 308728.91 |  |  |  | RRK: ELGIN: HARVEST RIDGE PH 1 | RRK: ELGIN: HARVEST RIDGE PH 1 149 LOTS JK | 2022-10-28
3471918E |  | 126578.88 | 366 | 1010 | CONDUIT
3471918E |  | 43222.04 | 366 | 1150 | SECONDARY BOX
3471918E |  | 9261.86 | 366 | 1200 | MANHOLE, 0-100 CU FT
3471918E |  | 15436.44 | 366 | 1400 | PADS OR FOUNDATIONS, SMALL, LESS THAN 50 SQ FT
3471918E |  | 67920.36 | 367 | 0020 | CONDUCTOR, ALUMINUM, LESS THEN 4/0
3471918E |  | 43222.04 | 367 | 0025 | CONDUCTOR, ALUMINUM, 4/0 AND GREATER
3471918E |  | 3087.29 | 367 | 0100 | FAULT INDICATOR
3472610E | 391316.61 |  |  |  | ABC ARLINGTON BELL HELICOPTE | ABC / ARLINGTON - BELL HELICOPTER SIMULATION FACILITIES / RT | 2022-10-19
3472610E |  | 3913.15 | 364 | 0001 | SINGLE CROSSARM
3472610E |  | 3913.15 | 364 | 0280 | POLE, WOOD, 45'
3472610E |  | 3913.15 | 365 | 0010 | CONDUCTOR, ALUMINUM, LESS THAN 4/0
3472610E |  | 54784.31 | 366 | 1010 | CONDUIT
3472610E |  | 19565.82 | 366 | 1410 | PADS OR FOUNDATIONS, MEDIUM, 50-100 SQ FT
3472610E |  | 31305.31 | 367 | 0020 | CONDUCTOR, ALUMINUM, LESS THEN 4/0
3472610E |  | 54784.31 | 367 | 0025 | CONDUCTOR, ALUMINUM, 4/0 AND GREATER
3472610E |  | 3913.15 | 367 | 0100 | FAULT INDICATOR
3472610E |  | 215224.26 | 367 | 5190 | SWITCHGEAR, PADMOUNT, 25KV
3472684E | 818812.39 |  |  |  | 2020MLKD10 CORINTH 2406 VOLTAG | 2020MLKD10 CORINTH 2406 VOLTAGE CONVERSION | 2022-08-09
3472684E |  | 49128.73 | 364 | 0001 | SINGLE CROSSARM
3472684E |  | 8188.11 | 364 | 0260 | POLE, WOOD, 40'
3472684E |  | 122821.85 | 364 | 0280 | POLE, WOOD, 45'
3472684E |  | 16376.24 | 364 | 0300 | POLE, WOOD, 50'
3472684E |  | 16376.24 | 364 | 0320 | POLE, WOOD, 55'
3472684E |  | 8188.11 | 365 | 0010 | CONDUCTOR, ALUMINUM, LESS THAN 4/0
3472684E |  | 163762.47 | 365 | 0020 | CONDUCTOR, ALUMINUM, 4/0 AND GREATER
3472684E |  | 131009.97 | 365 | 5650 | DIST AUTOMATION CONTROL OVERHEAD
3472684E |  | 221079.49 | 365 | 6032 | RECLOSER,2 OR 3 PHASE,OVER 13.2KV,OVER 3000 AMP
3472684E |  | 8188.11 | 366 | 1010 | CONDUIT
3472684E |  | 24564.35 | 366 | 1410 | PADS OR FOUNDATIONS, MEDIUM, 50-100 SQ FT
3472684E |  | 32752.48 | 367 | 0025 | CONDUCTOR, ALUMINUM, 4/0 AND GREATER
3472684E |  | 16376.24 | 367 | 0100 | FAULT INDICATOR
3472685E | 1382963.27 |  |  |  | 2018 CAPEX CARRYOVER: DENDR000 | 2018 CAPEX CARRYOVER: DENDR0001 PILC REPLACEMENT | 2022-07-25
3472685E |  | 1382963.27 | 367 | 0015 | CONDUCTOR, COPPER, 2/0 AND GREATER
3472686E | 457508.71 |  |  |  | 2020MLKD10 CORINTH 2406 RECOND | 2020MLKD10 CORINTH 2406 RECONDUCTOR PART 2 | 2022-09-20
3472686E |  | 45750.87 | 364 | 0001 | SINGLE CROSSARM
3472686E |  | 132677.52 | 364 | 0280 | POLE, WOOD, 45'
3472686E |  | 4575.08 | 364 | 0300 | POLE, WOOD, 50'
3472686E |  | 4575.08 | 365 | 0010 | CONDUCTOR, ALUMINUM, LESS THAN 4/0
3472686E |  | 183003.52 | 365 | 0020 | CONDUCTOR, ALUMINUM, 4/0 AND GREATER
3472686E |  | 32025.6 | 365 | 5650 | DIST AUTOMATION CONTROL OVERHEAD
3472686E |  | 54901.04 | 365 | 6032 | RECLOSER,2 OR 3 PHASE,OVER 13.2KV,OVER 3000 AMP
3473312E | 542575.95 |  |  |  | MSQ:ROWLETT:MILLER RD (GLEN HI | MSQ:ROWLETT:MILLER RD (GLEN HILL TO DALROCK):TJR | 2022-10-04
3473312E |  | 54257.58 | 364 | 0001 | SINGLE CROSSARM
3473312E |  | 103089.41 | 364 | 0300 | POLE, WOOD, 50'
3473312E |  | 54257.58 | 364 | 0320 | POLE, WOOD, 55'
3473312E |  | 16277.26 | 364 | 0335 | POLE, WOOD, 60'
3473312E |  | 16277.26 | 365 | 0010 | CONDUCTOR, ALUMINUM, LESS THAN 4/0
3473312E |  | 184476.03 | 365 | 0020 | CONDUCTOR, ALUMINUM, 4/0 AND GREATER
3473312E |  | 32554.54 | 365 | 6010 | AIRBREAK SWITCH, WITH OR WITHOUT OPERATOR
3473312E |  | 16277.26 | 366 | 1010 | CONDUIT
3473312E |  | 10851.5 | 366 | 1200 | MANHOLE, 0-100 CU FT
3473312E |  | 5425.74 | 367 | 0020 | CONDUCTOR, ALUMINUM, LESS THEN 4/0
3473312E |  | 43406.05 | 367 | 0025 | CONDUCTOR, ALUMINUM, 4/0 AND GREATER
3473312E |  | 5425.74 | 367 | 0100 | FAULT INDICATOR
3473574E | 380063.6 |  |  |  | ARL LOEWS HOTEL & CONVENTION C | ARL LOEWS HOTEL & CONVENTION CENTER A.E.D. RT | 2022-02-22
3473574E |  | 3800.61 | 366 | 1010 | CONDUIT
3473574E |  | 7601.25 | 367 | 0020 | CONDUCTOR, ALUMINUM, LESS THEN 4/0
3473574E |  | 163427.33 | 367 | 0025 | CONDUCTOR, ALUMINUM, 4/0 AND GREATER
3473574E |  | 205234.41 | 367 | 5190 | SWITCHGEAR, PADMOUNT, 25KV
3473629E | 868750.06 |  |  |  | NET;DSW: ATLIER OFFSITE PHASE | NET;DSW: ATLIER OFFSITE PHASE 4 | 2022-10-28
3473629E |  | 868750.06 | 367 | 0015 | CONDUCTOR, COPPER, 2/0 AND GREATER
3473755E | 416030.96 |  |  |  | RRK: HOMESTEAD ESTATES PH 2 | RRK: HOMESTEAD ESTATES PH 2 JK | 2022-06-09
3473755E |  | 91526.81 | 366 | 1010 | CONDUIT
3473755E |  | 45763.4 | 366 | 1150 | SECONDARY BOX
3473755E |  | 4160.3 | 366 | 1200 | MANHOLE, 0-100 CU FT
3473755E |  | 24961.85 | 366 | 1410 | PADS OR FOUNDATIONS, MEDIUM, 50-100 SQ FT
3473755E |  | 99847.49 | 367 | 0020 | CONDUCTOR, ALUMINUM, LESS THEN 4/0
3473755E |  | 62404.64 | 367 | 0025 | CONDUCTOR, ALUMINUM, 4/0 AND GREATER
3473755E |  | 16641.23 | 367 | 0100 | FAULT INDICATOR
3473755E |  | 33282.47 | 373 | 1250 | LUMINAIRE, LED, 40W TO 150W
3473755E |  | 4160.3 | 373 | 1375 | CONDUIT
3473755E |  | 33282.47 | 373 | 1625 | STANDARD, OTHER, 25' AND UNDER
3473817E | 280595.83 |  |  |  | TEM/TEMPLE - PRAIRIE RIDGE PHA | TEM/TEMPLE - PRAIRIE RIDGE PHASE II - OLD HIGHWAY 95 HN | 2022-05-06
3473817E |  | 2805.94 | 364 | 0001 | SINGLE CROSSARM
3473817E |  | 2805.94 | 364 | 0280 | POLE, WOOD, 45'
3473817E |  | 53313.34 | 366 | 1010 | CONDUIT
3473817E |  | 33671.49 | 366 | 1150 | SECONDARY BOX
3473817E |  | 14029.78 | 366 | 1410 | PADS OR FOUNDATIONS, MEDIUM, 50-100 SQ FT
3473817E |  | 47701.28 | 367 | 0020 | CONDUCTOR, ALUMINUM, LESS THEN 4/0
3473817E |  | 42089.37 | 367 | 0025 | CONDUCTOR, ALUMINUM, 4/0 AND GREATER
3473817E |  | 5611.91 | 367 | 0100 | FAULT INDICATOR
3473817E |  | 2805.94 | 373 | 0025 | CONDUCTOR, ALUMINUM, UNDERGROUND
3473817E |  | 25253.62 | 373 | 1100 | LUMINAIRE, HISTORICAL, 100W
3473817E |  | 2805.94 | 373 | 1375 | CONDUIT
3473817E |  | 47701.28 | 373 | 1625 | STANDARD, OTHER, 25' AND UNDER
3474186E | 126969.56 |  |  |  | DNO / DALLAS - THE RESIDENCES | DNO / DALLAS - THE RESIDENCES AT PRESTON HOLLOW VILLAGE / AD | 2022-04-18
3474186E |  | 6348.46 | 364 | 0320 | POLE, WOOD, 55'
3474186E |  | 1269.66 | 365 | 0010 | CONDUCTOR, ALUMINUM, LESS THAN 4/0
3474186E |  | 27933.27 | 366 | 1010 | CONDUIT
3474186E |  | 16506.02 | 366 | 1150 | SECONDARY BOX
3474186E |  | 2539.36 | 366 | 1200 | MANHOLE, 0-100 CU FT
3474186E |  | 6348.46 | 366 | 1410 | PADS OR FOUNDATIONS, MEDIUM, 50-100 SQ FT
3474186E |  | 36821.39 | 367 | 0020 | CONDUCTOR, ALUMINUM, LESS THEN 4/0
3474186E |  | 26663.58 | 367 | 0025 | CONDUCTOR, ALUMINUM, 4/0 AND GREATER
3474186E |  | 2539.36 | 367 | 0100 | FAULT INDICATOR
3475054E | 134714.33 |  |  |  | MCK/MEL: RELOCATE FACILITIES F | MCK/MEL: RELOCATE FACILITIES FOR OWENS RANCHES TRACT - MA | 2022-06-08
3475054E |  | 8082.84 | 364 | 0001 | SINGLE CROSSARM
3475054E |  | 1347.12 | 364 | 0280 | POLE, WOOD, 45'
3475054E |  | 13471.41 | 364 | 0300 | POLE, WOOD, 50'
3475054E |  | 56580.22 | 364 | 0330 | POLE, CONCRETE, 55'
3475054E |  | 9429.98 | 364 | 0345 | POLE, OTHER, 60'
3475054E |  | 14818.57 | 364 | 0390 | POLE, OTHER, 75'
3475054E |  | 4041.42 | 365 | 0010 | CONDUCTOR, ALUMINUM, LESS THAN 4/0
3475054E |  | 18859.99 | 365 | 0020 | CONDUCTOR, ALUMINUM, 4/0 AND GREATER
3475054E |  | 4041.42 | 365 | 6010 | AIRBREAK SWITCH, WITH OR WITHOUT OPERATOR
3475054E |  | 1347.12 | 366 | 1010 | CONDUIT
3475054E |  | 1347.12 | 366 | 1150 | SECONDARY BOX
3475054E |  | 1347.12 | 367 | 0025 | CONDUCTOR, ALUMINUM, 4/0 AND GREATER
3475530E | 256512.78 |  |  |  | MID: ENLINK ULA MAE COMPRESSOR | MID: ENLINK MIDSTREAM - ULA MAE COMPRESSOR STATION//AN-PWR | 2022-01-23
3475530E |  | 41042.04 | 364 | 0001 | SINGLE CROSSARM
3475530E |  | 5130.25 | 364 | 0260 | POLE, WOOD, 40'
3475530E |  | 7695.38 | 364 | 0280 | POLE, WOOD, 45'
3475530E |  | 79518.96 | 364 | 0300 | POLE, WOOD, 50'
3475530E |  | 25651.27 | 364 | 0320 | POLE, WOOD, 55'
3475530E |  | 97474.88 | 365 | 0010 | CONDUCTOR, ALUMINUM, LESS THAN 4/0
3475889E | 111819.42 |  |  |  | BOWMAN SPRINGS IH-20 TO ENCHAN | BOWMAN SPRINGS IH-20 TO ENCHANTED BAY | 2021-12-14
3475889E |  | 15654.69 | 364 | 0001 | SINGLE CROSSARM
3475889E |  | 6709.14 | 364 | 0260 | POLE, WOOD, 40'
3475889E |  | 69328.58 | 364 | 0300 | POLE, WOOD, 50'
3475889E |  | 3354.55 | 364 | 0320 | POLE, WOOD, 55'
3475889E |  | 1118.14 | 365 | 0010 | CONDUCTOR, ALUMINUM, LESS THAN 4/0
3475889E |  | 1118.14 | 365 | 0020 | CONDUCTOR, ALUMINUM, 4/0 AND GREATER
3475889E |  | 1118.14 | 366 | 1010 | CONDUIT
3475889E |  | 5590.94 | 366 | 1100 | PRIMARY BOX
3475889E |  | 1118.14 | 366 | 1150 | SECONDARY BOX
3475889E |  | 2236.34 | 366 | 1200 | MANHOLE, 0-100 CU FT
3475889E |  | 2236.34 | 367 | 0020 | CONDUCTOR, ALUMINUM, LESS THEN 4/0
3475889E |  | 1118.14 | 367 | 0025 | CONDUCTOR, ALUMINUM, 4/0 AND GREATER
3475889E |  | 1118.14 | 367 | 0100 | FAULT INDICATOR
3476685E | 122983.36 |  |  |  | DSW/DAL - LAKE CLIFF APARTMENT | DSW/DAL - APARTMENT COMPLEX W/ GARAGE - ZANG ST / COLORADO | 2022-06-22
3476685E |  | 1229.82 | 365 | 0010 | CONDUCTOR, ALUMINUM, LESS THAN 4/0
3476685E |  | 18447.48 | 366 | 1100 | PRIMARY BOX
3476685E |  | 22136.99 | 366 | 1410 | PADS OR FOUNDATIONS, MEDIUM, 50-100 SQ FT
3476685E |  | 39354.66 | 367 | 0020 | CONDUCTOR, ALUMINUM, LESS THEN 4/0
3476685E |  | 41814.41 | 367 | 5190 | SWITCHGEAR, PADMOUNT, 25KV
3477819E | 238805.62 |  |  |  | DNE - RELOCATION REQUEST @ 300 | DNE - RELOCATION REQUEST @ 3001 MAPLE AVE | 2022-02-02
3477819E |  | 2388.03 | 364 | 0001 | SINGLE CROSSARM
3477819E |  | 2388.03 | 364 | 0280 | POLE, WOOD, 45'
3477819E |  | 2388.03 | 365 | 0010 | CONDUCTOR, ALUMINUM, LESS THAN 4/0
3477819E |  | 2388.03 | 367 | 0020 | CONDUCTOR, ALUMINUM, LESS THEN 4/0
3477819E |  | 33432.74 | 367 | 0025 | CONDUCTOR, ALUMINUM, 4/0 AND GREATER
3477819E |  | 54925.26 | 367 | 5147 | SWITCHGEAR, PADMOUNT, 15KV SCADA AUTOMATED
3477819E |  | 47761.09 | 367 | 5200 | SWITCHGEAR, PADMOUNT, 25KV, AUTOMATED
3477819E |  | 57313.59 | 367 | 5210 | SWITCHGEAR, 25KV REMOTE
3477819E |  | 35820.82 | 367 | 5650 | DIST AUTOMATION CONTROL UNDERGROUND
3477931E | 272918.79 |  |  |  | KRT/KIL - ROSEWOOD SPRINGS DEV | KRT/KIL - ROSEWOOD SPRINGS DEVELOPEMENT /DMG | 2022-05-24
3477931E |  | 57312.94 | 366 | 1010 | CONDUIT
3477931E |  | 30021.06 | 366 | 1150 | SECONDARY BOX
3477931E |  | 5458.37 | 366 | 1200 | MANHOLE, 0-100 CU FT
3477931E |  | 27291.87 | 366 | 1410 | PADS OR FOUNDATIONS, MEDIUM, 50-100 SQ FT
3477931E |  | 60042.2 | 367 | 0020 | CONDUCTOR, ALUMINUM, LESS THEN 4/0
3477931E |  | 43667 | 367 | 0025 | CONDUCTOR, ALUMINUM, 4/0 AND GREATER
3477931E |  | 13645.93 | 367 | 0100 | FAULT INDICATOR
3477931E |  | 16375.12 | 373 | 1250 | LUMINAIRE, LED, 40W TO 150W
3477931E |  | 2729.18 | 373 | 1375 | CONDUIT
3477931E |  | 16375.12 | 373 | 1625 | STANDARD, OTHER, 25' AND UNDER
3478076E | 220072.03 |  |  |  | RRK: OFFSITTE 2: HOMESTEAD EST | RRK: OFFSITTE 2: HOMESTEAD ESTATES JK | 2022-06-09
3478076E |  | 59419.45 | 366 | 1010 | CONDUIT
3478076E |  | 37412.24 | 366 | 1100 | PRIMARY BOX
3478076E |  | 2200.72 | 366 | 1410 | PADS OR FOUNDATIONS, MEDIUM, 50-100 SQ FT
3478076E |  | 74824.5 | 367 | 0025 | CONDUCTOR, ALUMINUM, 4/0 AND GREATER
3478076E |  | 2200.72 | 367 | 0100 | FAULT INDICATOR
3478076E |  | 44014.4 | 367 | 5190 | SWITCHGEAR, PADMOUNT, 25KV
3479632E | 142779.87 |  |  |  | FBR DAL HASTINGS END HARPERS | FBR DAL HASTINGS END HARPERS LANE MA | 2022-01-07
3479632E |  | 28555.97 | 366 | 1010 | CONDUIT
3479632E |  | 8566.79 | 366 | 1200 | MANHOLE, 0-100 CU FT
3479632E |  | 21416.97 | 366 | 1400 | PADS OR FOUNDATIONS, SMALL, LESS THAN 50 SQ FT
3479632E |  | 4283.39 | 366 | 1410 | PADS OR FOUNDATIONS, MEDIUM, 50-100 SQ FT
3479632E |  | 52828.61 | 367 | 0020 | CONDUCTOR, ALUMINUM, LESS THEN 4/0
3479632E |  | 9994.57 | 367 | 0100 | FAULT INDICATOR
3479632E |  | 17133.57 | 369 | 1200 | SERVICE, UNDERGROUND, GREATER THAN 4/0, SINGLE PH
3480262E | 820900.33 |  |  |  | MHN FELIX ENERGY BLK 74 PME AD | MHN FELIX ENERGY BLK 74 PME ADDED LOAD OFFSITE #2 :MRB-PE | 2022-03-02
3480262E |  | 65672.02 | 364 | 0001 | SINGLE CROSSARM
3480262E |  | 8208.99 | 364 | 0240 | POLE, WOOD, 35'
3480262E |  | 8208.99 | 364 | 0280 | POLE, WOOD, 45'
3480262E |  | 270897.11 | 364 | 0300 | POLE, WOOD, 50'
3480262E |  | 8208.99 | 364 | 0320 | POLE, WOOD, 55'
3480262E |  | 65672.02 | 365 | 0010 | CONDUCTOR, ALUMINUM, LESS THAN 4/0
3480262E |  | 394032.21 | 365 | 0020 | CONDUCTOR, ALUMINUM, 4/0 AND GREATER
3481645E | 661626.2 |  |  |  | ODE:HILLMONT ESTATES (193 LOTS | ODE:HILLMONT ESTATES (193 LOTS) - DH | 2022-11-03
3481645E |  | 6616.26 | 364 | 0001 | SINGLE CROSSARM
3481645E |  | 26465.04 | 364 | 0300 | POLE, WOOD, 50'
3481645E |  | 198487.9 | 366 | 1010 | CONDUIT
3481645E |  | 86011.4 | 366 | 1150 | SECONDARY BOX
3481645E |  | 52930.09 | 366 | 1400 | PADS OR FOUNDATIONS, SMALL, LESS THAN 50 SQ FT
3481645E |  | 158790.28 | 367 | 0020 | CONDUCTOR, ALUMINUM, LESS THEN 4/0
3481645E |  | 112476.45 | 367 | 0025 | CONDUCTOR, ALUMINUM, 4/0 AND GREATER
3481645E |  | 19848.78 | 367 | 0100 | FAULT INDICATOR
3481927E | 264601.46 |  |  |  | BEN: MCPHERSON VILLAGE PH 3 - | BEN: MCPHERSON VILLAGE PH 3 - GS/RB | 2022-04-05
3481927E |  | 76734.41 | 366 | 1010 | CONDUIT
3481927E |  | 34398.17 | 366 | 1150 | SECONDARY BOX
3481927E |  | 21168.1 | 366 | 1400 | PADS OR FOUNDATIONS, SMALL, LESS THAN 50 SQ FT
3481927E |  | 79380.51 | 367 | 0020 | CONDUCTOR, ALUMINUM, LESS THEN 4/0
3481927E |  | 47628.25 | 367 | 0025 | CONDUCTOR, ALUMINUM, 4/0 AND GREATER
3481927E |  | 5292.02 | 367 | 0100 | FAULT INDICATOR
3482209E | 1062120.69 |  |  |  | WAX-VEN-PATRIOT ESTATES PH 8-3 | WAX-VEN-PATRIOT ESTATES PH 8-332 LOTS- KT | 2022-01-28
3482209E |  | 233666.55 | 366 | 1010 | CONDUIT
3482209E |  | 10621.2 | 366 | 1100 | PRIMARY BOX
3482209E |  | 84969.64 | 366 | 1150 | SECONDARY BOX
3482209E |  | 10621.2 | 366 | 1200 | MANHOLE, 0-100 CU FT
3482209E |  | 42484.81 | 366 | 1400 | PADS OR FOUNDATIONS, SMALL, LESS THAN 50 SQ FT
3482209E |  | 10621.2 | 366 | 1410 | PADS OR FOUNDATIONS, MEDIUM, 50-100 SQ FT
3482209E |  | 361121.16 | 367 | 0020 | CONDUCTOR, ALUMINUM, LESS THEN 4/0
3482209E |  | 138075.68 | 367 | 0025 | CONDUCTOR, ALUMINUM, 4/0 AND GREATER
3482209E |  | 10621.2 | 367 | 0100 | FAULT INDICATOR
3482209E |  | 84969.64 | 367 | 5190 | SWITCHGEAR, PADMOUNT, 25KV
3482209E |  | 10621.2 | 373 | 0025 | CONDUCTOR, ALUMINUM, UNDERGROUND
3482209E |  | 10621.2 | 373 | 1200 | LUMINAIRE, OTHER, 100W
3482209E |  | 10621.2 | 373 | 1375 | CONDUIT
3482209E |  | 42484.81 | 373 | 1625 | STANDARD, OTHER, 25' AND UNDER
3482349E | 319513.85 |  |  |  | STN-PIONEER MIDKIFF PME ADDED | STN-PIONEER MIDKIFF PME ADDED LOAD 2020 OFF SITE-CNC-SE | 2022-01-23
3482349E |  | 41536.8 | 364 | 0001 | SINGLE CROSSARM
3482349E |  | 44731.93 | 364 | 0280 | POLE, WOOD, 45'
3482349E |  | 22365.96 | 364 | 0300 | POLE, WOOD, 50'
3482349E |  | 12780.55 | 364 | 0320 | POLE, WOOD, 55'
3482349E |  | 6390.27 | 364 | 0335 | POLE, WOOD, 60'
3482349E |  | 57512.49 | 365 | 5650 | DIST AUTOMATION CONTROL OVERHEAD
3482349E |  | 73488.24 | 365 | 6030 | RECLOSER,2 OR 3 PHASE,OVER 13.2KV,0-3000 AMP
3482349E |  | 9585.41 | 366 | 1410 | PADS OR FOUNDATIONS, MEDIUM, 50-100 SQ FT
3482349E |  | 6390.27 | 367 | 0025 | CONDUCTOR, ALUMINUM, 4/0 AND GREATER
3482349E |  | 41536.8 | 367 | 0035 | CONDUCTOR, COPPER,LEAD SHIELDED,AWG500 AND GREATER
3482349E |  | 3195.13 | 367 | 0100 | FAULT INDICATOR
3482791E | 308644.93 |  |  |  | TEX 6NOVA - 2020 RECLOSERS PH2 | TEX 6NOVA - 2020 RECLOSERS PH2 - TEXOMA FEEDERS_CB | 2022-08-09
3482791E |  | 9259.34 | 364 | 0001 | SINGLE CROSSARM
3482791E |  | 6172.89 | 364 | 0280 | POLE, WOOD, 45'
3482791E |  | 6172.89 | 364 | 0300 | POLE, WOOD, 50'
3482791E |  | 126544.42 | 365 | 5650 | DIST AUTOMATION CONTROL OVERHEAD
3482791E |  | 160495.39 | 365 | 6030 | RECLOSER,2 OR 3 PHASE,OVER 13.2KV,0-3000 AMP
3482845E | 314734.81 |  |  |  | DES/GP/ AVILLA TRADITIONS/ RLH | DES/GP/ AVILLA TRADITIONS/ RLH | 2022-03-11
3482845E |  | 116451.95 | 366 | 1010 | CONDUIT
3482845E |  | 44062.87 | 366 | 1150 | SECONDARY BOX
3482845E |  | 28326.12 | 366 | 1400 | PADS OR FOUNDATIONS, SMALL, LESS THAN 50 SQ FT
3482845E |  | 47210.21 | 367 | 0020 | CONDUCTOR, ALUMINUM, LESS THEN 4/0
3482845E |  | 66094.3 | 367 | 0025 | CONDUCTOR, ALUMINUM, 4/0 AND GREATER
3482845E |  | 9442.03 | 367 | 0100 | FAULT INDICATOR
3482845E |  | 3147.33 | 369 | 1300 | SERVICE, UNDERGROUND, 4/0 AND LESS,3 PHASES
3483040E | 340509.78 |  |  |  | TEM: RIDGE AT BELLE MEADOWS PH | TEM: RIDGE AT BELLE MEADOWS PHASE 1 & 2, CITY LIGHTS DPX | 2022-11-08
3483040E |  | 3405.09 | 364 | 0001 | SINGLE CROSSARM
3483040E |  | 6810.19 | 364 | 0280 | POLE, WOOD, 45'
3483040E |  | 57886.66 | 366 | 1010 | CONDUIT
3483040E |  | 61291.76 | 366 | 1150 | SECONDARY BOX
3483040E |  | 27240.78 | 366 | 1400 | PADS OR FOUNDATIONS, SMALL, LESS THAN 50 SQ FT
3483040E |  | 61291.8 | 367 | 0020 | CONDUCTOR, ALUMINUM, LESS THEN 4/0
3483040E |  | 40861.17 | 367 | 0025 | CONDUCTOR, ALUMINUM, 4/0 AND GREATER
3483040E |  | 10215.29 | 367 | 0100 | FAULT INDICATOR
3483040E |  | 6810.19 | 373 | 0025 | CONDUCTOR, ALUMINUM, UNDERGROUND
3483040E |  | 10215.29 | 373 | 1200 | LUMINAIRE, OTHER, 100W
3483040E |  | 10215.29 | 373 | 1375 | CONDUIT
3483040E |  | 44266.27 | 373 | 1520 | STANDARD, METAL, ABOVE 25'
3483119E | 315702.77 |  |  |  | DNE/DAL - TENISON VILLAGE - 48 | DNE/DAL - TENISON VILLAGE - 4800 SAMUELL BLVD / SM | 2022-03-17
3483119E |  | 66297.57 | 366 | 1010 | CONDUIT
3483119E |  | 44198.39 | 366 | 1150 | SECONDARY BOX
3483119E |  | 3157.01 | 366 | 1200 | MANHOLE, 0-100 CU FT
3483119E |  | 31570.26 | 366 | 1400 | PADS OR FOUNDATIONS, SMALL, LESS THAN 50 SQ FT
3483119E |  | 69454.71 | 367 | 0020 | CONDUCTOR, ALUMINUM, LESS THEN 4/0
3483119E |  | 41041.35 | 367 | 0025 | CONDUCTOR, ALUMINUM, 4/0 AND GREATER
3483119E |  | 9471.08 | 367 | 0100 | FAULT INDICATOR
3483119E |  | 3157.01 | 373 | 0025 | CONDUCTOR, ALUMINUM, UNDERGROUND
3483119E |  | 12628.11 | 373 | 1200 | LUMINAIRE, OTHER, 100W
3483119E |  | 6314.04 | 373 | 1375 | CONDUIT
3483119E |  | 28413.24 | 373 | 1625 | STANDARD, OTHER, 25' AND UNDER
3483164E | 1425380.74 |  |  |  | TEM: BELTON TXDOT RELOC AT SL | TEM: BELTON TXDOT RELOC AT SL 121 FROM FM439 TO HWY 190-JFP | 2022-08-12
3483164E |  | 171045.67 | 364 | 0001 | SINGLE CROSSARM
3483164E |  | 171045.67 | 364 | 0280 | POLE, WOOD, 45'
3483164E |  | 57015.21 | 364 | 0300 | POLE, WOOD, 50'
3483164E |  | 57015.21 | 364 | 0320 | POLE, WOOD, 55'
3483164E |  | 256568.51 | 364 | 0330 | POLE, CONCRETE, 55'
3483164E |  | 85522.82 | 364 | 0335 | POLE, WOOD, 60'
3483164E |  | 42761.4 | 364 | 0345 | POLE, OTHER, 60'
3483164E |  | 42761.4 | 364 | 0350 | POLE, WOOD, 65'
3483164E |  | 28507.6 | 364 | 0365 | POLE, WOOD, 70'
3483164E |  | 128284.24 | 364 | 0375 | POLE, OTHER, 70'
3483164E |  | 14253.79 | 365 | 0010 | CONDUCTOR, ALUMINUM, LESS THAN 4/0
3483164E |  | 299330.27 | 365 | 0020 | CONDUCTOR, ALUMINUM, 4/0 AND GREATER
3483164E |  | 14253.79 | 365 | 6010 | AIRBREAK SWITCH, WITH OR WITHOUT OPERATOR
3483164E |  | 14253.79 | 367 | 0020 | CONDUCTOR, ALUMINUM, LESS THEN 4/0
3483164E |  | 14253.79 | 369 | 0100 | SERVICE, OVERHEAD, 4/0 AND LESS, SINGLE PHASE
3483164E |  | 14253.79 | 373 | 1220 | LUMINAIRE, OTHER, 250W
3483164E |  | 14253.79 | 373 | 1515 | STANDARD, METAL, 25' AND UNDER
3483810E | 141335.56 |  |  |  | RRK - SIENA LUXURY APARTMENTS | RRK - SIENA LUXURY APARTMENTS CV | 2022-08-11
3483810E |  | 1413.36 | 364 | 0001 | SINGLE CROSSARM
3483810E |  | 7066.78 | 364 | 0300 | POLE, WOOD, 50'
3483810E |  | 1413.36 | 365 | 0010 | CONDUCTOR, ALUMINUM, LESS THAN 4/0
3483810E |  | 39573.96 | 366 | 1010 | CONDUIT
3483810E |  | 24027.06 | 366 | 1400 | PADS OR FOUNDATIONS, SMALL, LESS THAN 50 SQ FT
3483810E |  | 48054.05 | 367 | 0020 | CONDUCTOR, ALUMINUM, LESS THEN 4/0
3483810E |  | 7066.78 | 367 | 0100 | FAULT INDICATOR
3483810E |  | 12720.21 | 369 | 1200 | SERVICE, UNDERGROUND, GREATER THAN 4/0, SINGLE PH
3483849E | 245237.82 |  |  |  | ARL 2018 Q2 P073 CY FDR AUTO P | ARL 2018 Q2 P073 CY FDR AUTO PJT MNFLD2672 RECON | 2021-12-12
3483849E |  | 24523.74 | 364 | 0001 | SINGLE CROSSARM
3483849E |  | 100547.46 | 364 | 0280 | POLE, WOOD, 45'
3483849E |  | 103000.06 | 365 | 0020 | CONDUCTOR, ALUMINUM, 4/0 AND GREATER
3483849E |  | 2452.33 | 366 | 1010 | CONDUIT
3483849E |  | 14714.23 | 367 | 0025 | CONDUCTOR, ALUMINUM, 4/0 AND GREATER
3483926E | 350932.34 |  |  |  | MCK/FRI - BRINKMAN PH 3 - ELD | MCK/FRI - BRINKMAN PH 3 - ELDORADO AT RESEARCH /MA | 2022-03-10
3483926E |  | 3509.32 | 364 | 0001 | SINGLE CROSSARM
3483926E |  | 3509.32 | 364 | 0260 | POLE, WOOD, 40'
3483926E |  | 3509.32 | 365 | 0010 | CONDUCTOR, ALUMINUM, LESS THAN 4/0
3483926E |  | 56149.18 | 366 | 1010 | CONDUIT
3483926E |  | 17546.63 | 366 | 1100 | PRIMARY BOX
3483926E |  | 3509.32 | 366 | 1200 | MANHOLE, 0-100 CU FT
3483926E |  | 17546.63 | 366 | 1400 | PADS OR FOUNDATIONS, SMALL, LESS THAN 50 SQ FT
3483926E |  | 3509.32 | 366 | 1410 | PADS OR FOUNDATIONS, MEDIUM, 50-100 SQ FT
3483926E |  | 129844.95 | 367 | 0020 | CONDUCTOR, ALUMINUM, LESS THEN 4/0
3483926E |  | 21055.94 | 367 | 0025 | CONDUCTOR, ALUMINUM, 4/0 AND GREATER
3483926E |  | 87733.09 | 367 | 5190 | SWITCHGEAR, PADMOUNT, 25KV
3483926E |  | 3509.32 | 369 | 1300 | SERVICE, UNDERGROUND, 4/0 AND LESS,3 PHASES
3483998E | 423762.05 |  |  |  | DES/DSW - URBY - HI LINE DR. 7 | DES/DSW - URBY - HI LINE DR. 75207/ SH | 2022-03-08
3483998E |  | 4237.62 | 365 | 0010 | CONDUCTOR, ALUMINUM, LESS THAN 4/0
3483998E |  | 33900.96 | 366 | 1010 | CONDUIT
3483998E |  | 8475.24 | 366 | 1100 | PRIMARY BOX
3483998E |  | 16950.48 | 366 | 1410 | PADS OR FOUNDATIONS, MEDIUM, 50-100 SQ FT
3483998E |  | 8475.24 | 366 | 1420 | PADS OR FOUNDATIONS, LARGE, OVER 100 SQ FT
3483998E |  | 4237.62 | 367 | 0020 | CONDUCTOR, ALUMINUM, LESS THEN 4/0
3483998E |  | 21188.1 | 367 | 0025 | CONDUCTOR, ALUMINUM, 4/0 AND GREATER
3483998E |  | 4237.62 | 367 | 0100 | FAULT INDICATOR
3483998E |  | 322059.17 | 367 | 5190 | SWITCHGEAR, PADMOUNT, 25KV
3484590E | 312415.43 |  |  |  | KRT/KIL - BELLA CHARCA PHASE I | KRT/KIL - BELLA CHARCA PHASE IX - OLD NOLANVILLE RD / DMG | 2022-05-24
3484590E |  | 99973 | 366 | 1010 | CONDUIT
3484590E |  | 28117.38 | 366 | 1150 | SECONDARY BOX
3484590E |  | 3124.15 | 366 | 1200 | MANHOLE, 0-100 CU FT
3484590E |  | 12496.61 | 366 | 1400 | PADS OR FOUNDATIONS, SMALL, LESS THAN 50 SQ FT
3484590E |  | 53110.62 | 367 | 0020 | CONDUCTOR, ALUMINUM, LESS THEN 4/0
3484590E |  | 56234.77 | 367 | 0025 | CONDUCTOR, ALUMINUM, 4/0 AND GREATER
3484590E |  | 3124.15 | 367 | 0100 | FAULT INDICATOR
3484590E |  | 12496.61 | 373 | 1250 | LUMINAIRE, LED, 40W TO 150W
3484590E |  | 6248.3 | 373 | 1375 | CONDUIT
3484590E |  | 3124.15 | 373 | 1515 | STANDARD, METAL, 25' AND UNDER
3484590E |  | 34365.69 | 373 | 1520 | STANDARD, METAL, ABOVE 25'
3484615E | 441777.3 |  |  |  | FWN/FNO - CITY POINT PH 1 - 19 | FWN/FNO - CITY POINT PH 1 - 196 LOTS /RD | 2022-03-29
3484615E |  | 44177.72 | 366 | 1010 | CONDUIT
3484615E |  | 30924.42 | 366 | 1150 | SECONDARY BOX
3484615E |  | 13253.31 | 366 | 1400 | PADS OR FOUNDATIONS, SMALL, LESS THAN 50 SQ FT
3484615E |  | 44177.72 | 367 | 0020 | CONDUCTOR, ALUMINUM, LESS THEN 4/0
3484615E |  | 22088.86 | 367 | 0025 | CONDUCTOR, ALUMINUM, 4/0 AND GREATER
3484615E |  | 4417.78 | 367 | 0100 | FAULT INDICATOR
3484615E |  | 8835.54 | 373 | 0025 | CONDUCTOR, ALUMINUM, UNDERGROUND
3484615E |  | 123697.64 | 373 | 1250 | LUMINAIRE, LED, 40W TO 150W
3484615E |  | 17671.08 | 373 | 1375 | CONDUIT
3484615E |  | 132533.23 | 373 | 1515 | STANDARD, METAL, 25' AND UNDER
3484821E | 185596.06 |  |  |  | RRK-NORTHTOWN APT 610 WELLS B | RRK-NORTHTOWN APT 610 WELLS BRANCH PKWY 336 UNITS /JJ | 2022-04-08
3484821E |  | 1855.96 | 364 | 0001 | SINGLE CROSSARM
3484821E |  | 11135.76 | 364 | 0280 | POLE, WOOD, 45'
3484821E |  | 50110.92 | 366 | 1010 | CONDUIT
3484821E |  | 3711.92 | 366 | 1200 | MANHOLE, 0-100 CU FT
3484821E |  | 24127.48 | 366 | 1400 | PADS OR FOUNDATIONS, SMALL, LESS THAN 50 SQ FT
3484821E |  | 68670.58 | 367 | 0020 | CONDUCTOR, ALUMINUM, LESS THEN 4/0
3484821E |  | 14847.68 | 367 | 0025 | CONDUCTOR, ALUMINUM, 4/0 AND GREATER
3484821E |  | 11135.76 | 367 | 0100 | FAULT INDICATOR
3484957E | 217233.47 |  |  |  | RRJ: TAY: THE GROVE AT BULL CR | RRJ: TAY: THE GROVE AT BULL CREEK PHASE 2 JK | 2022-02-15
3484957E |  | 71687.04 | 366 | 1010 | CONDUIT
3484957E |  | 28240.35 | 366 | 1150 | SECONDARY BOX
3484957E |  | 8689.34 | 366 | 1400 | PADS OR FOUNDATIONS, SMALL, LESS THAN 50 SQ FT
3484957E |  | 39102.03 | 367 | 0020 | CONDUCTOR, ALUMINUM, LESS THEN 4/0
3484957E |  | 32585.02 | 367 | 0025 | CONDUCTOR, ALUMINUM, 4/0 AND GREATER
3484957E |  | 2172.34 | 367 | 0100 | FAULT INDICATOR
3484957E |  | 2172.34 | 373 | 0025 | CONDUCTOR, ALUMINUM, UNDERGROUND
3484957E |  | 6517 | 373 | 1250 | LUMINAIRE, LED, 40W TO 150W
3484957E |  | 4344.67 | 373 | 1375 | CONDUIT
3484957E |  | 21723.34 | 373 | 1520 | STANDARD, METAL, ABOVE 25'
3485280E | 391779.65 |  |  |  | TAY - DURANGO FARMS PHASE 1 FM | TAY - DURANGO FARMS PHASE 1 FM 1660 & MAGER LN CV | 2022-01-13
3485280E |  | 58766.94 | 366 | 1010 | CONDUIT
3485280E |  | 39177.96 | 366 | 1150 | SECONDARY BOX
3485280E |  | 15671.17 | 366 | 1410 | PADS OR FOUNDATIONS, MEDIUM, 50-100 SQ FT
3485280E |  | 54849.14 | 367 | 0020 | CONDUCTOR, ALUMINUM, LESS THEN 4/0
3485280E |  | 54849.14 | 367 | 0025 | CONDUCTOR, ALUMINUM, 4/0 AND GREATER
3485280E |  | 7835.58 | 367 | 0100 | FAULT INDICATOR
3485280E |  | 3917.79 | 373 | 0025 | CONDUCTOR, ALUMINUM, UNDERGROUND
3485280E |  | 70520.33 | 373 | 1250 | LUMINAIRE, LED, 40W TO 150W
3485280E |  | 7835.58 | 373 | 1375 | CONDUIT
3485280E |  | 78356.02 | 373 | 1515 | STANDARD, METAL, 25' AND UNDER
3485723E | 188595.42 |  |  |  | MCK/MCK - PRINCETON LAKESIDE E | MCK/MCK - PRINCETON LAKESIDE ESTATES - CR 448 PRINCETON / RR | 2022-07-11
3485723E |  | 1885.96 | 364 | 0001 | SINGLE CROSSARM
3485723E |  | 3771.91 | 364 | 0280 | POLE, WOOD, 45'
3485723E |  | 66008.4 | 366 | 1010 | CONDUIT
3485723E |  | 7543.81 | 366 | 1150 | SECONDARY BOX
3485723E |  | 9429.77 | 366 | 1400 | PADS OR FOUNDATIONS, SMALL, LESS THAN 50 SQ FT
3485723E |  | 66008.39 | 367 | 0020 | CONDUCTOR, ALUMINUM, LESS THEN 4/0
3485723E |  | 32061.22 | 367 | 0025 | CONDUCTOR, ALUMINUM, 4/0 AND GREATER
3485723E |  | 1885.96 | 367 | 0100 | FAULT INDICATOR
3485755E | 201639.33 |  |  |  | MDL-FLAT IRON SUBDIVISON (52 L | MDL-FLAT IRON SUBDIVISON (52 LOTS)-JRH | 2022-03-16
3485755E |  | 2016.39 | 364 | 0001 | SINGLE CROSSARM
3485755E |  | 8065.57 | 364 | 0280 | POLE, WOOD, 45'
3485755E |  | 54442.62 | 366 | 1010 | CONDUIT
3485755E |  | 12098.36 | 366 | 1150 | SECONDARY BOX
3485755E |  | 24196.73 | 366 | 1400 | PADS OR FOUNDATIONS, SMALL, LESS THAN 50 SQ FT
3485755E |  | 74606.56 | 367 | 0020 | CONDUCTOR, ALUMINUM, LESS THEN 4/0
3485755E |  | 18147.53 | 367 | 0025 | CONDUCTOR, ALUMINUM, 4/0 AND GREATER
3485755E |  | 8065.57 | 367 | 0100 | FAULT INDICATOR
3486108E | 136451.62 |  |  |  | DNO OFFSITE SERITAGE MULTI FAM | DNO OFFSITE SERITAGE MULTI FAMILY SJH | 2022-07-12
3486108E |  | 1364.49 | 364 | 0001 | SINGLE CROSSARM
3486108E |  | 2729.01 | 364 | 0280 | POLE, WOOD, 45'
3486108E |  | 1364.49 | 365 | 0010 | CONDUCTOR, ALUMINUM, LESS THAN 4/0
3486108E |  | 2729.01 | 366 | 1010 | CONDUIT
3486108E |  | 9551.59 | 367 | 0020 | CONDUCTOR, ALUMINUM, LESS THEN 4/0
3486108E |  | 118713.03 | 367 | 0025 | CONDUCTOR, ALUMINUM, 4/0 AND GREATER
3486533E | 544124.14 |  |  |  | ODE: OFFSITE LINE EXTENSION FO | MDL: OFFSITE LINE EXTENSION FOR LA ESTANCIA SUBDIVISION - SM | 2022-07-20
3486533E |  | 5441.23 | 364 | 0001 | SINGLE CROSSARM
3486533E |  | 5441.23 | 364 | 0280 | POLE, WOOD, 45'
3486533E |  | 5441.23 | 365 | 0010 | CONDUCTOR, ALUMINUM, LESS THAN 4/0
3486533E |  | 5441.23 | 365 | 0020 | CONDUCTOR, ALUMINUM, 4/0 AND GREATER
3486533E |  | 157796 | 366 | 1010 | CONDUIT
3486533E |  | 10882.48 | 366 | 1100 | PRIMARY BOX
3486533E |  | 16323.71 | 366 | 1410 | PADS OR FOUNDATIONS, MEDIUM, 50-100 SQ FT
3486533E |  | 146913.5 | 367 | 0025 | CONDUCTOR, ALUMINUM, 4/0 AND GREATER
3486533E |  | 5441.23 | 367 | 0100 | FAULT INDICATOR
3486533E |  | 185002.3 | 367 | 5190 | SWITCHGEAR, PADMOUNT, 25KV
3486684E | 633163.35 |  |  |  | Q2 BIG: P4 OPERATING - IDEN PM | Q2 BIG: P4 OPERATING - IDEN PME ADDED LOAD-OFFSITE | 2022-01-28
3486684E |  | 69647.98 | 364 | 0001 | SINGLE CROSSARM
3486684E |  | 6331.64 | 364 | 0240 | POLE, WOOD, 35'
3486684E |  | 6331.64 | 364 | 0260 | POLE, WOOD, 40'
3486684E |  | 12663.27 | 364 | 0280 | POLE, WOOD, 45'
3486684E |  | 208943.91 | 364 | 0300 | POLE, WOOD, 50'
3486684E |  | 25326.54 | 364 | 0320 | POLE, WOOD, 55'
3486684E |  | 25326.54 | 365 | 0010 | CONDUCTOR, ALUMINUM, LESS THAN 4/0
3486684E |  | 234270.39 | 365 | 0020 | CONDUCTOR, ALUMINUM, 4/0 AND GREATER
3486684E |  | 18994.9 | 365 | 6010 | AIRBREAK SWITCH, WITH OR WITHOUT OPERATOR
3486684E |  | 18994.9 | 367 | 0025 | CONDUCTOR, ALUMINUM, 4/0 AND GREATER
3486684E |  | 6331.64 | 367 | 0100 | FAULT INDICATOR
3486829E | 177296.38 |  |  |  | FBR/IRV/ JPI TEXAS PLAZA II/RH | FBR/IRV/ JPI TEXAS PLAZA II/RH | 2022-07-26
3486829E |  | 51415.93 | 366 | 1010 | CONDUIT
3486829E |  | 15956.65 | 366 | 1400 | PADS OR FOUNDATIONS, SMALL, LESS THAN 50 SQ FT
3486829E |  | 3545.9 | 366 | 1405 | PADS OR FOUNDATIONS, CONCRETE, 50 - 100 SQ FT
3486829E |  | 3545.9 | 366 | 1410 | PADS OR FOUNDATIONS, MEDIUM, 50-100 SQ FT
3486829E |  | 63826.85 | 367 | 0020 | CONDUCTOR, ALUMINUM, LESS THEN 4/0
3486829E |  | 5318.87 | 367 | 0100 | FAULT INDICATOR
3486829E |  | 33686.28 | 369 | 1200 | SERVICE, UNDERGROUND, GREATER THAN 4/0, SINGLE PH
3487229E | 132681.17 |  |  |  | ARL:NATIONAL MEDAL OF HONOR MU | ARL:NATIONAL MEDAL OF HONOR MUSEUM RELOCATION RT | 2022-08-20
3487229E |  | 11941.3 | 367 | 0020 | CONDUCTOR, ALUMINUM, LESS THEN 4/0
3487229E |  | 31843.48 | 367 | 0025 | CONDUCTOR, ALUMINUM, 4/0 AND GREATER
3487229E |  | 88896.39 | 367 | 5190 | SWITCHGEAR, PADMOUNT, 25KV
3487482E | 292399.41 |  |  |  | DES/WAX - LIGHT MANUFACTURING | DES/WAX - LIGHT MANUFACTURING BUILDING - 5200 STERILITE DR/Z | 2022-09-26
3487482E |  | 5847.98 | 364 | 0001 | SINGLE CROSSARM
3487482E |  | 11695.97 | 364 | 0280 | POLE, WOOD, 45'
3487482E |  | 2923.99 | 364 | 0300 | POLE, WOOD, 50'
3487482E |  | 5847.98 | 365 | 0020 | CONDUCTOR, ALUMINUM, 4/0 AND GREATER
3487482E |  | 29239.93 | 365 | 5650 | DIST AUTOMATION CONTROL OVERHEAD
3487482E |  | 14619.96 | 365 | 6010 | AIRBREAK SWITCH, WITH OR WITHOUT OPERATOR
3487482E |  | 78947.83 | 365 | 6030 | RECLOSER,2 OR 3 PHASE,OVER 13.2KV,0-3000 AMP
3487482E |  | 2923.99 | 366 | 1010 | CONDUIT
3487482E |  | 17543.96 | 367 | 0020 | CONDUCTOR, ALUMINUM, LESS THEN 4/0
3487482E |  | 122807.82 | 367 | 0025 | CONDUCTOR, ALUMINUM, 4/0 AND GREATER
3487708E | 223134.74 |  |  |  | RRK - CASTLEWOOD PHASE 1 | RRK - CASTLEWOOD PHASE 1 CV | 2022-02-28
3487708E |  | 44627.11 | 366 | 1010 | CONDUIT
3487708E |  | 26776.15 | 366 | 1150 | SECONDARY BOX
3487708E |  | 17850.76 | 366 | 1400 | PADS OR FOUNDATIONS, SMALL, LESS THAN 50 SQ FT
3487708E |  | 44626.93 | 367 | 0020 | CONDUCTOR, ALUMINUM, LESS THEN 4/0
3487708E |  | 29007.5 | 367 | 0025 | CONDUCTOR, ALUMINUM, 4/0 AND GREATER
3487708E |  | 4462.68 | 367 | 0100 | FAULT INDICATOR
3487708E |  | 4462.68 | 373 | 0025 | CONDUCTOR, ALUMINUM, UNDERGROUND
3487708E |  | 6694.02 | 373 | 1200 | LUMINAIRE, OTHER, 100W
3487708E |  | 8925.37 | 373 | 1375 | CONDUIT
3487708E |  | 35701.54 | 373 | 1520 | STANDARD, METAL, ABOVE 25'
3488427E | 114851.72 |  |  |  | MCK: MONTGOMERY RIDGE APT 2 DA | MCK: MONTGOMERY RIDGE APT 2 DAVIS DL 486 | 2022-11-08
3488427E |  | 20673.3 | 366 | 1010 | CONDUIT
3488427E |  | 18376.27 | 366 | 1400 | PADS OR FOUNDATIONS, SMALL, LESS THAN 50 SQ FT
3488427E |  | 4594.06 | 366 | 1410 | PADS OR FOUNDATIONS, MEDIUM, 50-100 SQ FT
3488427E |  | 45940.72 | 367 | 0020 | CONDUCTOR, ALUMINUM, LESS THEN 4/0
3488427E |  | 5742.58 | 367 | 0100 | FAULT INDICATOR
3488427E |  | 19524.79 | 369 | 1200 | SERVICE, UNDERGROUND, GREATER THAN 4/0, SINGLE PH
3489126E | 888613.13 |  |  |  | MCK-PRI-CYPRESS CREEK APTS OFF | MCK-PRI-CYPRESS CREEK APTS OFFSITE | 2022-05-19
3489126E |  | 71089.03 | 364 | 0001 | SINGLE CROSSARM
3489126E |  | 88861.28 | 364 | 0280 | POLE, WOOD, 45'
3489126E |  | 26658.37 | 364 | 0300 | POLE, WOOD, 50'
3489126E |  | 35544.51 | 364 | 0310 | POLE, CONCRETE, 50'
3489126E |  | 8886.12 | 364 | 0320 | POLE, WOOD, 55'
3489126E |  | 79975.16 | 364 | 0330 | POLE, CONCRETE, 55'
3489126E |  | 577598.66 | 365 | 0020 | CONDUCTOR, ALUMINUM, 4/0 AND GREATER
3489389E | 103247.27 |  |  |  | RRK: SPARROW APTS JK | RRK: SPARROW APTS JK | 2022-04-08
3489389E |  | 2064.94 | 364 | 0001 | SINGLE CROSSARM
3489389E |  | 4129.89 | 364 | 0300 | POLE, WOOD, 50'
3489389E |  | 1032.47 | 365 | 0010 | CONDUCTOR, ALUMINUM, LESS THAN 4/0
3489389E |  | 13422.14 | 366 | 1010 | CONDUIT
3489389E |  | 20649.46 | 366 | 1100 | PRIMARY BOX
3489389E |  | 61948.37 | 367 | 0020 | CONDUCTOR, ALUMINUM, LESS THEN 4/0
3489398E | 579430.23 |  |  |  | 2020NMWL05 ORAN 1501 RECONDUCT | 2020NMWL05 ORAN 1501 RECONDUCTOR | 2022-01-04
3489398E |  | 63737.32 | 364 | 0001 | SINGLE CROSSARM
3489398E |  | 5794.3 | 364 | 0240 | POLE, WOOD, 35'
3489398E |  | 214389.18 | 364 | 0280 | POLE, WOOD, 45'
3489398E |  | 23177.2 | 365 | 0010 | CONDUCTOR, ALUMINUM, LESS THAN 4/0
3489398E |  | 272332.23 | 365 | 0020 | CONDUCTOR, ALUMINUM, 4/0 AND GREATER
3489426E | 1651154.92 |  |  |  | BIG SPRING BIRCH OPERATING PME | BIG SPRING BIRCH OPERATING PME 4 OFFSITE 2 JW PE | 2022-01-10
3489426E |  | 165115.5 | 364 | 0001 | SINGLE CROSSARM
3489426E |  | 511858.02 | 364 | 0300 | POLE, WOOD, 50'
3489426E |  | 99069.3 | 364 | 0320 | POLE, WOOD, 55'
3489426E |  | 132092.41 | 365 | 0010 | CONDUCTOR, ALUMINUM, LESS THAN 4/0
3489426E |  | 709996.59 | 365 | 0020 | CONDUCTOR, ALUMINUM, 4/0 AND GREATER
3489426E |  | 16511.55 | 365 | 6010 | AIRBREAK SWITCH, WITH OR WITHOUT OPERATOR
3489426E |  | 16511.55 | 369 | 0100 | SERVICE, OVERHEAD, 4/0 AND LESS, SINGLE PHASE
3489427E | 268656.55 |  |  |  | BIG SPRING BIRCH OPERATING PME | BIG SPRING BIRCH OPERATING PME 4 VOLTAGE CONVERT 1 JW PE | 2022-03-09
3489427E |  | 139701.42 | 364 | 0001 | SINGLE CROSSARM
3489427E |  | 128955.13 | 365 | 6010 | AIRBREAK SWITCH, WITH OR WITHOUT OPERATOR
3489428E | 240723.6 |  |  |  | BIG SPRING BIRCH OPERATING PME | BIG SPRING BIRCH OPERATING PME 4 VOLT CONVERSION PT 2 JW PE | 2022-03-09
3489428E |  | 33701.3 | 364 | 0001 | SINGLE CROSSARM
3489428E |  | 4814.47 | 364 | 0260 | POLE, WOOD, 40'
3489428E |  | 12036.17 | 364 | 0280 | POLE, WOOD, 45'
3489428E |  | 77031.59 | 364 | 0300 | POLE, WOOD, 50'
3489428E |  | 7221.7 | 364 | 0320 | POLE, WOOD, 55'
3489428E |  | 77031.55 | 365 | 0010 | CONDUCTOR, ALUMINUM, LESS THAN 4/0
3489428E |  | 2407.23 | 365 | 0020 | CONDUCTOR, ALUMINUM, 4/0 AND GREATER
3489428E |  | 26479.59 | 365 | 6010 | AIRBREAK SWITCH, WITH OR WITHOUT OPERATOR
3489529E | 1163150.18 |  |  |  | MID: ENDEAVOR ENERGY- FRONTAGE | MID: ENDEAVOR ENERGY- FRONTAGE ROAD PME OFF-SITE 1-JW-PWR | 2022-09-27
3489529E |  | 116314.99 | 364 | 0001 | SINGLE CROSSARM
3489529E |  | 11631.48 | 364 | 0002 | DOUBLE CROSSARMS
3489529E |  | 81420.49 | 364 | 0280 | POLE, WOOD, 45'
3489529E |  | 279156.02 | 364 | 0300 | POLE, WOOD, 50'
3489529E |  | 11631.48 | 364 | 0320 | POLE, WOOD, 55'
3489529E |  | 69788.98 | 365 | 0010 | CONDUCTOR, ALUMINUM, LESS THAN 4/0
3489529E |  | 546680.76 | 365 | 0020 | CONDUCTOR, ALUMINUM, 4/0 AND GREATER
3489529E |  | 46525.98 | 365 | 6010 | AIRBREAK SWITCH, WITH OR WITHOUT OPERATOR
3489530E | 782395.58 |  |  |  | MID: ENDEAVOR ENERGY- FRONTAGE | MID: ENDEAVOR ENERGY- FRONTAGE ROAD PME OFFSITE 2-JW-PWR | 2022-05-24
3489530E |  | 78239.54 | 364 | 0001 | SINGLE CROSSARM
3489530E |  | 7823.94 | 364 | 0002 | DOUBLE CROSSARMS
3489530E |  | 258190.54 | 364 | 0280 | POLE, WOOD, 45'
3489530E |  | 39119.77 | 364 | 0300 | POLE, WOOD, 50'
3489530E |  | 7823.94 | 364 | 0320 | POLE, WOOD, 55'
3489530E |  | 367726.03 | 365 | 0020 | CONDUCTOR, ALUMINUM, 4/0 AND GREATER
3489530E |  | 7823.94 | 366 | 1150 | SECONDARY BOX
3489530E |  | 7823.94 | 367 | 0020 | CONDUCTOR, ALUMINUM, LESS THEN 4/0
3489530E |  | 7823.94 | 369 | 0100 | SERVICE, OVERHEAD, 4/0 AND LESS, SINGLE PHASE
3489531E | 1232714.26 |  |  |  | MID: ENDEAVOR ENERGY- FRONTAGE | MID: ENDEAVOR ENERGY- FRONTAGE RAOD PME- OFFSITE #3 | 2022-10-10
3489531E |  | 110944.28 | 364 | 0001 | SINGLE CROSSARM
3489531E |  | 12327.13 | 364 | 0002 | DOUBLE CROSSARMS
3489531E |  | 12327.13 | 364 | 0260 | POLE, WOOD, 40'
3489531E |  | 221888.56 | 364 | 0280 | POLE, WOOD, 45'
3489531E |  | 49308.56 | 364 | 0300 | POLE, WOOD, 50'
3489531E |  | 24654.28 | 364 | 0320 | POLE, WOOD, 55'
3489531E |  | 12327.13 | 364 | 0335 | POLE, WOOD, 60'
3489531E |  | 24654.28 | 364 | 0350 | POLE, WOOD, 65'
3489531E |  | 61635.7 | 365 | 0010 | CONDUCTOR, ALUMINUM, LESS THAN 4/0
3489531E |  | 431450.19 | 365 | 0020 | CONDUCTOR, ALUMINUM, 4/0 AND GREATER
3489531E |  | 12327.13 | 365 | 1000 | FAULT INDICATOR
3489531E |  | 36981.42 | 365 | 5650 | DIST AUTOMATION CONTROL OVERHEAD
3489531E |  | 86289.98 | 365 | 6010 | AIRBREAK SWITCH, WITH OR WITHOUT OPERATOR
3489531E |  | 49308.56 | 365 | 6030 | RECLOSER,2 OR 3 PHASE,OVER 13.2KV,0-3000 AMP
3489531E |  | 12327.13 | 366 | 1010 | CONDUIT
3489531E |  | 24654.28 | 366 | 1100 | PRIMARY BOX
3489531E |  | 12327.13 | 366 | 1150 | SECONDARY BOX
3489531E |  | 12327.13 | 366 | 1200 | MANHOLE, 0-100 CU FT
3489531E |  | 12327.13 | 367 | 0020 | CONDUCTOR, ALUMINUM, LESS THEN 4/0
3489531E |  | 12327.13 | 367 | 0025 | CONDUCTOR, ALUMINUM, 4/0 AND GREATER
3489857E | 189003.64 |  |  |  | ABC BEN - HANNA RANCH PHASE 2 | ABC BEN - HANNA RANCH PHASE 2 - HANNA RANCH BLVD RE | 2022-09-19
3489857E |  | 1890.02 | 364 | 0001 | SINGLE CROSSARM
3489857E |  | 3780.06 | 364 | 0260 | POLE, WOOD, 40'
3489857E |  | 54811.15 | 366 | 1010 | CONDUIT
3489857E |  | 22680.42 | 366 | 1150 | SECONDARY BOX
3489857E |  | 3780.06 | 366 | 1200 | MANHOLE, 0-100 CU FT
3489857E |  | 11340.21 | 366 | 1400 | PADS OR FOUNDATIONS, SMALL, LESS THAN 50 SQ FT
3489857E |  | 43470.83 | 367 | 0020 | CONDUCTOR, ALUMINUM, LESS THEN 4/0
3489857E |  | 43470.83 | 367 | 0025 | CONDUCTOR, ALUMINUM, 4/0 AND GREATER
3489857E |  | 3780.06 | 367 | 0100 | FAULT INDICATOR
3490153E | 143751.7 |  |  |  | MCK IRV MERCER CROSSING MERCE | MCK IRV MERCER CROSSING MERCER PARKWAY COMMERCE ST OA | 2022-05-26
3490153E |  | 63250.77 | 366 | 1010 | CONDUIT
3490153E |  | 12937.65 | 366 | 1400 | PADS OR FOUNDATIONS, SMALL, LESS THAN 50 SQ FT
3490153E |  | 2875.03 | 366 | 1410 | PADS OR FOUNDATIONS, MEDIUM, 50-100 SQ FT
3490153E |  | 50313.09 | 367 | 0020 | CONDUCTOR, ALUMINUM, LESS THEN 4/0
3490153E |  | 10062.61 | 367 | 0025 | CONDUCTOR, ALUMINUM, 4/0 AND GREATER
3490153E |  | 4312.55 | 367 | 0100 | FAULT INDICATOR
3490189E | 100360.46 |  |  |  | STN: PLAINS PIPELINE - DIAMOND | STN: PLAINS PIPELINE - DIAMONDBACK WOLFCOTT | 2022-02-25
3490189E |  | 19068.49 | 364 | 0001 | SINGLE CROSSARM
3490189E |  | 4014.41 | 364 | 0280 | POLE, WOOD, 45'
3490189E |  | 34122.58 | 364 | 0300 | POLE, WOOD, 50'
3490189E |  | 34122.55 | 365 | 0010 | CONDUCTOR, ALUMINUM, LESS THAN 4/0
3490189E |  | 3010.81 | 366 | 1010 | CONDUIT
3490189E |  | 6021.62 | 367 | 0020 | CONDUCTOR, ALUMINUM, LESS THEN 4/0
3490502E | 222244.12 |  |  |  | DSW:UGCP_CHROW0002- REPLACE PI | DSW:UGCP_CHROW0002- REPLACE PILC- CHANCELLOR ROW | 2022-10-03
3490502E |  | 2222.43 | 366 | 1010 | CONDUIT
3490502E |  | 220021.69 | 367 | 0015 | CONDUCTOR, COPPER, 2/0 AND GREATER
3490513E | 106138.57 |  |  |  | DSW UGCP CHROW0007 REPLACE PIL | DSW UGCP CHROW0007 REPLACE PILC CABLE CHANCELLOR ROW | 2022-05-24
3490513E |  | 106138.57 | 367 | 0015 | CONDUCTOR, COPPER, 2/0 AND GREATER
3490521E | 173530.54 |  |  |  | DSW UGCP STHRL0008- REPLACE UG | DSW UGCP STHRL0008- REPLACE UG CABLE 1410 SARGENT RD | 2022-09-16
3490521E |  | 1735.29 | 366 | 1010 | CONDUIT
3490521E |  | 171795.25 | 367 | 0015 | CONDUCTOR, COPPER, 2/0 AND GREATER
3490523E | 220783.91 |  |  |  | DSW UGCP STHRL0002 REPLACE PIL | DSW UGCP STHRL0002 REPLACE PILC CABLE 1410 SARGENT RD | 2022-09-16
3490523E |  | 2207.83 | 366 | 1010 | CONDUIT
3490523E |  | 218576.08 | 367 | 0015 | CONDUCTOR, COPPER, 2/0 AND GREATER
3490575E | 562527.11 |  |  |  | BILL CROLLEY - EPICCENTRAL - | BILL CROLLEY - EPICCENTRAL - HIGHWAY 161FRONTAGE RD/NH | 2022-08-30
3490575E |  | 5625.27 | 364 | 0280 | POLE, WOOD, 45'
3490575E |  | 5625.27 | 365 | 0010 | CONDUCTOR, ALUMINUM, LESS THAN 4/0
3490575E |  | 5625.27 | 366 | 1410 | PADS OR FOUNDATIONS, MEDIUM, 50-100 SQ FT
3490575E |  | 78753.79 | 367 | 0020 | CONDUCTOR, ALUMINUM, LESS THEN 4/0
3490575E |  | 241886.67 | 367 | 0025 | CONDUCTOR, ALUMINUM, 4/0 AND GREATER
3490575E |  | 219385.57 | 367 | 5190 | SWITCHGEAR, PADMOUNT, 25KV
3490575E |  | 5625.27 | 369 | 1300 | SERVICE, UNDERGROUND, 4/0 AND LESS,3 PHASES
3490601E | 225381.83 |  |  |  | DSW UGCP HMTRD0001 REPLACE PIL | DSW UGCP HMTRD0001 REPLACE PILC CABLE 3500 S HAMPTON RD | 2022-06-21
3490601E |  | 2253.79 | 366 | 1010 | CONDUIT
3490601E |  | 223128.04 | 367 | 0015 | CONDUCTOR, COPPER, 2/0 AND GREATER
3490616E | 133774.26 |  |  |  | KRT TAY MUSTANG CREEK PHASE 3 | KRT/TAY - MUSTANG CREEK PHASE 3 - 4751 FM 1660 /JJ | 2022-01-13
3490616E |  | 41470.04 | 366 | 1010 | CONDUIT
3490616E |  | 17390.65 | 366 | 1150 | SECONDARY BOX
3490616E |  | 6688.72 | 366 | 1410 | PADS OR FOUNDATIONS, MEDIUM, 50-100 SQ FT
3490616E |  | 28092.59 | 367 | 0020 | CONDUCTOR, ALUMINUM, LESS THEN 4/0
3490616E |  | 18728.4 | 367 | 0025 | CONDUCTOR, ALUMINUM, 4/0 AND GREATER
3490616E |  | 4013.22 | 367 | 0100 | FAULT INDICATOR
3490616E |  | 4013.22 | 373 | 1250 | LUMINAIRE, LED, 40W TO 150W
3490616E |  | 1337.74 | 373 | 1375 | CONDUIT
3490616E |  | 12039.68 | 373 | 1520 | STANDARD, METAL, ABOVE 25'
3490663E | 103304.01 |  |  |  | WAX WAX 1500 OFFSITE VISTA MAR | WAX: WAX: 1500 OFFSITE VISTA MARK, (NH) -SARALVO-HONEYSUCKLE | 2022-03-16
3490663E |  | 29958.16 | 364 | 0001 | SINGLE CROSSARM
3490663E |  | 64048.49 | 364 | 0300 | POLE, WOOD, 50'
3490663E |  | 1033.04 | 365 | 0010 | CONDUCTOR, ALUMINUM, LESS THAN 4/0
3490663E |  | 8264.32 | 367 | 0100 | FAULT INDICATOR
3490666E | 1833191.75 |  |  |  | WAX:WAX:1500 OFFSITE VISTA MAR | WAX:WAX:1500 OFFSITE VISTA MARK,(NH)- VOLTAGE CONVERSION | 2022-02-21
3490666E |  | 128323.4 | 364 | 0001 | SINGLE CROSSARM
3490666E |  | 91659.57 | 364 | 0280 | POLE, WOOD, 45'
3490666E |  | 91659.57 | 364 | 0300 | POLE, WOOD, 50'
3490666E |  | 54995.73 | 364 | 0310 | POLE, CONCRETE, 50'
3490666E |  | 91659.57 | 364 | 0320 | POLE, WOOD, 55'
3490666E |  | 54995.73 | 364 | 0330 | POLE, CONCRETE, 55'
3490666E |  | 54995.73 | 364 | 0335 | POLE, WOOD, 60'
3490666E |  | 366638.33 | 364 | 0345 | POLE, OTHER, 60'
3490666E |  | 18331.89 | 364 | 0350 | POLE, WOOD, 65'
3490666E |  | 91659.57 | 364 | 0360 | POLE, OTHER, 65'
3490666E |  | 109991.49 | 364 | 0375 | POLE, OTHER, 70'
3490666E |  | 73327.65 | 364 | 0390 | POLE, OTHER, 75'
3490666E |  | 73327.65 | 365 | 0010 | CONDUCTOR, ALUMINUM, LESS THAN 4/0
3490666E |  | 494962.05 | 365 | 0020 | CONDUCTOR, ALUMINUM, 4/0 AND GREATER
3490666E |  | 36663.82 | 365 | 6010 | AIRBREAK SWITCH, WITH OR WITHOUT OPERATOR
3490668E | 1441985.6 |  |  |  | WAX:WAX:1500 OFFSITE VISTA MAR | WAX:WAX:1500 OFFSITE VISTA MARK,(NH)-(6)ABS,(2)7500KVA AUTO | 2022-06-20
3490668E |  | 14419.83 | 364 | 0001 | SINGLE CROSSARM
3490668E |  | 14419.83 | 364 | 0260 | POLE, WOOD, 40'
3490668E |  | 14419.83 | 365 | 0010 | CONDUCTOR, ALUMINUM, LESS THAN 4/0
3490668E |  | 57679.4 | 365 | 6010 | AIRBREAK SWITCH, WITH OR WITHOUT OPERATOR
3490668E |  | 129778.68 | 366 | 1010 | CONDUIT
3490668E |  | 43259.55 | 366 | 1100 | PRIMARY BOX
3490668E |  | 14419.83 | 366 | 1410 | PADS OR FOUNDATIONS, MEDIUM, 50-100 SQ FT
3490668E |  | 1139168.82 | 367 | 0025 | CONDUCTOR, ALUMINUM, 4/0 AND GREATER
3490668E |  | 14419.83 | 367 | 0100 | FAULT INDICATOR
3490809E | 150848.98 |  |  |  | DESDES SUMMIT PARKS PHASE 3 50 | DESDES SUMMIT PARKS PHASE 3 500 BELTLINE RD DT | 2022-03-21
3490809E |  | 30169.79 | 366 | 1010 | CONDUIT
3490809E |  | 7542.44 | 366 | 1150 | SECONDARY BOX
3490809E |  | 6033.95 | 366 | 1410 | PADS OR FOUNDATIONS, MEDIUM, 50-100 SQ FT
3490809E |  | 21118.85 | 367 | 0020 | CONDUCTOR, ALUMINUM, LESS THEN 4/0
3490809E |  | 22627.33 | 367 | 0025 | CONDUCTOR, ALUMINUM, 4/0 AND GREATER
3490809E |  | 4525.46 | 373 | 0025 | CONDUCTOR, ALUMINUM, UNDERGROUND
3490809E |  | 7542.44 | 373 | 1200 | LUMINAIRE, OTHER, 100W
3490809E |  | 9050.93 | 373 | 1375 | CONDUIT
3490809E |  | 42237.79 | 373 | 1520 | STANDARD, METAL, ABOVE 25'
3490900E | 106306.54 |  |  |  | STP OFFSITE WASHINGTON COMMONS | STP OFFSITE WASHINGTON COMMONS GS WTM | 2022-01-18
3490900E |  | 17009.03 | 364 | 0001 | SINGLE CROSSARM
3490900E |  | 1063.05 | 364 | 0002 | DOUBLE CROSSARMS
3490900E |  | 10630.64 | 364 | 0260 | POLE, WOOD, 40'
3490900E |  | 15945.96 | 364 | 0280 | POLE, WOOD, 45'
3490900E |  | 4252.25 | 364 | 0300 | POLE, WOOD, 50'
3490900E |  | 5315.31 | 364 | 0320 | POLE, WOOD, 55'
3490900E |  | 2126.12 | 365 | 0010 | CONDUCTOR, ALUMINUM, LESS THAN 4/0
3490900E |  | 2126.12 | 365 | 0020 | CONDUCTOR, ALUMINUM, 4/0 AND GREATER
3490900E |  | 47838.06 | 365 | 6015 | RECLOSER,SINGLE PHASE,13.2KV AND UNDER,0-3000 AMP
3490944E | 173791.31 |  |  |  | KRT/RRK - THE HEATHERWILDE - 1 | KRT/RRK - THE HEATHERWILDE - 1007 S HEATHERWILDE BLVD/ CV | 2022-08-10
3490944E |  | 52137.39 | 366 | 1010 | CONDUIT
3490944E |  | 29544.52 | 366 | 1400 | PADS OR FOUNDATIONS, SMALL, LESS THAN 50 SQ FT
3490944E |  | 71254.46 | 367 | 0020 | CONDUCTOR, ALUMINUM, LESS THEN 4/0
3490944E |  | 8689.56 | 367 | 0100 | FAULT INDICATOR
3490944E |  | 6951.65 | 369 | 1100 | SERVICE, UNDERGROUND, 4/0 AND LESS, SINGLE PHASE
3490944E |  | 5213.73 | 369 | 1200 | SERVICE, UNDERGROUND, GREATER THAN 4/0, SINGLE PH
3491224E | 440817.29 |  |  |  | FWS FWS VISTA WEST II 10830 | FWS FWS VISTA WEST II 10830 OLD WEATHERFORD RD RD | 2022-08-08
3491224E |  | 132245.36 | 366 | 1010 | CONDUIT
3491224E |  | 57306.23 | 366 | 1150 | SECONDARY BOX
3491224E |  | 4408.14 | 366 | 1200 | MANHOLE, 0-100 CU FT
3491224E |  | 26449.01 | 366 | 1410 | PADS OR FOUNDATIONS, MEDIUM, 50-100 SQ FT
3491224E |  | 127836.98 | 367 | 0020 | CONDUCTOR, ALUMINUM, LESS THEN 4/0
3491224E |  | 83755.26 | 367 | 0025 | CONDUCTOR, ALUMINUM, 4/0 AND GREATER
3491224E |  | 8816.31 | 367 | 0100 | FAULT INDICATOR
3491270E | 518003.05 |  |  |  | KILLEEN: CEDARBROOK RIDGE PH | KILLEEN: CEDARBROOK RIDGE PHASE II HARKER H. DLM | 2022-11-08
3491270E |  | 5180.03 | 364 | 0001 | SINGLE CROSSARM
3491270E |  | 5180.03 | 364 | 0280 | POLE, WOOD, 45'
3491270E |  | 98420.57 | 366 | 1010 | CONDUIT
3491270E |  | 56980.33 | 366 | 1150 | SECONDARY BOX
3491270E |  | 5180.03 | 366 | 1400 | PADS OR FOUNDATIONS, SMALL, LESS THAN 50 SQ FT
3491270E |  | 20720.12 | 366 | 1410 | PADS OR FOUNDATIONS, MEDIUM, 50-100 SQ FT
3491270E |  | 93240.54 | 367 | 0020 | CONDUCTOR, ALUMINUM, LESS THEN 4/0
3491270E |  | 113960.71 | 367 | 0025 | CONDUCTOR, ALUMINUM, 4/0 AND GREATER
3491270E |  | 10360.06 | 367 | 0100 | FAULT INDICATOR
3491270E |  | 5180.03 | 373 | 0025 | CONDUCTOR, ALUMINUM, UNDERGROUND
3491270E |  | 51800.3 | 373 | 1250 | LUMINAIRE, LED, 40W TO 150W
3491270E |  | 5180.03 | 373 | 1375 | CONDUIT
3491270E |  | 46620.27 | 373 | 1625 | STANDARD, OTHER, 25' AND UNDER
3491322E | 222657.6 |  |  |  | STN DELEK LOGISTICS MARIENFELD | STN DELEK LOGISTICS MARIENFELD STATION OFFSITE PT 1 WG PE | 2022-02-25
3491322E |  | 17812.61 | 364 | 0001 | SINGLE CROSSARM
3491322E |  | 2226.58 | 364 | 0280 | POLE, WOOD, 45'
3491322E |  | 77930.16 | 364 | 0300 | POLE, WOOD, 50'
3491322E |  | 4453.16 | 364 | 0320 | POLE, WOOD, 55'
3491322E |  | 17812.61 | 365 | 0010 | CONDUCTOR, ALUMINUM, LESS THAN 4/0
3491322E |  | 100195.9 | 365 | 0020 | CONDUCTOR, ALUMINUM, 4/0 AND GREATER
3491322E |  | 2226.58 | 369 | 0100 | SERVICE, OVERHEAD, 4/0 AND LESS, SINGLE PHASE
3491779E | 113623.5 |  |  |  | TEX THREE OAKS SUBDIVISION 52 | TEX THREE OAKS SUBDIVISION 52 LOTS SHERMAN TX | 2022-01-25
3491779E |  | 1136.23 | 364 | 0001 | SINGLE CROSSARM
3491779E |  | 4544.94 | 364 | 0260 | POLE, WOOD, 40'
3491779E |  | 19315.99 | 366 | 1010 | CONDUIT
3491779E |  | 13634.82 | 366 | 1150 | SECONDARY BOX
3491779E |  | 5681.18 | 366 | 1410 | PADS OR FOUNDATIONS, MEDIUM, 50-100 SQ FT
3491779E |  | 19316.01 | 367 | 0020 | CONDUCTOR, ALUMINUM, LESS THEN 4/0
3491779E |  | 18179.76 | 367 | 0025 | CONDUCTOR, ALUMINUM, 4/0 AND GREATER
3491779E |  | 2272.47 | 367 | 0100 | FAULT INDICATOR
3491779E |  | 1136.23 | 373 | 0025 | CONDUCTOR, ALUMINUM, UNDERGROUND
3491779E |  | 13634.82 | 373 | 1250 | LUMINAIRE, LED, 40W TO 150W
3491779E |  | 1136.23 | 373 | 1375 | CONDUIT
3491779E |  | 13634.82 | 373 | 1625 | STANDARD, OTHER, 25' AND UNDER
3491839E | 469045.59 |  |  |  | FWN BAR C RANCH PHASE 8 PAGOS | FWN BAR C RANCH PHASE 8 PAGOSSA SPRINGS DRIVE BV | 2022-05-17
3491839E |  | 117261.39 | 366 | 1010 | CONDUIT
3491839E |  | 56285.46 | 366 | 1150 | SECONDARY BOX
3491839E |  | 9380.9 | 366 | 1200 | MANHOLE, 0-100 CU FT
3491839E |  | 4690.45 | 366 | 1400 | PADS OR FOUNDATIONS, SMALL, LESS THAN 50 SQ FT
3491839E |  | 28142.72 | 366 | 1410 | PADS OR FOUNDATIONS, MEDIUM, 50-100 SQ FT
3491839E |  | 164166.03 | 367 | 0020 | CONDUCTOR, ALUMINUM, LESS THEN 4/0
3491839E |  | 79737.74 | 367 | 0025 | CONDUCTOR, ALUMINUM, 4/0 AND GREATER
3491839E |  | 9380.9 | 367 | 0100 | FAULT INDICATOR
3491938E | 453350.07 |  |  |  | FORGE ENERGY BLK 16 OFFSITE 1 | FORGE ENERGY BLK 16 OFFSITE 1-MRB-PWR | 2022-08-25
3491938E |  | 36268 | 364 | 0001 | SINGLE CROSSARM
3491938E |  | 4533.49 | 364 | 0280 | POLE, WOOD, 45'
3491938E |  | 136005.01 | 364 | 0300 | POLE, WOOD, 50'
3491938E |  | 18134 | 364 | 0320 | POLE, WOOD, 55'
3491938E |  | 4533.49 | 364 | 0335 | POLE, WOOD, 60'
3491938E |  | 36268 | 365 | 0010 | CONDUCTOR, ALUMINUM, LESS THAN 4/0
3491938E |  | 204007.59 | 365 | 0020 | CONDUCTOR, ALUMINUM, 4/0 AND GREATER
3491938E |  | 13600.49 | 365 | 6010 | AIRBREAK SWITCH, WITH OR WITHOUT OPERATOR
3492233E | 255534.84 |  |  |  | RRK: OFFSITE BALCONES FLATS. J | RRK: OFFSITE BALCONES FLATS. JARRELL JK | 2022-01-12
3492233E |  | 28108.8 | 364 | 0001 | SINGLE CROSSARM
3492233E |  | 79215.79 | 364 | 0280 | POLE, WOOD, 45'
3492233E |  | 7666.03 | 364 | 0300 | POLE, WOOD, 50'
3492233E |  | 2555.33 | 364 | 0320 | POLE, WOOD, 55'
3492233E |  | 10221.4 | 365 | 0010 | CONDUCTOR, ALUMINUM, LESS THAN 4/0
3492233E |  | 107324.75 | 365 | 0020 | CONDUCTOR, ALUMINUM, 4/0 AND GREATER
3492233E |  | 5110.69 | 366 | 1010 | CONDUIT
3492233E |  | 12776.72 | 367 | 0025 | CONDUCTOR, ALUMINUM, 4/0 AND GREATER
3492233E |  | 2555.33 | 367 | 0100 | FAULT INDICATOR
3492382E | 352781.64 |  |  |  | STN PIONEER RESOURCES BRUNSON | STN PIONEER RESOURCES BRUNSON WEYMAN OFF SITE CNC PWR | 2022-01-26
3492382E |  | 28222.51 | 364 | 0001 | SINGLE CROSSARM
3492382E |  | 17639.05 | 364 | 0280 | POLE, WOOD, 45'
3492382E |  | 119945.74 | 364 | 0300 | POLE, WOOD, 50'
3492382E |  | 10583.43 | 364 | 0320 | POLE, WOOD, 55'
3492382E |  | 24694.7 | 365 | 0010 | CONDUCTOR, ALUMINUM, LESS THAN 4/0
3492382E |  | 148168.43 | 365 | 0020 | CONDUCTOR, ALUMINUM, 4/0 AND GREATER
3492382E |  | 3527.78 | 367 | 0020 | CONDUCTOR, ALUMINUM, LESS THEN 4/0
3492426E | 432268.11 |  |  |  | MHN FELIX ENERGY BLK 74 PME AD | MHN FELIX ENERGY BLK 74 PME ADDED LOAD OFFSITE # 3: MRB-PE | 2022-03-25
3492426E |  | 38904.11 | 364 | 0001 | SINGLE CROSSARM
3492426E |  | 4322.67 | 364 | 0280 | POLE, WOOD, 45'
3492426E |  | 129680.42 | 364 | 0300 | POLE, WOOD, 50'
3492426E |  | 17290.71 | 364 | 0320 | POLE, WOOD, 55'
3492426E |  | 34581.43 | 365 | 0010 | CONDUCTOR, ALUMINUM, LESS THAN 4/0
3492426E |  | 207488.77 | 365 | 0020 | CONDUCTOR, ALUMINUM, 4/0 AND GREATER
3492580E | 124421.29 |  |  |  | DSW BECKLEY OREGON RELOCATE FA | DSW BECKLEY OREGON RELOCATE FACILITIES SJH | 2022-10-31
3492580E |  | 19907.4 | 364 | 0001 | SINGLE CROSSARM
3492580E |  | 21151.61 | 364 | 0280 | POLE, WOOD, 45'
3492580E |  | 9953.7 | 364 | 0300 | POLE, WOOD, 50'
3492580E |  | 1244.21 | 365 | 0010 | CONDUCTOR, ALUMINUM, LESS THAN 4/0
3492580E |  | 4976.85 | 365 | 0020 | CONDUCTOR, ALUMINUM, 4/0 AND GREATER
3492580E |  | 21151.61 | 365 | 6010 | AIRBREAK SWITCH, WITH OR WITHOUT OPERATOR
3492580E |  | 46035.91 | 367 | 0025 | CONDUCTOR, ALUMINUM, 4/0 AND GREATER
3492617E | 115575.89 |  |  |  | MTN/DNE - CONNECTICUT AT WHITE | MTN/DNE - CONNECTICUT AT WHITE ROCK - 2455 CONNECTICUT DR. | 2022-09-16
3492617E |  | 6934.55 | 364 | 0001 | SINGLE CROSSARM
3492617E |  | 12713.34 | 364 | 0280 | POLE, WOOD, 45'
3492617E |  | 25426.76 | 364 | 0300 | POLE, WOOD, 50'
3492617E |  | 5778.79 | 365 | 0010 | CONDUCTOR, ALUMINUM, LESS THAN 4/0
3492617E |  | 21959.41 | 365 | 0020 | CONDUCTOR, ALUMINUM, 4/0 AND GREATER
3492617E |  | 5778.79 | 366 | 1010 | CONDUIT
3492617E |  | 4623.03 | 366 | 1150 | SECONDARY BOX
3492617E |  | 12713.34 | 367 | 0025 | CONDUCTOR, ALUMINUM, 4/0 AND GREATER
3492617E |  | 17336.38 | 369 | 1100 | SERVICE, UNDERGROUND, 4/0 AND LESS, SINGLE PHASE
3492617E |  | 1155.75 | 369 | 1400 | SERVICE, UNDERGROUND, GREATER THAN 4/0, 3 PHASES
3492617E |  | 1155.75 | 373 | 1515 | STANDARD, METAL, 25' AND UNDER
3492631E | 1293592.2 |  |  |  | RELOCATION FACILITIES FOR ONCO | RELOCATION FACILITIES FOR TWO ONCOR FEEDERS CROSSING SH-170 | 2022-05-09
3492631E |  | 271654.35 | 366 | 1030 | DUCT BANK, 5 - 8 HOLES
3492631E |  | 181102.89 | 366 | 1240 | MANHOLE, OVER 400 CU FT
3492631E |  | 840834.96 | 367 | 0025 | CONDUCTOR, ALUMINUM, 4/0 AND GREATER
3492634E | 109162.83 |  |  |  | AND GUIDON ENERGY WOLCOTT PME | ANDREWS: GUIDON ENERGY- WOLCOTT PME OFF-SITE-JW-PE | 2021-10-13
3492634E |  | 15317.97 | 364 | 0001 | SINGLE CROSSARM
3492634E |  | -1443.39 | 364 | 0300 | POLE, WOOD, 50'
3492634E |  | 1091.63 | 364 | 0320 | POLE, WOOD, 55'
3492634E |  | 21973.26 | 365 | 0010 | CONDUCTOR, ALUMINUM, LESS THAN 4/0
3492634E |  | 95393.76 | 365 | 0020 | CONDUCTOR, ALUMINUM, 4/0 AND GREATER
3492634E |  | -23170.4 | 365 | 5650 | DIST AUTOMATION CONTROL OVERHEAD
3492877E | 192697 |  |  |  | STN: DIAMONDBACK ENERGY - WEST | STN: DIAMONDBACK ENERGY - WESTLAW PME -CONVERSION-CNC-PWR | 2022-08-26
3492877E |  | 15415.75 | 364 | 0001 | SINGLE CROSSARM
3492877E |  | 15415.75 | 364 | 0280 | POLE, WOOD, 45'
3492877E |  | 13488.78 | 364 | 0300 | POLE, WOOD, 50'
3492877E |  | 53955.16 | 365 | 5650 | DIST AUTOMATION CONTROL OVERHEAD
3492877E |  | 92494.6 | 365 | 6030 | RECLOSER,2 OR 3 PHASE,OVER 13.2KV,0-3000 AMP
3492877E |  | 1926.96 | 367 | 0020 | CONDUCTOR, ALUMINUM, LESS THEN 4/0
3492885E | 162700.97 |  |  |  | STN-DIAMONDBACK CAMPBELL ENTRA | STN-DIAMONDBACK CAMPBELL ENTRANCE OFF SITE CONV PT2-CNC-PWR | 2022-07-26
3492885E |  | 32540.19 | 364 | 0001 | SINGLE CROSSARM
3492885E |  | 21151.11 | 364 | 0260 | POLE, WOOD, 40'
3492885E |  | 66707.46 | 364 | 0280 | POLE, WOOD, 45'
3492885E |  | 37421.21 | 364 | 0300 | POLE, WOOD, 50'
3492885E |  | 1627 | 365 | 0010 | CONDUCTOR, ALUMINUM, LESS THAN 4/0
3492885E |  | 1627 | 369 | 0100 | SERVICE, OVERHEAD, 4/0 AND LESS, SINGLE PHASE
3492885E |  | 1627 | 369 | 0300 | SERVICE, OVERHEAD, 4/0 AND LESS, 3 PHASE
3492886E | 216610.97 |  |  |  | STN-DIAMONDBACK CAMPBELL ENTRA | STN-DIAMONDBACK CAMPBELL ENTRANCE OFF SITE CONV PT3-CNC-PWR | 2022-07-26
3492886E |  | 49820.52 | 364 | 0001 | SINGLE CROSSARM
3492886E |  | 6498.33 | 364 | 0260 | POLE, WOOD, 40'
3492886E |  | 123468.29 | 364 | 0280 | POLE, WOOD, 45'
3492886E |  | 28159.43 | 364 | 0300 | POLE, WOOD, 50'
3492886E |  | 2166.1 | 365 | 0010 | CONDUCTOR, ALUMINUM, LESS THAN 4/0
3492886E |  | 2166.1 | 366 | 1150 | SECONDARY BOX
3492886E |  | 2166.1 | 369 | 0100 | SERVICE, OVERHEAD, 4/0 AND LESS, SINGLE PHASE
3492886E |  | 2166.1 | 369 | 0300 | SERVICE, OVERHEAD, 4/0 AND LESS, 3 PHASE
3493322E | 467877.58 |  |  |  | MCK PRI CYPRESS CREEK APTS O | MCK PRI CYPRESS CREEK APTS OFFSITE NUMBER 2 | 2022-05-19
3493322E |  | 42108.98 | 364 | 0001 | SINGLE CROSSARM
3493322E |  | 112290.61 | 364 | 0280 | POLE, WOOD, 45'
3493322E |  | 23393.87 | 364 | 0300 | POLE, WOOD, 50'
3493322E |  | 262011.46 | 365 | 0020 | CONDUCTOR, ALUMINUM, 4/0 AND GREATER
3493322E |  | 14036.32 | 365 | 6010 | AIRBREAK SWITCH, WITH OR WITHOUT OPERATOR
3493322E |  | 4678.78 | 366 | 1010 | CONDUIT
3493322E |  | 4678.78 | 366 | 1150 | SECONDARY BOX
3493322E |  | 4678.78 | 367 | 0025 | CONDUCTOR, ALUMINUM, 4/0 AND GREATER
3493333E | 146991.58 |  |  |  | TER BELLA TRESA PLACE ZG | TER BELLA TRESA PLACE ZG | 2022-06-16
3493333E |  | 61736.48 | 366 | 1010 | CONDUIT
3493333E |  | 10289.41 | 366 | 1150 | SECONDARY BOX
3493333E |  | 8819.49 | 366 | 1410 | PADS OR FOUNDATIONS, MEDIUM, 50-100 SQ FT
3493333E |  | 42627.55 | 367 | 0020 | CONDUCTOR, ALUMINUM, LESS THEN 4/0
3493333E |  | 20578.82 | 367 | 0025 | CONDUCTOR, ALUMINUM, 4/0 AND GREATER
3493333E |  | 2939.83 | 367 | 0100 | FAULT INDICATOR
3493488E | 885841.8 |  |  |  | MDL: ENDEAVOR ENERGY - BANKHEA | MDL: ENDEAVOR ENERGY - BANKHEAD 4-33 PME- RECONDUCTOR-JW-SE | 2022-05-22
3493488E |  | 79725.73 | 364 | 0001 | SINGLE CROSSARM
3493488E |  | 8858.39 | 364 | 0002 | DOUBLE CROSSARMS
3493488E |  | 8858.39 | 364 | 0260 | POLE, WOOD, 40'
3493488E |  | 8858.39 | 364 | 0280 | POLE, WOOD, 45'
3493488E |  | 248036.04 | 364 | 0300 | POLE, WOOD, 50'
3493488E |  | 8858.39 | 364 | 0320 | POLE, WOOD, 55'
3493488E |  | 115159.41 | 364 | 0345 | POLE, OTHER, 60'
3493488E |  | 8858.39 | 364 | 0350 | POLE, WOOD, 65'
3493488E |  | 17716.82 | 365 | 0010 | CONDUCTOR, ALUMINUM, LESS THAN 4/0
3493488E |  | 239177.26 | 365 | 0020 | CONDUCTOR, ALUMINUM, 4/0 AND GREATER
3493488E |  | 35433.65 | 365 | 6010 | AIRBREAK SWITCH, WITH OR WITHOUT OPERATOR
3493488E |  | 17716.82 | 366 | 1010 | CONDUIT
3493488E |  | 8858.39 | 366 | 1150 | SECONDARY BOX
3493488E |  | 79725.73 | 367 | 0025 | CONDUCTOR, ALUMINUM, 4/0 AND GREATER
3493978E | 311030.6 |  |  |  | BGS: HIGH PEAK ENERGY- MARCHBA | BGS: HIGH PEAK ENERGY- MARCHBANKS PME OFF-SITE-JW-SE | 2022-01-14
3493978E |  | 27992.73 | 364 | 0001 | SINGLE CROSSARM
3493978E |  | 3110.27 | 364 | 0002 | DOUBLE CROSSARMS
3493978E |  | 3110.27 | 364 | 0260 | POLE, WOOD, 40'
3493978E |  | 6220.57 | 364 | 0280 | POLE, WOOD, 45'
3493978E |  | 83978.52 | 364 | 0300 | POLE, WOOD, 50'
3493978E |  | 12441.2 | 364 | 0320 | POLE, WOOD, 55'
3493978E |  | 21772.12 | 365 | 0010 | CONDUCTOR, ALUMINUM, LESS THAN 4/0
3493978E |  | 80867.94 | 365 | 0020 | CONDUCTOR, ALUMINUM, 4/0 AND GREATER
3493978E |  | 24882.43 | 365 | 5650 | DIST AUTOMATION CONTROL OVERHEAD
3493978E |  | 46654.55 | 365 | 6030 | RECLOSER,2 OR 3 PHASE,OVER 13.2KV,0-3000 AMP
3494035E | 517088.5 |  |  |  | BIG: HIGHPEAK - ODANIEL PME- R | BIG: WEST TEXAS WATER LLC - STERLING PME- RECONDUCT-JW-PE | 2022-03-08
3494035E |  | 36196.15 | 364 | 0001 | SINGLE CROSSARM
3494035E |  | 5170.84 | 364 | 0280 | POLE, WOOD, 45'
3494035E |  | 5170.84 | 364 | 0300 | POLE, WOOD, 50'
3494035E |  | 165468.28 | 364 | 0320 | POLE, WOOD, 55'
3494035E |  | 15512.62 | 364 | 0335 | POLE, WOOD, 60'
3494035E |  | 15512.62 | 364 | 0350 | POLE, WOOD, 65'
3494035E |  | 263715.43 | 365 | 0020 | CONDUCTOR, ALUMINUM, 4/0 AND GREATER
3494035E |  | 10341.72 | 365 | 6015 | RECLOSER,SINGLE PHASE,13.2KV AND UNDER,0-3000 AMP
3494037E | 522152.32 |  |  |  | BIG: HIGHPEAK -ODANIEL PME- VO | BIG: WEST TEXAS WATER LLC-STERLING PME- VOLTCONVERSION-JW-PE | 2022-04-11
3494037E |  | 88765.88 | 364 | 0001 | SINGLE CROSSARM
3494037E |  | 10443.04 | 364 | 0240 | POLE, WOOD, 35'
3494037E |  | 323734.48 | 364 | 0260 | POLE, WOOD, 40'
3494037E |  | 88765.88 | 364 | 0280 | POLE, WOOD, 45'
3494037E |  | 5221.52 | 365 | 0010 | CONDUCTOR, ALUMINUM, LESS THAN 4/0
3494037E |  | 5221.52 | 369 | 0100 | SERVICE, OVERHEAD, 4/0 AND LESS, SINGLE PHASE
3494277E | 337930.46 |  |  |  | DSW:MMP_BNTDR0002-2020 FDR MAI | DSW:MMP_BNTDR0002-2020 FDR MAINT | 2022-08-16
3494277E |  | 273723.75 | 364 | 0001 | SINGLE CROSSARM
3494277E |  | 27034.41 | 364 | 0260 | POLE, WOOD, 40'
3494277E |  | 10137.89 | 364 | 0280 | POLE, WOOD, 45'
3494277E |  | 23655.12 | 364 | 0300 | POLE, WOOD, 50'
3494277E |  | 3379.29 | 365 | 0010 | CONDUCTOR, ALUMINUM, LESS THAN 4/0
3494285E | 183256.44 |  |  |  | DSW:MMP_CLMET0002-2019 FDR MAI | DSW:MMP_CLMET0002-2020 FDR MAINT | 2022-10-05
3494285E |  | 153935.43 | 364 | 0001 | SINGLE CROSSARM
3494285E |  | 14660.51 | 364 | 0280 | POLE, WOOD, 45'
3494285E |  | 10995.38 | 364 | 0300 | POLE, WOOD, 50'
3494285E |  | 1832.56 | 365 | 0010 | CONDUCTOR, ALUMINUM, LESS THAN 4/0
3494285E |  | 1832.56 | 367 | 0020 | CONDUCTOR, ALUMINUM, LESS THEN 4/0
3494387E | 206249.51 |  |  |  | DNO: MMP RCHRD1206-2020 FDR MA | DNO: MMP RCHRD1206-2020 FDR MAINT | 2022-09-02
3494387E |  | 202124.53 | 364 | 0001 | SINGLE CROSSARM
3494387E |  | 4124.98 | 364 | 0002 | DOUBLE CROSSARMS
3494430E | 131351.38 |  |  |  | DNE:MMP_WHTRK0007-2019 FDR MAI | DNE:MMP_WHTRK0007-2020 FDR MAINT | 2022-03-02
3494430E |  | 120843.29 | 364 | 0001 | SINGLE CROSSARM
3494430E |  | 2627.02 | 364 | 0002 | DOUBLE CROSSARMS
3494430E |  | 6567.56 | 364 | 0320 | POLE, WOOD, 55'
3494430E |  | 1313.51 | 365 | 0010 | CONDUCTOR, ALUMINUM, LESS THAN 4/0
3494433E | 131753.69 |  |  |  | DSW: MMP_WMRLD0007-2020 FDR MA | DSW: MMP_WMRLD0007-2020 FDR MAINT | 2022-12-21
3494433E |  | 114625.73 | 364 | 0001 | SINGLE CROSSARM
3494433E |  | 5270.14 | 364 | 0300 | POLE, WOOD, 50'
3494433E |  | 6587.68 | 364 | 0320 | POLE, WOOD, 55'
3494433E |  | 2635.07 | 365 | 0010 | CONDUCTOR, ALUMINUM, LESS THAN 4/0
3494433E |  | 2635.07 | 365 | 0030 | CONDUCTOR, OTHER THAN ALUMINUM, LESS THAN 2/0
3494452E | 179039.49 |  |  |  | DES/GRP-JPI GRAND PRAIRIE/1225 | DES/GRP-JPI GRAND PRAIRIE/1225 IH-20/NH | 2022-08-04
3494452E |  | 1790.39 | 364 | 0001 | SINGLE CROSSARM
3494452E |  | 3580.78 | 364 | 0280 | POLE, WOOD, 45'
3494452E |  | 3580.78 | 364 | 0300 | POLE, WOOD, 50'
3494452E |  | 48340.66 | 366 | 1010 | CONDUIT
3494452E |  | 1790.39 | 366 | 1200 | MANHOLE, 0-100 CU FT
3494452E |  | 28646.31 | 366 | 1400 | PADS OR FOUNDATIONS, SMALL, LESS THAN 50 SQ FT
3494452E |  | 68035.07 | 367 | 0020 | CONDUCTOR, ALUMINUM, LESS THEN 4/0
3494452E |  | 12532.75 | 367 | 0025 | CONDUCTOR, ALUMINUM, 4/0 AND GREATER
3494452E |  | 10742.36 | 367 | 0100 | FAULT INDICATOR
3494576E | 272316.08 |  |  |  | MES: POLO RIDGE PH 1 OFFSITE: | MES: POLO RIDGE PH 1 OFFSITE: MW | 2022-01-19
3494576E |  | 24508.44 | 364 | 0001 | SINGLE CROSSARM
3494576E |  | 100756.98 | 364 | 0280 | POLE, WOOD, 45'
3494576E |  | 2723.16 | 364 | 0300 | POLE, WOOD, 50'
3494576E |  | 19062.12 | 365 | 0010 | CONDUCTOR, ALUMINUM, LESS THAN 4/0
3494576E |  | 84417.98 | 365 | 0020 | CONDUCTOR, ALUMINUM, 4/0 AND GREATER
3494576E |  | 8169.48 | 365 | 6010 | AIRBREAK SWITCH, WITH OR WITHOUT OPERATOR
3494576E |  | 5446.32 | 366 | 1010 | CONDUIT
3494576E |  | 5446.32 | 366 | 1100 | PRIMARY BOX
3494576E |  | 21785.28 | 367 | 0025 | CONDUCTOR, ALUMINUM, 4/0 AND GREATER
3494719E | 833366.61 |  |  |  | MES: OFFSITE LAS LOMAS PHASE 1 | MES: OFFSITE LAS LOMAS PHASE 1: MW | 2022-06-30
3494719E |  | 240176.24 | 364 | 0001 | SINGLE CROSSARM
3494719E |  | 18250.72 | 364 | 0260 | POLE, WOOD, 40'
3494719E |  | 260510.48 | 364 | 0280 | POLE, WOOD, 45'
3494719E |  | 21167.5 | 364 | 0300 | POLE, WOOD, 50'
3494719E |  | 83419.99 | 364 | 0320 | POLE, WOOD, 55'
3494719E |  | 86836.78 | 365 | 0010 | CONDUCTOR, ALUMINUM, LESS THAN 4/0
3494719E |  | 123004.9 | 365 | 0020 | CONDUCTOR, ALUMINUM, 4/0 AND GREATER
3494737E | 651593.96 |  |  |  | DNE; BAYLOR LABOR & DELIVERY A | DNE; BAYLOR LABOR & DELIVERY ATO REPL 3501 JUNIUS VC0277 | 2022-04-18
3494737E |  | 6515.92 | 367 | 0020 | CONDUCTOR, ALUMINUM, LESS THEN 4/0
3494737E |  | 13031.86 | 367 | 0025 | CONDUCTOR, ALUMINUM, 4/0 AND GREATER
3494737E |  | 104254.99 | 367 | 5050 | SWITCH, VACUUM, THREE PHASE
3494737E |  | 215025.97 | 367 | 5190 | SWITCHGEAR, PADMOUNT, 25KV
3494737E |  | 312765.22 | 367 | 5200 | SWITCHGEAR, PADMOUNT, 25KV, AUTOMATED
3494909E | 1029471.47 |  |  |  | INNOVATIVE SWITCHGEAR REPLACEM | INNOVATIVE SWITCHGEAR REPLACEMENT - BRIRV6911 | 2022-03-03
3494909E |  | 20589.38 | 365 | 5650 | DIST AUTOMATION CONTROL OVERHEAD
3494909E |  | 700040.69 | 367 | 5200 | SWITCHGEAR, PADMOUNT, 25KV, AUTOMATED
3494909E |  | 308841.4 | 367 | 5650 | DIST AUTOMATION CONTROL UNDERGROUND
3494934E | 196131.99 |  |  |  | MCK/PRI WINCHESTER PH4 RELOCAT | MCK/PRI WINCHESTER PH4 RELOCATE | 2022-07-18
3494934E |  | 1961.31 | 364 | 0001 | SINGLE CROSSARM
3494934E |  | 3922.63 | 364 | 0280 | POLE, WOOD, 45'
3494934E |  | 7845.27 | 364 | 0300 | POLE, WOOD, 50'
3494934E |  | 31381.11 | 364 | 0330 | POLE, CONCRETE, 55'
3494934E |  | 98066.07 | 364 | 0345 | POLE, OTHER, 60'
3494934E |  | 1961.31 | 365 | 0010 | CONDUCTOR, ALUMINUM, LESS THAN 4/0
3494934E |  | 21574.51 | 365 | 0020 | CONDUCTOR, ALUMINUM, 4/0 AND GREATER
3494934E |  | 5883.95 | 366 | 1010 | CONDUIT
3494934E |  | 23535.83 | 367 | 0025 | CONDUCTOR, ALUMINUM, 4/0 AND GREATER
3495556E | 122465.83 |  |  |  | MCK: PLANO MARINA APT CON REL | MCK: PLANO MARINA APT CON RELO DL-MA | 2021-06-30
3495556E |  | 1224.67 | 364 | 0001 | SINGLE CROSSARM
3495556E |  | 1224.67 | 365 | 0010 | CONDUCTOR, ALUMINUM, LESS THAN 4/0
3495556E |  | 1224.67 | 366 | 1030 | DUCT BANK, 5 - 8 HOLES
3495556E |  | 117567.15 | 367 | 0025 | CONDUCTOR, ALUMINUM, 4/0 AND GREATER
3495556E |  | 1224.67 | 367 | 0100 | FAULT INDICATOR
3495604E | 431187.72 |  |  |  | FBS: LOWER DUCTBANK ON ALPHA R | FBS: LOWER DUCTBANK ON ALPHA RD. IN FARMERS BRANCH - JTR | 2022-07-28
3495604E |  | 47430.63 | 366 | 1030 | DUCT BANK, 5 - 8 HOLES
3495604E |  | 237153.29 | 366 | 1240 | MANHOLE, OVER 400 CU FT
3495604E |  | 146603.8 | 367 | 0025 | CONDUCTOR, ALUMINUM, 4/0 AND GREATER
3495664E | 128966.09 |  |  |  | WAX:ENN:CHRISTIAN RD. SUB OFFS | WAX:ENN:CHRISTIAN RD. SUB OFFSITE 1500 (NH) | 2022-02-28
3495664E |  | 9027.61 | 364 | 0001 | SINGLE CROSSARM
3495664E |  | 3868.97 | 364 | 0240 | POLE, WOOD, 35'
3495664E |  | 15475.91 | 364 | 0260 | POLE, WOOD, 40'
3495664E |  | 6448.28 | 364 | 0280 | POLE, WOOD, 45'
3495664E |  | 3868.97 | 364 | 0300 | POLE, WOOD, 50'
3495664E |  | 3868.97 | 364 | 0335 | POLE, WOOD, 60'
3495664E |  | 3868.97 | 364 | 0350 | POLE, WOOD, 65'
3495664E |  | 36110.49 | 364 | 0390 | POLE, OTHER, 75'
3495664E |  | 46427.92 | 365 | 0020 | CONDUCTOR, ALUMINUM, 4/0 AND GREATER
3496002E | 174806.4 |  |  |  | FWN/AZLE - WESTSIDE HEIGHTS - | FWN/AZLE - WESTSIDE HEIGHTS - 5050 AZLE AVENUE / TD | 2022-07-25
3496002E |  | 62930.36 | 366 | 1010 | CONDUIT
3496002E |  | 12236.44 | 366 | 1400 | PADS OR FOUNDATIONS, SMALL, LESS THAN 50 SQ FT
3496002E |  | 57686.1 | 367 | 0020 | CONDUCTOR, ALUMINUM, LESS THEN 4/0
3496002E |  | 38457.39 | 367 | 0025 | CONDUCTOR, ALUMINUM, 4/0 AND GREATER
3496002E |  | 3496.11 | 367 | 0100 | FAULT INDICATOR
3496514E | 1083248.33 |  |  |  | STN: CROWNQUEST LITTLE BIG HOR | STN: CROWNQUEST LITTLE BIG HORN PME OFFSITE-JW-SE | 2022-02-24
3496514E |  | 184152.19 | 364 | 0001 | SINGLE CROSSARM
3496514E |  | 10832.47 | 364 | 0002 | DOUBLE CROSSARMS
3496514E |  | 10832.47 | 364 | 0300 | POLE, WOOD, 50'
3496514E |  | 379136.9 | 364 | 0320 | POLE, WOOD, 55'
3496514E |  | 54162.41 | 364 | 0335 | POLE, WOOD, 60'
3496514E |  | 21664.94 | 364 | 0350 | POLE, WOOD, 65'
3496514E |  | 10832.47 | 365 | 0010 | CONDUCTOR, ALUMINUM, LESS THAN 4/0
3496514E |  | 400802.01 | 365 | 0020 | CONDUCTOR, ALUMINUM, 4/0 AND GREATER
3496514E |  | 10832.47 | 365 | 6010 | AIRBREAK SWITCH, WITH OR WITHOUT OPERATOR
3496870E | 261650.77 |  |  |  | WAX: LEGACY RED OAK OFFSITE: M | WAX: LEGACY RED OAK OFFSITE: MW | 2022-02-14
3496870E |  | 5233.01 | 364 | 0001 | SINGLE CROSSARM
3496870E |  | 10466.03 | 364 | 0280 | POLE, WOOD, 45'
3496870E |  | 2616.5 | 365 | 0010 | CONDUCTOR, ALUMINUM, LESS THAN 4/0
3496870E |  | 36631.09 | 366 | 1010 | CONDUIT
3496870E |  | 102043.85 | 367 | 0025 | CONDUCTOR, ALUMINUM, 4/0 AND GREATER
3496870E |  | 5233.01 | 367 | 0100 | FAULT INDICATOR
3496870E |  | 99427.28 | 367 | 5190 | SWITCHGEAR, PADMOUNT, 25KV
3496903E | 121387.12 |  |  |  | DNO/DALLAS-ENCLAVE AT VANGUARD | DNO/DALLAS-ENCLAVE AT VANGUARD WAY-DL | 2022-03-16
3496903E |  | 2427.74 | 364 | 0280 | POLE, WOOD, 45'
3496903E |  | 1213.87 | 365 | 0010 | CONDUCTOR, ALUMINUM, LESS THAN 4/0
3496903E |  | 21849.67 | 366 | 1010 | CONDUIT
3496903E |  | 4855.49 | 366 | 1150 | SECONDARY BOX
3496903E |  | 2427.74 | 366 | 1400 | PADS OR FOUNDATIONS, SMALL, LESS THAN 50 SQ FT
3496903E |  | 10924.84 | 367 | 0020 | CONDUCTOR, ALUMINUM, LESS THEN 4/0
3496903E |  | 30346.81 | 367 | 0025 | CONDUCTOR, ALUMINUM, 4/0 AND GREATER
3496903E |  | 1213.87 | 367 | 0100 | FAULT INDICATOR
3496903E |  | 13352.57 | 373 | 1250 | LUMINAIRE, LED, 40W TO 150W
3496903E |  | 2427.74 | 373 | 1375 | CONDUIT
3496903E |  | 30346.78 | 373 | 1515 | STANDARD, METAL, 25' AND UNDER
3496905E | 125225.36 |  |  |  | WAX: RED OAK APARTMENTS: MW | WAX: RED OAK APARTMENTS: MW | 2022-02-08
3496905E |  | 41324.36 | 366 | 1010 | CONDUIT
3496905E |  | 15027.04 | 366 | 1400 | PADS OR FOUNDATIONS, SMALL, LESS THAN 50 SQ FT
3496905E |  | 58855.94 | 367 | 0020 | CONDUCTOR, ALUMINUM, LESS THEN 4/0
3496905E |  | 5009.01 | 367 | 0100 | FAULT INDICATOR
3496905E |  | 5009.01 | 369 | 1200 | SERVICE, UNDERGROUND, GREATER THAN 4/0, SINGLE PH
3497483E | 496309.79 |  |  |  | TEM: COTTONWOOD CREEK PH. I - | TEM: COTTONWOOD CREEK PH. I - MM | 2022-10-11
3497483E |  | 4963.09 | 364 | 0001 | SINGLE CROSSARM
3497483E |  | 14889.28 | 364 | 0280 | POLE, WOOD, 45'
3497483E |  | 99261.95 | 366 | 1010 | CONDUIT
3497483E |  | 59557.17 | 366 | 1150 | SECONDARY BOX
3497483E |  | 4963.09 | 366 | 1200 | MANHOLE, 0-100 CU FT
3497483E |  | 39704.78 | 366 | 1400 | PADS OR FOUNDATIONS, SMALL, LESS THAN 50 SQ FT
3497483E |  | 114151.34 | 367 | 0020 | CONDUCTOR, ALUMINUM, LESS THEN 4/0
3497483E |  | 89335.75 | 367 | 0025 | CONDUCTOR, ALUMINUM, 4/0 AND GREATER
3497483E |  | 9926.19 | 367 | 0100 | FAULT INDICATOR
3497483E |  | 4963.09 | 373 | 0025 | CONDUCTOR, ALUMINUM, UNDERGROUND
3497483E |  | 9926.19 | 373 | 1200 | LUMINAIRE, OTHER, 100W
3497483E |  | 4963.09 | 373 | 1375 | CONDUIT
3497483E |  | 39704.78 | 373 | 1520 | STANDARD, METAL, ABOVE 25'
3497588E | 157885.5 |  |  |  | RRK: PROSE APT CR 138 PFLUG | RRK: PROSE APT CR 138 PFLUG TX 336 UNITS | 2022-04-08
3497588E |  | 1578.85 | 364 | 0001 | SINGLE CROSSARM
3497588E |  | 6315.41 | 364 | 0280 | POLE, WOOD, 45'
3497588E |  | 26840.52 | 366 | 1010 | CONDUIT
3497588E |  | 18946.26 | 366 | 1400 | PADS OR FOUNDATIONS, SMALL, LESS THAN 50 SQ FT
3497588E |  | 1578.85 | 366 | 1410 | PADS OR FOUNDATIONS, MEDIUM, 50-100 SQ FT
3497588E |  | 75785.08 | 367 | 0020 | CONDUCTOR, ALUMINUM, LESS THEN 4/0
3497588E |  | 6315.41 | 367 | 0100 | FAULT INDICATOR
3497588E |  | 20525.12 | 369 | 1200 | SERVICE, UNDERGROUND, GREATER THAN 4/0, SINGLE PH
3497616E | 627178.85 |  |  |  | TEM: LAKE POINTE TERRACE PHASE | TEM: LAKE POINTE TERRACE PHASE III-MM | 2022-06-23
3497616E |  | 6271.77 | 364 | 0001 | SINGLE CROSSARM
3497616E |  | 25087.14 | 364 | 0280 | POLE, WOOD, 45'
3497616E |  | 12543.56 | 365 | 0010 | CONDUCTOR, ALUMINUM, LESS THAN 4/0
3497616E |  | 119163.98 | 366 | 1010 | CONDUIT
3497616E |  | 81533.24 | 366 | 1150 | SECONDARY BOX
3497616E |  | 31358.94 | 366 | 1400 | PADS OR FOUNDATIONS, SMALL, LESS THAN 50 SQ FT
3497616E |  | 131707.69 | 367 | 0020 | CONDUCTOR, ALUMINUM, LESS THEN 4/0
3497616E |  | 119163.98 | 367 | 0025 | CONDUCTOR, ALUMINUM, 4/0 AND GREATER
3497616E |  | 18815.36 | 367 | 0100 | FAULT INDICATOR
3497616E |  | 6271.77 | 373 | 0025 | CONDUCTOR, ALUMINUM, UNDERGROUND
3497616E |  | 12543.56 | 373 | 1200 | LUMINAIRE, OTHER, 100W
3497616E |  | 6271.77 | 373 | 1375 | CONDUIT
3497616E |  | 56446.09 | 373 | 1520 | STANDARD, METAL, ABOVE 25'
3497751E | 658023.5 |  |  |  | SHERMAN TXDOT HWY 75 RELOCATIO | SHERMAN TXDOT HWY 75 RELOCATION AT HOUSTON | 2022-01-11
3497751E |  | 78962.8 | 364 | 0001 | SINGLE CROSSARM
3497751E |  | 6580.22 | 364 | 0280 | POLE, WOOD, 45'
3497751E |  | 92123.27 | 364 | 0300 | POLE, WOOD, 50'
3497751E |  | 26320.93 | 364 | 0350 | POLE, WOOD, 65'
3497751E |  | 184246.72 | 364 | 0400 | POLE, OTHER, 80'
3497751E |  | 13160.45 | 365 | 0010 | CONDUCTOR, ALUMINUM, LESS THAN 4/0
3497751E |  | 92123.27 | 365 | 0020 | CONDUCTOR, ALUMINUM, 4/0 AND GREATER
3497751E |  | 39481.4 | 366 | 1010 | CONDUIT
3497751E |  | 111863.99 | 367 | 0025 | CONDUCTOR, ALUMINUM, 4/0 AND GREATER
3497751E |  | 13160.45 | 367 | 0100 | FAULT INDICATOR
3497867E | 380264.8 |  |  |  | FWS-BEN - OFFSITE FOR VISTA WE | FWS/BEN - OFFSITE FOR VISTA WEST PH 2 | 2022-08-08
3497867E |  | 3802.64 | 364 | 0001 | SINGLE CROSSARM
3497867E |  | 7605.29 | 364 | 0280 | POLE, WOOD, 45'
3497867E |  | 26618.53 | 365 | 0020 | CONDUCTOR, ALUMINUM, 4/0 AND GREATER
3497867E |  | 125487.42 | 366 | 1010 | CONDUIT
3497867E |  | 53237.07 | 366 | 1100 | PRIMARY BOX
3497867E |  | 7605.29 | 366 | 1410 | PADS OR FOUNDATIONS, MEDIUM, 50-100 SQ FT
3497867E |  | 79855.6 | 367 | 0025 | CONDUCTOR, ALUMINUM, 4/0 AND GREATER
3497867E |  | 76052.96 | 367 | 5190 | SWITCHGEAR, PADMOUNT, 25KV
3498141E | 206606.99 |  |  |  | FBR FBR OFFSITE MERCER CROSSIN | FBR FBR OFFSITE MERCER CROSSING COMMERCE EAST APTS OA | 2022-01-20
3498141E |  | 2066.05 | 364 | 0001 | SINGLE CROSSARM
3498141E |  | 4132.12 | 364 | 0320 | POLE, WOOD, 55'
3498141E |  | 2066.05 | 365 | 0010 | CONDUCTOR, ALUMINUM, LESS THAN 4/0
3498141E |  | 22726.75 | 366 | 1010 | CONDUIT
3498141E |  | 12396.41 | 366 | 1100 | PRIMARY BOX
3498141E |  | 6198.19 | 366 | 1410 | PADS OR FOUNDATIONS, MEDIUM, 50-100 SQ FT
3498141E |  | 82642.92 | 367 | 0025 | CONDUCTOR, ALUMINUM, 4/0 AND GREATER
3498141E |  | 74378.5 | 367 | 5190 | SWITCHGEAR, PADMOUNT, 25KV
3498368E | 1277690.28 |  |  |  | MON-CRANE WELL FIELD PROJECT#1 | MON-CRANE WELL FIELD PROJECT#1-OFFSITE - PV/SE | 2022-08-25
3498368E |  | 166099.72 | 364 | 0001 | SINGLE CROSSARM
3498368E |  | 12776.89 | 364 | 0002 | DOUBLE CROSSARMS
3498368E |  | 12776.89 | 364 | 0260 | POLE, WOOD, 40'
3498368E |  | 12776.89 | 364 | 0280 | POLE, WOOD, 45'
3498368E |  | 498299.32 | 364 | 0300 | POLE, WOOD, 50'
3498368E |  | 63884.49 | 364 | 0320 | POLE, WOOD, 55'
3498368E |  | 498299.19 | 365 | 0010 | CONDUCTOR, ALUMINUM, LESS THAN 4/0
3498368E |  | 12776.89 | 365 | 0020 | CONDUCTOR, ALUMINUM, 4/0 AND GREATER
3498597E | 277864.95 |  |  |  | TAY/HUTTO-HIGHLANDS NORTH SECT | TAY/HUTTO-HIGHLANDS NORTH SECTION 2/JJ | 2022-04-08
3498597E |  | 2778.64 | 364 | 0001 | SINGLE CROSSARM
3498597E |  | 2778.64 | 364 | 0280 | POLE, WOOD, 45'
3498597E |  | 86138.24 | 366 | 1010 | CONDUIT
3498597E |  | 27786.49 | 366 | 1150 | SECONDARY BOX
3498597E |  | 5557.29 | 366 | 1200 | MANHOLE, 0-100 CU FT
3498597E |  | 2778.64 | 366 | 1400 | PADS OR FOUNDATIONS, SMALL, LESS THAN 50 SQ FT
3498597E |  | 8335.94 | 366 | 1410 | PADS OR FOUNDATIONS, MEDIUM, 50-100 SQ FT
3498597E |  | 47237.04 | 367 | 0020 | CONDUCTOR, ALUMINUM, LESS THEN 4/0
3498597E |  | 55572.99 | 367 | 0025 | CONDUCTOR, ALUMINUM, 4/0 AND GREATER
3498597E |  | 2778.64 | 367 | 0100 | FAULT INDICATOR
3498597E |  | 2778.64 | 373 | 0025 | CONDUCTOR, ALUMINUM, UNDERGROUND
3498597E |  | 5557.29 | 373 | 1250 | LUMINAIRE, LED, 40W TO 150W
3498597E |  | 5557.29 | 373 | 1375 | CONDUIT
3498597E |  | 19450.54 | 373 | 1515 | STANDARD, METAL, 25' AND UNDER
3498597E |  | 2778.64 | 373 | 1520 | STANDARD, METAL, ABOVE 25'
3498763E | 450334.06 |  |  |  | KIL/KIL-GOODNIGHT RANCH PHASE | KIL/KIL-GOODNIGHT RANCH PHASE 14 SECTION 1/DM | 2022-02-08
3498763E |  | 4503.32 | 364 | 0001 | SINGLE CROSSARM
3498763E |  | 9006.66 | 364 | 0280 | POLE, WOOD, 45'
3498763E |  | 99073.47 | 366 | 1010 | CONDUIT
3498763E |  | 54040.06 | 366 | 1150 | SECONDARY BOX
3498763E |  | 36026.71 | 366 | 1410 | PADS OR FOUNDATIONS, MEDIUM, 50-100 SQ FT
3498763E |  | 112583.75 | 367 | 0020 | CONDUCTOR, ALUMINUM, LESS THEN 4/0
3498763E |  | 81060.11 | 367 | 0025 | CONDUCTOR, ALUMINUM, 4/0 AND GREATER
3498763E |  | 9006.66 | 367 | 0100 | FAULT INDICATOR
3498763E |  | 4503.32 | 373 | 0025 | CONDUCTOR, ALUMINUM, UNDERGROUND
3498763E |  | 9006.66 | 373 | 1200 | LUMINAIRE, OTHER, 100W
3498763E |  | 9006.66 | 373 | 1375 | CONDUIT
3498763E |  | 22516.68 | 373 | 1625 | STANDARD, OTHER, 25' AND UNDER
3499074E | 100881.74 |  |  |  | TEM: OFFSITE - TROY: COTTONWOO | TEM: OFFSITE - TROY: COTTONWOOD CREEK ADDITION | 2022-08-17
3499074E |  | 21185.16 | 364 | 0001 | SINGLE CROSSARM
3499074E |  | 63555.53 | 364 | 0280 | POLE, WOOD, 45'
3499074E |  | 2017.63 | 365 | 0010 | CONDUCTOR, ALUMINUM, LESS THAN 4/0
3499074E |  | 3026.44 | 365 | 0020 | CONDUCTOR, ALUMINUM, 4/0 AND GREATER
3499074E |  | 2017.63 | 366 | 1010 | CONDUIT
3499074E |  | 9079.35 | 367 | 0020 | CONDUCTOR, ALUMINUM, LESS THEN 4/0
3499150E | 126266.57 |  |  |  | TEM: HIGHLAND PARK ESTATES PH. | TEM: HIGHLAND PARK ESTATES PH. 2 - MM | 2022-11-08
3499150E |  | 44193.4 | 366 | 1010 | CONDUIT
3499150E |  | 10101.31 | 366 | 1150 | SECONDARY BOX
3499150E |  | 7575.98 | 366 | 1400 | PADS OR FOUNDATIONS, SMALL, LESS THAN 50 SQ FT
3499150E |  | 32829.3 | 367 | 0020 | CONDUCTOR, ALUMINUM, LESS THEN 4/0
3499150E |  | 13889.31 | 367 | 0025 | CONDUCTOR, ALUMINUM, 4/0 AND GREATER
3499150E |  | 1262.66 | 367 | 0100 | FAULT INDICATOR
3499150E |  | 1262.66 | 373 | 0025 | CONDUCTOR, ALUMINUM, UNDERGROUND
3499150E |  | 2525.32 | 373 | 1200 | LUMINAIRE, OTHER, 100W
3499150E |  | 5050.65 | 373 | 1375 | CONDUIT
3499150E |  | 7575.98 | 373 | 1625 | STANDARD, OTHER, 25' AND UNDER
3499226E | 419201.22 |  |  |  | ARL/MAN - MITCHELL FARMS - MIT | ARL/MAN - MITCHELL FARMS - MITCHELL RD/RT | 2022-02-23
3499226E |  | 142528.72 | 366 | 1010 | CONDUIT
3499226E |  | 41920.08 | 366 | 1150 | SECONDARY BOX
3499226E |  | 16768 | 366 | 1200 | MANHOLE, 0-100 CU FT
3499226E |  | 25152.02 | 366 | 1400 | PADS OR FOUNDATIONS, SMALL, LESS THAN 50 SQ FT
3499226E |  | 92224.21 | 367 | 0020 | CONDUCTOR, ALUMINUM, LESS THEN 4/0
3499226E |  | 92224.21 | 367 | 0025 | CONDUCTOR, ALUMINUM, 4/0 AND GREATER
3499226E |  | 8383.98 | 367 | 0100 | FAULT INDICATOR
3499287E | 252652.42 |  |  |  | MCK PLANO WYNGATE DL | MCK PLANO WYNGATE DL | 2022-10-17
3499287E |  | 45477.43 | 366 | 1010 | CONDUIT
3499287E |  | 37897.85 | 366 | 1150 | SECONDARY BOX
3499287E |  | 2526.5 | 366 | 1200 | MANHOLE, 0-100 CU FT
3499287E |  | 30318.27 | 366 | 1400 | PADS OR FOUNDATIONS, SMALL, LESS THAN 50 SQ FT
3499287E |  | 53057.24 | 367 | 0020 | CONDUCTOR, ALUMINUM, LESS THEN 4/0
3499287E |  | 35371.32 | 367 | 0025 | CONDUCTOR, ALUMINUM, 4/0 AND GREATER
3499287E |  | 10106.08 | 367 | 0100 | FAULT INDICATOR
3499287E |  | 2526.5 | 373 | 0025 | CONDUCTOR, ALUMINUM, UNDERGROUND
3499287E |  | 7579.55 | 373 | 1200 | LUMINAIRE, OTHER, 100W
3499287E |  | 2526.5 | 373 | 1375 | CONDUIT
3499287E |  | 2526.5 | 373 | 1515 | STANDARD, METAL, 25' AND UNDER
3499287E |  | 20212.18 | 373 | 1625 | STANDARD, OTHER, 25' AND UNDER
3499287E |  | 2526.5 | 373 | 1640 | MANHOLE (USED EXCLUSIVELY FOR STREET LIGHTING)
3499876E | 131715.53 |  |  |  | DNE OFFSITE FOR 3700 ROSS THE | DNE OFFSITE FOR 3700 ROSS THE ACADEMIC - HM | 2022-07-08
3499876E |  | 25025.94 | 364 | 0001 | SINGLE CROSSARM
3499876E |  | 6585.76 | 364 | 0280 | POLE, WOOD, 45'
3499876E |  | 18440.17 | 364 | 0300 | POLE, WOOD, 50'
3499876E |  | 11854.39 | 364 | 0320 | POLE, WOOD, 55'
3499876E |  | 43466.19 | 365 | 0020 | CONDUCTOR, ALUMINUM, 4/0 AND GREATER
3499876E |  | 25025.94 | 365 | 6010 | AIRBREAK SWITCH, WITH OR WITHOUT OPERATOR
3499876E |  | 1317.14 | 367 | 0020 | CONDUCTOR, ALUMINUM, LESS THEN 4/0
3500100E | 305804.74 |  |  |  | MCK MCK LAKE MEADOW PRINCETON | MCK MCK LAKE MEADOW PRINCETON CO | 2022-04-05
3500100E |  | 3058.03 | 364 | 0001 | SINGLE CROSSARM
3500100E |  | 9174.13 | 364 | 0280 | POLE, WOOD, 45'
3500100E |  | 3058.03 | 365 | 0010 | CONDUCTOR, ALUMINUM, LESS THAN 4/0
3500100E |  | 64219.17 | 366 | 1010 | CONDUIT
3500100E |  | 24464.36 | 366 | 1150 | SECONDARY BOX
3500100E |  | 12232.17 | 366 | 1400 | PADS OR FOUNDATIONS, SMALL, LESS THAN 50 SQ FT
3500100E |  | 45870.7 | 367 | 0020 | CONDUCTOR, ALUMINUM, LESS THEN 4/0
3500100E |  | 39754.6 | 367 | 0025 | CONDUCTOR, ALUMINUM, 4/0 AND GREATER
3500100E |  | 3058.03 | 367 | 0100 | FAULT INDICATOR
3500100E |  | 3058.03 | 373 | 0025 | CONDUCTOR, ALUMINUM, UNDERGROUND
3500100E |  | 30580.47 | 373 | 1250 | LUMINAIRE, LED, 40W TO 150W
3500100E |  | 9174.13 | 373 | 1375 | CONDUIT
3500100E |  | 58102.89 | 373 | 1625 | STANDARD, OTHER, 25' AND UNDER
3500255E | 944402.03 |  |  |  | MHN FORGE ENERGY BLK 16 PME OF | MHN FORGE ENERGY BLK 16 PME OFFSITE 2:MRB-PWR | 2022-10-18
3500255E |  | 84996.18 | 364 | 0001 | SINGLE CROSSARM
3500255E |  | 9444.02 | 364 | 0002 | DOUBLE CROSSARMS
3500255E |  | 9444.02 | 364 | 0260 | POLE, WOOD, 40'
3500255E |  | 273876.58 | 364 | 0300 | POLE, WOOD, 50'
3500255E |  | 56664.12 | 364 | 0320 | POLE, WOOD, 55'
3500255E |  | 75552.16 | 365 | 0010 | CONDUCTOR, ALUMINUM, LESS THAN 4/0
3500255E |  | 434424.95 | 365 | 0020 | CONDUCTOR, ALUMINUM, 4/0 AND GREATER
3500286E | 127284.12 |  |  |  | HEB: OWSP_BDFRD8821_2020_COMP | HEB: OWSP_BDFRD8821_2020_ML | 2022-03-29
3500286E |  | 1272.84 | 364 | 0001 | SINGLE CROSSARM
3500286E |  | 126011.28 | 365 | 0010 | CONDUCTOR, ALUMINUM, LESS THAN 4/0
3500295E | 293112.28 |  |  |  | HEB OWSP GRPVN8512 2020 COMP | HEB: OWSP_GRPVN8212_2020_ML | 2022-03-03
3500295E |  | 26380.1 | 364 | 0260 | POLE, WOOD, 40'
3500295E |  | 266732.18 | 365 | 0010 | CONDUCTOR, ALUMINUM, LESS THAN 4/0
3500582E | 306443.83 |  |  |  | TEM TEM MESA RIDGE MM | TEM TEM MESA RIDGE MM | 2022-12-31
3500582E |  | 91933.15 | 366 | 1010 | CONDUIT
3500582E |  | 27579.94 | 366 | 1150 | SECONDARY BOX
3500582E |  | 15322.19 | 366 | 1400 | PADS OR FOUNDATIONS, SMALL, LESS THAN 50 SQ FT
3500582E |  | 58224.33 | 367 | 0020 | CONDUCTOR, ALUMINUM, LESS THEN 4/0
3500582E |  | 49031.01 | 367 | 0025 | CONDUCTOR, ALUMINUM, 4/0 AND GREATER
3500582E |  | 6128.88 | 367 | 0100 | FAULT INDICATOR
3500582E |  | 3064.44 | 373 | 0025 | CONDUCTOR, ALUMINUM, UNDERGROUND
3500582E |  | 9193.31 | 373 | 1200 | LUMINAIRE, OTHER, 100W
3500582E |  | 6128.88 | 373 | 1375 | CONDUIT
3500582E |  | 39837.7 | 373 | 1520 | STANDARD, METAL, ABOVE 25'
3500588E | 114792.12 |  |  |  | TEM/BEL-THREE CREEKS PHASE VII | TEM/BEL-THREE CREEKS PHASE VIII/DM | 2022-08-22
3500588E |  | 37881.42 | 366 | 1010 | CONDUIT
3500588E |  | 13775.05 | 366 | 1150 | SECONDARY BOX
3500588E |  | 9183.36 | 366 | 1400 | PADS OR FOUNDATIONS, SMALL, LESS THAN 50 SQ FT
3500588E |  | 30993.87 | 367 | 0020 | CONDUCTOR, ALUMINUM, LESS THEN 4/0
3500588E |  | 21810.5 | 367 | 0025 | CONDUCTOR, ALUMINUM, 4/0 AND GREATER
3500588E |  | 1147.92 | 367 | 0100 | FAULT INDICATOR
3500713E | 126465.95 |  |  |  | RRK/RRK-ARRINGTON RIDGE II/ CV | RRK/RRK-ARRINGTON RIDGE II/ CV | 2022-05-31
3500713E |  | 2529.31 | 364 | 0001 | SINGLE CROSSARM
3500713E |  | 2529.31 | 364 | 0300 | POLE, WOOD, 50'
3500713E |  | 5058.63 | 364 | 0320 | POLE, WOOD, 55'
3500713E |  | 40469.1 | 366 | 1010 | CONDUIT
3500713E |  | 6323.29 | 366 | 1400 | PADS OR FOUNDATIONS, SMALL, LESS THAN 50 SQ FT
3500713E |  | 58174.39 | 367 | 0020 | CONDUCTOR, ALUMINUM, LESS THEN 4/0
3500713E |  | 2529.31 | 367 | 0100 | FAULT INDICATOR
3500713E |  | 8852.61 | 369 | 1200 | SERVICE, UNDERGROUND, GREATER THAN 4/0, SINGLE PH
3500746E | 482091.65 |  |  |  | WAC: PARK MEADOWS SOUTH PH. 1 | WAC: PARK MEADOWS SOUTH PH. 1 -MM | 2022-02-17
3500746E |  | 4820.9 | 365 | 0010 | CONDUCTOR, ALUMINUM, LESS THAN 4/0
3500746E |  | 53030.07 | 366 | 1010 | CONDUIT
3500746E |  | 67492.82 | 366 | 1150 | SECONDARY BOX
3500746E |  | 43388.23 | 366 | 1410 | PADS OR FOUNDATIONS, MEDIUM, 50-100 SQ FT
3500746E |  | 106060.3 | 367 | 0020 | CONDUCTOR, ALUMINUM, LESS THEN 4/0
3500746E |  | 101239.22 | 367 | 0025 | CONDUCTOR, ALUMINUM, 4/0 AND GREATER
3500746E |  | 53030.07 | 367 | 5190 | SWITCHGEAR, PADMOUNT, 25KV
3500746E |  | 24104.56 | 373 | 1250 | LUMINAIRE, LED, 40W TO 150W
3500746E |  | 28925.48 | 373 | 1625 | STANDARD, OTHER, 25' AND UNDER
3500793E | 121224.45 |  |  |  | DNE COD CHURCHILL WAY RELOCATI | DNE COD CHURCHILL WAY RELOCATION | 2022-09-01
3500793E |  | 15759.18 | 364 | 0001 | SINGLE CROSSARM
3500793E |  | 19395.91 | 364 | 0280 | POLE, WOOD, 45'
3500793E |  | 8485.72 | 364 | 0300 | POLE, WOOD, 50'
3500793E |  | 44853.03 | 365 | 0020 | CONDUCTOR, ALUMINUM, 4/0 AND GREATER
3500793E |  | 26669.38 | 365 | 6010 | AIRBREAK SWITCH, WITH OR WITHOUT OPERATOR
3500793E |  | 6061.23 | 367 | 0020 | CONDUCTOR, ALUMINUM, LESS THEN 4/0
3501013E | 416079.85 |  |  |  | BIG: BAYSWATER - BROKEN ARROW | BIG: BAYSWATER - BROKEN ARROW/FIRE CREEK PME OFFSITE-CS-PWR | 2022-05-04
3501013E |  | 145627.91 | 364 | 0001 | SINGLE CROSSARM
3501013E |  | 8321.56 | 364 | 0240 | POLE, WOOD, 35'
3501013E |  | 199718.47 | 364 | 0260 | POLE, WOOD, 40'
3501013E |  | 58251.16 | 364 | 0280 | POLE, WOOD, 45'
3501013E |  | 4160.75 | 365 | 0010 | CONDUCTOR, ALUMINUM, LESS THAN 4/0
3501019E | 1183532.36 |  |  |  | MHN: PLAINS PIPELINE WOLVERIN | MHN: PLAINS PIPELINE WOLVERINE TERMINAL OFFSITE 2-6 AN-PWR | 2022-01-06
3501019E |  | 94682.56 | 364 | 0001 | SINGLE CROSSARM
3501019E |  | 307718.39 | 364 | 0300 | POLE, WOOD, 50'
3501019E |  | 71011.92 | 364 | 0320 | POLE, WOOD, 55'
3501019E |  | 23670.63 | 364 | 0335 | POLE, WOOD, 60'
3501019E |  | 82847.24 | 365 | 0010 | CONDUCTOR, ALUMINUM, LESS THAN 4/0
3501019E |  | 473413.16 | 365 | 0020 | CONDUCTOR, ALUMINUM, 4/0 AND GREATER
3501019E |  | 47341.27 | 365 | 6010 | AIRBREAK SWITCH, WITH OR WITHOUT OPERATOR
3501019E |  | 11835.3 | 366 | 1010 | CONDUIT
3501019E |  | 59176.59 | 367 | 0025 | CONDUCTOR, ALUMINUM, 4/0 AND GREATER
3501019E |  | 11835.3 | 367 | 0100 | FAULT INDICATOR
3501293E | 330390.14 |  |  |  | TER:LOVERS LANDING:ZG | TER:LOVERS LANDING:ZG | 2022-07-21
3501293E |  | 72685.81 | 366 | 1010 | CONDUIT
3501293E |  | 29735.09 | 366 | 1150 | SECONDARY BOX
3501293E |  | 16519.5 | 366 | 1400 | PADS OR FOUNDATIONS, SMALL, LESS THAN 50 SQ FT
3501293E |  | 75989.83 | 367 | 0020 | CONDUCTOR, ALUMINUM, LESS THEN 4/0
3501293E |  | 59470.21 | 367 | 0025 | CONDUCTOR, ALUMINUM, 4/0 AND GREATER
3501293E |  | 6607.8 | 367 | 0100 | FAULT INDICATOR
3501293E |  | 3303.9 | 373 | 0025 | CONDUCTOR, ALUMINUM, UNDERGROUND
3501293E |  | 42950.7 | 373 | 1250 | LUMINAIRE, LED, 40W TO 150W
3501293E |  | 6607.8 | 373 | 1375 | CONDUIT
3501293E |  | 16519.5 | 373 | 1625 | STANDARD, OTHER, 25' AND UNDER
3501366E | 160424.31 |  |  |  | CLE: TRAIL CREEK PH 1 GS | CLE: TRAIL CREEK PH 1 - GS/ | 2022-10-25
3501366E |  | 46523.2 | 366 | 1010 | CONDUIT
3501366E |  | 19250.91 | 366 | 1150 | SECONDARY BOX
3501366E |  | 11229.68 | 366 | 1400 | PADS OR FOUNDATIONS, SMALL, LESS THAN 50 SQ FT
3501366E |  | 36897.57 | 367 | 0020 | CONDUCTOR, ALUMINUM, LESS THEN 4/0
3501366E |  | 20855.15 | 367 | 0025 | CONDUCTOR, ALUMINUM, 4/0 AND GREATER
3501366E |  | 3208.47 | 367 | 0100 | FAULT INDICATOR
3501366E |  | 1604.22 | 373 | 0025 | CONDUCTOR, ALUMINUM, UNDERGROUND
3501366E |  | 3208.47 | 373 | 1250 | LUMINAIRE, LED, 40W TO 150W
3501366E |  | 3208.47 | 373 | 1375 | CONDUIT
3501366E |  | 14438.17 | 373 | 1520 | STANDARD, METAL, ABOVE 25'
3501438E | 246541.87 |  |  |  | MDL-VANDER RANCH PHASE II-PVM- | MDL-VANDER RANCH PHASE II-PVM-BG | 2022-09-02
3501438E |  | 46842.95 | 366 | 1010 | CONDUIT
3501438E |  | 24654.18 | 366 | 1150 | SECONDARY BOX
3501438E |  | 2465.41 | 366 | 1200 | MANHOLE, 0-100 CU FT
3501438E |  | 12327.09 | 366 | 1410 | PADS OR FOUNDATIONS, MEDIUM, 50-100 SQ FT
3501438E |  | 49308.49 | 367 | 0020 | CONDUCTOR, ALUMINUM, LESS THEN 4/0
3501438E |  | 41912.1 | 367 | 0025 | CONDUCTOR, ALUMINUM, 4/0 AND GREATER
3501438E |  | 4930.82 | 367 | 0100 | FAULT INDICATOR
3501438E |  | 2465.41 | 373 | 0025 | CONDUCTOR, ALUMINUM, UNDERGROUND
3501438E |  | 36981.27 | 373 | 1250 | LUMINAIRE, LED, 40W TO 150W
3501438E |  | 2465.41 | 373 | 1375 | CONDUIT
3501438E |  | 2465.41 | 373 | 1520 | STANDARD, METAL, ABOVE 25'
3501438E |  | 19723.33 | 373 | 1625 | STANDARD, OTHER, 25' AND UNDER
3501476E | 463138.86 |  |  |  | MHN PLAINS PIPELINE FELIX YARD | MHN PLAINS PIPELINE FELIX YARD WATER WELLS OFFSITE AG SE | 2022-02-17
3501476E |  | 41682.48 | 364 | 0001 | SINGLE CROSSARM
3501476E |  | 175992.86 | 364 | 0300 | POLE, WOOD, 50'
3501476E |  | 32419.7 | 365 | 0010 | CONDUCTOR, ALUMINUM, LESS THAN 4/0
3501476E |  | 171361.37 | 365 | 0020 | CONDUCTOR, ALUMINUM, 4/0 AND GREATER
3501476E |  | 9262.76 | 366 | 1010 | CONDUIT
3501476E |  | 27788.32 | 367 | 0025 | CONDUCTOR, ALUMINUM, 4/0 AND GREATER
3501476E |  | 4631.37 | 367 | 0100 | FAULT INDICATOR
3501495E | 105292.51 |  |  |  | FWS: EAST ALTAMESA AND OAK GRO | FWS: EAST ALTAMESA AND OAK GROVE RD WAREHOUSES - RSE | 2022-01-20
3501495E |  | 6317.54 | 364 | 0001 | SINGLE CROSSARM
3501495E |  | 22111.41 | 364 | 0260 | POLE, WOOD, 40'
3501495E |  | 2105.83 | 364 | 0280 | POLE, WOOD, 45'
3501495E |  | 5264.61 | 365 | 0010 | CONDUCTOR, ALUMINUM, LESS THAN 4/0
3501495E |  | 17899.69 | 365 | 0020 | CONDUCTOR, ALUMINUM, 4/0 AND GREATER
3501495E |  | 7370.47 | 366 | 1100 | PRIMARY BOX
3501495E |  | 43170.05 | 367 | 0020 | CONDUCTOR, ALUMINUM, LESS THEN 4/0
3501495E |  | 1052.91 | 369 | 1300 | SERVICE, UNDERGROUND, 4/0 AND LESS,3 PHASES
3501786E | 355864.62 |  |  |  | MSQ IH635 CROSSING AT CARTWRIG | MSQ INT635 CROSSING AT CARTWRIGHT POLE REPLACEMENT | 2022-06-09
3501786E |  | 21351.87 | 364 | 0001 | SINGLE CROSSARM
3501786E |  | 17793.23 | 364 | 0365 | POLE, WOOD, 70'
3501786E |  | 74731.57 | 364 | 0390 | POLE, OTHER, 75'
3501786E |  | 71172.92 | 364 | 0400 | POLE, OTHER, 80'
3501786E |  | 74731.6 | 364 | 0435 | POLE, OTHER, 90'
3501786E |  | 56938.33 | 365 | 0020 | CONDUCTOR, ALUMINUM, 4/0 AND GREATER
3501786E |  | 39145.1 | 365 | 6010 | AIRBREAK SWITCH, WITH OR WITHOUT OPERATOR
3502283E | 109329.78 |  |  |  | RRK: WARNER RANCH APTS | RRK: WARNER RANCH APTS JK | 2022-04-14
3502283E |  | 1093.29 | 364 | 0001 | SINGLE CROSSARM
3502283E |  | 3279.89 | 364 | 0300 | POLE, WOOD, 50'
3502283E |  | 1093.29 | 365 | 1000 | FAULT INDICATOR
3502283E |  | 18586.06 | 366 | 1010 | CONDUIT
3502283E |  | 10932.97 | 366 | 1100 | PRIMARY BOX
3502283E |  | 27332.44 | 366 | 1410 | PADS OR FOUNDATIONS, MEDIUM, 50-100 SQ FT
3502283E |  | 42638.65 | 367 | 0020 | CONDUCTOR, ALUMINUM, LESS THEN 4/0
3502283E |  | 4373.19 | 367 | 0100 | FAULT INDICATOR
3502643E | 399835.41 |  |  |  | BEN: OFFSITE - HULEN TRAILS- G | BEN: OFFSITE - HULEN TRAILS- GS MS | 2022-01-25
3502643E |  | 51978.59 | 364 | 0001 | SINGLE CROSSARM
3502643E |  | 3998.33 | 364 | 0260 | POLE, WOOD, 40'
3502643E |  | 115952.26 | 364 | 0280 | POLE, WOOD, 45'
3502643E |  | 19991.75 | 365 | 0010 | CONDUCTOR, ALUMINUM, LESS THAN 4/0
3502643E |  | 203916.15 | 365 | 0020 | CONDUCTOR, ALUMINUM, 4/0 AND GREATER
3502643E |  | 3998.33 | 367 | 0020 | CONDUCTOR, ALUMINUM, LESS THEN 4/0
3502902E | 828272.71 |  |  |  | MDL DE3 OPERATING KING SWD PME | MDL DE3 OPERATING KING SWD PME UPGRADE-OFFSITE-JW-BG | 2022-03-16
3502902E |  | 66261.82 | 364 | 0001 | SINGLE CROSSARM
3502902E |  | 33130.91 | 364 | 0280 | POLE, WOOD, 45'
3502902E |  | 149089.08 | 364 | 0300 | POLE, WOOD, 50'
3502902E |  | 24848.18 | 364 | 0320 | POLE, WOOD, 55'
3502902E |  | 41413.63 | 365 | 0010 | CONDUCTOR, ALUMINUM, LESS THAN 4/0
3502902E |  | 289895.47 | 365 | 0020 | CONDUCTOR, ALUMINUM, 4/0 AND GREATER
3502902E |  | 49696.36 | 365 | 5650 | DIST AUTOMATION CONTROL OVERHEAD
3502902E |  | 33130.91 | 365 | 6010 | AIRBREAK SWITCH, WITH OR WITHOUT OPERATOR
3502902E |  | 66261.82 | 365 | 6030 | RECLOSER,2 OR 3 PHASE,OVER 13.2KV,0-3000 AMP
3502902E |  | 16565.45 | 366 | 1010 | CONDUIT
3502902E |  | 49696.36 | 367 | 0025 | CONDUCTOR, ALUMINUM, 4/0 AND GREATER
3502902E |  | 8282.72 | 367 | 0100 | FAULT INDICATOR
3503075E | 159402.95 |  |  |  | FBR IRV OFFSITE TO TX PLAZA AP | FBR IRV OFFSITE TO TX PLAZA APTS II RH | 2022-06-17
3503075E |  | 17534.31 | 366 | 1010 | CONDUIT
3503075E |  | 6376.11 | 366 | 1410 | PADS OR FOUNDATIONS, MEDIUM, 50-100 SQ FT
3503075E |  | 65355.19 | 367 | 0025 | CONDUCTOR, ALUMINUM, 4/0 AND GREATER
3503075E |  | 1594.02 | 367 | 0100 | FAULT INDICATOR
3503075E |  | 68543.32 | 367 | 5190 | SWITCHGEAR, PADMOUNT, 25KV
3503087E | 379119.81 |  |  |  | LDL/DEN - COUNTRY CLUB TERRACE | LDL/DEN - COUNTRY CLUB TERRACE PHASES 1 AND 2 - 4505 COUNTRY | 2022-01-19
3503087E |  | 7582.38 | 364 | 0260 | POLE, WOOD, 40'
3503087E |  | 79615.14 | 366 | 1010 | CONDUIT
3503087E |  | 45494.35 | 366 | 1150 | SECONDARY BOX
3503087E |  | 18955.98 | 366 | 1410 | PADS OR FOUNDATIONS, MEDIUM, 50-100 SQ FT
3503087E |  | 83406.53 | 367 | 0020 | CONDUCTOR, ALUMINUM, LESS THEN 4/0
3503087E |  | 72032.74 | 367 | 0025 | CONDUCTOR, ALUMINUM, 4/0 AND GREATER
3503087E |  | 3791.19 | 367 | 0100 | FAULT INDICATOR
3503087E |  | 3791.19 | 373 | 0025 | CONDUCTOR, ALUMINUM, UNDERGROUND
3503087E |  | 15164.77 | 373 | 1250 | LUMINAIRE, LED, 40W TO 150W
3503087E |  | 3791.19 | 373 | 1260 | LUMINAIRE, LED, 151W TO 300W
3503087E |  | 3791.19 | 373 | 1375 | CONDUIT
3503087E |  | 41703.16 | 373 | 1520 | STANDARD, METAL, ABOVE 25'
3503108E | 401413.83 |  |  |  | FBR/IRV/OFFSITE TO TPC SAVANNA | FBR/IRV/OFFSITE TO TPC SAVANNAH/RLH | 2022-03-17
3503108E |  | 92325.17 | 366 | 1010 | CONDUIT
3503108E |  | 52183.78 | 366 | 1100 | PRIMARY BOX
3503108E |  | 4014.13 | 366 | 1410 | PADS OR FOUNDATIONS, MEDIUM, 50-100 SQ FT
3503108E |  | 188664.55 | 367 | 0025 | CONDUCTOR, ALUMINUM, 4/0 AND GREATER
3503108E |  | 64226.2 | 367 | 5190 | SWITCHGEAR, PADMOUNT, 25KV
3503182E | 280056.28 |  |  |  | MCK: CORE GATEWAY CONV DL-RB | MCK: CORE GATEWAY CONV DL-RB | 2022-06-09
3503182E |  | 2800.55 | 364 | 0001 | SINGLE CROSSARM
3503182E |  | 2800.55 | 364 | 0260 | POLE, WOOD, 40'
3503182E |  | 2800.55 | 364 | 0280 | POLE, WOOD, 45'
3503182E |  | 2800.55 | 365 | 0010 | CONDUCTOR, ALUMINUM, LESS THAN 4/0
3503182E |  | 16803.36 | 366 | 1100 | PRIMARY BOX
3503182E |  | 16803.36 | 367 | 0020 | CONDUCTOR, ALUMINUM, LESS THEN 4/0
3503182E |  | 70014.05 | 367 | 0025 | CONDUCTOR, ALUMINUM, 4/0 AND GREATER
3503182E |  | 2800.55 | 367 | 0100 | FAULT INDICATOR
3503182E |  | 162432.76 | 367 | 5190 | SWITCHGEAR, PADMOUNT, 25KV
3503330E | 455394.86 |  |  |  | WAX: HAVEN 2 OFFSITE: MW | WAX: HAVEN 2 OFFSITE: MW | 2022-02-15
3503330E |  | 31877.64 | 364 | 0001 | SINGLE CROSSARM
3503330E |  | 13661.84 | 364 | 0280 | POLE, WOOD, 45'
3503330E |  | 31877.64 | 364 | 0300 | POLE, WOOD, 50'
3503330E |  | 127510.6 | 365 | 0020 | CONDUCTOR, ALUMINUM, 4/0 AND GREATER
3503330E |  | 50093.42 | 366 | 1010 | CONDUIT
3503330E |  | 22769.74 | 366 | 1100 | PRIMARY BOX
3503330E |  | 4553.94 | 366 | 1410 | PADS OR FOUNDATIONS, MEDIUM, 50-100 SQ FT
3503330E |  | 104740.82 | 367 | 0025 | CONDUCTOR, ALUMINUM, 4/0 AND GREATER
3503330E |  | 4553.94 | 367 | 0100 | FAULT INDICATOR
3503330E |  | 63755.28 | 367 | 5190 | SWITCHGEAR, PADMOUNT, 25KV
3503334E | 199546.68 |  |  |  | IVR - SUBDIVISION KENSINGTON | IVR - SUBDIVISION KENSINGTON PLACE- 96 LOTS | 2022-01-18
3503334E |  | 47891.2 | 366 | 1010 | CONDUIT
3503334E |  | 17959.2 | 366 | 1150 | SECONDARY BOX
3503334E |  | 5986.4 | 366 | 1400 | PADS OR FOUNDATIONS, SMALL, LESS THAN 50 SQ FT
3503334E |  | 25941.06 | 367 | 0020 | CONDUCTOR, ALUMINUM, LESS THEN 4/0
3503334E |  | 23945.6 | 367 | 0025 | CONDUCTOR, ALUMINUM, 4/0 AND GREATER
3503334E |  | 1995.46 | 367 | 0100 | FAULT INDICATOR
3503334E |  | 1995.46 | 373 | 0025 | CONDUCTOR, ALUMINUM, UNDERGROUND
3503334E |  | 15963.73 | 373 | 1100 | LUMINAIRE, HISTORICAL, 100W
3503334E |  | 5986.4 | 373 | 1375 | CONDUIT
3503334E |  | 51882.17 | 373 | 1515 | STANDARD, METAL, 25' AND UNDER
3503496E | 336040.15 |  |  |  | AND: ESTATES OF EZRA (55 LOTS) | AND: ESTATES OF EZRA (55 LOTS) EJO | 2022-02-27
3503496E |  | 114253.65 | 366 | 1010 | CONDUIT
3503496E |  | 13441.61 | 366 | 1150 | SECONDARY BOX
3503496E |  | 3360.4 | 366 | 1200 | MANHOLE, 0-100 CU FT
3503496E |  | 20162.4 | 366 | 1400 | PADS OR FOUNDATIONS, SMALL, LESS THAN 50 SQ FT
3503496E |  | 181461.69 | 367 | 0025 | CONDUCTOR, ALUMINUM, 4/0 AND GREATER
3503496E |  | 3360.4 | 367 | 0100 | FAULT INDICATOR
3503571E | 466192.94 |  |  |  | RRK/PFL-LISSO PHASE 1 SUBDIVIS | RRK/PFL-LISSO PHASE 1 SUBDIVISON/ CV | 2022-08-10
3503571E |  | 65266.99 | 366 | 1010 | CONDUIT
3503571E |  | 65266.99 | 366 | 1150 | SECONDARY BOX
3503571E |  | 4661.9 | 366 | 1200 | MANHOLE, 0-100 CU FT
3503571E |  | 23309.63 | 366 | 1410 | PADS OR FOUNDATIONS, MEDIUM, 50-100 SQ FT
3503571E |  | 55943.13 | 367 | 0020 | CONDUCTOR, ALUMINUM, LESS THEN 4/0
3503571E |  | 93238.57 | 367 | 0025 | CONDUCTOR, ALUMINUM, 4/0 AND GREATER
3503571E |  | 9323.83 | 367 | 0100 | FAULT INDICATOR
3503571E |  | 4661.9 | 373 | 0025 | CONDUCTOR, ALUMINUM, UNDERGROUND
3503571E |  | 27971.55 | 373 | 1250 | LUMINAIRE, LED, 40W TO 150W
3503571E |  | 13985.76 | 373 | 1375 | CONDUIT
3503571E |  | 102562.69 | 373 | 1520 | STANDARD, METAL, ABOVE 25'
3503936E | 547039.01 |  |  |  | ODE-DR HORTON HOMESTEAD 4TH FI | ODE-DR HORTON HOMESTEAD 4TH FILING PHASE 5-PVM-BG | 2022-02-02
3503936E |  | 136759.76 | 366 | 1010 | CONDUIT
3503936E |  | 49233.51 | 366 | 1150 | SECONDARY BOX
3503936E |  | 16411.17 | 366 | 1200 | MANHOLE, 0-100 CU FT
3503936E |  | 21881.56 | 366 | 1400 | PADS OR FOUNDATIONS, SMALL, LESS THAN 50 SQ FT
3503936E |  | 71115.07 | 367 | 0020 | CONDUCTOR, ALUMINUM, LESS THEN 4/0
3503936E |  | 65644.68 | 367 | 0025 | CONDUCTOR, ALUMINUM, 4/0 AND GREATER
3503936E |  | 5470.39 | 367 | 0100 | FAULT INDICATOR
3503936E |  | 5470.39 | 373 | 0025 | CONDUCTOR, ALUMINUM, UNDERGROUND
3503936E |  | 32822.34 | 373 | 1250 | LUMINAIRE, LED, 40W TO 150W
3503936E |  | 21881.56 | 373 | 1375 | CONDUIT
3503936E |  | 120348.58 | 373 | 1520 | STANDARD, METAL, ABOVE 25'
3504350E | 125590.96 |  |  |  | MSQ/CAPSTONE COURT-ROYSE CITY/ | MSQ/CAPSTONE COURT-ROYSE CITY/ZG | 2022-02-10
3504350E |  | 37677.28 | 366 | 1010 | CONDUIT
3504350E |  | 1255.91 | 366 | 1150 | SECONDARY BOX
3504350E |  | 2511.82 | 366 | 1200 | MANHOLE, 0-100 CU FT
3504350E |  | 12559.09 | 366 | 1400 | PADS OR FOUNDATIONS, SMALL, LESS THAN 50 SQ FT
3504350E |  | 42700.94 | 367 | 0020 | CONDUCTOR, ALUMINUM, LESS THEN 4/0
3504350E |  | 25118.19 | 367 | 0025 | CONDUCTOR, ALUMINUM, 4/0 AND GREATER
3504350E |  | 3767.73 | 367 | 0100 | FAULT INDICATOR
3504466E | 314229.42 |  |  |  | TYL 2020NTYL81 TYLER SUB FDR E | TYL 2020NTYL81 TYLER SUB FDR EXIT SOUTH SCF | 2022-06-03
3504466E |  | 6284.57 | 364 | 0001 | SINGLE CROSSARM
3504466E |  | 3142.28 | 364 | 0002 | DOUBLE CROSSARMS
3504466E |  | 3142.28 | 364 | 0300 | POLE, WOOD, 50'
3504466E |  | 9426.87 | 364 | 0320 | POLE, WOOD, 55'
3504466E |  | 18853.75 | 364 | 0350 | POLE, WOOD, 65'
3504466E |  | 3142.28 | 365 | 0010 | CONDUCTOR, ALUMINUM, LESS THAN 4/0
3504466E |  | 270237.39 | 367 | 0025 | CONDUCTOR, ALUMINUM, 4/0 AND GREATER
3504566E | 659552.41 |  |  |  | STN: SUNFLOWER RECONDUCTORIJW- | STN: SUNFLOWER RECONDUCTORIJW-SE | 2022-02-24
3504566E |  | 65955.21 | 364 | 0001 | SINGLE CROSSARM
3504566E |  | 6595.49 | 364 | 0002 | DOUBLE CROSSARMS
3504566E |  | 6595.49 | 364 | 0260 | POLE, WOOD, 40'
3504566E |  | 6595.49 | 364 | 0280 | POLE, WOOD, 45'
3504566E |  | 197865.69 | 364 | 0300 | POLE, WOOD, 50'
3504566E |  | 19786.53 | 364 | 0320 | POLE, WOOD, 55'
3504566E |  | 32977.59 | 365 | 0010 | CONDUCTOR, ALUMINUM, LESS THAN 4/0
3504566E |  | 309989.94 | 365 | 0020 | CONDUCTOR, ALUMINUM, 4/0 AND GREATER
3504566E |  | 6595.49 | 366 | 1150 | SECONDARY BOX
3504566E |  | 6595.49 | 369 | 0300 | SERVICE, OVERHEAD, 4/0 AND LESS, 3 PHASE
3504589E | 470612.94 |  |  |  | FWE UGCP FHLSW1311 P REPLACE U | FWE UGCP FHLSW1311 P REPLACE UG CABLE 3200 OAK TIMBER DR | 2022-04-11
3504589E |  | 98828.71 | 366 | 1010 | CONDUIT
3504589E |  | 352959.73 | 367 | 0020 | CONDUCTOR, ALUMINUM, LESS THEN 4/0
3504589E |  | 18824.5 | 367 | 0100 | FAULT INDICATOR
3504710E | 166714.78 |  |  |  | FWE UGCP HORNE1931 P REPLACE U | FWE UGCP HORNE1931 P REPLACE UG CABLE 4951 OVERTON WOODS CT | 2022-02-08
3504710E |  | 30008.66 | 366 | 1010 | CONDUIT
3504710E |  | 130037.53 | 367 | 0020 | CONDUCTOR, ALUMINUM, LESS THEN 4/0
3504710E |  | 6668.59 | 367 | 0100 | FAULT INDICATOR
3504821E | 164300.09 |  |  |  | FNE UGCP SMFLD2333 P REPLACE U | FNE UGCP SMFLD2333 P REPLACE UG CABLE 2908 HURSTVIEW | 2022-03-09
3504821E |  | 34503 | 366 | 1010 | CONDUIT
3504821E |  | 121582.1 | 367 | 0020 | CONDUCTOR, ALUMINUM, LESS THEN 4/0
3504821E |  | 8214.99 | 367 | 0100 | FAULT INDICATOR
3504985E | 919291.36 |  |  |  | BGS BAYSWAGTER OPERATING REED | BGS BAYSWAGTER OPERATING REED 7 2 PME ADD LD OFFSITE-BV-BG | 2022-09-28
3504985E |  | 101122.04 | 364 | 0001 | SINGLE CROSSARM
3504985E |  | 9192.9 | 364 | 0260 | POLE, WOOD, 40'
3504985E |  | 9192.9 | 364 | 0280 | POLE, WOOD, 45'
3504985E |  | 248208.66 | 364 | 0300 | POLE, WOOD, 50'
3504985E |  | 9192.9 | 364 | 0320 | POLE, WOOD, 55'
3504985E |  | 73543.29 | 365 | 0010 | CONDUCTOR, ALUMINUM, LESS THAN 4/0
3504985E |  | 468838.67 | 365 | 0020 | CONDUCTOR, ALUMINUM, 4/0 AND GREATER
3505255E | 314625.58 |  |  |  | MHN: PLAINS PIPFELINE FELIX HA | MHN: PLAINS PIPFELINE FELIX HAWKEYE OFFSITE - AN/PE | 2022-07-28
3505255E |  | 50340.09 | 364 | 0001 | SINGLE CROSSARM
3505255E |  | 119557.72 | 364 | 0300 | POLE, WOOD, 50'
3505255E |  | 12585.02 | 364 | 0320 | POLE, WOOD, 55'
3505255E |  | 132142.75 | 365 | 0010 | CONDUCTOR, ALUMINUM, LESS THAN 4/0
3505636E | 266905.94 |  |  |  | CLE: BELLE LAGOS PHASE 2 - GS/ | CLE: BELLE LAGOS PHASE 2 - GS/PH | 2022-04-13
3505636E |  | 66726.63 | 366 | 1010 | CONDUIT
3505636E |  | 13345.28 | 366 | 1150 | SECONDARY BOX
3505636E |  | 16014.33 | 366 | 1400 | PADS OR FOUNDATIONS, SMALL, LESS THAN 50 SQ FT
3505636E |  | 66726.47 | 367 | 0020 | CONDUCTOR, ALUMINUM, LESS THEN 4/0
3505636E |  | 34697.75 | 367 | 0025 | CONDUCTOR, ALUMINUM, 4/0 AND GREATER
3505636E |  | 5338.11 | 367 | 0100 | FAULT INDICATOR
3505636E |  | 2669.05 | 373 | 0025 | CONDUCTOR, ALUMINUM, UNDERGROUND
3505636E |  | 18683.4 | 373 | 1100 | LUMINAIRE, HISTORICAL, 100W
3505636E |  | 5338.11 | 373 | 1375 | CONDUIT
3505636E |  | 37366.81 | 373 | 1625 | STANDARD, OTHER, 25' AND UNDER
3505832E | 170914.05 |  |  |  | ARL:GREENOAKS PRESERVE RT | ARL:GREENOAKS PRESERVE RT | 2022-02-15
3505832E |  | 1709.14 | 364 | 0280 | POLE, WOOD, 45'
3505832E |  | 1709.14 | 365 | 0010 | CONDUCTOR, ALUMINUM, LESS THAN 4/0
3505832E |  | 41019.36 | 366 | 1010 | CONDUIT
3505832E |  | 25637.1 | 366 | 1150 | SECONDARY BOX
3505832E |  | 13673.12 | 366 | 1410 | PADS OR FOUNDATIONS, MEDIUM, 50-100 SQ FT
3505832E |  | 49565.11 | 367 | 0020 | CONDUCTOR, ALUMINUM, LESS THEN 4/0
3505832E |  | 32473.66 | 367 | 0025 | CONDUCTOR, ALUMINUM, 4/0 AND GREATER
3505832E |  | 5127.42 | 367 | 0100 | FAULT INDICATOR
3506897E | 143477.13 |  |  |  | BIG:CALLON PETROLEUM COPPER C | BIG:CALLON PETROLEUM COPPER CREEK UNION VALL. PME PT2 BV-BG | 2022-02-17
3506897E |  | 14347.72 | 364 | 0001 | SINGLE CROSSARM
3506897E |  | 7173.87 | 364 | 0280 | POLE, WOOD, 45'
3506897E |  | 48782.23 | 364 | 0300 | POLE, WOOD, 50'
3506897E |  | 11478.18 | 365 | 0010 | CONDUCTOR, ALUMINUM, LESS THAN 4/0
3506897E |  | 61695.13 | 365 | 0020 | CONDUCTOR, ALUMINUM, 4/0 AND GREATER
3507112E | 354843.7 |  |  |  | TEX THE RESERVE SUBDIVISION PH | TEX THE RESERVE SUBDIVISION PHASE 1 2 AND3 DENISON TX | 2022-02-17
3507112E |  | 56774.98 | 366 | 1010 | CONDUIT
3507112E |  | 39032.8 | 366 | 1150 | SECONDARY BOX
3507112E |  | 3548.42 | 366 | 1200 | MANHOLE, 0-100 CU FT
3507112E |  | 14193.73 | 366 | 1400 | PADS OR FOUNDATIONS, SMALL, LESS THAN 50 SQ FT
3507112E |  | 74517.31 | 367 | 0020 | CONDUCTOR, ALUMINUM, LESS THEN 4/0
3507112E |  | 56774.98 | 367 | 0025 | CONDUCTOR, ALUMINUM, 4/0 AND GREATER
3507112E |  | 3548.42 | 367 | 0100 | FAULT INDICATOR
3507112E |  | 3548.42 | 373 | 0025 | CONDUCTOR, ALUMINUM, UNDERGROUND
3507112E |  | 46129.67 | 373 | 1250 | LUMINAIRE, LED, 40W TO 150W
3507112E |  | 3548.42 | 373 | 1375 | CONDUIT
3507112E |  | 53226.55 | 373 | 1625 | STANDARD, OTHER, 25' AND UNDER
3507161E | 351431.62 |  |  |  | 2021MMCK008 P1 PRINCETON EAST | 2021MMCK008 P1 PRINCETON EAST SUB-1 CONTINGENCY - S1 S2 | 2022-08-16
3507161E |  | 31628.83 | 364 | 0001 | SINGLE CROSSARM
3507161E |  | 112458.12 | 364 | 0280 | POLE, WOOD, 45'
3507161E |  | 10542.94 | 365 | 0010 | CONDUCTOR, ALUMINUM, LESS THAN 4/0
3507161E |  | 196801.73 | 365 | 0020 | CONDUCTOR, ALUMINUM, 4/0 AND GREATER
3507241E | 201382.62 |  |  |  | Q4 MID GUIDON ENERGY MARGARET | Q4 MID GUIDON ENERGY MARGARET BUCK OFFSITE AL PWR | 2022-01-09
3507241E |  | 28193.56 | 364 | 0001 | SINGLE CROSSARM
3507241E |  | 6041.47 | 364 | 0280 | POLE, WOOD, 45'
3507241E |  | 66456.26 | 364 | 0300 | POLE, WOOD, 50'
3507241E |  | 8055.29 | 364 | 0320 | POLE, WOOD, 55'
3507241E |  | 92636.04 | 365 | 0010 | CONDUCTOR, ALUMINUM, LESS THAN 4/0
3507283E | 1313444.86 |  |  |  | TYL: 2020 NTYL81-TYLER SUB SOU | TYL: 2020 NTYL81-TYLER SUB SOUTH SIDE CIVIL FOR FEEDER EXIT | 2022-01-11
3507283E |  | 459705.68 | 366 | 1025 | DUCT BANK, 2 - 4 HOLES
3507283E |  | 157613.37 | 366 | 1030 | DUCT BANK, 5 - 8 HOLES
3507283E |  | 682991.38 | 366 | 1240 | MANHOLE, OVER 400 CU FT
3507283E |  | 13134.43 | 367 | 0020 | CONDUCTOR, ALUMINUM, LESS THEN 4/0
3507351E | 167586.27 |  |  |  | 2021NODE007 JACK RABBIT P2 S5 | 2021NODE007 JACK RABBIT P2 S5 S9 | 2022-07-05
3507351E |  | 5027.57 | 364 | 0001 | SINGLE CROSSARM
3507351E |  | 6703.43 | 364 | 0300 | POLE, WOOD, 50'
3507351E |  | 3351.7 | 365 | 0020 | CONDUCTOR, ALUMINUM, 4/0 AND GREATER
3507351E |  | 149151.87 | 367 | 0025 | CONDUCTOR, ALUMINUM, 4/0 AND GREATER
3507351E |  | 3351.7 | 367 | 0100 | FAULT INDICATOR
3507369E | 339898.24 |  |  |  | KIL KIL HERITAGE OAKS PHASE 5 | KIL/KIL-HERITAGE OAKS PHASE 5 DLM | 2022-02-15
3507369E |  | 71378.63 | 366 | 1010 | CONDUIT
3507369E |  | 33989.82 | 366 | 1150 | SECONDARY BOX
3507369E |  | 3398.98 | 366 | 1200 | MANHOLE, 0-100 CU FT
3507369E |  | 20393.89 | 366 | 1410 | PADS OR FOUNDATIONS, MEDIUM, 50-100 SQ FT
3507369E |  | 91772.56 | 367 | 0020 | CONDUCTOR, ALUMINUM, LESS THEN 4/0
3507369E |  | 57782.7 | 367 | 0025 | CONDUCTOR, ALUMINUM, 4/0 AND GREATER
3507369E |  | 6797.96 | 367 | 0100 | FAULT INDICATOR
3507369E |  | 3398.98 | 373 | 0025 | CONDUCTOR, ALUMINUM, UNDERGROUND
3507369E |  | 33989.82 | 373 | 1200 | LUMINAIRE, OTHER, 100W
3507369E |  | 3398.98 | 373 | 1375 | CONDUIT
3507369E |  | 13595.92 | 373 | 1625 | STANDARD, OTHER, 25' AND UNDER
3507481E | 308344.22 |  |  |  | RRK/TAY-UNIVERSITY HEIGHTS PHA | RRK/TAY-UNIVERSITY HEIGHTS PHASE 1 & 10 / CV | 2022-04-08
3507481E |  | 3083.41 | 364 | 0001 | SINGLE CROSSARM
3507481E |  | 3083.41 | 364 | 0280 | POLE, WOOD, 45'
3507481E |  | 92503.6 | 366 | 1010 | CONDUIT
3507481E |  | 12333.74 | 366 | 1150 | SECONDARY BOX
3507481E |  | 6166.85 | 366 | 1400 | PADS OR FOUNDATIONS, SMALL, LESS THAN 50 SQ FT
3507481E |  | 58585.38 | 367 | 0020 | CONDUCTOR, ALUMINUM, LESS THEN 4/0
3507481E |  | 86336.36 | 367 | 0025 | CONDUCTOR, ALUMINUM, 4/0 AND GREATER
3507481E |  | 3083.41 | 367 | 0100 | FAULT INDICATOR
3507481E |  | 3083.41 | 373 | 0025 | CONDUCTOR, ALUMINUM, UNDERGROUND
3507481E |  | 6166.85 | 373 | 1200 | LUMINAIRE, OTHER, 100W
3507481E |  | 6166.85 | 373 | 1375 | CONDUIT
3507481E |  | 27750.95 | 373 | 1515 | STANDARD, METAL, 25' AND UNDER
3507531E | 100880.51 |  |  |  | FWE TRCMR PA19-33282 VZBUSINES | FWE TRCMR PA19-33282 ATTTEL | 2022-03-11
3507531E |  | 14123.27 | 364 | 0001 | SINGLE CROSSARM
3507531E |  | 31272.95 | 364 | 0300 | POLE, WOOD, 50'
3507531E |  | 8070.44 | 366 | 1010 | CONDUIT
3507531E |  | 47413.85 | 367 | 0020 | CONDUCTOR, ALUMINUM, LESS THEN 4/0
3508037E | 171327.82 |  |  |  | RRK TAY PEPPERGRASS PHASE 1C | RRK/TAY-PEPPERGRASS - PHASE 1 A AND 1B/JJ | 2022-03-10
3508037E |  | 1713.28 | 364 | 0001 | SINGLE CROSSARM
3508037E |  | 3426.55 | 364 | 0280 | POLE, WOOD, 45'
3508037E |  | 25699.17 | 366 | 1010 | CONDUIT
3508037E |  | 5139.83 | 366 | 1100 | PRIMARY BOX
3508037E |  | 11992.94 | 366 | 1150 | SECONDARY BOX
3508037E |  | 8566.38 | 366 | 1410 | PADS OR FOUNDATIONS, MEDIUM, 50-100 SQ FT
3508037E |  | 17132.77 | 367 | 0020 | CONDUCTOR, ALUMINUM, LESS THEN 4/0
3508037E |  | 37692.11 | 367 | 0025 | CONDUCTOR, ALUMINUM, 4/0 AND GREATER
3508037E |  | 3426.55 | 367 | 0100 | FAULT INDICATOR
3508037E |  | 39405.47 | 367 | 5190 | SWITCHGEAR, PADMOUNT, 25KV
3508037E |  | 1713.28 | 373 | 0025 | CONDUCTOR, ALUMINUM, UNDERGROUND
3508037E |  | 3426.55 | 373 | 1250 | LUMINAIRE, LED, 40W TO 150W
3508037E |  | 1713.28 | 373 | 1375 | CONDUIT
3508037E |  | 10279.66 | 373 | 1520 | STANDARD, METAL, ABOVE 25'
3508309E | 167227.16 |  |  |  | MCK/FSO-HEIGHTS OF FRISCO RELO | MCK/FSO-HEIGHTS OF FRISCO RELO FEEDER-MA | 2022-09-16
3508309E |  | 20067.25 | 364 | 0001 | SINGLE CROSSARM
3508309E |  | 66890.9 | 364 | 0320 | POLE, WOOD, 55'
3508309E |  | 18394.98 | 364 | 0335 | POLE, WOOD, 60'
3508309E |  | 5016.81 | 365 | 0010 | CONDUCTOR, ALUMINUM, LESS THAN 4/0
3508309E |  | 53512.68 | 365 | 0020 | CONDUCTOR, ALUMINUM, 4/0 AND GREATER
3508309E |  | 1672.27 | 367 | 0020 | CONDUCTOR, ALUMINUM, LESS THEN 4/0
3508309E |  | 1672.27 | 369 | 0100 | SERVICE, OVERHEAD, 4/0 AND LESS, SINGLE PHASE
3509023E | 472716.37 |  |  |  | DFW PP161 AMAZON DDX3 FDR IRVN | DFW PP161 AMAZON DDX3 FDR IRVNR1552 | 2022-07-08
3509023E |  | 42544.46 | 367 | 0020 | CONDUCTOR, ALUMINUM, LESS THEN 4/0
3509023E |  | 283629.88 | 367 | 0025 | CONDUCTOR, ALUMINUM, 4/0 AND GREATER
3509023E |  | 4727.14 | 367 | 0100 | FAULT INDICATOR
3509023E |  | 141814.89 | 367 | 5190 | SWITCHGEAR, PADMOUNT, 25KV
3509803E | 153065.23 |  |  |  | WFS OFFSITE PLAINS PIPELINE UG | WFS - OFFSITE PLAINS PIPELINE UG -RTS | 2022-02-10
3509803E |  | 1530.65 | 364 | 0001 | SINGLE CROSSARM
3509803E |  | 1530.65 | 364 | 0260 | POLE, WOOD, 40'
3509803E |  | 26021.08 | 366 | 1010 | CONDUIT
3509803E |  | 120921.55 | 367 | 0025 | CONDUCTOR, ALUMINUM, 4/0 AND GREATER
3509803E |  | 3061.3 | 367 | 0100 | FAULT INDICATOR
3509911E | 525761.73 |  |  |  | STN ENDEAVOR ENERGY GORMAN 12 | STN ENDEAVOR ENERGY GORMAN 12 PME ADDED LOAD-OFFSITE WG/PWR | 2022-03-08
3509911E |  | 63091.36 | 364 | 0001 | SINGLE CROSSARM
3509911E |  | 5257.56 | 364 | 0002 | DOUBLE CROSSARMS
3509911E |  | 5257.56 | 364 | 0260 | POLE, WOOD, 40'
3509911E |  | 15772.8 | 364 | 0280 | POLE, WOOD, 45'
3509911E |  | 210305.07 | 364 | 0300 | POLE, WOOD, 50'
3509911E |  | 10515.17 | 364 | 0320 | POLE, WOOD, 55'
3509911E |  | 5257.56 | 365 | 0010 | CONDUCTOR, ALUMINUM, LESS THAN 4/0
3509911E |  | 210304.65 | 365 | 0020 | CONDUCTOR, ALUMINUM, 4/0 AND GREATER
3510021E | 474604.22 |  |  |  | 2021NODE003 PUMPER 6731 P1 S1A | 2021NODE003 PUMPER 6731 P1 S1A | 2022-07-05
3510021E |  | 37968.33 | 364 | 0001 | SINGLE CROSSARM
3510021E |  | 75936.67 | 364 | 0240 | POLE, WOOD, 35'
3510021E |  | 4746.03 | 364 | 0260 | POLE, WOOD, 40'
3510021E |  | 9492.08 | 364 | 0280 | POLE, WOOD, 45'
3510021E |  | 37968.33 | 365 | 0010 | CONDUCTOR, ALUMINUM, LESS THAN 4/0
3510021E |  | 242048.23 | 365 | 0020 | CONDUCTOR, ALUMINUM, 4/0 AND GREATER
3510021E |  | 4746.03 | 365 | 1000 | FAULT INDICATOR
3510021E |  | 9492.08 | 365 | 6010 | AIRBREAK SWITCH, WITH OR WITHOUT OPERATOR
3510021E |  | 4746.03 | 366 | 1010 | CONDUIT
3510021E |  | 47460.41 | 367 | 0025 | CONDUCTOR, ALUMINUM, 4/0 AND GREATER
3510023E | 453266.52 |  |  |  | 2021NODE003 PUMPER 6731 P1 S1B | 2021NODE003 PUMPER 6731 P1 S1B | 2022-06-17
3510023E |  | 36261.31 | 364 | 0001 | SINGLE CROSSARM
3510023E |  | 4532.66 | 364 | 0002 | DOUBLE CROSSARMS
3510023E |  | 149577.94 | 364 | 0280 | POLE, WOOD, 45'
3510023E |  | 40793.97 | 365 | 0010 | CONDUCTOR, ALUMINUM, LESS THAN 4/0
3510023E |  | 222100.64 | 365 | 0020 | CONDUCTOR, ALUMINUM, 4/0 AND GREATER
3510028E | 240549.38 |  |  |  | 2021NODE003 PUMPER 6731 P1 S2 | 2021NODE003 PUMPER 6731 P1 S2 S3 S4 S5 | 2022-07-05
3510028E |  | 28865.91 | 364 | 0001 | SINGLE CROSSARM
3510028E |  | 14432.96 | 364 | 0260 | POLE, WOOD, 40'
3510028E |  | 64948.33 | 364 | 0280 | POLE, WOOD, 45'
3510028E |  | 40893.38 | 364 | 0300 | POLE, WOOD, 50'
3510028E |  | 19243.94 | 365 | 0010 | CONDUCTOR, ALUMINUM, LESS THAN 4/0
3510028E |  | 72164.86 | 365 | 6010 | AIRBREAK SWITCH, WITH OR WITHOUT OPERATOR
3510195E | 151881.55 |  |  |  | RRK/PFL - VINE CREEK PHASE 2 - | RRK/PFL - VINE CREEK PHASE 2 - CELE ROAD | 2022-01-13
3510195E |  | 1518.81 | 364 | 0001 | SINGLE CROSSARM
3510195E |  | 3037.62 | 364 | 0280 | POLE, WOOD, 45'
3510195E |  | 27338.67 | 366 | 1010 | CONDUIT
3510195E |  | 19744.59 | 366 | 1150 | SECONDARY BOX
3510195E |  | 1518.81 | 366 | 1200 | MANHOLE, 0-100 CU FT
3510195E |  | 9112.89 | 366 | 1410 | PADS OR FOUNDATIONS, MEDIUM, 50-100 SQ FT
3510195E |  | 33414.04 | 367 | 0020 | CONDUCTOR, ALUMINUM, LESS THEN 4/0
3510195E |  | 30376.3 | 367 | 0025 | CONDUCTOR, ALUMINUM, 4/0 AND GREATER
3510195E |  | 3037.62 | 367 | 0100 | FAULT INDICATOR
3510195E |  | 1518.81 | 373 | 0025 | CONDUCTOR, ALUMINUM, UNDERGROUND
3510195E |  | 6075.25 | 373 | 1250 | LUMINAIRE, LED, 40W TO 150W
3510195E |  | 1518.81 | 373 | 1375 | CONDUIT
3510195E |  | 13669.33 | 373 | 1520 | STANDARD, METAL, ABOVE 25'
3510554E | 160076.96 |  |  |  | FWN/FTW - SENDERA RANCH EAST P | FWN/FTW - SENDERA RANCH EAST PHASE 22 - RANCHO CANYON WAY/MW | 2022-01-19
3510554E |  | 44821.56 | 366 | 1010 | CONDUIT
3510554E |  | 19209.23 | 366 | 1150 | SECONDARY BOX
3510554E |  | 1600.77 | 366 | 1200 | MANHOLE, 0-100 CU FT
3510554E |  | 11205.38 | 366 | 1400 | PADS OR FOUNDATIONS, SMALL, LESS THAN 50 SQ FT
3510554E |  | 43220.78 | 367 | 0020 | CONDUCTOR, ALUMINUM, LESS THEN 4/0
3510554E |  | 36817.7 | 367 | 0025 | CONDUCTOR, ALUMINUM, 4/0 AND GREATER
3510554E |  | 3201.54 | 367 | 0100 | FAULT INDICATOR
3510584E | 524944.62 |  |  |  | 2021NMNW001 BELL MOUNTAIN CONT | 2021NESL106 HUDSON OAKS P2-1A - S4, S5, S6, S7, S8, S9 | 2022-07-26
3510584E |  | 52494.43 | 364 | 0001 | SINGLE CROSSARM
3510584E |  | 5249.43 | 364 | 0240 | POLE, WOOD, 35'
3510584E |  | 57743.87 | 364 | 0280 | POLE, WOOD, 45'
3510584E |  | 36746.1 | 364 | 0300 | POLE, WOOD, 50'
3510584E |  | 157483.67 | 364 | 0345 | POLE, OTHER, 60'
3510584E |  | 5249.43 | 365 | 0010 | CONDUCTOR, ALUMINUM, LESS THAN 4/0
3510584E |  | 99739.44 | 365 | 0020 | CONDUCTOR, ALUMINUM, 4/0 AND GREATER
3510584E |  | 31496.65 | 365 | 6010 | AIRBREAK SWITCH, WITH OR WITHOUT OPERATOR
3510584E |  | 15748.3 | 366 | 1010 | CONDUIT
3510584E |  | 57743.87 | 367 | 0025 | CONDUCTOR, ALUMINUM, 4/0 AND GREATER
3510584E |  | 5249.43 | 367 | 0100 | FAULT INDICATOR
3510586E | 961764.32 |  |  |  | 2021NMNW001 BELL MOUNTAIN CONT | 2021NESL106 HUDSON OAKS P2-1B - S4, S5, S6, S7, S8, S9 | 2022-09-22
3510586E |  | 76941.13 | 364 | 0001 | SINGLE CROSSARM
3510586E |  | 9617.63 | 364 | 0240 | POLE, WOOD, 35'
3510586E |  | 105794.06 | 364 | 0280 | POLE, WOOD, 45'
3510586E |  | 153882.28 | 364 | 0300 | POLE, WOOD, 50'
3510586E |  | 230823.42 | 364 | 0330 | POLE, CONCRETE, 55'
3510586E |  | 384705.8 | 365 | 0020 | CONDUCTOR, ALUMINUM, 4/0 AND GREATER
3510596E | 102909.23 |  |  |  | STN ENLINK MIDSTREAM ADELINE S | STN ENLINK MIDSTREAM ADELINE STATION 1PHS TO 3PHS ABN/PWR | 2022-03-16
3510596E |  | 15436.39 | 364 | 0001 | SINGLE CROSSARM
3510596E |  | 3087.28 | 364 | 0260 | POLE, WOOD, 40'
3510596E |  | 31901.86 | 364 | 0300 | POLE, WOOD, 50'
3510596E |  | 7203.64 | 364 | 0320 | POLE, WOOD, 55'
3510596E |  | 45280.06 | 365 | 0010 | CONDUCTOR, ALUMINUM, LESS THAN 4/0
3510703E | 183940.91 |  |  |  | MTN/MSQ - LAKESHORE SUBDIVISIO | MTN/MSQ - LAKESHORE SUBDIVISION - ROWLETT - ED | 2022-09-09
3510703E |  | 44145.79 | 366 | 1010 | CONDUIT
3510703E |  | 16554.69 | 366 | 1150 | SECONDARY BOX
3510703E |  | 11036.46 | 366 | 1400 | PADS OR FOUNDATIONS, SMALL, LESS THAN 50 SQ FT
3510703E |  | 38627.59 | 367 | 0020 | CONDUCTOR, ALUMINUM, LESS THEN 4/0
3510703E |  | 34948.77 | 367 | 0025 | CONDUCTOR, ALUMINUM, 4/0 AND GREATER
3510703E |  | 5518.23 | 367 | 0100 | FAULT INDICATOR
3510703E |  | 1839.41 | 373 | 0025 | CONDUCTOR, ALUMINUM, UNDERGROUND
3510703E |  | 12875.87 | 373 | 1250 | LUMINAIRE, LED, 40W TO 150W
3510703E |  | 5518.23 | 373 | 1375 | CONDUIT
3510703E |  | 12875.87 | 373 | 1625 | STANDARD, OTHER, 25' AND UNDER
3510804E | 1405103.48 |  |  |  | STN HEADINGTON ENERGY PARTNERS | STN HEADINGTON ENERGY PARTNERS OUTLAW PME ADD LD-OFFSI-CS-BG | 2022-07-06
3510804E |  | 84306.19 | 364 | 0001 | SINGLE CROSSARM
3510804E |  | 323173.78 | 364 | 0300 | POLE, WOOD, 50'
3510804E |  | 42153.08 | 364 | 0320 | POLE, WOOD, 55'
3510804E |  | 14051.02 | 364 | 0335 | POLE, WOOD, 60'
3510804E |  | 42153.08 | 365 | 0010 | CONDUCTOR, ALUMINUM, LESS THAN 4/0
3510804E |  | 604194.69 | 365 | 0020 | CONDUCTOR, ALUMINUM, 4/0 AND GREATER
3510804E |  | 28102.06 | 365 | 6010 | AIRBREAK SWITCH, WITH OR WITHOUT OPERATOR
3510804E |  | 70255.15 | 366 | 1010 | CONDUIT
3510804E |  | 14051.02 | 366 | 1100 | PRIMARY BOX
3510804E |  | 168612.39 | 367 | 0025 | CONDUCTOR, ALUMINUM, 4/0 AND GREATER
3510804E |  | 14051.02 | 367 | 0100 | FAULT INDICATOR
3510913E | 330448.48 |  |  |  | 2021 MLDL002 US377 TJR P1S1 | 2021 MLDL002 US377 TJR P1S1 | 2022-08-19
3510913E |  | 39653.81 | 364 | 0001 | SINGLE CROSSARM
3510913E |  | 46262.77 | 364 | 0280 | POLE, WOOD, 45'
3510913E |  | 36349.31 | 364 | 0290 | POLE, CONCRETE, 45'
3510913E |  | 36349.31 | 364 | 0300 | POLE, WOOD, 50'
3510913E |  | 6608.95 | 364 | 0320 | POLE, WOOD, 55'
3510913E |  | 13217.93 | 364 | 0335 | POLE, WOOD, 60'
3510913E |  | 19826.89 | 365 | 0010 | CONDUCTOR, ALUMINUM, LESS THAN 4/0
3510913E |  | 125570.57 | 365 | 0020 | CONDUCTOR, ALUMINUM, 4/0 AND GREATER
3510913E |  | 3304.47 | 367 | 0020 | CONDUCTOR, ALUMINUM, LESS THEN 4/0
3510913E |  | 3304.47 | 373 | 1515 | STANDARD, METAL, 25' AND UNDER
3511104E | 180468.1 |  |  |  | FWN/FTW - PIONEER POINT, PHASE | FWN/FTW - PIONEER POINT, PHASE 2 - BOAT CLUB RD. & W. BAILEY | 2022-07-08
3511104E |  | 1804.68 | 364 | 0001 | SINGLE CROSSARM
3511104E |  | 3609.36 | 364 | 0280 | POLE, WOOD, 45'
3511104E |  | 1804.68 | 365 | 0010 | CONDUCTOR, ALUMINUM, LESS THAN 4/0
3511104E |  | 46921.73 | 366 | 1010 | CONDUIT
3511104E |  | 23460.85 | 366 | 1150 | SECONDARY BOX
3511104E |  | 14437.44 | 366 | 1410 | PADS OR FOUNDATIONS, MEDIUM, 50-100 SQ FT
3511104E |  | 46921.7 | 367 | 0020 | CONDUCTOR, ALUMINUM, LESS THEN 4/0
3511104E |  | 36093.62 | 367 | 0025 | CONDUCTOR, ALUMINUM, 4/0 AND GREATER
3511104E |  | 5414.04 | 367 | 0100 | FAULT INDICATOR
3511142E | 582590.53 |  |  |  | 2021NMHN003 RIVERVIEW P1 S1 S2 | 2021NMHN003 RIVERVIEW P1 S4 S5 | 2022-03-01
3511142E |  | 40781.32 | 364 | 0001 | SINGLE CROSSARM
3511142E |  | 128169.9 | 364 | 0320 | POLE, WOOD, 55'
3511142E |  | 58259.02 | 364 | 0335 | POLE, WOOD, 60'
3511142E |  | 58259.02 | 364 | 0350 | POLE, WOOD, 65'
3511142E |  | 227210.51 | 365 | 0020 | CONDUCTOR, ALUMINUM, 4/0 AND GREATER
3511142E |  | 5825.89 | 365 | 1000 | FAULT INDICATOR
3511142E |  | 29129.49 | 365 | 6010 | AIRBREAK SWITCH, WITH OR WITHOUT OPERATOR
3511142E |  | 5825.89 | 366 | 1010 | CONDUIT
3511142E |  | 29129.49 | 367 | 0025 | CONDUCTOR, ALUMINUM, 4/0 AND GREATER
3511161E | 732667.16 |  |  |  | 2021NMHN003 RIVERVIEW P2 S9B S | 2021NMHN003 RIVERVIEW P2 S9B S11 | 2022-02-11
3511161E |  | 65940.01 | 364 | 0001 | SINGLE CROSSARM
3511161E |  | 7326.64 | 364 | 0280 | POLE, WOOD, 45'
3511161E |  | 249106.82 | 364 | 0300 | POLE, WOOD, 50'
3511161E |  | 7326.64 | 364 | 0320 | POLE, WOOD, 55'
3511161E |  | 51286.67 | 365 | 0010 | CONDUCTOR, ALUMINUM, LESS THAN 4/0
3511161E |  | 300393.79 | 365 | 0020 | CONDUCTOR, ALUMINUM, 4/0 AND GREATER
3511161E |  | 29306.67 | 365 | 6010 | AIRBREAK SWITCH, WITH OR WITHOUT OPERATOR
3511161E |  | 7326.64 | 366 | 1010 | CONDUIT
3511161E |  | 7326.64 | 367 | 0025 | CONDUCTOR, ALUMINUM, 4/0 AND GREATER
3511161E |  | 7326.64 | 367 | 0100 | FAULT INDICATOR
3511183E | 253214.07 |  |  |  | RRK/PFL - PARK AT BLACKHAWK IV | RRK/PFL - PARK AT BLACKHAWK IV, SECTION 9 - ROWE LANE/JJ | 2022-03-28
3511183E |  | 60771.65 | 366 | 1010 | CONDUIT
3511183E |  | 25321.38 | 366 | 1150 | SECONDARY BOX
3511183E |  | 15192.82 | 366 | 1400 | PADS OR FOUNDATIONS, SMALL, LESS THAN 50 SQ FT
3511183E |  | 55707.05 | 367 | 0020 | CONDUCTOR, ALUMINUM, LESS THEN 4/0
3511183E |  | 45578.5 | 367 | 0025 | CONDUCTOR, ALUMINUM, 4/0 AND GREATER
3511183E |  | 5064.26 | 367 | 0100 | FAULT INDICATOR
3511183E |  | 2532.12 | 373 | 0025 | CONDUCTOR, ALUMINUM, UNDERGROUND
3511183E |  | 17724.95 | 373 | 1250 | LUMINAIRE, LED, 40W TO 150W
3511183E |  | 7596.39 | 373 | 1375 | CONDUIT
3511183E |  | 17724.95 | 373 | 1625 | STANDARD, OTHER, 25' AND UNDER
3511400E | 1293537.07 |  |  |  | BGS HIGH PEAK ENERGY MANN PME | BGS HIGH PEAK ENERGY MANN PME 1-OFFSITE-BV-BG | 2022-01-30
3511400E |  | 116418.33 | 364 | 0001 | SINGLE CROSSARM
3511400E |  | 12935.37 | 364 | 0280 | POLE, WOOD, 45'
3511400E |  | 349255 | 364 | 0300 | POLE, WOOD, 50'
3511400E |  | 12935.37 | 364 | 0320 | POLE, WOOD, 55'
3511400E |  | 103482.96 | 365 | 0010 | CONDUCTOR, ALUMINUM, LESS THAN 4/0
3511400E |  | 685574.67 | 365 | 0020 | CONDUCTOR, ALUMINUM, 4/0 AND GREATER
3511400E |  | 12935.37 | 365 | 6010 | AIRBREAK SWITCH, WITH OR WITHOUT OPERATOR
3511405E | 264134.62 |  |  |  | RRK: OFFSITE: CASTELWOOD SUBDI | RRK: OFFSITE: CASTELWOOD SUBDIVISON CV | 2022-01-06
3511405E |  | 2641.34 | 364 | 0001 | SINGLE CROSSARM
3511405E |  | 2641.34 | 364 | 0280 | POLE, WOOD, 45'
3511405E |  | 2641.34 | 365 | 0010 | CONDUCTOR, ALUMINUM, LESS THAN 4/0
3511405E |  | 100371.22 | 366 | 1010 | CONDUIT
3511405E |  | 60750.96 | 366 | 1100 | PRIMARY BOX
3511405E |  | 5282.69 | 366 | 1410 | PADS OR FOUNDATIONS, MEDIUM, 50-100 SQ FT
3511405E |  | 29054.79 | 367 | 0025 | CONDUCTOR, ALUMINUM, 4/0 AND GREATER
3511405E |  | 2641.34 | 367 | 0100 | FAULT INDICATOR
3511405E |  | 58109.6 | 367 | 5190 | SWITCHGEAR, PADMOUNT, 25KV
3511420E | 1207134.85 |  |  |  | GENERAL SERVICE ADMIN | GENERAL SERVICE ADMIN | 2022-04-19
3511420E |  | 12071.32 | 367 | 0010 | CONDUCTOR, COPPER, LESS THEN 2/0
3511420E |  | 12071.32 | 367 | 0015 | CONDUCTOR, COPPER, 2/0 AND GREATER
3511420E |  | 506996.6 | 367 | 5050 | SWITCH, VACUUM, THREE PHASE
3511420E |  | 120713.46 | 367 | 5620 | MICRO-PROCESSOR AUTOMATION & CONTROL UNIT
3511420E |  | 555282.15 | 367 | 5650 | DIST AUTOMATION CONTROL UNDERGROUND
3511423E | 858701.72 |  |  |  | DSW - RETROFIT OF PROTECTIVE S | MAJESTIC | 2022-04-22
3511423E |  | 8587 | 367 | 0010 | CONDUCTOR, COPPER, LESS THEN 2/0
3511423E |  | 8587 | 367 | 0015 | CONDUCTOR, COPPER, 2/0 AND GREATER
3511423E |  | 317719.62 | 367 | 5050 | SWITCH, VACUUM, THREE PHASE
3511423E |  | 77283.13 | 367 | 5620 | MICRO-PROCESSOR AUTOMATION & CONTROL UNIT
3511423E |  | 446524.97 | 367 | 5650 | DIST AUTOMATION CONTROL UNDERGROUND
3511425E | 804533.85 |  |  |  | CONTINENTAL BLDG | CONTINENTAL BLDG | 2022-03-25
3511425E |  | 8045.3 | 367 | 0010 | CONDUCTOR, COPPER, LESS THEN 2/0
3511425E |  | 40226.65 | 367 | 0015 | CONDUCTOR, COPPER, 2/0 AND GREATER
3511425E |  | 281586.8 | 367 | 5050 | SWITCH, VACUUM, THREE PHASE
3511425E |  | 64362.67 | 367 | 5620 | MICRO-PROCESSOR AUTOMATION & CONTROL UNIT
3511425E |  | 410312.43 | 367 | 5650 | DIST AUTOMATION CONTROL UNDERGROUND
3511427E | 769188.95 |  |  |  | NET-VLT PROT SYS REPLACEMENT D | FIRST BAPTIST GARAGE | 2022-05-23
3511427E |  | 7691.87 | 367 | 0015 | CONDUCTOR, COPPER, 2/0 AND GREATER
3511427E |  | 307675.56 | 367 | 5050 | SWITCH, VACUUM, THREE PHASE
3511427E |  | 453821.52 | 367 | 5650 | DIST AUTOMATION CONTROL UNDERGROUND
3511441E | 328729.88 |  |  |  | DSW/DAL - REFRIGERATED WAREHOU | DSW/DAL - REFRIGERATED WAREHOUSE - 10101 BONNIE VIEW RD/SH | 2022-01-19
3511441E |  | 3287.28 | 364 | 0001 | SINGLE CROSSARM
3511441E |  | 3287.28 | 364 | 0280 | POLE, WOOD, 45'
3511441E |  | 3287.28 | 365 | 0010 | CONDUCTOR, ALUMINUM, LESS THAN 4/0
3511441E |  | 3287.28 | 366 | 1410 | PADS OR FOUNDATIONS, MEDIUM, 50-100 SQ FT
3511441E |  | 111768.14 | 367 | 0020 | CONDUCTOR, ALUMINUM, LESS THEN 4/0
3511441E |  | 23011.07 | 367 | 0025 | CONDUCTOR, ALUMINUM, 4/0 AND GREATER
3511441E |  | 180801.55 | 367 | 5190 | SWITCHGEAR, PADMOUNT, 25KV
3511453E | 772035.99 |  |  |  | NET-VLT PRO SYS REPLACEMENT_FT | CRIMINAL COURTS I | 2022-06-21
3511453E |  | 7720.34 | 367 | 0010 | CONDUCTOR, COPPER, LESS THEN 2/0
3511453E |  | 54042.5 | 367 | 0015 | CONDUCTOR, COPPER, 2/0 AND GREATER
3511453E |  | 262492.22 | 367 | 5050 | SWITCH, VACUUM, THREE PHASE
3511453E |  | 61762.86 | 367 | 5620 | MICRO-PROCESSOR AUTOMATION & CONTROL UNIT
3511453E |  | 386018.07 | 367 | 5650 | DIST AUTOMATION CONTROL UNDERGROUND
3511457E | 851479.23 |  |  |  | FWS - FEDERAL VAULT RETROFIT V | FEDERAL BUILDING | 2022-04-21
3511457E |  | 8514.76 | 367 | 0010 | CONDUCTOR, COPPER, LESS THEN 2/0
3511457E |  | 8514.76 | 367 | 0015 | CONDUCTOR, COPPER, 2/0 AND GREATER
3511457E |  | 357621.24 | 367 | 5050 | SWITCH, VACUUM, THREE PHASE
3511457E |  | 85147.9 | 367 | 5620 | MICRO-PROCESSOR AUTOMATION & CONTROL UNIT
3511457E |  | 391680.57 | 367 | 5650 | DIST AUTOMATION CONTROL UNDERGROUND
3511460E | 808313.14 |  |  |  | FTW NET: STAR TELEGRAM--VC2510 | STAR TELEGRAM | 2022-04-08
3511460E |  | 8083.1 | 367 | 0010 | CONDUCTOR, COPPER, LESS THEN 2/0
3511460E |  | 8083.1 | 367 | 0015 | CONDUCTOR, COPPER, 2/0 AND GREATER
3511460E |  | 339491.48 | 367 | 5050 | SWITCH, VACUUM, THREE PHASE
3511460E |  | 80831.28 | 367 | 5620 | MICRO-PROCESSOR AUTOMATION & CONTROL UNIT
3511460E |  | 371824.18 | 367 | 5650 | DIST AUTOMATION CONTROL UNDERGROUND
3511707E | 113642.45 |  |  |  | HIL/WEST GRADY CALVERY EST./MM | HIL/WEST GRADY CALVERY EST./MM | 2022-04-25
3511707E |  | 35229.2 | 366 | 1010 | CONDUIT
3511707E |  | 12500.66 | 366 | 1150 | SECONDARY BOX
3511707E |  | 10227.81 | 366 | 1400 | PADS OR FOUNDATIONS, SMALL, LESS THAN 50 SQ FT
3511707E |  | 31819.88 | 367 | 0020 | CONDUCTOR, ALUMINUM, LESS THEN 4/0
3511707E |  | 20455.64 | 367 | 0025 | CONDUCTOR, ALUMINUM, 4/0 AND GREATER
3511707E |  | 3409.26 | 367 | 0100 | FAULT INDICATOR
3511770E | 135420.52 |  |  |  | KIL: AIRPORT HANGAR BLDG - 810 | KIL: COME NS GRK HANGAR - 8101 S CLEAR CREEK, KIL - LS | 2022-10-21
3511770E |  | 2708.4 | 366 | 1410 | PADS OR FOUNDATIONS, MEDIUM, 50-100 SQ FT
3511770E |  | 9479.43 | 367 | 0020 | CONDUCTOR, ALUMINUM, LESS THEN 4/0
3511770E |  | 24375.68 | 367 | 0025 | CONDUCTOR, ALUMINUM, 4/0 AND GREATER
3511770E |  | 2708.4 | 367 | 0100 | FAULT INDICATOR
3511770E |  | 96148.61 | 367 | 5190 | SWITCHGEAR, PADMOUNT, 25KV
3511853E | 145161.02 |  |  |  | 2021MMSQ011 P1S1 | 2021MMSQ011 P1S1 | 2022-02-02
3511853E |  | 1451.58 | 366 | 1010 | CONDUIT
3511853E |  | 143709.44 | 367 | 0025 | CONDUCTOR, ALUMINUM, 4/0 AND GREATER
3512010E | 174589.12 |  |  |  | FWN/FTW - CRYSTAL SPRINGS APTS | FWN/FTW - CRYSTAL SPRINGS APTS - 5320 WHITE SETTLEMENT | 2022-08-22
3512010E |  | 1745.87 | 364 | 0001 | SINGLE CROSSARM
3512010E |  | 10475.33 | 364 | 0280 | POLE, WOOD, 45'
3512010E |  | 1745.87 | 365 | 0010 | CONDUCTOR, ALUMINUM, LESS THAN 4/0
3512010E |  | 13967.12 | 366 | 1010 | CONDUIT
3512010E |  | 22696.56 | 366 | 1410 | PADS OR FOUNDATIONS, MEDIUM, 50-100 SQ FT
3512010E |  | 3491.77 | 366 | 1420 | PADS OR FOUNDATIONS, LARGE, OVER 100 SQ FT
3512010E |  | 62852.23 | 367 | 0020 | CONDUCTOR, ALUMINUM, LESS THEN 4/0
3512010E |  | 1745.87 | 367 | 0100 | FAULT INDICATOR
3512010E |  | 55868.5 | 367 | 5190 | SWITCHGEAR, PADMOUNT, 25KV
3512281E | 180838.9 |  |  |  | ARL/ARL EDEN TERRACE/RT | ARL/ARL - EDEN TERRACE/RT | 2022-05-04
3512281E |  | 3616.76 | 364 | 0300 | POLE, WOOD, 50'
3512281E |  | 37976.16 | 366 | 1010 | CONDUIT
3512281E |  | 30742.59 | 366 | 1150 | SECONDARY BOX
3512281E |  | 3616.76 | 366 | 1200 | MANHOLE, 0-100 CU FT
3512281E |  | 18083.87 | 366 | 1400 | PADS OR FOUNDATIONS, SMALL, LESS THAN 50 SQ FT
3512281E |  | 37976.16 | 367 | 0020 | CONDUCTOR, ALUMINUM, LESS THEN 4/0
3512281E |  | 41593.07 | 367 | 0025 | CONDUCTOR, ALUMINUM, 4/0 AND GREATER
3512281E |  | 5425.15 | 367 | 0100 | FAULT INDICATOR
3512281E |  | 1808.38 | 369 | 1300 | SERVICE, UNDERGROUND, 4/0 AND LESS,3 PHASES
3512298E | 484529.47 |  |  |  | TEMPLE: HUBBARD BRANCH OFFSIT | TEMPLE: HUBBARD BRANCH OFFSITE (PART 2) | 2022-07-15
3512298E |  | 77524.7 | 364 | 0001 | SINGLE CROSSARM
3512298E |  | 4845.28 | 364 | 0260 | POLE, WOOD, 40'
3512298E |  | 150204.12 | 364 | 0280 | POLE, WOOD, 45'
3512298E |  | 247110.09 | 365 | 0020 | CONDUCTOR, ALUMINUM, 4/0 AND GREATER
3512298E |  | 4845.28 | 371 | 0010 | GUARD LITE
3512363E | 214371.91 |  |  |  | 2021NRRK001DAN RRK NORTH P1 S5 | 2021NRRK001DAN RRK NORTH P1 S5 | 2022-04-12
3512363E |  | 21437.19 | 364 | 0001 | SINGLE CROSSARM
3512363E |  | 6431.15 | 364 | 0280 | POLE, WOOD, 45'
3512363E |  | 25724.63 | 364 | 0300 | POLE, WOOD, 50'
3512363E |  | 23580.91 | 364 | 0320 | POLE, WOOD, 55'
3512363E |  | 27868.35 | 364 | 0375 | POLE, OTHER, 70'
3512363E |  | 107185.96 | 365 | 0020 | CONDUCTOR, ALUMINUM, 4/0 AND GREATER
3512363E |  | 2143.72 | 367 | 0020 | CONDUCTOR, ALUMINUM, LESS THEN 4/0
3512368E | 1138323.27 |  |  |  | 2021NRRK001DAN RRK NORTH P1 S6 | 2021NRRK001DAN RRK NORTH P1 S6 | 2022-02-17
3512368E |  | 68299.38 | 364 | 0001 | SINGLE CROSSARM
3512368E |  | 79682.61 | 364 | 0280 | POLE, WOOD, 45'
3512368E |  | 22766.45 | 364 | 0300 | POLE, WOOD, 50'
3512368E |  | 56916.15 | 364 | 0310 | POLE, CONCRETE, 50'
3512368E |  | 11383.22 | 364 | 0320 | POLE, WOOD, 55'
3512368E |  | 159365.24 | 364 | 0330 | POLE, CONCRETE, 55'
3512368E |  | 11383.22 | 364 | 0335 | POLE, WOOD, 60'
3512368E |  | 102449.09 | 364 | 0345 | POLE, OTHER, 60'
3512368E |  | 113832.31 | 364 | 0360 | POLE, OTHER, 65'
3512368E |  | 34149.68 | 364 | 0375 | POLE, OTHER, 70'
3512368E |  | 113832.31 | 364 | 0390 | POLE, OTHER, 75'
3512368E |  | 22766.45 | 365 | 0010 | CONDUCTOR, ALUMINUM, LESS THAN 4/0
3512368E |  | 250431.35 | 365 | 0020 | CONDUCTOR, ALUMINUM, 4/0 AND GREATER
3512368E |  | 11383.22 | 366 | 1010 | CONDUIT
3512368E |  | 11383.22 | 366 | 1100 | PRIMARY BOX
3512368E |  | 56916.15 | 367 | 0025 | CONDUCTOR, ALUMINUM, 4/0 AND GREATER
3512368E |  | 11383.22 | 367 | 0100 | FAULT INDICATOR
3512372E | 739508.63 |  |  |  | 2021NRRK001DAN RRK NORTH P1 S1 | 2021NRRK001DAN RRK NORTH P1 S14 | 2022-01-22
3512372E |  | 22185.21 | 364 | 0001 | SINGLE CROSSARM
3512372E |  | 14790.12 | 364 | 0260 | POLE, WOOD, 40'
3512372E |  | 192272.2 | 364 | 0280 | POLE, WOOD, 45'
3512372E |  | 7395.03 | 364 | 0300 | POLE, WOOD, 50'
3512372E |  | 7395.03 | 365 | 0010 | CONDUCTOR, ALUMINUM, LESS THAN 4/0
3512372E |  | 332779.38 | 365 | 0020 | CONDUCTOR, ALUMINUM, 4/0 AND GREATER
3512372E |  | 22185.21 | 365 | 6010 | AIRBREAK SWITCH, WITH OR WITHOUT OPERATOR
3512372E |  | 29580.31 | 366 | 1010 | CONDUIT
3512372E |  | 14790.12 | 366 | 1100 | PRIMARY BOX
3512372E |  | 88740.99 | 367 | 0025 | CONDUCTOR, ALUMINUM, 4/0 AND GREATER
3512372E |  | 7395.03 | 367 | 0100 | FAULT INDICATOR
3512375E | 804948.87 |  |  |  | 2021NRRK001DAN RRK NORTH P1 S2 | 2021NRRK001DAN RRK NORTH P1 S27 | 2022-05-17
3512375E |  | 152940.28 | 366 | 1010 | CONDUIT
3512375E |  | 80494.87 | 366 | 1100 | PRIMARY BOX
3512375E |  | 571513.72 | 367 | 0025 | CONDUCTOR, ALUMINUM, 4/0 AND GREATER
3512380E | 843780.85 |  |  |  | 2021NRRK001DAN RRK NORTH P1 S1 | 2021NRRK001DAN RRK NORTH P1 S18 S19 | 2022-06-06
3512380E |  | 59064.63 | 364 | 0001 | SINGLE CROSSARM
3512380E |  | 8437.79 | 364 | 0260 | POLE, WOOD, 40'
3512380E |  | 50626.83 | 364 | 0280 | POLE, WOOD, 45'
3512380E |  | 50626.83 | 364 | 0300 | POLE, WOOD, 50'
3512380E |  | 25313.41 | 364 | 0320 | POLE, WOOD, 55'
3512380E |  | 168756.16 | 364 | 0345 | POLE, OTHER, 60'
3512380E |  | 42189.02 | 364 | 0360 | POLE, OTHER, 65'
3512380E |  | 50626.83 | 364 | 0375 | POLE, OTHER, 70'
3512380E |  | 50626.83 | 364 | 0400 | POLE, OTHER, 80'
3512380E |  | 8437.79 | 365 | 0010 | CONDUCTOR, ALUMINUM, LESS THAN 4/0
3512380E |  | 244696.69 | 365 | 0020 | CONDUCTOR, ALUMINUM, 4/0 AND GREATER
3512380E |  | 75940.25 | 365 | 6010 | AIRBREAK SWITCH, WITH OR WITHOUT OPERATOR
3512380E |  | 8437.79 | 367 | 0020 | CONDUCTOR, ALUMINUM, LESS THEN 4/0
3512390E | 237734.29 |  |  |  | 2021 NKIL101DAN STAGECOACH P1 | 2021 NKILDAN102 STAGECOACH P1 C | 2022-01-17
3512390E |  | 35660.1 | 364 | 0001 | SINGLE CROSSARM
3512390E |  | 7131.98 | 364 | 0280 | POLE, WOOD, 45'
3512390E |  | 23773.4 | 364 | 0300 | POLE, WOOD, 50'
3512390E |  | 26150.73 | 364 | 0320 | POLE, WOOD, 55'
3512390E |  | 19018.71 | 364 | 0335 | POLE, WOOD, 60'
3512390E |  | 33282.76 | 365 | 0020 | CONDUCTOR, ALUMINUM, 4/0 AND GREATER
3512390E |  | 28528.08 | 365 | 6010 | AIRBREAK SWITCH, WITH OR WITHOUT OPERATOR
3512390E |  | 2377.3 | 366 | 1010 | CONDUIT
3512390E |  | 61811.23 | 367 | 0025 | CONDUCTOR, ALUMINUM, 4/0 AND GREATER
3512393E | 1140312.93 |  |  |  | 2021 NKIL101DAN STAGECOACH P1 | 2021 NKIL101DAN STAGECOACH P1 D1 | 2022-06-06
3512393E |  | 68418.76 | 364 | 0001 | SINGLE CROSSARM
3512393E |  | 11403.11 | 364 | 0280 | POLE, WOOD, 45'
3512393E |  | 102628.14 | 364 | 0300 | POLE, WOOD, 50'
3512393E |  | 22806.25 | 364 | 0310 | POLE, CONCRETE, 50'
3512393E |  | 11403.11 | 364 | 0320 | POLE, WOOD, 55'
3512393E |  | 102628.14 | 364 | 0330 | POLE, CONCRETE, 55'
3512393E |  | 11403.11 | 364 | 0335 | POLE, WOOD, 60'
3512393E |  | 57015.63 | 364 | 0345 | POLE, OTHER, 60'
3512393E |  | 91225.03 | 364 | 0360 | POLE, OTHER, 65'
3512393E |  | 11403.11 | 365 | 0010 | CONDUCTOR, ALUMINUM, LESS THAN 4/0
3512393E |  | 262271.96 | 365 | 0020 | CONDUCTOR, ALUMINUM, 4/0 AND GREATER
3512393E |  | 11403.11 | 365 | 6010 | AIRBREAK SWITCH, WITH OR WITHOUT OPERATOR
3512393E |  | 45612.51 | 366 | 1010 | CONDUIT
3512393E |  | 34209.37 | 366 | 1100 | PRIMARY BOX
3512393E |  | 296481.59 | 367 | 0025 | CONDUCTOR, ALUMINUM, 4/0 AND GREATER
3512587E | 134055.73 |  |  |  | KIL/KIL - BUNNY TRAIL VILLAGE | KIL/KIL - BUNNY TRAIL VILLAGE PHASE 1 DLM | 2022-06-28
3512587E |  | 32173.37 | 366 | 1010 | CONDUIT
3512587E |  | 13405.58 | 366 | 1150 | SECONDARY BOX
3512587E |  | 9383.9 | 366 | 1400 | PADS OR FOUNDATIONS, SMALL, LESS THAN 50 SQ FT
3512587E |  | 32173.35 | 367 | 0020 | CONDUCTOR, ALUMINUM, LESS THEN 4/0
3512587E |  | 24130.03 | 367 | 0025 | CONDUCTOR, ALUMINUM, 4/0 AND GREATER
3512587E |  | 2681.12 | 367 | 0100 | FAULT INDICATOR
3512587E |  | 1340.56 | 373 | 0025 | CONDUCTOR, ALUMINUM, UNDERGROUND
3512587E |  | 8043.35 | 373 | 1200 | LUMINAIRE, OTHER, 100W
3512587E |  | 1340.56 | 373 | 1220 | LUMINAIRE, OTHER, 250W
3512587E |  | 2681.12 | 373 | 1375 | CONDUIT
3512587E |  | 6702.79 | 373 | 1625 | STANDARD, OTHER, 25' AND UNDER
3512844E | 241020.29 |  |  |  | TYL/ROYAL VISTAS ESTATES-TYLER | TYL/ROYAL VISTAS ESTATES-TYLER/TM | 2022-05-10
3512844E |  | 2410.19 | 364 | 0001 | SINGLE CROSSARM
3512844E |  | 2410.19 | 364 | 0280 | POLE, WOOD, 45'
3512844E |  | 60255.06 | 366 | 1010 | CONDUIT
3512844E |  | 12051 | 366 | 1100 | PRIMARY BOX
3512844E |  | 19281.6 | 366 | 1150 | SECONDARY BOX
3512844E |  | 2410.19 | 366 | 1200 | MANHOLE, 0-100 CU FT
3512844E |  | 12051 | 366 | 1400 | PADS OR FOUNDATIONS, SMALL, LESS THAN 50 SQ FT
3512844E |  | 2410.19 | 366 | 1410 | PADS OR FOUNDATIONS, MEDIUM, 50-100 SQ FT
3512844E |  | 96408.26 | 367 | 0020 | CONDUCTOR, ALUMINUM, LESS THEN 4/0
3512844E |  | 28922.42 | 367 | 0025 | CONDUCTOR, ALUMINUM, 4/0 AND GREATER
3512844E |  | 2410.19 | 367 | 0100 | FAULT INDICATOR
3513072E | 554720.26 |  |  |  | 2021NTAY001 HUTTO SWITCH SUB P | 2021NTAY001 HUTTO SWITCH SUB P1 PART 3 SUB EXIT S5 JP | 2022-08-31
3513072E |  | 5547.18 | 364 | 0001 | SINGLE CROSSARM
3513072E |  | 5547.18 | 364 | 0280 | POLE, WOOD, 45'
3513072E |  | 77660.82 | 366 | 1010 | CONDUIT
3513072E |  | 11094.39 | 366 | 1100 | PRIMARY BOX
3513072E |  | 454870.69 | 367 | 0025 | CONDUCTOR, ALUMINUM, 4/0 AND GREATER
3513149E | 226679.97 |  |  |  | MCK: BILLINGSLEY/BEACON SQUARE | MCK: BILLINGSLEY/BEACON SQUARE RELO | 2022-05-16
3513149E |  | 2266.78 | 364 | 0001 | SINGLE CROSSARM
3513149E |  | 11333.98 | 365 | 6010 | AIRBREAK SWITCH, WITH OR WITHOUT OPERATOR
3513149E |  | 20401.18 | 366 | 1010 | CONDUIT
3513149E |  | 6800.38 | 366 | 1100 | PRIMARY BOX
3513149E |  | 11333.98 | 366 | 1410 | PADS OR FOUNDATIONS, MEDIUM, 50-100 SQ FT
3513149E |  | 88405.32 | 367 | 0025 | CONDUCTOR, ALUMINUM, 4/0 AND GREATER
3513149E |  | 4533.57 | 367 | 0100 | FAULT INDICATOR
3513149E |  | 81604.78 | 367 | 5190 | SWITCHGEAR, PADMOUNT, 25KV
3513270E | 440851.52 |  |  |  | TEX OFFSITE FOR RESERVE PH 1 2 | TEX OFFSITE FOR RESERVE PH 1 2 AND 3 FM 691 DENISON TX | 2022-03-10
3513270E |  | 4408.51 | 364 | 0001 | SINGLE CROSSARM
3513270E |  | 4408.51 | 364 | 0280 | POLE, WOOD, 45'
3513270E |  | 4408.51 | 365 | 0010 | CONDUCTOR, ALUMINUM, LESS THAN 4/0
3513270E |  | 4408.51 | 365 | 0020 | CONDUCTOR, ALUMINUM, 4/0 AND GREATER
3513270E |  | 66127.72 | 366 | 1010 | CONDUIT
3513270E |  | 35268.12 | 366 | 1100 | PRIMARY BOX
3513270E |  | 8817.03 | 366 | 1410 | PADS OR FOUNDATIONS, MEDIUM, 50-100 SQ FT
3513270E |  | 220425.8 | 367 | 0025 | CONDUCTOR, ALUMINUM, 4/0 AND GREATER
3513270E |  | 4408.51 | 367 | 0100 | FAULT INDICATOR
3513270E |  | 88170.3 | 367 | 5190 | SWITCHGEAR, PADMOUNT, 25KV
3513432E | 517066 |  |  |  | MDL: SCHARBAUER FLATS APARTMEN | MDL: SCHARBAUER FLATS APARTMENTS - PV | 2022-01-09
3513432E |  | 15511.98 | 364 | 0001 | SINGLE CROSSARM
3513432E |  | 36194.62 | 364 | 0280 | POLE, WOOD, 45'
3513432E |  | 36194.62 | 365 | 0010 | CONDUCTOR, ALUMINUM, LESS THAN 4/0
3513432E |  | 118925.18 | 366 | 1010 | CONDUIT
3513432E |  | 5170.66 | 366 | 1405 | PADS OR FOUNDATIONS, CONCRETE, 50 - 100 SQ FT
3513432E |  | 72389.24 | 366 | 1410 | PADS OR FOUNDATIONS, MEDIUM, 50-100 SQ FT
3513432E |  | 232679.7 | 367 | 0020 | CONDUCTOR, ALUMINUM, LESS THEN 4/0
3513526E | 195005.54 |  |  |  | FWN/AZLE - SHADY CREEK ESTATES | FWN/AZLE - SHADY CREEK ESTATES - BALLARD ROAD 76020/TD | 2022-04-27
3513526E |  | 1950.04 | 364 | 0260 | POLE, WOOD, 40'
3513526E |  | 60451.7 | 366 | 1010 | CONDUIT
3513526E |  | 13650.38 | 366 | 1150 | SECONDARY BOX
3513526E |  | 5850.15 | 366 | 1200 | MANHOLE, 0-100 CU FT
3513526E |  | 9750.26 | 366 | 1400 | PADS OR FOUNDATIONS, SMALL, LESS THAN 50 SQ FT
3513526E |  | 60451.81 | 367 | 0020 | CONDUCTOR, ALUMINUM, LESS THEN 4/0
3513526E |  | 39001.1 | 367 | 0025 | CONDUCTOR, ALUMINUM, 4/0 AND GREATER
3513526E |  | 3900.1 | 367 | 0100 | FAULT INDICATOR
3513528E | 474651.38 |  |  |  | MDL: THE STACKS APARTMENT (342 | MDL: THE STACKS APARTMENT (342 UNITS) - PV | 2022-04-12
3513528E |  | 4746.46 | 364 | 0001 | SINGLE CROSSARM
3513528E |  | 14239.48 | 364 | 0260 | POLE, WOOD, 40'
3513528E |  | 118662.82 | 366 | 1010 | CONDUIT
3513528E |  | 9492.97 | 366 | 1200 | MANHOLE, 0-100 CU FT
3513528E |  | 42718.56 | 366 | 1400 | PADS OR FOUNDATIONS, SMALL, LESS THAN 50 SQ FT
3513528E |  | 223086.52 | 367 | 0020 | CONDUCTOR, ALUMINUM, LESS THEN 4/0
3513528E |  | 14239.48 | 367 | 0100 | FAULT INDICATOR
3513528E |  | 47465.09 | 369 | 1200 | SERVICE, UNDERGROUND, GREATER THAN 4/0, SINGLE PH
3513588E | 583970.82 |  |  |  | 2021MMCK008 P1 PRINCETON EAST | 2021MMCK008 P1 PRINCETON EAST SUB-1 CONTINGENCY - S2 | 2022-08-16
3513588E |  | 58397.07 | 364 | 0001 | SINGLE CROSSARM
3513588E |  | 11679.4 | 364 | 0002 | DOUBLE CROSSARMS
3513588E |  | 175191.24 | 364 | 0280 | POLE, WOOD, 45'
3513588E |  | 35038.24 | 364 | 0300 | POLE, WOOD, 50'
3513588E |  | 40877.95 | 365 | 0010 | CONDUCTOR, ALUMINUM, LESS THAN 4/0
3513588E |  | 262786.92 | 365 | 0020 | CONDUCTOR, ALUMINUM, 4/0 AND GREATER
3513589E | 740134.05 |  |  |  | 2021MMCK008 P1 PRINCETON EAST | 2021MMCK008 P1 PRINCETON EAST SUB-1 CONTINGENCY - S3 S4 | 2022-03-29
3513589E |  | 37006.67 | 364 | 0001 | SINGLE CROSSARM
3513589E |  | 7401.31 | 364 | 0240 | POLE, WOOD, 35'
3513589E |  | 155428.11 | 364 | 0280 | POLE, WOOD, 45'
3513589E |  | 7401.31 | 364 | 0300 | POLE, WOOD, 50'
3513589E |  | 37006.67 | 364 | 0310 | POLE, CONCRETE, 50'
3513589E |  | 155428.11 | 364 | 0360 | POLE, OTHER, 65'
3513589E |  | 7401.31 | 365 | 0010 | CONDUCTOR, ALUMINUM, LESS THAN 4/0
3513589E |  | 199836.56 | 365 | 0020 | CONDUCTOR, ALUMINUM, 4/0 AND GREATER
3513589E |  | 44408.01 | 365 | 6010 | AIRBREAK SWITCH, WITH OR WITHOUT OPERATOR
3513589E |  | 22203.98 | 366 | 1010 | CONDUIT
3513589E |  | 59210.7 | 367 | 0025 | CONDUCTOR, ALUMINUM, 4/0 AND GREATER
3513589E |  | 7401.31 | 367 | 0100 | FAULT INDICATOR
3513594E | 161551.1 |  |  |  | 2021MMCK008 P1 PRINCETON EAST | 2021MMCK008 P1 PRINCETON EAST SUB-1 CONTINGENCY - S12B | 2022-01-04
3513594E |  | 25056.57 | 364 | 0001 | SINGLE CROSSARM
3513594E |  | 43053.36 | 364 | 0280 | POLE, WOOD, 45'
3513594E |  | 22520.22 | 364 | 0300 | POLE, WOOD, 50'
3513594E |  | 9240.72 | 365 | 0010 | CONDUCTOR, ALUMINUM, LESS THAN 4/0
3513594E |  | 61680.23 | 365 | 0020 | CONDUCTOR, ALUMINUM, 4/0 AND GREATER
3513677E | 808365.12 |  |  |  | MCK MCK MANSIONS MCKINNEY II | MCK MCK MANSIONS MCKINNEY II MCKINNEY CO | 2022-11-08
3513677E |  | 194007.66 | 366 | 1010 | CONDUIT
3513677E |  | 16167.3 | 366 | 1100 | PRIMARY BOX
3513677E |  | 121254.76 | 366 | 1150 | SECONDARY BOX
3513677E |  | 8083.65 | 366 | 1200 | MANHOLE, 0-100 CU FT
3513677E |  | 40418.25 | 366 | 1400 | PADS OR FOUNDATIONS, SMALL, LESS THAN 50 SQ FT
3513677E |  | 8083.65 | 366 | 1410 | PADS OR FOUNDATIONS, MEDIUM, 50-100 SQ FT
3513677E |  | 153589.37 | 367 | 0020 | CONDUCTOR, ALUMINUM, LESS THEN 4/0
3513677E |  | 153589.37 | 367 | 0025 | CONDUCTOR, ALUMINUM, 4/0 AND GREATER
3513677E |  | 16167.3 | 367 | 0100 | FAULT INDICATOR
3513677E |  | 97003.81 | 367 | 5190 | SWITCHGEAR, PADMOUNT, 25KV
3513683E | 848736.5 |  |  |  | MCK MCK LUXE OF MCKINNEY MCKIN | MCK MCK LUXE OF MCKINNEY MCKINNEY CO | 2022-08-08
3513683E |  | 8487.35 | 365 | 0010 | CONDUCTOR, ALUMINUM, LESS THAN 4/0
3513683E |  | 178234.83 | 366 | 1010 | CONDUIT
3513683E |  | 16974.71 | 366 | 1100 | PRIMARY BOX
3513683E |  | 135797.83 | 366 | 1150 | SECONDARY BOX
3513683E |  | 8487.35 | 366 | 1200 | MANHOLE, 0-100 CU FT
3513683E |  | 50924.17 | 366 | 1400 | PADS OR FOUNDATIONS, SMALL, LESS THAN 50 SQ FT
3513683E |  | 8487.35 | 366 | 1420 | PADS OR FOUNDATIONS, LARGE, OVER 100 SQ FT
3513683E |  | 144285.19 | 367 | 0020 | CONDUCTOR, ALUMINUM, LESS THEN 4/0
3513683E |  | 178234.65 | 367 | 0025 | CONDUCTOR, ALUMINUM, 4/0 AND GREATER
3513683E |  | 16974.71 | 367 | 0100 | FAULT INDICATOR
3513683E |  | 101848.36 | 367 | 5190 | SWITCHGEAR, PADMOUNT, 25KV
3513734E | 210608.51 |  |  |  | 2021NTYL009 EAST 1501: P1 S1 S | 2021NTYL009 EAST 1501: P1 S1 S2 S3 | 2022-06-17
3513734E |  | 27379.09 | 364 | 0001 | SINGLE CROSSARM
3513734E |  | 31591.26 | 364 | 0300 | POLE, WOOD, 50'
3513734E |  | 14742.58 | 364 | 0320 | POLE, WOOD, 55'
3513734E |  | 40015.59 | 365 | 0020 | CONDUCTOR, ALUMINUM, 4/0 AND GREATER
3513734E |  | 27379.09 | 365 | 6010 | AIRBREAK SWITCH, WITH OR WITHOUT OPERATOR
3513734E |  | 16848.65 | 366 | 1010 | CONDUIT
3513734E |  | 50546.18 | 367 | 0025 | CONDUCTOR, ALUMINUM, 4/0 AND GREATER
3513734E |  | 2106.07 | 369 | 1300 | SERVICE, UNDERGROUND, 4/0 AND LESS,3 PHASES
3513754E | 294796.55 |  |  |  | TEX WINDHAVEN FARMS 52 LOTS CO | TEX WINDHAVEN FARMS 52 LOTS COLLINSVILLE TX OLD TOWN RD | 2022-05-03
3513754E |  | 2947.95 | 364 | 0001 | SINGLE CROSSARM
3513754E |  | 5895.91 | 364 | 0280 | POLE, WOOD, 45'
3513754E |  | 67803.19 | 366 | 1010 | CONDUIT
3513754E |  | 8843.89 | 366 | 1150 | SECONDARY BOX
3513754E |  | 11791.84 | 366 | 1400 | PADS OR FOUNDATIONS, SMALL, LESS THAN 50 SQ FT
3513754E |  | 76647.27 | 367 | 0020 | CONDUCTOR, ALUMINUM, LESS THEN 4/0
3513754E |  | 38323.54 | 367 | 0025 | CONDUCTOR, ALUMINUM, 4/0 AND GREATER
3513754E |  | 5895.91 | 367 | 0100 | FAULT INDICATOR
3513754E |  | 2947.95 | 373 | 0025 | CONDUCTOR, ALUMINUM, UNDERGROUND
3513754E |  | 26531.68 | 373 | 1250 | LUMINAIRE, LED, 40W TO 150W
3513754E |  | 2947.95 | 373 | 1375 | CONDUIT
3513754E |  | 44219.47 | 373 | 1625 | STANDARD, OTHER, 25' AND UNDER
3513943E | 165112.08 |  |  |  | MTN/MSQ - BRIDGEWATER SUBDIVIS | MTN/MSQ - BRIDGEWATER SUBDIVISION - GARLAND - ED | 2022-02-01
3513943E |  | 4953.34 | 364 | 0280 | POLE, WOOD, 45'
3513943E |  | 36324.64 | 366 | 1010 | CONDUIT
3513943E |  | 16511.19 | 366 | 1150 | SECONDARY BOX
3513943E |  | 6604.46 | 366 | 1200 | MANHOLE, 0-100 CU FT
3513943E |  | 8255.59 | 366 | 1400 | PADS OR FOUNDATIONS, SMALL, LESS THAN 50 SQ FT
3513943E |  | 37975.96 | 367 | 0020 | CONDUCTOR, ALUMINUM, LESS THEN 4/0
3513943E |  | 26417.91 | 367 | 0025 | CONDUCTOR, ALUMINUM, 4/0 AND GREATER
3513943E |  | 3302.23 | 367 | 0100 | FAULT INDICATOR
3513943E |  | 9906.71 | 373 | 1250 | LUMINAIRE, LED, 40W TO 150W
3513943E |  | 4953.34 | 373 | 1375 | CONDUIT
3513943E |  | 9906.71 | 373 | 1625 | STANDARD, OTHER, 25' AND UNDER
3514051E | 102881.61 |  |  |  | MON:NGL WATER SOLUTIONS ORLA # | MON:NGL WATER SOLUTIONS ORLA #5 PART 2 FEEDER DIP/TIE BG ABN | 2022-03-04
3514051E |  | 32922.11 | 364 | 0001 | SINGLE CROSSARM
3514051E |  | 3086.44 | 365 | 0010 | CONDUCTOR, ALUMINUM, LESS THAN 4/0
3514051E |  | 65844.25 | 365 | 0020 | CONDUCTOR, ALUMINUM, 4/0 AND GREATER
3514051E |  | 1028.81 | 367 | 0020 | CONDUCTOR, ALUMINUM, LESS THEN 4/0
3514211E | 170463.73 |  |  |  | MCK/MCK - STAR TRAIL PH 8 - PR | MCK/MCK - STAR TRAIL PH 8 - PROSPER - MA | 2022-06-30
3514211E |  | 39206.72 | 366 | 1010 | CONDUIT
3514211E |  | 15341.73 | 366 | 1150 | SECONDARY BOX
3514211E |  | 1704.63 | 366 | 1200 | MANHOLE, 0-100 CU FT
3514211E |  | 6818.54 | 366 | 1410 | PADS OR FOUNDATIONS, MEDIUM, 50-100 SQ FT
3514211E |  | 30683.47 | 367 | 0020 | CONDUCTOR, ALUMINUM, LESS THEN 4/0
3514211E |  | 23864.92 | 367 | 0025 | CONDUCTOR, ALUMINUM, 4/0 AND GREATER
3514211E |  | 1704.63 | 367 | 0100 | FAULT INDICATOR
3514211E |  | 1704.63 | 373 | 0025 | CONDUCTOR, ALUMINUM, UNDERGROUND
3514211E |  | 20455.64 | 373 | 1100 | LUMINAIRE, HISTORICAL, 100W
3514211E |  | 3409.27 | 373 | 1375 | CONDUIT
3514211E |  | 25569.55 | 373 | 1625 | STANDARD, OTHER, 25' AND UNDER
3514213E | 138932.94 |  |  |  | FWS: AVILLA TRAILS APTS - RSE | FWS: AVILLA TRAILS APTS - RSE | 2022-02-22
3514213E |  | 1389.31 | 364 | 0001 | SINGLE CROSSARM
3514213E |  | 2778.65 | 364 | 0300 | POLE, WOOD, 50'
3514213E |  | 29175.91 | 366 | 1010 | CONDUIT
3514213E |  | 19450.6 | 366 | 1150 | SECONDARY BOX
3514213E |  | 1389.31 | 366 | 1200 | MANHOLE, 0-100 CU FT
3514213E |  | 15282.6 | 366 | 1410 | PADS OR FOUNDATIONS, MEDIUM, 50-100 SQ FT
3514213E |  | 31954.56 | 367 | 0020 | CONDUCTOR, ALUMINUM, LESS THEN 4/0
3514213E |  | 33344.03 | 367 | 0025 | CONDUCTOR, ALUMINUM, 4/0 AND GREATER
3514213E |  | 4167.97 | 367 | 0100 | FAULT INDICATOR
3514226E | 249379.62 |  |  |  | MCK/MCK - STAR TRAIL PH 9 - PR | MCK/MCK - STAR TRAIL PH 9 - PROSPER - MA | 2022-01-18
3514226E |  | 39900.73 | 366 | 1010 | CONDUIT
3514226E |  | 14962.76 | 366 | 1150 | SECONDARY BOX
3514226E |  | 4987.58 | 366 | 1200 | MANHOLE, 0-100 CU FT
3514226E |  | 7481.37 | 366 | 1410 | PADS OR FOUNDATIONS, MEDIUM, 50-100 SQ FT
3514226E |  | 7481.37 | 366 | 1420 | PADS OR FOUNDATIONS, LARGE, OVER 100 SQ FT
3514226E |  | 44888.32 | 367 | 0020 | CONDUCTOR, ALUMINUM, LESS THEN 4/0
3514226E |  | 32419.34 | 367 | 0025 | CONDUCTOR, ALUMINUM, 4/0 AND GREATER
3514226E |  | 4987.58 | 367 | 0100 | FAULT INDICATOR
3514226E |  | 37406.93 | 373 | 1100 | LUMINAIRE, HISTORICAL, 100W
3514226E |  | 2493.79 | 373 | 1200 | LUMINAIRE, OTHER, 100W
3514226E |  | 2493.79 | 373 | 1375 | CONDUIT
3514226E |  | 49876.06 | 373 | 1625 | STANDARD, OTHER, 25' AND UNDER
3514279E | 198773.26 |  |  |  | RRK OFFSITE LISSO SUBDIVISION | RRK: OFFSITE - LISSO SUBDIVISION CV | 2022-08-23
3514279E |  | 15901.84 | 365 | 6015 | RECLOSER,SINGLE PHASE,13.2KV AND UNDER,0-3000 AMP
3514279E |  | 61619.87 | 366 | 1010 | CONDUIT
3514279E |  | 31803.69 | 366 | 1100 | PRIMARY BOX
3514279E |  | 3975.43 | 366 | 1410 | PADS OR FOUNDATIONS, MEDIUM, 50-100 SQ FT
3514279E |  | 33791.43 | 367 | 0025 | CONDUCTOR, ALUMINUM, 4/0 AND GREATER
3514279E |  | 1987.7 | 367 | 0100 | FAULT INDICATOR
3514279E |  | 49693.3 | 367 | 5190 | SWITCHGEAR, PADMOUNT, 25KV
3514538E | 262532.08 |  |  |  | DES DES HIDDEN CREEK PHASE III | DES DES HIDDEN CREEK PHASE III RED OAK DT | 2022-03-12
3514538E |  | 2625.3 | 364 | 0240 | POLE, WOOD, 35'
3514538E |  | 15751.9 | 364 | 0260 | POLE, WOOD, 40'
3514538E |  | 34129.14 | 364 | 0280 | POLE, WOOD, 45'
3514538E |  | 15751.9 | 365 | 0010 | CONDUCTOR, ALUMINUM, LESS THAN 4/0
3514538E |  | 42005.12 | 366 | 1010 | CONDUIT
3514538E |  | 10501.26 | 366 | 1150 | SECONDARY BOX
3514538E |  | 21002.55 | 366 | 1400 | PADS OR FOUNDATIONS, SMALL, LESS THAN 50 SQ FT
3514538E |  | 65633.3 | 367 | 0020 | CONDUCTOR, ALUMINUM, LESS THEN 4/0
3514538E |  | 15751.9 | 367 | 0025 | CONDUCTOR, ALUMINUM, 4/0 AND GREATER
3514538E |  | 5250.62 | 367 | 0100 | FAULT INDICATOR
3514538E |  | 2625.3 | 373 | 0025 | CONDUCTOR, ALUMINUM, UNDERGROUND
3514538E |  | 7875.94 | 373 | 1200 | LUMINAIRE, OTHER, 100W
3514538E |  | 2625.3 | 373 | 1375 | CONDUIT
3514538E |  | 21002.55 | 373 | 1625 | STANDARD, OTHER, 25' AND UNDER
3514542E | 208627.58 |  |  |  | DES DES ROLLING MEADOWS PH II | DES DES ROLLING MEADOWS PH III LANCASTER DT | 2022-12-31
3514542E |  | 2086.28 | 364 | 0001 | SINGLE CROSSARM
3514542E |  | 4172.55 | 364 | 0280 | POLE, WOOD, 45'
3514542E |  | 47984.34 | 366 | 1010 | CONDUIT
3514542E |  | 16690.21 | 366 | 1150 | SECONDARY BOX
3514542E |  | 4172.55 | 366 | 1200 | MANHOLE, 0-100 CU FT
3514542E |  | 8345.1 | 366 | 1400 | PADS OR FOUNDATIONS, SMALL, LESS THAN 50 SQ FT
3514542E |  | 83451.03 | 367 | 0020 | CONDUCTOR, ALUMINUM, LESS THEN 4/0
3514542E |  | 22949.03 | 367 | 0025 | CONDUCTOR, ALUMINUM, 4/0 AND GREATER
3514542E |  | 2086.28 | 367 | 0100 | FAULT INDICATOR
3514542E |  | 2086.28 | 373 | 0025 | CONDUCTOR, ALUMINUM, UNDERGROUND
3514542E |  | 4172.55 | 373 | 1250 | LUMINAIRE, LED, 40W TO 150W
3514542E |  | 2086.28 | 373 | 1375 | CONDUIT
3514542E |  | 8345.1 | 373 | 1520 | STANDARD, METAL, ABOVE 25'
3514609E | 745705.25 |  |  |  | WAX NORTH GROVE WAXAHACHIE | WAX - NORTH GROVE - WAXAHACHIE - NH | 2022-09-30
3514609E |  | 126769.88 | 366 | 1010 | CONDUIT
3514609E |  | 37285.24 | 366 | 1150 | SECONDARY BOX
3514609E |  | 22371.14 | 366 | 1400 | PADS OR FOUNDATIONS, SMALL, LESS THAN 50 SQ FT
3514609E |  | 111855.77 | 367 | 0020 | CONDUCTOR, ALUMINUM, LESS THEN 4/0
3514609E |  | 89484.61 | 367 | 0025 | CONDUCTOR, ALUMINUM, 4/0 AND GREATER
3514609E |  | 7457.04 | 367 | 0100 | FAULT INDICATOR
3514609E |  | 14914.09 | 373 | 0025 | CONDUCTOR, ALUMINUM, UNDERGROUND
3514609E |  | 149141.03 | 373 | 1250 | LUMINAIRE, LED, 40W TO 150W
3514609E |  | 29828.19 | 373 | 1375 | CONDUIT
3514609E |  | 156598.26 | 373 | 1515 | STANDARD, METAL, 25' AND UNDER
3514701E | 230128.61 |  |  |  | SUL OFFSITE FOR 5C RANCH PUMP | SUL OFFSITE FOR 5C RANCH PUMP STATION SULPHUR BLUFF TX | 2022-06-21
3514701E |  | 39121.85 | 364 | 0001 | SINGLE CROSSARM
3514701E |  | 2301.28 | 364 | 0260 | POLE, WOOD, 40'
3514701E |  | 98955.33 | 364 | 0280 | POLE, WOOD, 45'
3514701E |  | 9205.14 | 364 | 0300 | POLE, WOOD, 50'
3514701E |  | 80545.01 | 365 | 0010 | CONDUCTOR, ALUMINUM, LESS THAN 4/0
3514766E | 432122.05 |  |  |  | COR/RICHLAND PARK- FM 637MILDR | COR/RICHLAND PARK- FM 637MILDRED/DH | 2022-03-04
3514766E |  | 4321.21 | 364 | 0001 | SINGLE CROSSARM
3514766E |  | 4321.21 | 364 | 0300 | POLE, WOOD, 50'
3514766E |  | 108030.5 | 366 | 1010 | CONDUIT
3514766E |  | 30248.53 | 366 | 1150 | SECONDARY BOX
3514766E |  | 4321.21 | 366 | 1200 | MANHOLE, 0-100 CU FT
3514766E |  | 25927.31 | 366 | 1400 | PADS OR FOUNDATIONS, SMALL, LESS THAN 50 SQ FT
3514766E |  | 181491.34 | 367 | 0020 | CONDUCTOR, ALUMINUM, LESS THEN 4/0
3514766E |  | 64818.31 | 367 | 0025 | CONDUCTOR, ALUMINUM, 4/0 AND GREATER
3514766E |  | 8642.43 | 367 | 0100 | FAULT INDICATOR
3514792E | 185623.74 |  |  |  | BEN: TAVOLO PARK PH 4 OFFSITE | BEN: TAVOLO PARK PH 4 OFFSITE - GS/RS | 2022-09-19
3514792E |  | 24131.07 | 366 | 1010 | CONDUIT
3514792E |  | 5568.69 | 366 | 1100 | PRIMARY BOX
3514792E |  | 89099.48 | 367 | 0025 | CONDUCTOR, ALUMINUM, 4/0 AND GREATER
3514792E |  | 1856.22 | 367 | 0100 | FAULT INDICATOR
3514792E |  | 64968.28 | 367 | 5190 | SWITCHGEAR, PADMOUNT, 25KV
3514915E | 484863.18 |  |  |  | TAY/HUT - BROOKLANDS SECTION 4 | TAY/HUT - BROOKLANDS SECTION 4 & 5 - CR 137 & BROOKLANDS/CV | 2022-10-12
3514915E |  | 92124 | 366 | 1010 | CONDUIT
3514915E |  | 48486.3 | 366 | 1150 | SECONDARY BOX
3514915E |  | 24243.14 | 366 | 1400 | PADS OR FOUNDATIONS, SMALL, LESS THAN 50 SQ FT
3514915E |  | 77578.09 | 367 | 0020 | CONDUCTOR, ALUMINUM, LESS THEN 4/0
3514915E |  | 58183.56 | 367 | 0025 | CONDUCTOR, ALUMINUM, 4/0 AND GREATER
3514915E |  | 9697.24 | 367 | 0100 | FAULT INDICATOR
3514915E |  | 9697.24 | 373 | 0025 | CONDUCTOR, ALUMINUM, UNDERGROUND
3514915E |  | 33940.41 | 373 | 1250 | LUMINAIRE, LED, 40W TO 150W
3514915E |  | 24243.14 | 373 | 1375 | CONDUIT
3514915E |  | 106670.06 | 373 | 1520 | STANDARD, METAL, ABOVE 25'
3514937E | 155817.55 |  |  |  | BEN BUR: THE RILEY APTS - GS | BEN BUR: THE RILEY APTS - GS | 2022-10-07
3514937E |  | 20256.27 | 366 | 1010 | CONDUIT
3514937E |  | 15581.74 | 366 | 1400 | PADS OR FOUNDATIONS, SMALL, LESS THAN 50 SQ FT
3514937E |  | 6232.7 | 366 | 1410 | PADS OR FOUNDATIONS, MEDIUM, 50-100 SQ FT
3514937E |  | 28047.15 | 367 | 0020 | CONDUCTOR, ALUMINUM, LESS THEN 4/0
3514937E |  | 6232.7 | 367 | 0100 | FAULT INDICATOR
3514937E |  | 63885.25 | 367 | 5190 | SWITCHGEAR, PADMOUNT, 25KV
3514937E |  | 9349.04 | 369 | 1100 | SERVICE, UNDERGROUND, 4/0 AND LESS, SINGLE PHASE
3514937E |  | 6232.7 | 369 | 1200 | SERVICE, UNDERGROUND, GREATER THAN 4/0, SINGLE PH
3514945E | 175898.56 |  |  |  | FWN/FTW - LA FRONTERA - LANDI | FWN/FTW - LA FRONTERA - LANDING WAY & LA FRONTERA DRIVE/TD | 2022-08-23
3514945E |  | 52769.61 | 366 | 1010 | CONDUIT
3514945E |  | 21107.82 | 366 | 1150 | SECONDARY BOX
3514945E |  | 12312.89 | 366 | 1400 | PADS OR FOUNDATIONS, SMALL, LESS THAN 50 SQ FT
3514945E |  | 47492.61 | 367 | 0020 | CONDUCTOR, ALUMINUM, LESS THEN 4/0
3514945E |  | 38697.67 | 367 | 0025 | CONDUCTOR, ALUMINUM, 4/0 AND GREATER
3514945E |  | 3517.96 | 367 | 0100 | FAULT INDICATOR
3515179E | 162064.26 |  |  |  | CLE: BELLE LAGOS 2 - OFFSITE - | CLE: BELLE LAGOS 2 - OFFSITE - GS/ | 2022-05-09
3515179E |  | 43757.35 | 366 | 1010 | CONDUIT
3515179E |  | 17827.06 | 366 | 1100 | PRIMARY BOX
3515179E |  | 1620.65 | 366 | 1410 | PADS OR FOUNDATIONS, MEDIUM, 50-100 SQ FT
3515179E |  | 71308.29 | 367 | 0025 | CONDUCTOR, ALUMINUM, 4/0 AND GREATER
3515179E |  | 27550.91 | 367 | 5190 | SWITCHGEAR, PADMOUNT, 25KV
3515224E | 216136.62 |  |  |  | MCK/IRV - GRAND BRANIFF PARK - | MCK/IRV - GRAND BRANIFF PARK - RLH | 2022-08-02
3515224E |  | 47550.14 | 366 | 1010 | CONDUIT
3515224E |  | 17290.92 | 366 | 1150 | SECONDARY BOX
3515224E |  | 12968.19 | 366 | 1400 | PADS OR FOUNDATIONS, SMALL, LESS THAN 50 SQ FT
3515224E |  | 41065.95 | 367 | 0020 | CONDUCTOR, ALUMINUM, LESS THEN 4/0
3515224E |  | 28097.76 | 367 | 0025 | CONDUCTOR, ALUMINUM, 4/0 AND GREATER
3515224E |  | 4322.72 | 367 | 0100 | FAULT INDICATOR
3515224E |  | 2161.35 | 373 | 0025 | CONDUCTOR, ALUMINUM, UNDERGROUND
3515224E |  | 17290.92 | 373 | 1250 | LUMINAIRE, LED, 40W TO 150W
3515224E |  | 6484.09 | 373 | 1375 | CONDUIT
3515224E |  | 38904.58 | 373 | 1515 | STANDARD, METAL, 25' AND UNDER
3515346E | 153795.65 |  |  |  | FWS: PRIMROSE CROSSING PHASE 6 | FWS: PRIMROSE CROSSING PHASE 6 - RSE | 2022-01-03
3515346E |  | 46138.84 | 366 | 1010 | CONDUIT
3515346E |  | 21531.35 | 366 | 1150 | SECONDARY BOX
3515346E |  | 12303.62 | 366 | 1400 | PADS OR FOUNDATIONS, SMALL, LESS THAN 50 SQ FT
3515346E |  | 39986.83 | 367 | 0020 | CONDUCTOR, ALUMINUM, LESS THEN 4/0
3515346E |  | 33835.01 | 367 | 0025 | CONDUCTOR, ALUMINUM, 4/0 AND GREATER
3515348E | 166189.46 |  |  |  | FWN/FTW - WESTPOINT CROSSING - | FWN/FTW - WESTPOINT CROSSING - 820 AND I30 / SM | 2022-10-13
3515348E |  | 41547.36 | 366 | 1010 | CONDUIT
3515348E |  | 19942.74 | 366 | 1150 | SECONDARY BOX
3515348E |  | 13295.15 | 366 | 1400 | PADS OR FOUNDATIONS, SMALL, LESS THAN 50 SQ FT
3515348E |  | 48194.95 | 367 | 0020 | CONDUCTOR, ALUMINUM, LESS THEN 4/0
3515348E |  | 38223.57 | 367 | 0025 | CONDUCTOR, ALUMINUM, 4/0 AND GREATER
3515348E |  | 4985.69 | 367 | 0100 | FAULT INDICATOR
3515400E | 588165.51 |  |  |  | 20021MFWN001 JOHN DAY SUB S10 | 20021MFWN001 JOHN DAY SUB P3 S10 S11 | 2022-05-16
3515400E |  | 17644.96 | 364 | 0001 | SINGLE CROSSARM
3515400E |  | 23526.61 | 364 | 0280 | POLE, WOOD, 45'
3515400E |  | 11763.3 | 364 | 0300 | POLE, WOOD, 50'
3515400E |  | 282319.56 | 364 | 0310 | POLE, CONCRETE, 50'
3515400E |  | 5881.64 | 364 | 0335 | POLE, WOOD, 60'
3515400E |  | 5881.64 | 364 | 0350 | POLE, WOOD, 65'
3515400E |  | 11763.3 | 365 | 0010 | CONDUCTOR, ALUMINUM, LESS THAN 4/0
3515400E |  | 111751.44 | 365 | 0020 | CONDUCTOR, ALUMINUM, 4/0 AND GREATER
3515400E |  | 5881.64 | 366 | 1010 | CONDUIT
3515400E |  | 105869.78 | 367 | 0025 | CONDUCTOR, ALUMINUM, 4/0 AND GREATER
3515400E |  | 5881.64 | 367 | 0100 | FAULT INDICATOR
3515720E | 277636.14 |  |  |  | TAY/HUT - MUSTANG CREEK PHASE | TAY/HUT - MUSTANG CREEK PHASE 5 - HUTTO/JJ | 2022-03-08
3515720E |  | 61079.95 | 366 | 1010 | CONDUIT
3515720E |  | 33316.33 | 366 | 1150 | SECONDARY BOX
3515720E |  | 2776.35 | 366 | 1200 | MANHOLE, 0-100 CU FT
3515720E |  | 16658.15 | 366 | 1400 | PADS OR FOUNDATIONS, SMALL, LESS THAN 50 SQ FT
3515720E |  | 61080.07 | 367 | 0020 | CONDUCTOR, ALUMINUM, LESS THEN 4/0
3515720E |  | 55527.21 | 367 | 0025 | CONDUCTOR, ALUMINUM, 4/0 AND GREATER
3515720E |  | 2776.35 | 367 | 0100 | FAULT INDICATOR
3515720E |  | 2776.35 | 373 | 0025 | CONDUCTOR, ALUMINUM, UNDERGROUND
3515720E |  | 8329.06 | 373 | 1250 | LUMINAIRE, LED, 40W TO 150W
3515720E |  | 2776.35 | 373 | 1375 | CONDUIT
3515720E |  | 30539.97 | 373 | 1515 | STANDARD, METAL, 25' AND UNDER
3515955E | 190477.26 |  |  |  | DSW UTSW REDBIRD CLINIC SJH | DSW UTSW REDBIRD CLINIC SJH | 2022-01-25
3515955E |  | 135238.86 | 367 | 0015 | CONDUCTOR, COPPER, 2/0 AND GREATER
3515955E |  | 1904.77 | 367 | 0020 | CONDUCTOR, ALUMINUM, LESS THEN 4/0
3515955E |  | 53333.63 | 367 | 5190 | SWITCHGEAR, PADMOUNT, 25KV
3515971E | 173028.2 |  |  |  | BEN: WOODLAND SPRINGS - PH 1B- | BEN: WOODLAND SPRINGS - PH 1B-GS/ZS | 2022-01-03
3515971E |  | 39796.46 | 366 | 1010 | CONDUIT
3515971E |  | 19033.07 | 366 | 1150 | SECONDARY BOX
3515971E |  | 10381.66 | 366 | 1200 | MANHOLE, 0-100 CU FT
3515971E |  | 12111.94 | 366 | 1400 | PADS OR FOUNDATIONS, SMALL, LESS THAN 50 SQ FT
3515971E |  | 57099.47 | 367 | 0020 | CONDUCTOR, ALUMINUM, LESS THEN 4/0
3515971E |  | 31145.06 | 367 | 0025 | CONDUCTOR, ALUMINUM, 4/0 AND GREATER
3515971E |  | 3460.54 | 367 | 0100 | FAULT INDICATOR
3516064E | 496484.56 |  |  |  | 2021MDES103DA-P1-S5-RECOND1-R | DSTO - 2021MDES103DA-P1-S5-RECOND1 PRATT RD & REINDEER RD | 2022-03-11
3516064E |  | 9929.68 | 364 | 0001 | SINGLE CROSSARM
3516064E |  | 89367.2 | 364 | 0280 | POLE, WOOD, 45'
3516064E |  | 54613.29 | 364 | 0300 | POLE, WOOD, 50'
3516064E |  | 19859.36 | 365 | 0010 | CONDUCTOR, ALUMINUM, LESS THAN 4/0
3516064E |  | 213488.57 | 365 | 0020 | CONDUCTOR, ALUMINUM, 4/0 AND GREATER
3516064E |  | 4964.82 | 365 | 1000 | FAULT INDICATOR
3516064E |  | 24824.21 | 365 | 5650 | DIST AUTOMATION CONTROL OVERHEAD
3516064E |  | 4964.82 | 366 | 1010 | CONDUIT
3516064E |  | 4964.82 | 366 | 1150 | SECONDARY BOX
3516064E |  | 4964.82 | 366 | 1200 | MANHOLE, 0-100 CU FT
3516064E |  | 64542.97 | 367 | 0025 | CONDUCTOR, ALUMINUM, 4/0 AND GREATER
3516066E | 336623.9 |  |  |  | 2021MDES103DA-P2-S9-RECOND2/NE | DSTO - 2021MDES103DA-P2-S9/S8-RECOND2/REMOVE- REINDEER RD & | 2022-02-01
3516066E |  | 26929.9 | 364 | 0001 | SINGLE CROSSARM
3516066E |  | 30296.14 | 364 | 0280 | POLE, WOOD, 45'
3516066E |  | 87522.21 | 364 | 0300 | POLE, WOOD, 50'
3516066E |  | 97620.97 | 364 | 0330 | POLE, CONCRETE, 55'
3516066E |  | 10098.71 | 365 | 0010 | CONDUCTOR, ALUMINUM, LESS THAN 4/0
3516066E |  | 84155.97 | 365 | 0020 | CONDUCTOR, ALUMINUM, 4/0 AND GREATER
3516075E | 191539.2 |  |  |  | 2021MDES103DA-P1-CONVERSION-EA | DSTO - 2021MDES103DA-P2-S11/S7-REWORK/REMOVE- OVILLA RD | 2022-03-03
3516075E |  | 189623.83 | 364 | 0001 | SINGLE CROSSARM
3516075E |  | 1915.37 | 367 | 0020 | CONDUCTOR, ALUMINUM, LESS THEN 4/0
3516159E | 221624.64 |  |  |  | COR:COR WESTOVER HILLS OFFSITE | COR:COR WESTOVER HILLS OFFSITE DOBBINS RD. DH | 2022-04-25
3516159E |  | 17729.96 | 364 | 0001 | SINGLE CROSSARM
3516159E |  | 24378.69 | 364 | 0260 | POLE, WOOD, 40'
3516159E |  | 35459.93 | 364 | 0280 | POLE, WOOD, 45'
3516159E |  | 33243.68 | 365 | 0010 | CONDUCTOR, ALUMINUM, LESS THAN 4/0
3516159E |  | 39892.41 | 366 | 1010 | CONDUIT
3516159E |  | 66487.51 | 367 | 0025 | CONDUCTOR, ALUMINUM, 4/0 AND GREATER
3516159E |  | 4432.46 | 367 | 0100 | FAULT INDICATOR
3516182E | 362657.12 |  |  |  | KIL COC CLAYTON RANCH PHASE I | KIL/COC - CLAYTON RANCH PHASE | 2022-07-15
3516182E |  | 3626.56 | 364 | 0001 | SINGLE CROSSARM
3516182E |  | 7253.13 | 364 | 0300 | POLE, WOOD, 50'
3516182E |  | 94290.84 | 366 | 1010 | CONDUIT
3516182E |  | 25385.99 | 366 | 1150 | SECONDARY BOX
3516182E |  | 25385.99 | 366 | 1400 | PADS OR FOUNDATIONS, SMALL, LESS THAN 50 SQ FT
3516182E |  | 97917.55 | 367 | 0020 | CONDUCTOR, ALUMINUM, LESS THEN 4/0
3516182E |  | 43518.84 | 367 | 0025 | CONDUCTOR, ALUMINUM, 4/0 AND GREATER
3516182E |  | 7253.13 | 367 | 0100 | FAULT INDICATOR
3516182E |  | 3626.56 | 373 | 0025 | CONDUCTOR, ALUMINUM, UNDERGROUND
3516182E |  | 7253.13 | 373 | 1200 | LUMINAIRE, OTHER, 100W
3516182E |  | 7253.13 | 373 | 1375 | CONDUIT
3516182E |  | 39892.27 | 373 | 1520 | STANDARD, METAL, ABOVE 25'
3516289E | 376114.63 |  |  |  | MCK THE ESTATES PH 2 PRINCETO | MCK THE ESTATES PH 2 PRINCETON TX CO | 2022-11-08
3516289E |  | 3761.13 | 364 | 0001 | SINGLE CROSSARM
3516289E |  | 7522.28 | 364 | 0280 | POLE, WOOD, 45'
3516289E |  | 116595.53 | 366 | 1010 | CONDUIT
3516289E |  | 26328.01 | 366 | 1150 | SECONDARY BOX
3516289E |  | 3761.13 | 366 | 1200 | MANHOLE, 0-100 CU FT
3516289E |  | 26328.01 | 366 | 1400 | PADS OR FOUNDATIONS, SMALL, LESS THAN 50 SQ FT
3516289E |  | 135401.37 | 367 | 0020 | CONDUCTOR, ALUMINUM, LESS THEN 4/0
3516289E |  | 48894.89 | 367 | 0025 | CONDUCTOR, ALUMINUM, 4/0 AND GREATER
3516289E |  | 7522.28 | 367 | 0100 | FAULT INDICATOR
3516355E | 244284.28 |  |  |  | FWN : OFFSITE FOR SHADY CREEK | FWN : OFFSITE FOR SHADY CREEK ESTATES AZLE/OH/TD | 2022-06-22
3516355E |  | 34199.77 | 364 | 0001 | SINGLE CROSSARM
3516355E |  | 14657.03 | 364 | 0002 | DOUBLE CROSSARMS
3516355E |  | 41528.31 | 364 | 0260 | POLE, WOOD, 40'
3516355E |  | 83056.75 | 364 | 0280 | POLE, WOOD, 45'
3516355E |  | 70842.42 | 365 | 0010 | CONDUCTOR, ALUMINUM, LESS THAN 4/0
3516400E | 970271.06 |  |  |  | MDL PIONEER NATURAL TEXAS TEN | MDL PIONEER NATURAL TEXAS TEN AA PME ADD LOAD-OFFSITE-CC-BG | 2022-10-27
3516400E |  | 87324.39 | 364 | 0001 | SINGLE CROSSARM
3516400E |  | 9702.71 | 364 | 0260 | POLE, WOOD, 40'
3516400E |  | 58216.26 | 364 | 0280 | POLE, WOOD, 45'
3516400E |  | 242567.76 | 364 | 0300 | POLE, WOOD, 50'
3516400E |  | 48513.55 | 364 | 0320 | POLE, WOOD, 55'
3516400E |  | 67918.97 | 365 | 0010 | CONDUCTOR, ALUMINUM, LESS THAN 4/0
3516400E |  | 388108.45 | 365 | 0020 | CONDUCTOR, ALUMINUM, 4/0 AND GREATER
3516400E |  | 19405.42 | 365 | 6010 | AIRBREAK SWITCH, WITH OR WITHOUT OPERATOR
3516400E |  | 9702.71 | 366 | 1010 | CONDUIT
3516400E |  | 29108.13 | 367 | 0025 | CONDUCTOR, ALUMINUM, 4/0 AND GREATER
3516400E |  | 9702.71 | 367 | 0100 | FAULT INDICATOR
3516435E | 147575.03 |  |  |  | TAY/HUT - WILCO RANCH PHASE 2 | TAY/HUT - WILCO RANCH PHASE 2 SECTION 1 - ED SCHMIDT BLVD/JJ | 2022-07-09
3516435E |  | 30990.74 | 366 | 1010 | CONDUIT
3516435E |  | 22136.23 | 366 | 1150 | SECONDARY BOX
3516435E |  | 7378.72 | 366 | 1400 | PADS OR FOUNDATIONS, SMALL, LESS THAN 50 SQ FT
3516435E |  | 23611.99 | 367 | 0020 | CONDUCTOR, ALUMINUM, LESS THEN 4/0
3516435E |  | 30990.92 | 367 | 0025 | CONDUCTOR, ALUMINUM, 4/0 AND GREATER
3516435E |  | 2951.49 | 367 | 0100 | FAULT INDICATOR
3516435E |  | 1475.73 | 373 | 0025 | CONDUCTOR, ALUMINUM, UNDERGROUND
3516435E |  | 5902.99 | 373 | 1250 | LUMINAIRE, LED, 40W TO 150W
3516435E |  | 2951.49 | 373 | 1375 | CONDUIT
3516435E |  | 19184.73 | 373 | 1520 | STANDARD, METAL, ABOVE 25'
3516631E | 1051293.6 |  |  |  | 2021MNHN002 THORNTONVILLE P3 S | 2021MNHN002 THORNTONVILLE P3 S4 S5 S16 | 2022-05-11
3516631E |  | 105129.35 | 364 | 0001 | SINGLE CROSSARM
3516631E |  | 252310.46 | 364 | 0300 | POLE, WOOD, 50'
3516631E |  | 21025.86 | 364 | 0320 | POLE, WOOD, 55'
3516631E |  | 31538.8 | 365 | 0010 | CONDUCTOR, ALUMINUM, LESS THAN 4/0
3516631E |  | 420517.53 | 365 | 0020 | CONDUCTOR, ALUMINUM, 4/0 AND GREATER
3516631E |  | 21025.86 | 365 | 6010 | AIRBREAK SWITCH, WITH OR WITHOUT OPERATOR
3516631E |  | 52564.67 | 366 | 1010 | CONDUIT
3516631E |  | 21025.86 | 366 | 1100 | PRIMARY BOX
3516631E |  | 115642.28 | 367 | 0025 | CONDUCTOR, ALUMINUM, 4/0 AND GREATER
3516631E |  | 10512.93 | 367 | 0100 | FAULT INDICATOR
3516728E | 291535.61 |  |  |  | MNW-TXDOT FM 113 MILLSAP-MAK | MNW-TXDOT FM 113 MILLSAP-MAK | 2021-11-10
3516728E |  | 64815.18 | 364 | 0001 | SINGLE CROSSARM
3516728E |  | 24000.19 | 364 | 0260 | POLE, WOOD, 40'
3516728E |  | -824.76 | 364 | 0280 | POLE, WOOD, 45'
3516728E |  | 5330.04 | 364 | 0300 | POLE, WOOD, 50'
3516728E |  | 25207.53 | 365 | 0010 | CONDUCTOR, ALUMINUM, LESS THAN 4/0
3516728E |  | 86754.02 | 366 | 1010 | CONDUIT
3516728E |  | 86253.41 | 367 | 0025 | CONDUCTOR, ALUMINUM, 4/0 AND GREATER
3516782E | 170100.47 |  |  |  | BEN/BEN - WHITESTONE HEIGHTS, | BEN/BEN - WHITESTONE HEIGHTS, PHASE 2 - ROLLING HILLS DR/RE | 2022-03-09
3516782E |  | 1701 | 364 | 0001 | SINGLE CROSSARM
3516782E |  | 3402 | 364 | 0260 | POLE, WOOD, 40'
3516782E |  | 42525.11 | 366 | 1010 | CONDUIT
3516782E |  | 10206.02 | 366 | 1150 | SECONDARY BOX
3516782E |  | 3402 | 366 | 1200 | MANHOLE, 0-100 CU FT
3516782E |  | 8505.02 | 366 | 1400 | PADS OR FOUNDATIONS, SMALL, LESS THAN 50 SQ FT
3516782E |  | 42525.19 | 367 | 0020 | CONDUCTOR, ALUMINUM, LESS THEN 4/0
3516782E |  | 18711.05 | 367 | 0025 | CONDUCTOR, ALUMINUM, 4/0 AND GREATER
3516782E |  | 3402 | 367 | 0100 | FAULT INDICATOR
3516782E |  | 1701 | 373 | 0025 | CONDUCTOR, ALUMINUM, UNDERGROUND
3516782E |  | 5103.01 | 373 | 1200 | LUMINAIRE, OTHER, 100W
3516782E |  | 5103.01 | 373 | 1375 | CONDUIT
3516782E |  | 23814.06 | 373 | 1520 | STANDARD, METAL, ABOVE 25'
3517008E | 371740.81 |  |  |  | LDL/KRU - ERICKSON FARMS PHASE | LDL/KRU - ERICKSON FARMS PHASE 1 - HOPKINS RD & LEANING TREE | 2022-02-11
3517008E |  | 3717.39 | 364 | 0280 | POLE, WOOD, 45'
3517008E |  | 3717.39 | 365 | 0010 | CONDUCTOR, ALUMINUM, LESS THAN 4/0
3517008E |  | 59478.51 | 366 | 1010 | CONDUIT
3517008E |  | 11152.21 | 366 | 1100 | PRIMARY BOX
3517008E |  | 22304.44 | 366 | 1150 | SECONDARY BOX
3517008E |  | 14869.62 | 366 | 1410 | PADS OR FOUNDATIONS, MEDIUM, 50-100 SQ FT
3517008E |  | 59478.51 | 367 | 0020 | CONDUCTOR, ALUMINUM, LESS THEN 4/0
3517008E |  | 85500.6 | 367 | 0025 | CONDUCTOR, ALUMINUM, 4/0 AND GREATER
3517008E |  | 3717.39 | 367 | 0100 | FAULT INDICATOR
3517008E |  | 44608.88 | 367 | 5190 | SWITCHGEAR, PADMOUNT, 25KV
3517008E |  | 29739.24 | 373 | 1100 | LUMINAIRE, HISTORICAL, 100W
3517008E |  | 3717.39 | 373 | 1375 | CONDUIT
3517008E |  | 29739.24 | 373 | 1625 | STANDARD, OTHER, 25' AND UNDER
3517040E | 627875.97 |  |  |  | RRK: OFFSITE: JARRELL WASTEWAT | RRK: OFFSITE: JARRELL WASTEWATER TREATMENT PLANT JK | 2022-03-08
3517040E |  | 50230.07 | 364 | 0001 | SINGLE CROSSARM
3517040E |  | 94181.39 | 364 | 0280 | POLE, WOOD, 45'
3517040E |  | 18836.27 | 364 | 0300 | POLE, WOOD, 50'
3517040E |  | 6278.75 | 364 | 0320 | POLE, WOOD, 55'
3517040E |  | 25115.03 | 364 | 0330 | POLE, CONCRETE, 55'
3517040E |  | 6278.75 | 364 | 0335 | POLE, WOOD, 60'
3517040E |  | 50230.07 | 364 | 0345 | POLE, OTHER, 60'
3517040E |  | 25115.03 | 364 | 0390 | POLE, OTHER, 75'
3517040E |  | 31393.79 | 365 | 0010 | CONDUCTOR, ALUMINUM, LESS THAN 4/0
3517040E |  | 257429.26 | 365 | 0020 | CONDUCTOR, ALUMINUM, 4/0 AND GREATER
3517040E |  | 12557.51 | 365 | 6010 | AIRBREAK SWITCH, WITH OR WITHOUT OPERATOR
3517040E |  | 25115.03 | 366 | 1010 | CONDUIT
3517040E |  | 18836.27 | 367 | 0025 | CONDUCTOR, ALUMINUM, 4/0 AND GREATER
3517040E |  | 6278.75 | 367 | 0100 | FAULT INDICATOR
3517081E | 372918.18 |  |  |  | MHN NGL WATER SOLUTIONS HILLST | MHN NGL WATER SOLUTIONS HILLSTONE ADDED LOAD-OFFSITE-AN-PWR | 2022-01-18
3517081E |  | 41020.98 | 364 | 0001 | SINGLE CROSSARM
3517081E |  | 89500.35 | 364 | 0300 | POLE, WOOD, 50'
3517081E |  | 14916.72 | 364 | 0320 | POLE, WOOD, 55'
3517081E |  | 26104.27 | 365 | 0010 | CONDUCTOR, ALUMINUM, LESS THAN 4/0
3517081E |  | 186459.14 | 365 | 0020 | CONDUCTOR, ALUMINUM, 4/0 AND GREATER
3517081E |  | 14916.72 | 365 | 6010 | AIRBREAK SWITCH, WITH OR WITHOUT OPERATOR
3517149E | 121833.15 |  |  |  | RRK/GEO - BRIDGEHAVEN PHASE 2 | RRK/GEO - BRIDGEHAVEN PHASE 2 - WESTINGHOUSE RD/CV | 2022-04-20
3517149E |  | 1218.33 | 364 | 0001 | SINGLE CROSSARM
3517149E |  | 7309.98 | 364 | 0300 | POLE, WOOD, 50'
3517149E |  | 28021.67 | 366 | 1010 | CONDUIT
3517149E |  | 15838.3 | 366 | 1150 | SECONDARY BOX
3517149E |  | 13401.64 | 366 | 1400 | PADS OR FOUNDATIONS, SMALL, LESS THAN 50 SQ FT
3517149E |  | 28021.62 | 367 | 0020 | CONDUCTOR, ALUMINUM, LESS THEN 4/0
3517149E |  | 23148.29 | 367 | 0025 | CONDUCTOR, ALUMINUM, 4/0 AND GREATER
3517149E |  | 4873.32 | 367 | 0100 | FAULT INDICATOR
3517161E | 177554.73 |  |  |  | RRK/GEO - BRIDGEHAVEN PHASE 3 | RRK/GEO - BRIDGEHAVEN PHASE 3 - WESTINGHOUSE RD/CV | 2022-04-21
3517161E |  | 3551.09 | 364 | 0280 | POLE, WOOD, 45'
3517161E |  | 51490.94 | 366 | 1010 | CONDUIT
3517161E |  | 26633.2 | 366 | 1150 | SECONDARY BOX
3517161E |  | 5326.63 | 366 | 1200 | MANHOLE, 0-100 CU FT
3517161E |  | 12428.82 | 366 | 1400 | PADS OR FOUNDATIONS, SMALL, LESS THAN 50 SQ FT
3517161E |  | 37286.48 | 367 | 0020 | CONDUCTOR, ALUMINUM, LESS THEN 4/0
3517161E |  | 37286.48 | 367 | 0025 | CONDUCTOR, ALUMINUM, 4/0 AND GREATER
3517161E |  | 3551.09 | 367 | 0100 | FAULT INDICATOR
3517169E | 128959.09 |  |  |  | CLE CLEBURNE TRAILS APTS OFFS | CLE: CLEBURNE TRAILS APTS - OFFSITE - GS/NH | 2022-01-21
3517169E |  | 1289.58 | 364 | 0001 | SINGLE CROSSARM
3517169E |  | 2579.17 | 364 | 0300 | POLE, WOOD, 50'
3517169E |  | 20633.45 | 366 | 1010 | CONDUIT
3517169E |  | 9027.12 | 366 | 1100 | PRIMARY BOX
3517169E |  | 5158.35 | 366 | 1410 | PADS OR FOUNDATIONS, MEDIUM, 50-100 SQ FT
3517169E |  | 30950.17 | 367 | 0020 | CONDUCTOR, ALUMINUM, LESS THEN 4/0
3517169E |  | 2579.17 | 367 | 0100 | FAULT INDICATOR
3517169E |  | 56742.08 | 367 | 5190 | SWITCHGEAR, PADMOUNT, 25KV
3517170E | 114484.04 |  |  |  | RRK/GEO - CARLSON PLACE PHASE | RRK/GEO - CARLSON PLACE PHASE H - INNER LOOP EAST /CV | 2022-08-22
3517170E |  | 30910.75 | 366 | 1010 | CONDUIT
3517170E |  | 19462.28 | 366 | 1150 | SECONDARY BOX
3517170E |  | 6869.03 | 366 | 1400 | PADS OR FOUNDATIONS, SMALL, LESS THAN 50 SQ FT
3517170E |  | 24041.63 | 367 | 0020 | CONDUCTOR, ALUMINUM, LESS THEN 4/0
3517170E |  | 29765.84 | 367 | 0025 | CONDUCTOR, ALUMINUM, 4/0 AND GREATER
3517170E |  | 3434.51 | 367 | 0100 | FAULT INDICATOR
3517174E | 123590.05 |  |  |  | RRK/GEO - CARLSON PLACE PHASE | RRK/GEO - CARLSON PLACE PHASE G - INNER LOOP/CV | 2022-10-12
3517174E |  | 35841.13 | 366 | 1010 | CONDUIT
3517174E |  | 21010.3 | 366 | 1150 | SECONDARY BOX
3517174E |  | 6179.5 | 366 | 1400 | PADS OR FOUNDATIONS, SMALL, LESS THAN 50 SQ FT
3517174E |  | 27189.81 | 367 | 0020 | CONDUCTOR, ALUMINUM, LESS THEN 4/0
3517174E |  | 32133.41 | 367 | 0025 | CONDUCTOR, ALUMINUM, 4/0 AND GREATER
3517174E |  | 1235.9 | 367 | 0100 | FAULT INDICATOR
3517280E | 239172.47 |  |  |  | RRK/JAR - 487 ESTATES - FM 487 | RRK/JAR - 487 ESTATES - FM 487 EAST/CV | 2022-07-20
3517280E |  | 57401.45 | 366 | 1010 | CONDUIT
3517280E |  | 33484.14 | 366 | 1150 | SECONDARY BOX
3517280E |  | 16742.07 | 366 | 1400 | PADS OR FOUNDATIONS, SMALL, LESS THAN 50 SQ FT
3517280E |  | 45442.76 | 367 | 0020 | CONDUCTOR, ALUMINUM, LESS THEN 4/0
3517280E |  | 43051.04 | 367 | 0025 | CONDUCTOR, ALUMINUM, 4/0 AND GREATER
3517280E |  | 9566.89 | 367 | 0100 | FAULT INDICATOR
3517280E |  | 2391.72 | 373 | 0025 | CONDUCTOR, ALUMINUM, UNDERGROUND
3517280E |  | 4783.44 | 373 | 1200 | LUMINAIRE, OTHER, 100W
3517280E |  | 2391.72 | 373 | 1375 | CONDUIT
3517280E |  | 23917.24 | 373 | 1515 | STANDARD, METAL, 25' AND UNDER
3517496E | 190574.97 |  |  |  | TER/THE WOODLANDS PHASE 2-TERR | TER/THE WOODLANDS PHASE 2-TERRELL/JJ | 2022-11-08
3517496E |  | 53361.09 | 366 | 1010 | CONDUIT
3517496E |  | 20963.23 | 366 | 1150 | SECONDARY BOX
3517496E |  | 11434.49 | 366 | 1400 | PADS OR FOUNDATIONS, SMALL, LESS THAN 50 SQ FT
3517496E |  | 40020.73 | 367 | 0020 | CONDUCTOR, ALUMINUM, LESS THEN 4/0
3517496E |  | 19057.49 | 367 | 0025 | CONDUCTOR, ALUMINUM, 4/0 AND GREATER
3517496E |  | 3811.49 | 367 | 0100 | FAULT INDICATOR
3517496E |  | 1905.74 | 373 | 0025 | CONDUCTOR, ALUMINUM, UNDERGROUND
3517496E |  | 7622.99 | 373 | 1250 | LUMINAIRE, LED, 40W TO 150W
3517496E |  | 7622.99 | 373 | 1375 | CONDUIT
3517496E |  | 24774.73 | 373 | 1520 | STANDARD, METAL, ABOVE 25'
3517596E | 130190.25 |  |  |  | FWS: CROWLEY DISTRICT STADIUM | FWS: CROWLEY DISTRICT STADIUM - RSE | 2022-03-18
3517596E |  | 28641.83 | 367 | 0020 | CONDUCTOR, ALUMINUM, LESS THEN 4/0
3517596E |  | 39057.05 | 367 | 0025 | CONDUCTOR, ALUMINUM, 4/0 AND GREATER
3517596E |  | 62491.37 | 367 | 5190 | SWITCHGEAR, PADMOUNT, 25KV
3517842E | 705257.51 |  |  |  | 2021NODE007 JACK RABBIT P2 S6 | 2021NODE007 JACK RABBIT P2 S6 S7 S8 S10 | 2022-07-05
3517842E |  | 105788.61 | 364 | 0001 | SINGLE CROSSARM
3517842E |  | 7052.55 | 364 | 0260 | POLE, WOOD, 40'
3517842E |  | 63473.17 | 364 | 0280 | POLE, WOOD, 45'
3517842E |  | 105788.61 | 364 | 0300 | POLE, WOOD, 50'
3517842E |  | 56420.59 | 364 | 0320 | POLE, WOOD, 55'
3517842E |  | 7052.55 | 364 | 0335 | POLE, WOOD, 60'
3517842E |  | 28210.28 | 365 | 0010 | CONDUCTOR, ALUMINUM, LESS THAN 4/0
3517842E |  | 239787.76 | 365 | 0020 | CONDUCTOR, ALUMINUM, 4/0 AND GREATER
3517842E |  | 35262.86 | 365 | 6010 | AIRBREAK SWITCH, WITH OR WITHOUT OPERATOR
3517842E |  | 7052.55 | 366 | 1010 | CONDUIT
3517842E |  | 42315.43 | 367 | 0025 | CONDUCTOR, ALUMINUM, 4/0 AND GREATER
3517842E |  | 7052.55 | 367 | 0100 | FAULT INDICATOR
3517896E | 633689.88 |  |  |  | 2021NMHN004 ALCATRAZ P2 S14 S1 | 2021NMHN004 ALCATRAZ P2 S14 S15 | 2022-06-17
3517896E |  | 31684.49 | 364 | 0001 | SINGLE CROSSARM
3517896E |  | 6336.89 | 364 | 0300 | POLE, WOOD, 50'
3517896E |  | 6336.89 | 364 | 0335 | POLE, WOOD, 60'
3517896E |  | 12673.79 | 364 | 0350 | POLE, WOOD, 65'
3517896E |  | 101390.38 | 365 | 0020 | CONDUCTOR, ALUMINUM, 4/0 AND GREATER
3517896E |  | 38021.39 | 365 | 6010 | AIRBREAK SWITCH, WITH OR WITHOUT OPERATOR
3517896E |  | 88716.58 | 366 | 1010 | CONDUIT
3517896E |  | 19010.69 | 366 | 1100 | PRIMARY BOX
3517896E |  | 316844.99 | 367 | 0025 | CONDUCTOR, ALUMINUM, 4/0 AND GREATER
3517896E |  | 12673.79 | 367 | 0100 | FAULT INDICATOR
3517923E | 864239.1 |  |  |  | 2021NODE002 PARKS BELL P1 S3. | 2021NODE002 PARKS BELL P1 S3. | 2022-08-23
3517923E |  | 77781.51 | 364 | 0001 | SINGLE CROSSARM
3517923E |  | 51854.33 | 364 | 0280 | POLE, WOOD, 45'
3517923E |  | 112351.08 | 364 | 0300 | POLE, WOOD, 50'
3517923E |  | 8642.37 | 364 | 0320 | POLE, WOOD, 55'
3517923E |  | 337053.4 | 365 | 0020 | CONDUCTOR, ALUMINUM, 4/0 AND GREATER
3517923E |  | 34569.55 | 366 | 1010 | CONDUIT
3517923E |  | 8642.37 | 366 | 1100 | PRIMARY BOX
3517923E |  | 8642.37 | 366 | 1410 | PADS OR FOUNDATIONS, MEDIUM, 50-100 SQ FT
3517923E |  | 129635.85 | 367 | 0025 | CONDUCTOR, ALUMINUM, 4/0 AND GREATER
3517923E |  | 17284.76 | 367 | 0100 | FAULT INDICATOR
3517923E |  | 77781.51 | 367 | 5190 | SWITCHGEAR, PADMOUNT, 25KV
3518196E | 159309.55 |  |  |  | FBR COPPELL DENTON TAP RD AT B | FBR COPPELL DENTON TAP RD AT BETHEL SCHOOL RELOCATION | 2022-06-17
3518196E |  | 4779.27 | 364 | 0001 | SINGLE CROSSARM
3518196E |  | 6372.37 | 364 | 0280 | POLE, WOOD, 45'
3518196E |  | 4779.27 | 364 | 0300 | POLE, WOOD, 50'
3518196E |  | 86027.27 | 364 | 0330 | POLE, CONCRETE, 55'
3518196E |  | 38234.26 | 364 | 0375 | POLE, OTHER, 70'
3518196E |  | 6372.37 | 365 | 0010 | CONDUCTOR, ALUMINUM, LESS THAN 4/0
3518196E |  | 12744.74 | 365 | 0020 | CONDUCTOR, ALUMINUM, 4/0 AND GREATER
3518339E | 467297.56 |  |  |  | JKV V CONV RSKMN3057 ALTO CONV | JKV V CONV RSKMN3057 ALTO CONVERSION WEST SIDE PHASE 2 - PR | 2022-02-14
3518339E |  | 51402.71 | 364 | 0001 | SINGLE CROSSARM
3518339E |  | 9345.94 | 364 | 0240 | POLE, WOOD, 35'
3518339E |  | 112151.4 | 364 | 0260 | POLE, WOOD, 40'
3518339E |  | 112151.54 | 364 | 0280 | POLE, WOOD, 45'
3518339E |  | 4672.96 | 364 | 0320 | POLE, WOOD, 55'
3518339E |  | 46729.74 | 365 | 0010 | CONDUCTOR, ALUMINUM, LESS THAN 4/0
3518339E |  | 4672.96 | 365 | 0020 | CONDUCTOR, ALUMINUM, 4/0 AND GREATER
3518339E |  | 102805.45 | 365 | 6015 | RECLOSER,SINGLE PHASE,13.2KV AND UNDER,0-3000 AMP
3518339E |  | 23364.86 | 373 | 1250 | LUMINAIRE, LED, 40W TO 150W
3518355E | 315137.61 |  |  |  | 2021MARL001 MANSFIELD SUB FEED | 2021MARL001 MANSFIELD SUB FEEDER EXITS S3 S8 S10 S12 JMS | 2022-09-15
3518355E |  | 22059.62 | 364 | 0001 | SINGLE CROSSARM
3518355E |  | 3151.37 | 364 | 0260 | POLE, WOOD, 40'
3518355E |  | 28362.38 | 364 | 0300 | POLE, WOOD, 50'
3518355E |  | 6302.74 | 364 | 0320 | POLE, WOOD, 55'
3518355E |  | 3151.37 | 365 | 0010 | CONDUCTOR, ALUMINUM, LESS THAN 4/0
3518355E |  | 12605.49 | 365 | 0020 | CONDUCTOR, ALUMINUM, 4/0 AND GREATER
3518355E |  | 22059.62 | 366 | 1010 | CONDUIT
3518355E |  | 217445.02 | 367 | 0025 | CONDUCTOR, ALUMINUM, 4/0 AND GREATER
3518359E | 367522.4 |  |  |  | 2021MARL001 KENNEDALE 6312 REC | 2021MARL001 KENNEDALE 6312 RECONDUCT S4 S5 S6 S7 S8 S11 JMS | 2022-12-31
3518359E |  | 51453.14 | 364 | 0001 | SINGLE CROSSARM
3518359E |  | 29401.79 | 364 | 0260 | POLE, WOOD, 40'
3518359E |  | 80854.93 | 364 | 0280 | POLE, WOOD, 45'
3518359E |  | 18376.12 | 364 | 0300 | POLE, WOOD, 50'
3518359E |  | 11025.67 | 364 | 0320 | POLE, WOOD, 55'
3518359E |  | 11025.67 | 365 | 0010 | CONDUCTOR, ALUMINUM, LESS THAN 4/0
3518359E |  | 135983.29 | 365 | 0020 | CONDUCTOR, ALUMINUM, 4/0 AND GREATER
3518359E |  | 7350.45 | 366 | 1010 | CONDUIT
3518359E |  | 22051.34 | 367 | 0025 | CONDUCTOR, ALUMINUM, 4/0 AND GREATER
3518362E | 2305147.75 |  |  |  | 2021MARL001 SYCRK4512 FHLSW13 | 2021MARL001 SYCRK4512 FHLSW1351 OAKHL3052 RECOND S4 S5 JMS | 2022-10-24
3518362E |  | 299669.19 | 364 | 0001 | SINGLE CROSSARM
3518362E |  | 23051.46 | 364 | 0002 | DOUBLE CROSSARMS
3518362E |  | 184411.8 | 364 | 0260 | POLE, WOOD, 40'
3518362E |  | 553235.44 | 364 | 0280 | POLE, WOOD, 45'
3518362E |  | 23051.46 | 364 | 0300 | POLE, WOOD, 50'
3518362E |  | 92205.89 | 364 | 0345 | POLE, OTHER, 60'
3518362E |  | 46102.94 | 365 | 0010 | CONDUCTOR, ALUMINUM, LESS THAN 4/0
3518362E |  | 1014265.17 | 365 | 0020 | CONDUCTOR, ALUMINUM, 4/0 AND GREATER
3518362E |  | 46102.94 | 365 | 6010 | AIRBREAK SWITCH, WITH OR WITHOUT OPERATOR
3518362E |  | 23051.46 | 367 | 0020 | CONDUCTOR, ALUMINUM, LESS THEN 4/0
3518383E | 166764.05 |  |  |  | FWN/SAG - PROSE BLUE MOUND ROA | FWN/SAG - PROSE BLUE MOUND ROAD - BLUE MOUND ROAD & E. BAILY | 2022-05-03
3518383E |  | 1667.64 | 364 | 0001 | SINGLE CROSSARM
3518383E |  | 5002.92 | 364 | 0280 | POLE, WOOD, 45'
3518383E |  | 51696.85 | 366 | 1010 | CONDUIT
3518383E |  | 18344.04 | 366 | 1400 | PADS OR FOUNDATIONS, SMALL, LESS THAN 50 SQ FT
3518383E |  | 63370.36 | 367 | 0020 | CONDUCTOR, ALUMINUM, LESS THEN 4/0
3518383E |  | 5002.92 | 367 | 0100 | FAULT INDICATOR
3518383E |  | 1667.64 | 369 | 1100 | SERVICE, UNDERGROUND, 4/0 AND LESS, SINGLE PHASE
3518383E |  | 20011.68 | 369 | 1200 | SERVICE, UNDERGROUND, GREATER THAN 4/0, SINGLE PH
3518394E | 427949.04 |  |  |  | ARL/ARL - VIRIDIAN VILLAGE 3B | ARL/ARL - VIRIDIAN VILLAGE 3B - VIRIDIAN DRIVE/RH | 2022-09-02
3518394E |  | 132664.19 | 366 | 1010 | CONDUIT
3518394E |  | 51353.87 | 366 | 1150 | SECONDARY BOX
3518394E |  | 38515.41 | 366 | 1400 | PADS OR FOUNDATIONS, SMALL, LESS THAN 50 SQ FT
3518394E |  | 132664.26 | 367 | 0020 | CONDUCTOR, ALUMINUM, LESS THEN 4/0
3518394E |  | 59912.85 | 367 | 0025 | CONDUCTOR, ALUMINUM, 4/0 AND GREATER
3518394E |  | 12838.46 | 367 | 0100 | FAULT INDICATOR
3518717E | 128969.76 |  |  |  | ARL/GDP/THE LAKESIDE-GRANDPRAI | ARL/GDP/THE LAKESIDE-GRANDPRAIRIE/RH | 2022-04-08
3518717E |  | 20635.13 | 366 | 1010 | CONDUIT
3518717E |  | 9027.86 | 366 | 1150 | SECONDARY BOX
3518717E |  | 5158.77 | 366 | 1400 | PADS OR FOUNDATIONS, SMALL, LESS THAN 50 SQ FT
3518717E |  | 19345.44 | 367 | 0020 | CONDUCTOR, ALUMINUM, LESS THEN 4/0
3518717E |  | 10317.56 | 367 | 0025 | CONDUCTOR, ALUMINUM, 4/0 AND GREATER
3518717E |  | 1289.69 | 367 | 0100 | FAULT INDICATOR
3518717E |  | 1289.69 | 373 | 0025 | CONDUCTOR, ALUMINUM, UNDERGROUND
3518717E |  | 21924.84 | 373 | 1250 | LUMINAIRE, LED, 40W TO 150W
3518717E |  | 3869.08 | 373 | 1375 | CONDUIT
3518717E |  | 36111.7 | 373 | 1515 | STANDARD, METAL, 25' AND UNDER
3518723E | 248063.57 |  |  |  | DSW/PALLADIUM SIMPSON STUART-D | DSW/PALLADIUM SIMPSON STUART-DALLAS/SH | 2022-07-26
3518723E |  | 71938.44 | 366 | 1010 | CONDUIT
3518723E |  | 7441.91 | 366 | 1100 | PRIMARY BOX
3518723E |  | 4961.28 | 366 | 1200 | MANHOLE, 0-100 CU FT
3518723E |  | 14883.81 | 366 | 1410 | PADS OR FOUNDATIONS, MEDIUM, 50-100 SQ FT
3518723E |  | 4961.28 | 366 | 1420 | PADS OR FOUNDATIONS, LARGE, OVER 100 SQ FT
3518723E |  | 86822.23 | 367 | 0020 | CONDUCTOR, ALUMINUM, LESS THEN 4/0
3518723E |  | 54573.98 | 367 | 5190 | SWITCHGEAR, PADMOUNT, 25KV
3518723E |  | 2480.64 | 369 | 1100 | SERVICE, UNDERGROUND, 4/0 AND LESS, SINGLE PHASE
3518756E | 287851.32 |  |  |  | LDL-21-P022-RG-LDL-KRUMS1203-K | LDL-21-P022-RG-LDL-KRUMS1203-KRUMS1204-DA-PWR | 2022-10-26
3518756E |  | 2878.51 | 364 | 0001 | SINGLE CROSSARM
3518756E |  | 14392.56 | 364 | 0335 | POLE, WOOD, 60'
3518756E |  | 14392.56 | 365 | 5635 | DIST AUTOMATION REPEATER OVERHEAD
3518756E |  | 14392.56 | 365 | 5645 | DIST AUTOMATION COMMUNICATION UNIT RF OH
3518756E |  | 57570.26 | 365 | 5650 | DIST AUTOMATION CONTROL OVERHEAD
3518756E |  | 34542.15 | 365 | 5660 | DIST AUTOMATION POWER SUPPLY UNIT OH
3518756E |  | 149682.72 | 365 | 6000 | DIST AUTOMATION SWITCH OVERHEAD
3519040E | 734649.74 |  |  |  | LDL/DEN - TOWNSEND GREEN - MCK | LDL/DEN - TOWNSEND GREEN - MCKINNEY ST. AND TRINITY DRIVE/RD | 2022-08-08
3519040E |  | 7346.49 | 364 | 0001 | SINGLE CROSSARM
3519040E |  | 7346.49 | 364 | 0280 | POLE, WOOD, 45'
3519040E |  | 7346.49 | 365 | 0010 | CONDUCTOR, ALUMINUM, LESS THAN 4/0
3519040E |  | 176316.12 | 366 | 1010 | CONDUIT
3519040E |  | 14692.98 | 366 | 1100 | PRIMARY BOX
3519040E |  | 36732.48 | 366 | 1150 | SECONDARY BOX
3519040E |  | 22039.48 | 366 | 1400 | PADS OR FOUNDATIONS, SMALL, LESS THAN 50 SQ FT
3519040E |  | 7346.49 | 366 | 1405 | PADS OR FOUNDATIONS, CONCRETE, 50 - 100 SQ FT
3519040E |  | 7346.49 | 366 | 1410 | PADS OR FOUNDATIONS, MEDIUM, 50-100 SQ FT
3519040E |  | 88157.96 | 367 | 0020 | CONDUCTOR, ALUMINUM, LESS THEN 4/0
3519040E |  | 161622.92 | 367 | 0025 | CONDUCTOR, ALUMINUM, 4/0 AND GREATER
3519040E |  | 7346.49 | 367 | 0100 | FAULT INDICATOR
3519040E |  | 73464.96 | 367 | 5190 | SWITCHGEAR, PADMOUNT, 25KV
3519040E |  | 7346.49 | 373 | 0025 | CONDUCTOR, ALUMINUM, UNDERGROUND
3519040E |  | 14692.98 | 373 | 1250 | LUMINAIRE, LED, 40W TO 150W
3519040E |  | 7346.49 | 373 | 1260 | LUMINAIRE, LED, 151W TO 300W
3519040E |  | 14692.98 | 373 | 1375 | CONDUIT
3519040E |  | 73464.96 | 373 | 1520 | STANDARD, METAL, ABOVE 25'
3519071E | 306983.91 |  |  |  | 2021NRRK003 JARRELL EAST P1 S2 | 2021NRRK003 JARRELL EAST P1 S2 S3 | 2022-06-06
3519071E |  | 15349.18 | 364 | 0001 | SINGLE CROSSARM
3519071E |  | 3069.84 | 364 | 0002 | DOUBLE CROSSARMS
3519071E |  | 12279.34 | 364 | 0280 | POLE, WOOD, 45'
3519071E |  | 95165 | 365 | 0020 | CONDUCTOR, ALUMINUM, 4/0 AND GREATER
3519071E |  | 181120.55 | 367 | 0025 | CONDUCTOR, ALUMINUM, 4/0 AND GREATER
3519092E | 134723.44 |  |  |  | BEN BUR: HIDDEN VISTA PHASE 6 | BEN BUR: HIDDEN VISTA PHASE 6 - GS | 2022-05-12
3519092E |  | 20208.5 | 366 | 1010 | CONDUIT
3519092E |  | 9430.63 | 366 | 1150 | SECONDARY BOX
3519092E |  | 6736.17 | 366 | 1400 | PADS OR FOUNDATIONS, SMALL, LESS THAN 50 SQ FT
3519092E |  | 30986.53 | 367 | 0020 | CONDUCTOR, ALUMINUM, LESS THEN 4/0
3519092E |  | 17514.03 | 367 | 0025 | CONDUCTOR, ALUMINUM, 4/0 AND GREATER
3519092E |  | 2694.46 | 367 | 0100 | FAULT INDICATOR
3519092E |  | 4041.68 | 373 | 0025 | CONDUCTOR, ALUMINUM, UNDERGROUND
3519092E |  | 5388.93 | 373 | 1220 | LUMINAIRE, OTHER, 250W
3519092E |  | 12125.1 | 373 | 1250 | LUMINAIRE, LED, 40W TO 150W
3519092E |  | 4041.68 | 373 | 1375 | CONDUIT
3519092E |  | 9430.63 | 373 | 1520 | STANDARD, METAL, ABOVE 25'
3519092E |  | 12125.1 | 373 | 1625 | STANDARD, OTHER, 25' AND UNDER
3519178E | 117043.94 |  |  |  | TYL/TURTLE CREEK RANCH-NOONDAY | TYL/TURTLE CREEK RANCH-NOONDAY/TM | 2022-06-28
3519178E |  | 3511.31 | 364 | 0260 | POLE, WOOD, 40'
3519178E |  | 1170.43 | 365 | 0010 | CONDUCTOR, ALUMINUM, LESS THAN 4/0
3519178E |  | 44476.77 | 366 | 1010 | CONDUIT
3519178E |  | 9363.5 | 366 | 1150 | SECONDARY BOX
3519178E |  | 4681.75 | 366 | 1400 | PADS OR FOUNDATIONS, SMALL, LESS THAN 50 SQ FT
3519178E |  | 40965.37 | 367 | 0020 | CONDUCTOR, ALUMINUM, LESS THEN 4/0
3519178E |  | 11704.38 | 367 | 0025 | CONDUCTOR, ALUMINUM, 4/0 AND GREATER
3519178E |  | 1170.43 | 367 | 0100 | FAULT INDICATOR
3519323E | 305857.93 |  |  |  | DES/WAX - TCGNA - MIDLOTHIAN - | DES/WAX - TCGNA - MIDLOTHIAN - BS | 2022-07-28
3519323E |  | 3058.57 | 364 | 0001 | SINGLE CROSSARM
3519323E |  | 6117.15 | 364 | 0280 | POLE, WOOD, 45'
3519323E |  | 3058.57 | 365 | 0010 | CONDUCTOR, ALUMINUM, LESS THAN 4/0
3519323E |  | 220217.74 | 367 | 0025 | CONDUCTOR, ALUMINUM, 4/0 AND GREATER
3519323E |  | 73405.9 | 367 | 5190 | SWITCHGEAR, PADMOUNT, 25KV
3519326E | 314987.81 |  |  |  | DNE: INSTALL 3 XFMRS HARWOOD 1 | DNE: INSTALL 3 XFMRS HARWOOD 14 JED | 2022-12-31
3519326E |  | 3149.88 | 366 | 0350 | PUMP, WATER 1HP OR LESS
3519326E |  | 9449.63 | 366 | 0370 | OIL DETECTION CONTROLLER
3519326E |  | 3149.88 | 366 | 1150 | SECONDARY BOX
3519326E |  | 9449.63 | 366 | 1480 | ATTACHMENT, FOREIGN VAULT
3519326E |  | 15749.39 | 367 | 0010 | CONDUCTOR, COPPER, LESS THEN 2/0
3519326E |  | 15749.39 | 367 | 0015 | CONDUCTOR, COPPER, 2/0 AND GREATER
3519326E |  | 3149.88 | 367 | 0020 | CONDUCTOR, ALUMINUM, LESS THEN 4/0
3519326E |  | 9449.63 | 367 | 0025 | CONDUCTOR, ALUMINUM, 4/0 AND GREATER
3519326E |  | 94496.34 | 367 | 5050 | SWITCH, VACUUM, THREE PHASE
3519326E |  | 85046.71 | 367 | 5190 | SWITCHGEAR, PADMOUNT, 25KV
3519326E |  | 34648.66 | 367 | 5650 | DIST AUTOMATION CONTROL UNDERGROUND
3519326E |  | 6299.76 | 367 | 5660 | DIST AUTOMATION POWER SUPPLY UNIT UG
3519326E |  | 3149.88 | 369 | 1100 | SERVICE, UNDERGROUND, 4/0 AND LESS, SINGLE PHASE
3519326E |  | 3149.88 | 373 | 0025 | CONDUCTOR, ALUMINUM, UNDERGROUND
3519326E |  | 3149.88 | 373 | 1250 | LUMINAIRE, LED, 40W TO 150W
3519326E |  | 3149.88 | 373 | 1260 | LUMINAIRE, LED, 151W TO 300W
3519326E |  | 12599.51 | 373 | 1520 | STANDARD, METAL, ABOVE 25'
3519389E | 190793.62 |  |  |  | DES: S HAMPTON RD RECONDUCTOR: | DES: GLENN HEIGHTS MUNICIPAL COMPLEX: OFFSITE | 2022-05-16
3519389E |  | 17171.41 | 364 | 0001 | SINGLE CROSSARM
3519389E |  | 11447.6 | 364 | 0320 | POLE, WOOD, 55'
3519389E |  | 5723.8 | 364 | 0335 | POLE, WOOD, 60'
3519389E |  | 19079.35 | 364 | 0350 | POLE, WOOD, 65'
3519389E |  | 24803.15 | 365 | 0010 | CONDUCTOR, ALUMINUM, LESS THAN 4/0
3519389E |  | 19079.35 | 366 | 1010 | CONDUIT
3519389E |  | 5723.8 | 366 | 1410 | PADS OR FOUNDATIONS, MEDIUM, 50-100 SQ FT
3519389E |  | 20987.29 | 367 | 0020 | CONDUCTOR, ALUMINUM, LESS THEN 4/0
3519389E |  | 1907.93 | 367 | 0100 | FAULT INDICATOR
3519389E |  | 64869.94 | 367 | 5190 | SWITCHGEAR, PADMOUNT, 25KV
3519429E | 174424.45 |  |  |  | FWN/FTW - - BERKSHIRE LAKE A | FWN/FTW - - BERKSHIRE LAKE APTS | 2022-02-21
3519429E |  | 31396.37 | 366 | 1010 | CONDUIT
3519429E |  | 6976.93 | 366 | 1200 | MANHOLE, 0-100 CU FT
3519429E |  | 20930.89 | 366 | 1400 | PADS OR FOUNDATIONS, SMALL, LESS THAN 50 SQ FT
3519429E |  | 5232.7 | 366 | 1410 | PADS OR FOUNDATIONS, MEDIUM, 50-100 SQ FT
3519429E |  | 55816.11 | 367 | 0020 | CONDUCTOR, ALUMINUM, LESS THEN 4/0
3519429E |  | 6976.93 | 367 | 0100 | FAULT INDICATOR
3519429E |  | 22675.13 | 367 | 5305 | Secondary Enclosure
3519429E |  | 24419.39 | 369 | 1200 | SERVICE, UNDERGROUND, GREATER THAN 4/0, SINGLE PH
3519535E | 162947.38 |  |  |  | MHN JEFF LANG PROPERTY OFFSITE | MHN JEFF LANG PROPERTY OFFSITE- GLW-PE | 2022-06-20
3519535E |  | 17924.21 | 364 | 0001 | SINGLE CROSSARM
3519535E |  | 4888.41 | 364 | 0260 | POLE, WOOD, 40'
3519535E |  | 4888.41 | 364 | 0280 | POLE, WOOD, 45'
3519535E |  | 63549.48 | 364 | 0300 | POLE, WOOD, 50'
3519535E |  | 6517.89 | 364 | 0320 | POLE, WOOD, 55'
3519535E |  | 65178.98 | 365 | 0010 | CONDUCTOR, ALUMINUM, LESS THAN 4/0
3519810E | 147337.86 |  |  |  | TER/OVERLAND GROVE-FORNEY/ZG | TER/OVERLAND GROVE-FORNEY/ZG | 2022-06-30
3519810E |  | 1473.35 | 364 | 0001 | SINGLE CROSSARM
3519810E |  | 4420.11 | 364 | 0300 | POLE, WOOD, 50'
3519810E |  | 32414.6 | 366 | 1010 | CONDUIT
3519810E |  | 19153.9 | 366 | 1150 | SECONDARY BOX
3519810E |  | 7366.88 | 366 | 1400 | PADS OR FOUNDATIONS, SMALL, LESS THAN 50 SQ FT
3519810E |  | 27994.17 | 367 | 0020 | CONDUCTOR, ALUMINUM, LESS THEN 4/0
3519810E |  | 20627.28 | 367 | 0025 | CONDUCTOR, ALUMINUM, 4/0 AND GREATER
3519810E |  | 2946.73 | 367 | 0100 | FAULT INDICATOR
3519810E |  | 2946.73 | 373 | 0025 | CONDUCTOR, ALUMINUM, UNDERGROUND
3519810E |  | 10313.62 | 373 | 1250 | LUMINAIRE, LED, 40W TO 150W
3519810E |  | 5893.49 | 373 | 1375 | CONDUIT
3519810E |  | 11787 | 373 | 1625 | STANDARD, OTHER, 25' AND UNDER
3519885E | 132897.88 |  |  |  | PAR:MMP_HNYGR2401-2020 FDR MAI | PAR:MMP_HNYGR2401-2020 FDR MAINT | 2022-06-27
3519885E |  | 93028.54 | 364 | 0001 | SINGLE CROSSARM
3519885E |  | 33224.46 | 364 | 0280 | POLE, WOOD, 45'
3519885E |  | 6644.88 | 364 | 0335 | POLE, WOOD, 60'
3519955E | 142720.92 |  |  |  | RRK/PFL - CIELO SUBDIVISION - | RRK/PFL - CIELO SUBDIVISION - 2451 WEST PFLUGERVILLE PKWY/CV | 2022-01-13
3519955E |  | 1427.2 | 364 | 0280 | POLE, WOOD, 45'
3519955E |  | 1427.2 | 365 | 0010 | CONDUCTOR, ALUMINUM, LESS THAN 4/0
3519955E |  | 39961.94 | 366 | 1010 | CONDUIT
3519955E |  | 28544.18 | 366 | 1150 | SECONDARY BOX
3519955E |  | 9990.46 | 366 | 1400 | PADS OR FOUNDATIONS, SMALL, LESS THAN 50 SQ FT
3519955E |  | 22835.33 | 367 | 0020 | CONDUCTOR, ALUMINUM, LESS THEN 4/0
3519955E |  | 18553.71 | 367 | 0025 | CONDUCTOR, ALUMINUM, 4/0 AND GREATER
3519955E |  | 5708.83 | 367 | 0100 | FAULT INDICATOR
3519955E |  | 1427.2 | 373 | 1200 | LUMINAIRE, OTHER, 100W
3519955E |  | 5708.83 | 373 | 1375 | CONDUIT
3519955E |  | 7136.04 | 373 | 1520 | STANDARD, METAL, ABOVE 25'
3519991E | 259428.01 |  |  |  | MNW/WEA - RANCHES WEST, PHASE | MNW/WEA - RANCHES WEST, PHASE 2 - OLD DENNIS ROAD/BP | 2022-03-02
3519991E |  | 33725.63 | 366 | 1010 | CONDUIT
3519991E |  | 25942.79 | 366 | 1150 | SECONDARY BOX
3519991E |  | 12971.39 | 366 | 1400 | PADS OR FOUNDATIONS, SMALL, LESS THAN 50 SQ FT
3519991E |  | 2594.27 | 366 | 1410 | PADS OR FOUNDATIONS, MEDIUM, 50-100 SQ FT
3519991E |  | 77828.5 | 367 | 0020 | CONDUCTOR, ALUMINUM, LESS THEN 4/0
3519991E |  | 28537.07 | 367 | 0025 | CONDUCTOR, ALUMINUM, 4/0 AND GREATER
3519991E |  | 5188.55 | 367 | 0100 | FAULT INDICATOR
3519991E |  | 44102.76 | 367 | 5190 | SWITCHGEAR, PADMOUNT, 25KV
3519991E |  | 10377.11 | 373 | 1250 | LUMINAIRE, LED, 40W TO 150W
3519991E |  | 5188.55 | 373 | 1375 | CONDUIT
3519991E |  | 12971.39 | 373 | 1625 | STANDARD, OTHER, 25' AND UNDER
3520029E | 252987.84 |  |  |  | FWN/KEL - 377 AT RIDGE POINT - | FWN/KEL - 377 AT RIDGE POINT - 377/MOUNT GILEAD RD/MW | 2022-06-09
3520029E |  | 2529.87 | 364 | 0001 | SINGLE CROSSARM
3520029E |  | 7589.62 | 364 | 0280 | POLE, WOOD, 45'
3520029E |  | 63246.95 | 366 | 1010 | CONDUIT
3520029E |  | 35418.28 | 366 | 1400 | PADS OR FOUNDATIONS, SMALL, LESS THAN 50 SQ FT
3520029E |  | 10119.5 | 366 | 1410 | PADS OR FOUNDATIONS, MEDIUM, 50-100 SQ FT
3520029E |  | 91075.71 | 367 | 0020 | CONDUCTOR, ALUMINUM, LESS THEN 4/0
3520029E |  | 32888.41 | 367 | 0025 | CONDUCTOR, ALUMINUM, 4/0 AND GREATER
3520029E |  | 10119.5 | 367 | 0100 | FAULT INDICATOR
3520044E | 398665.87 |  |  |  | FWS: WHITESTONE CREST PH 2 - | FWS: WHITESTONE CREST PH 2 - - RSE | 2022-04-01
3520044E |  | 11959.96 | 364 | 0260 | POLE, WOOD, 40'
3520044E |  | 107639.77 | 366 | 1010 | CONDUIT
3520044E |  | 23919.94 | 366 | 1150 | SECONDARY BOX
3520044E |  | 3986.64 | 366 | 1200 | MANHOLE, 0-100 CU FT
3520044E |  | 27906.6 | 366 | 1400 | PADS OR FOUNDATIONS, SMALL, LESS THAN 50 SQ FT
3520044E |  | 167439.76 | 367 | 0020 | CONDUCTOR, ALUMINUM, LESS THEN 4/0
3520044E |  | 47839.9 | 367 | 0025 | CONDUCTOR, ALUMINUM, 4/0 AND GREATER
3520044E |  | 7973.3 | 367 | 0100 | FAULT INDICATOR
3520178E | 275692.47 |  |  |  | ODE: HOGARES DE RANCHO (77 LOT | ODE: HOGARES DE RANCHO (77 LOTS) - PV | 2022-02-07
3520178E |  | 2756.92 | 364 | 0001 | SINGLE CROSSARM
3520178E |  | 8270.77 | 364 | 0260 | POLE, WOOD, 40'
3520178E |  | 68923.12 | 366 | 1010 | CONDUIT
3520178E |  | 22055.39 | 366 | 1150 | SECONDARY BOX
3520178E |  | 5513.84 | 366 | 1200 | MANHOLE, 0-100 CU FT
3520178E |  | 22055.39 | 366 | 1400 | PADS OR FOUNDATIONS, SMALL, LESS THAN 50 SQ FT
3520178E |  | 88221.64 | 367 | 0020 | CONDUCTOR, ALUMINUM, LESS THEN 4/0
3520178E |  | 57895.4 | 367 | 0025 | CONDUCTOR, ALUMINUM, 4/0 AND GREATER
3520232E | 1745658.76 |  |  |  | MCK-MCK:LUXE OF MCKINNEY-CCO | MCK-MCK:LUXE OF MCKINNEY-CCO | 2022-11-01
3520232E |  | 87282.93 | 364 | 0001 | SINGLE CROSSARM
3520232E |  | 157109.28 | 364 | 0280 | POLE, WOOD, 45'
3520232E |  | 87282.93 | 364 | 0300 | POLE, WOOD, 50'
3520232E |  | 34913.17 | 364 | 0310 | POLE, CONCRETE, 50'
3520232E |  | 34913.17 | 364 | 0320 | POLE, WOOD, 55'
3520232E |  | 139652.7 | 364 | 0330 | POLE, CONCRETE, 55'
3520232E |  | 17456.58 | 364 | 0335 | POLE, WOOD, 60'
3520232E |  | 226935.63 | 364 | 0345 | POLE, OTHER, 60'
3520232E |  | 157109.28 | 364 | 0360 | POLE, OTHER, 65'
3520232E |  | 17456.58 | 365 | 0010 | CONDUCTOR, ALUMINUM, LESS THAN 4/0
3520232E |  | 453871.36 | 365 | 0020 | CONDUCTOR, ALUMINUM, 4/0 AND GREATER
3520232E |  | 52369.76 | 366 | 1010 | CONDUIT
3520232E |  | 17456.58 | 366 | 1100 | PRIMARY BOX
3520232E |  | 261848.81 | 367 | 0025 | CONDUCTOR, ALUMINUM, 4/0 AND GREATER
3520324E | 197532.13 |  |  |  | DES WAX MARK ON CONQUEST PHS 2 | DES WAX MARK ON CONQUEST PHS 2 WAXAHACHIE BS | 2022-02-28
3520324E |  | 41481.74 | 366 | 1010 | CONDUIT
3520324E |  | 5925.96 | 366 | 1100 | PRIMARY BOX
3520324E |  | 3950.64 | 366 | 1200 | MANHOLE, 0-100 CU FT
3520324E |  | 9876.6 | 366 | 1410 | PADS OR FOUNDATIONS, MEDIUM, 50-100 SQ FT
3520324E |  | 23703.85 | 367 | 0020 | CONDUCTOR, ALUMINUM, LESS THEN 4/0
3520324E |  | 65185.65 | 367 | 0025 | CONDUCTOR, ALUMINUM, 4/0 AND GREATER
3520324E |  | 1975.31 | 367 | 0100 | FAULT INDICATOR
3520324E |  | 31605.14 | 367 | 5190 | SWITCHGEAR, PADMOUNT, 25KV
3520324E |  | 13827.24 | 369 | 1200 | SERVICE, UNDERGROUND, GREATER THAN 4/0, SINGLE PH
3520629E | 121200.08 |  |  |  | FWS- CITY OF FORT WORTH OAK GR | FWS- CITY OF FORT WORTH OAK GROVE 101902 RELOCATE- JMS | 2022-12-31
3520629E |  | 12120.01 | 364 | 0001 | SINGLE CROSSARM
3520629E |  | 7272 | 364 | 0260 | POLE, WOOD, 40'
3520629E |  | 31512.02 | 364 | 0280 | POLE, WOOD, 45'
3520629E |  | 6060 | 364 | 0300 | POLE, WOOD, 50'
3520629E |  | 3636 | 365 | 0010 | CONDUCTOR, ALUMINUM, LESS THAN 4/0
3520629E |  | 12120.01 | 365 | 0020 | CONDUCTOR, ALUMINUM, 4/0 AND GREATER
3520629E |  | 43632.04 | 365 | 6000 | DIST AUTOMATION SWITCH OVERHEAD
3520629E |  | 1212 | 366 | 1010 | CONDUIT
3520629E |  | 3636 | 367 | 0025 | CONDUCTOR, ALUMINUM, 4/0 AND GREATER
3520647E | 142748.71 |  |  |  | DESOTO TXDOT LOOP 9 RELOCATION | DESOTO TXDOT LOOP 9 RELOCATION SH 342 BNSF CROSSINGS | 2021-12-08
3520647E |  | 2854.98 | 364 | 0001 | SINGLE CROSSARM
3520647E |  | 55672.02 | 364 | 0280 | POLE, WOOD, 45'
3520647E |  | 17129.85 | 364 | 0300 | POLE, WOOD, 50'
3520647E |  | 11419.89 | 365 | 0010 | CONDUCTOR, ALUMINUM, LESS THAN 4/0
3520647E |  | 11419.89 | 366 | 1010 | CONDUIT
3520647E |  | 39969.63 | 367 | 0025 | CONDUCTOR, ALUMINUM, 4/0 AND GREATER
3520647E |  | 4282.45 | 367 | 0100 | FAULT INDICATOR
3520680E | 317554.04 |  |  |  | STN WTG SALE RANCH PME UPGRADE | STN WTG SALE RANCH PME UPGRADE-OFFSITE 1 OF 2 | 2022-01-11
3520680E |  | 25404.33 | 364 | 0001 | SINGLE CROSSARM
3520680E |  | 3175.54 | 364 | 0002 | DOUBLE CROSSARMS
3520680E |  | 3175.54 | 364 | 0280 | POLE, WOOD, 45'
3520680E |  | 107968.37 | 364 | 0300 | POLE, WOOD, 50'
3520680E |  | 25404.33 | 365 | 0010 | CONDUCTOR, ALUMINUM, LESS THAN 4/0
3520680E |  | 152425.93 | 365 | 0020 | CONDUCTOR, ALUMINUM, 4/0 AND GREATER
3520692E | 483131.26 |  |  |  | 2019MFBR02R RENTAL CAR FDR PAS | 2019MFBR02R RENTAL CAR FDR PASSPORT PARK SWGR130173 MHRC6 | 2022-02-08
3520692E |  | 130445.44 | 367 | 0025 | CONDUCTOR, ALUMINUM, 4/0 AND GREATER
3520692E |  | 178758.57 | 367 | 5200 | SWITCHGEAR, PADMOUNT, 25KV, AUTOMATED
3520692E |  | 173927.25 | 367 | 5210 | SWITCHGEAR, 25KV REMOTE
3520973E | 104201.22 |  |  |  | 2021NLUF002R01 P3 S3 4 7 15 | 2021NLUF002R01 P3 S3 4 7 15 | 2021-12-20
3520973E |  | 7537.1 | 364 | 0001 | SINGLE CROSSARM
3520973E |  | 7294.08 | 364 | 0260 | POLE, WOOD, 40'
3520973E |  | 3126.02 | 365 | 0020 | CONDUCTOR, ALUMINUM, 4/0 AND GREATER
3520973E |  | 3126.02 | 365 | 1000 | FAULT INDICATOR
3520973E |  | 17071.67 | 365 | 6010 | AIRBREAK SWITCH, WITH OR WITHOUT OPERATOR
3520973E |  | 6651.56 | 366 | 1010 | CONDUIT
3520973E |  | 59394.77 | 367 | 0025 | CONDUCTOR, ALUMINUM, 4/0 AND GREATER
3520976E | 634262.64 |  |  |  | 2021NLUF002R01 P3 S3 4 16 17 1 | 2021NLUF002R01 P3 S3 4 16 17 18 19 20 21 | 2022-02-18
3520976E |  | 63426.26 | 364 | 0001 | SINGLE CROSSARM
3520976E |  | 6342.62 | 364 | 0260 | POLE, WOOD, 40'
3520976E |  | 63426.26 | 364 | 0280 | POLE, WOOD, 45'
3520976E |  | 76111.52 | 364 | 0300 | POLE, WOOD, 50'
3520976E |  | 44398.39 | 364 | 0360 | POLE, OTHER, 65'
3520976E |  | 6342.62 | 365 | 0010 | CONDUCTOR, ALUMINUM, LESS THAN 4/0
3520976E |  | 152223.03 | 365 | 0020 | CONDUCTOR, ALUMINUM, 4/0 AND GREATER
3520976E |  | 57083.63 | 365 | 6010 | AIRBREAK SWITCH, WITH OR WITHOUT OPERATOR
3520976E |  | 164908.31 | 365 | 6015 | RECLOSER,SINGLE PHASE,13.2KV AND UNDER,0-3000 AMP
3520977E | 391903.7 |  |  |  | 2021NLUF002R01 P3 S7 10 15 | 2021NLUF002R01 P3 S7 10 15 | 2022-01-04
3520977E |  | 47028.44 | 364 | 0001 | SINGLE CROSSARM
3520977E |  | 15676.14 | 364 | 0260 | POLE, WOOD, 40'
3520977E |  | 39190.36 | 364 | 0280 | POLE, WOOD, 45'
3520977E |  | 78380.73 | 364 | 0300 | POLE, WOOD, 50'
3520977E |  | 27433.25 | 365 | 0010 | CONDUCTOR, ALUMINUM, LESS THAN 4/0
3520977E |  | 137166.34 | 365 | 0020 | CONDUCTOR, ALUMINUM, 4/0 AND GREATER
3520977E |  | 47028.44 | 365 | 6010 | AIRBREAK SWITCH, WITH OR WITHOUT OPERATOR
3521001E | 325219.65 |  |  |  | DES/DES - THE CROSSING PH II - | DES/DES - THE CROSSING PH II - DESTOTO - DT | 2022-09-28
3521001E |  | 9756.59 | 364 | 0001 | SINGLE CROSSARM
3521001E |  | 3252.2 | 364 | 0260 | POLE, WOOD, 40'
3521001E |  | 26017.57 | 364 | 0280 | POLE, WOOD, 45'
3521001E |  | 6504.39 | 365 | 0010 | CONDUCTOR, ALUMINUM, LESS THAN 4/0
3521001E |  | 19513.18 | 365 | 0020 | CONDUCTOR, ALUMINUM, 4/0 AND GREATER
3521001E |  | 68296.12 | 366 | 1010 | CONDUIT
3521001E |  | 32521.96 | 366 | 1150 | SECONDARY BOX
3521001E |  | 19513.18 | 366 | 1400 | PADS OR FOUNDATIONS, SMALL, LESS THAN 50 SQ FT
3521001E |  | 6504.39 | 366 | 1410 | PADS OR FOUNDATIONS, MEDIUM, 50-100 SQ FT
3521001E |  | 81304.94 | 367 | 0020 | CONDUCTOR, ALUMINUM, LESS THEN 4/0
3521001E |  | 45530.74 | 367 | 0025 | CONDUCTOR, ALUMINUM, 4/0 AND GREATER
3521001E |  | 6504.39 | 367 | 0100 | FAULT INDICATOR
3521218E | 915377.97 |  |  |  | MTN/MSQ - ELAVON PH 1 - LAVON | MTN/MSQ - ELAVON PH 1 - LAVON - ED | 2022-09-21
3521218E |  | 228844.5 | 366 | 1010 | CONDUIT
3521218E |  | 54922.69 | 366 | 1100 | PRIMARY BOX
3521218E |  | 54922.69 | 366 | 1150 | SECONDARY BOX
3521218E |  | 36615.13 | 366 | 1400 | PADS OR FOUNDATIONS, SMALL, LESS THAN 50 SQ FT
3521218E |  | 9153.79 | 366 | 1405 | PADS OR FOUNDATIONS, CONCRETE, 50 - 100 SQ FT
3521218E |  | 9153.79 | 366 | 1410 | PADS OR FOUNDATIONS, MEDIUM, 50-100 SQ FT
3521218E |  | 73230.25 | 367 | 0020 | CONDUCTOR, ALUMINUM, LESS THEN 4/0
3521218E |  | 256305.69 | 367 | 0025 | CONDUCTOR, ALUMINUM, 4/0 AND GREATER
3521218E |  | 18307.57 | 367 | 0100 | FAULT INDICATOR
3521218E |  | 36615.13 | 367 | 5190 | SWITCHGEAR, PADMOUNT, 25KV
3521218E |  | 9153.79 | 373 | 0025 | CONDUCTOR, ALUMINUM, UNDERGROUND
3521218E |  | 54922.69 | 373 | 1250 | LUMINAIRE, LED, 40W TO 150W
3521218E |  | 18307.57 | 373 | 1375 | CONDUIT
3521218E |  | 54922.69 | 373 | 1625 | STANDARD, OTHER, 25' AND UNDER
3521242E | 122828.6 |  |  |  | DSW - STONEHAWK BECKLEY APARTM | DSW - STONEHAWK BECKLEY APARTMENTS - BECKLEY & OREGON - SJH | 2022-09-30
3521242E |  | 6141.42 | 364 | 0001 | SINGLE CROSSARM
3521242E |  | 14739.41 | 364 | 0280 | POLE, WOOD, 45'
3521242E |  | 4913.12 | 364 | 0300 | POLE, WOOD, 50'
3521242E |  | 2456.55 | 365 | 0010 | CONDUCTOR, ALUMINUM, LESS THAN 4/0
3521242E |  | 12282.84 | 365 | 0020 | CONDUCTOR, ALUMINUM, 4/0 AND GREATER
3521242E |  | 22109.12 | 365 | 6010 | AIRBREAK SWITCH, WITH OR WITHOUT OPERATOR
3521242E |  | 14739.41 | 366 | 1010 | CONDUIT
3521242E |  | 7369.7 | 367 | 0020 | CONDUCTOR, ALUMINUM, LESS THEN 4/0
3521242E |  | 38077.03 | 367 | 0025 | CONDUCTOR, ALUMINUM, 4/0 AND GREATER
3521281E | 623032.63 |  |  |  | KIL/KIL - LEVY CROSSING DMG | KIL/KIL - LEVY CROSSING DMG PHASE 1 | 2022-10-11
3521281E |  | 6230.31 | 364 | 0001 | SINGLE CROSSARM
3521281E |  | 6230.31 | 364 | 0280 | POLE, WOOD, 45'
3521281E |  | 6230.31 | 365 | 0010 | CONDUCTOR, ALUMINUM, LESS THAN 4/0
3521281E |  | 6230.31 | 365 | 0020 | CONDUCTOR, ALUMINUM, 4/0 AND GREATER
3521281E |  | 137067.45 | 366 | 1010 | CONDUIT
3521281E |  | 37381.94 | 366 | 1150 | SECONDARY BOX
3521281E |  | 18690.96 | 366 | 1200 | MANHOLE, 0-100 CU FT
3521281E |  | 18690.96 | 366 | 1400 | PADS OR FOUNDATIONS, SMALL, LESS THAN 50 SQ FT
3521281E |  | 6230.31 | 366 | 1410 | PADS OR FOUNDATIONS, MEDIUM, 50-100 SQ FT
3521281E |  | 68533.57 | 367 | 0020 | CONDUCTOR, ALUMINUM, LESS THEN 4/0
3521281E |  | 130836.84 | 367 | 0025 | CONDUCTOR, ALUMINUM, 4/0 AND GREATER
3521281E |  | 6230.31 | 367 | 0100 | FAULT INDICATOR
3521281E |  | 87224.56 | 367 | 5190 | SWITCHGEAR, PADMOUNT, 25KV
3521281E |  | 6230.31 | 373 | 0025 | CONDUCTOR, ALUMINUM, UNDERGROUND
3521281E |  | 12460.64 | 373 | 1250 | LUMINAIRE, LED, 40W TO 150W
3521281E |  | 12460.64 | 373 | 1375 | CONDUIT
3521281E |  | 49842.59 | 373 | 1520 | STANDARD, METAL, ABOVE 25'
3521281E |  | 6230.31 | 373 | 1640 | MANHOLE (USED EXCLUSIVELY FOR STREET LIGHTING)
3521417E | 304880.07 |  |  |  | JKV: 5 NOVA- 2021 RECLOSERS PH | JKV: 5 NOVA- 2021 RECLOSERS PH.1_JACKSONVILLE FEEDERS_BA | 2022-12-06
3521417E |  | 3048.8 | 364 | 0001 | SINGLE CROSSARM
3521417E |  | 3048.8 | 364 | 0260 | POLE, WOOD, 40'
3521417E |  | 3048.8 | 364 | 0280 | POLE, WOOD, 45'
3521417E |  | 109756.82 | 365 | 5650 | DIST AUTOMATION CONTROL OVERHEAD
3521417E |  | 185976.85 | 365 | 6030 | RECLOSER,2 OR 3 PHASE,OVER 13.2KV,0-3000 AMP
3521418E | 185219.68 |  |  |  | JKV: 4 NOVA- 2021 RECLOSERS PH | JKV: 4 NOVA- 2021 RECLOSERS PH.1_JACKSONVILLE FEEDERS_BA | 2022-09-08
3521418E |  | 1852.18 | 364 | 0001 | SINGLE CROSSARM
3521418E |  | 1852.18 | 364 | 0300 | POLE, WOOD, 50'
3521418E |  | 66679.07 | 365 | 5650 | DIST AUTOMATION CONTROL OVERHEAD
3521418E |  | 114836.25 | 365 | 6030 | RECLOSER,2 OR 3 PHASE,OVER 13.2KV,0-3000 AMP
3521571E | 211644.53 |  |  |  | BEN BUR: HIDDEN VISTAS 6 -OFFS | BEN BUR: HIDDEN VISTAS 6 -OFFSITE- GS/MS | 2022-05-11
3521571E |  | 2116.43 | 364 | 0001 | SINGLE CROSSARM
3521571E |  | 4232.87 | 364 | 0280 | POLE, WOOD, 45'
3521571E |  | 2116.43 | 365 | 0010 | CONDUCTOR, ALUMINUM, LESS THAN 4/0
3521571E |  | 44445.34 | 366 | 1010 | CONDUIT
3521571E |  | 16931.55 | 366 | 1100 | PRIMARY BOX
3521571E |  | 4232.87 | 366 | 1410 | PADS OR FOUNDATIONS, MEDIUM, 50-100 SQ FT
3521571E |  | 61376.9 | 367 | 0025 | CONDUCTOR, ALUMINUM, 4/0 AND GREATER
3521571E |  | 76192.14 | 367 | 5190 | SWITCHGEAR, PADMOUNT, 25KV
3521668E | 207080 |  |  |  | FWN/FTW - NORTHPOINTE PHASE 4 | FWN/FTW - NORTHPOINTE PHASE 4 - OLD DECATUR RD/KW | 2022-02-28
3521668E |  | 53840.78 | 366 | 1010 | CONDUIT
3521668E |  | 31061.98 | 366 | 1150 | SECONDARY BOX
3521668E |  | 18637.18 | 366 | 1400 | PADS OR FOUNDATIONS, SMALL, LESS THAN 50 SQ FT
3521668E |  | 55911.71 | 367 | 0020 | CONDUCTOR, ALUMINUM, LESS THEN 4/0
3521668E |  | 41415.98 | 367 | 0025 | CONDUCTOR, ALUMINUM, 4/0 AND GREATER
3521668E |  | 6212.37 | 367 | 0100 | FAULT INDICATOR
3521679E | 342670.34 |  |  |  | DES-21-P008-PP-DES-CDHCR2050-C | DES-21-P008-PP-DES-CDHCR2050-CDHIL1614-DA-PWR | 2022-12-02
3521679E |  | 6853.4 | 364 | 0001 | SINGLE CROSSARM
3521679E |  | 20560.22 | 364 | 0335 | POLE, WOOD, 60'
3521679E |  | 3426.7 | 365 | 0010 | CONDUCTOR, ALUMINUM, LESS THAN 4/0
3521679E |  | 30840.33 | 365 | 5635 | DIST AUTOMATION REPEATER OVERHEAD
3521679E |  | 13706.81 | 365 | 5645 | DIST AUTOMATION COMMUNICATION UNIT RF OH
3521679E |  | 65107.36 | 365 | 5650 | DIST AUTOMATION CONTROL OVERHEAD
3521679E |  | 30840.33 | 365 | 5660 | DIST AUTOMATION POWER SUPPLY UNIT OH
3521679E |  | 171335.19 | 365 | 6000 | DIST AUTOMATION SWITCH OVERHEAD
3521851E | 143313.5 |  |  |  | DES/DES - VILLAGES AT CHARLEST | DES/DES - VILLAGES AT CHARLESTON PH 3 - GLENN HEIGHTS - DT | 2022-01-05
3521851E |  | 41560.94 | 366 | 1010 | CONDUIT
3521851E |  | 15764.48 | 366 | 1150 | SECONDARY BOX
3521851E |  | 7165.67 | 366 | 1400 | PADS OR FOUNDATIONS, SMALL, LESS THAN 50 SQ FT
3521851E |  | 22930.16 | 367 | 0020 | CONDUCTOR, ALUMINUM, LESS THEN 4/0
3521851E |  | 24363.29 | 367 | 0025 | CONDUCTOR, ALUMINUM, 4/0 AND GREATER
3521851E |  | 4299.4 | 367 | 0100 | FAULT INDICATOR
3521851E |  | 1433.13 | 373 | 0025 | CONDUCTOR, ALUMINUM, UNDERGROUND
3521851E |  | 5732.54 | 373 | 1250 | LUMINAIRE, LED, 40W TO 150W
3521851E |  | 2866.27 | 373 | 1375 | CONDUIT
3521851E |  | 17197.62 | 373 | 1520 | STANDARD, METAL, ABOVE 25'
3521878E | 412281.35 |  |  |  | PAL: 2021NPAL101, ELKHART SUB, | PAL: 2021NPAL101, ELKHART SUB, P2 S4-18, SCF | 2022-12-31
3521878E |  | 20614.07 | 364 | 0001 | SINGLE CROSSARM
3521878E |  | 4122.81 | 364 | 0002 | DOUBLE CROSSARMS
3521878E |  | 4122.81 | 364 | 0260 | POLE, WOOD, 40'
3521878E |  | 32982.51 | 364 | 0280 | POLE, WOOD, 45'
3521878E |  | 4122.81 | 364 | 0300 | POLE, WOOD, 50'
3521878E |  | 4122.81 | 364 | 0320 | POLE, WOOD, 55'
3521878E |  | 4122.81 | 365 | 0010 | CONDUCTOR, ALUMINUM, LESS THAN 4/0
3521878E |  | 57719.39 | 365 | 0020 | CONDUCTOR, ALUMINUM, 4/0 AND GREATER
3521878E |  | 12368.44 | 365 | 5650 | DIST AUTOMATION CONTROL OVERHEAD
3521878E |  | 20614.07 | 365 | 6010 | AIRBREAK SWITCH, WITH OR WITHOUT OPERATOR
3521878E |  | 164912.55 | 365 | 6015 | RECLOSER,SINGLE PHASE,13.2KV AND UNDER,0-3000 AMP
3521878E |  | 74210.64 | 365 | 6030 | RECLOSER,2 OR 3 PHASE,OVER 13.2KV,0-3000 AMP
3521878E |  | 8245.63 | 367 | 0025 | CONDUCTOR, ALUMINUM, 4/0 AND GREATER
3521956E | 2042437.15 |  |  |  | 2021NWAC081 MARLIN DECOM SUB P | 2021NWAC081 MARLIN DECOM SUB P1 S1 TO S16 JFP | 2022-04-24
3521956E |  | 102121.85 | 364 | 0001 | SINGLE CROSSARM
3521956E |  | 20424.35 | 364 | 0002 | DOUBLE CROSSARMS
3521956E |  | 20424.35 | 364 | 0260 | POLE, WOOD, 40'
3521956E |  | 142970.58 | 364 | 0280 | POLE, WOOD, 45'
3521956E |  | 61273.08 | 364 | 0300 | POLE, WOOD, 50'
3521956E |  | 20424.35 | 364 | 0320 | POLE, WOOD, 55'
3521956E |  | 20424.35 | 364 | 0335 | POLE, WOOD, 60'
3521956E |  | 265516.81 | 365 | 0020 | CONDUCTOR, ALUMINUM, 4/0 AND GREATER
3521956E |  | 102121.85 | 365 | 6000 | DIST AUTOMATION SWITCH OVERHEAD
3521956E |  | 20424.35 | 365 | 6010 | AIRBREAK SWITCH, WITH OR WITHOUT OPERATOR
3521956E |  | 142970.58 | 366 | 1010 | CONDUIT
3521956E |  | 40848.73 | 366 | 1100 | PRIMARY BOX
3521956E |  | 20424.35 | 366 | 1420 | PADS OR FOUNDATIONS, LARGE, OVER 100 SQ FT
3521956E |  | 1021218.84 | 367 | 0025 | CONDUCTOR, ALUMINUM, 4/0 AND GREATER
3521956E |  | 40848.73 | 367 | 0100 | FAULT INDICATOR
3521972E | 444640.36 |  |  |  | K/LDL - WALTON RIDGE - CORINTH | K/LDL - WALTON RIDGE - CORINTH - RD | 2022-09-21
3521972E |  | 4446.39 | 364 | 0001 | SINGLE CROSSARM
3521972E |  | 4446.39 | 364 | 0300 | POLE, WOOD, 50'
3521972E |  | 106713.85 | 366 | 1010 | CONDUIT
3521972E |  | 44464.02 | 366 | 1150 | SECONDARY BOX
3521972E |  | 22232.01 | 366 | 1400 | PADS OR FOUNDATIONS, SMALL, LESS THAN 50 SQ FT
3521972E |  | 80035.25 | 367 | 0020 | CONDUCTOR, ALUMINUM, LESS THEN 4/0
3521972E |  | 40017.61 | 367 | 0025 | CONDUCTOR, ALUMINUM, 4/0 AND GREATER
3521972E |  | 4446.39 | 367 | 0100 | FAULT INDICATOR
3521972E |  | 4446.39 | 373 | 0025 | CONDUCTOR, ALUMINUM, UNDERGROUND
3521972E |  | 44464.02 | 373 | 1250 | LUMINAIRE, LED, 40W TO 150W
3521972E |  | 13339.2 | 373 | 1375 | CONDUIT
3521972E |  | 75588.84 | 373 | 1625 | STANDARD, OTHER, 25' AND UNDER
3522187E | 203970.33 |  |  |  | RRK: OFFSITE-PFLGV VILLAGE APT | RRK: OFFSITE-PFLGV VILLAGE APT 3511520 - JJ/RK | 2022-07-20
3522187E |  | 2039.7 | 364 | 0001 | SINGLE CROSSARM
3522187E |  | 2039.7 | 365 | 0010 | CONDUCTOR, ALUMINUM, LESS THAN 4/0
3522187E |  | 32635.24 | 366 | 1010 | CONDUIT
3522187E |  | 12238.21 | 366 | 1100 | PRIMARY BOX
3522187E |  | 57111.68 | 367 | 0020 | CONDUCTOR, ALUMINUM, LESS THEN 4/0
3522187E |  | 6119.1 | 367 | 0100 | FAULT INDICATOR
3522187E |  | 91786.7 | 367 | 5190 | SWITCHGEAR, PADMOUNT, 25KV
3522247E | 173142.72 |  |  |  | TER/PRAIRIE CREEK 3-KAUFMAN/ZG | TER/PRAIRIE CREEK 3-KAUFMAN/ZG | 2022-12-31
3522247E |  | 3462.85 | 364 | 0280 | POLE, WOOD, 45'
3522247E |  | 55405.66 | 366 | 1010 | CONDUIT
3522247E |  | 17314.27 | 366 | 1150 | SECONDARY BOX
3522247E |  | 8657.14 | 366 | 1400 | PADS OR FOUNDATIONS, SMALL, LESS THAN 50 SQ FT
3522247E |  | 32897.12 | 367 | 0020 | CONDUCTOR, ALUMINUM, LESS THEN 4/0
3522247E |  | 29434.26 | 367 | 0025 | CONDUCTOR, ALUMINUM, 4/0 AND GREATER
3522247E |  | 1731.43 | 367 | 0100 | FAULT INDICATOR
3522247E |  | 1731.43 | 373 | 0025 | CONDUCTOR, ALUMINUM, UNDERGROUND
3522247E |  | 8657.14 | 373 | 1250 | LUMINAIRE, LED, 40W TO 150W
3522247E |  | 5194.28 | 373 | 1375 | CONDUIT
3522247E |  | 8657.14 | 373 | 1625 | STANDARD, OTHER, 25' AND UNDER
3522265E | 110496.21 |  |  |  | ODE: COVE APARTMENTS - PV | ODE: COVE APARTMENTS - PV | 2022-02-16
3522265E |  | 4419.81 | 364 | 0260 | POLE, WOOD, 40'
3522265E |  | 22099.22 | 366 | 1010 | CONDUIT
3522265E |  | 5524.78 | 366 | 1100 | PRIMARY BOX
3522265E |  | 11049.59 | 366 | 1400 | PADS OR FOUNDATIONS, SMALL, LESS THAN 50 SQ FT
3522265E |  | 53038.35 | 367 | 0020 | CONDUCTOR, ALUMINUM, LESS THEN 4/0
3522265E |  | 3314.87 | 367 | 0100 | FAULT INDICATOR
3522265E |  | 11049.59 | 369 | 1200 | SERVICE, UNDERGROUND, GREATER THAN 4/0, SINGLE PH
3522357E | 305506.13 |  |  |  | ARL/MAN - VIEW AT THE RESERVE, | ARL/MAN - VIEW AT THE RESERVE, PHASE 1 /RLH | 2022-06-09
3522357E |  | 70266.49 | 366 | 1010 | CONDUIT
3522357E |  | 21385.42 | 366 | 1150 | SECONDARY BOX
3522357E |  | 15275.29 | 366 | 1400 | PADS OR FOUNDATIONS, SMALL, LESS THAN 50 SQ FT
3522357E |  | 70266.4 | 367 | 0020 | CONDUCTOR, ALUMINUM, LESS THEN 4/0
3522357E |  | 39715.79 | 367 | 0025 | CONDUCTOR, ALUMINUM, 4/0 AND GREATER
3522357E |  | 9165.17 | 367 | 0100 | FAULT INDICATOR
3522357E |  | 6110.12 | 373 | 0025 | CONDUCTOR, ALUMINUM, UNDERGROUND
3522357E |  | 12220.24 | 373 | 1250 | LUMINAIRE, LED, 40W TO 150W
3522357E |  | 12220.24 | 373 | 1375 | CONDUIT
3522357E |  | 48880.97 | 373 | 1520 | STANDARD, METAL, ABOVE 25'
3522443E | 488646.38 |  |  |  | KRT/TEM-HARTRICK RANCH/MM | KRT/TEM-HARTRICK RANCH/MM | 2022-09-12
3522443E |  | 4886.45 | 364 | 0001 | SINGLE CROSSARM
3522443E |  | 4886.45 | 364 | 0320 | POLE, WOOD, 55'
3522443E |  | 107502.37 | 366 | 1010 | CONDUIT
3522443E |  | 63524.01 | 366 | 1150 | SECONDARY BOX
3522443E |  | 29318.77 | 366 | 1400 | PADS OR FOUNDATIONS, SMALL, LESS THAN 50 SQ FT
3522443E |  | 78183.4 | 367 | 0020 | CONDUCTOR, ALUMINUM, LESS THEN 4/0
3522443E |  | 73296.94 | 367 | 0025 | CONDUCTOR, ALUMINUM, 4/0 AND GREATER
3522443E |  | 9772.92 | 367 | 0100 | FAULT INDICATOR
3522443E |  | 4886.45 | 373 | 0025 | CONDUCTOR, ALUMINUM, UNDERGROUND
3522443E |  | 19545.84 | 373 | 1200 | LUMINAIRE, OTHER, 100W
3522443E |  | 14659.38 | 373 | 1375 | CONDUIT
3522443E |  | 78183.4 | 373 | 1520 | STANDARD, METAL, ABOVE 25'
3522454E | 114306.61 |  |  |  | FWN/HAL- JPI HALTOM CITY - FOS | FWN/HAL- JPI HALTOM CITY - FOSSIL RIDGE CIRCLE/KW | 2022-10-20
3522454E |  | 26290.51 | 366 | 1010 | CONDUIT
3522454E |  | 16002.91 | 366 | 1400 | PADS OR FOUNDATIONS, SMALL, LESS THAN 50 SQ FT
3522454E |  | 45722.7 | 367 | 0020 | CONDUCTOR, ALUMINUM, LESS THEN 4/0
3522454E |  | 6858.38 | 367 | 0100 | FAULT INDICATOR
3522454E |  | 19432.11 | 369 | 1200 | SERVICE, UNDERGROUND, GREATER THAN 4/0, SINGLE PH
3522668E | 301060.54 |  |  |  | KRT HUTTO COTTONWOOD PHASE 3 J | KRT/HUTTO-COTTONWOOD PHASE 3/JJ | 2022-02-15
3522668E |  | 66233.46 | 366 | 1010 | CONDUIT
3522668E |  | 36127.25 | 366 | 1150 | SECONDARY BOX
3522668E |  | 21074.22 | 366 | 1400 | PADS OR FOUNDATIONS, SMALL, LESS THAN 50 SQ FT
3522668E |  | 48169.67 | 367 | 0020 | CONDUCTOR, ALUMINUM, LESS THEN 4/0
3522668E |  | 42148.46 | 367 | 0025 | CONDUCTOR, ALUMINUM, 4/0 AND GREATER
3522668E |  | 6021.2 | 367 | 0100 | FAULT INDICATOR
3522668E |  | 6021.2 | 373 | 0025 | CONDUCTOR, ALUMINUM, UNDERGROUND
3522668E |  | 9031.8 | 373 | 1200 | LUMINAIRE, OTHER, 100W
3522668E |  | 15053.02 | 373 | 1375 | CONDUIT
3522668E |  | 18063.62 | 373 | 1515 | STANDARD, METAL, 25' AND UNDER
3522668E |  | 30106.04 | 373 | 1520 | STANDARD, METAL, ABOVE 25'
3522668E |  | 3010.6 | 373 | 1640 | MANHOLE (USED EXCLUSIVELY FOR STREET LIGHTING)
3522671E | 157942.51 |  |  |  | MCK OFFSITE FOR 7 11 STORE AT | MCK OFFSITE FOR 7 11 STORE AT LIGHT FARMS WAY IN CELINA TX | 2022-06-10
3522671E |  | 12635.4 | 364 | 0001 | SINGLE CROSSARM
3522671E |  | 34747.34 | 364 | 0280 | POLE, WOOD, 45'
3522671E |  | 80550.71 | 365 | 0020 | CONDUCTOR, ALUMINUM, 4/0 AND GREATER
3522671E |  | 30009.06 | 367 | 0025 | CONDUCTOR, ALUMINUM, 4/0 AND GREATER
3522672E | 1141296.23 |  |  |  | 2019MFBR02R RENTAL CAR SUBST 2 | 2019MFBR02R RENTAL CAR SUBST 2 NEW BREAKERS ELEC PROJECT | 2022-04-20
3522672E |  | 1141296.23 | 367 | 0025 | CONDUCTOR, ALUMINUM, 4/0 AND GREATER
3522811E | 512166.41 |  |  |  | MDL: SADDLEBACK ESTATES (98 LO | MDL: SADDLEBACK ESTATES (98 LOTS) - PV-PWR | 2022-02-20
3522811E |  | 209988.24 | 366 | 1010 | CONDUIT
3522811E |  | 25608.32 | 366 | 1150 | SECONDARY BOX
3522811E |  | 15364.99 | 366 | 1200 | MANHOLE, 0-100 CU FT
3522811E |  | 15364.99 | 366 | 1410 | PADS OR FOUNDATIONS, MEDIUM, 50-100 SQ FT
3522811E |  | 163893.25 | 367 | 0020 | CONDUCTOR, ALUMINUM, LESS THEN 4/0
3522811E |  | 76824.96 | 367 | 0025 | CONDUCTOR, ALUMINUM, 4/0 AND GREATER
3522811E |  | 5121.66 | 367 | 0100 | FAULT INDICATOR
3523084E | 663195.93 |  |  |  | CLE: MW LANDING PH 2 - GS/ | CLE: MW LANDING PH 2 - GS/ | 2022-09-29
3523084E |  | 6631.94 | 364 | 0001 | SINGLE CROSSARM
3523084E |  | 6631.94 | 364 | 0280 | POLE, WOOD, 45'
3523084E |  | 165798.97 | 366 | 1010 | CONDUIT
3523084E |  | 39791.74 | 366 | 1150 | SECONDARY BOX
3523084E |  | 6631.94 | 366 | 1200 | MANHOLE, 0-100 CU FT
3523084E |  | 33159.77 | 366 | 1400 | PADS OR FOUNDATIONS, SMALL, LESS THAN 50 SQ FT
3523084E |  | 179063.13 | 367 | 0020 | CONDUCTOR, ALUMINUM, LESS THEN 4/0
3523084E |  | 99479.37 | 367 | 0025 | CONDUCTOR, ALUMINUM, 4/0 AND GREATER
3523084E |  | 6631.94 | 367 | 0100 | FAULT INDICATOR
3523084E |  | 6631.94 | 373 | 0025 | CONDUCTOR, ALUMINUM, UNDERGROUND
3523084E |  | 39791.74 | 373 | 1250 | LUMINAIRE, LED, 40W TO 150W
3523084E |  | 6631.94 | 373 | 1375 | CONDUIT
3523084E |  | 66319.57 | 373 | 1625 | STANDARD, OTHER, 25' AND UNDER
3523130E | 741340.46 |  |  |  | 21 P042 QT DEC DCATR1201 1202 | 21-P042-QT-DEC-DCATR1201,1202,1203,1204-DA 7500FT RECOND | 2022-05-09
3523130E |  | 118614.44 | 364 | 0001 | SINGLE CROSSARM
3523130E |  | 22240.2 | 364 | 0260 | POLE, WOOD, 40'
3523130E |  | 200161.9 | 364 | 0280 | POLE, WOOD, 45'
3523130E |  | 14826.78 | 364 | 0300 | POLE, WOOD, 50'
3523130E |  | 74134.02 | 365 | 0010 | CONDUCTOR, ALUMINUM, LESS THAN 4/0
3523130E |  | 289122.98 | 365 | 0020 | CONDUCTOR, ALUMINUM, 4/0 AND GREATER
3523130E |  | 7413.38 | 366 | 1010 | CONDUIT
3523130E |  | 7413.38 | 366 | 1150 | SECONDARY BOX
3523130E |  | 7413.38 | 367 | 0025 | CONDUCTOR, ALUMINUM, 4/0 AND GREATER
3523160E | 412099.38 |  |  |  | 2021MFWE081 DUVAL SUBSTATION | 2021MFWE081 DUVAL SUBSTATION | 2022-08-01
3523160E |  | 12362.97 | 364 | 0001 | SINGLE CROSSARM
3523160E |  | 8241.96 | 364 | 0260 | POLE, WOOD, 40'
3523160E |  | 4120.97 | 364 | 0300 | POLE, WOOD, 50'
3523160E |  | 4120.97 | 365 | 0020 | CONDUCTOR, ALUMINUM, 4/0 AND GREATER
3523160E |  | 20604.95 | 365 | 6010 | AIRBREAK SWITCH, WITH OR WITHOUT OPERATOR
3523160E |  | 358526.59 | 367 | 0025 | CONDUCTOR, ALUMINUM, 4/0 AND GREATER
3523160E |  | 4120.97 | 367 | 0100 | FAULT INDICATOR
3523267E | 388021.03 |  |  |  | FWN/ ON/OFFSITE LAFRONTERA PH | FWN/ ON/OFFSITE LAFRONTERA PH 3/SWG/TD | 2022-09-08
3523267E |  | 162968.89 | 366 | 1010 | CONDUIT
3523267E |  | 23281.24 | 366 | 1100 | PRIMARY BOX
3523267E |  | 3880.2 | 366 | 1410 | PADS OR FOUNDATIONS, MEDIUM, 50-100 SQ FT
3523267E |  | 159088.61 | 367 | 0025 | CONDUCTOR, ALUMINUM, 4/0 AND GREATER
3523267E |  | 38802.09 | 367 | 5190 | SWITCHGEAR, PADMOUNT, 25KV
3523508E | 252351.38 |  |  |  | MES: AKRON WAY SL PART 2: MW | MES: AKRON WAY SL PART 2: MW | 2022-07-08
3523508E |  | 20188.11 | 366 | 1010 | CONDUIT
3523508E |  | 2523.51 | 366 | 1200 | MANHOLE, 0-100 CU FT
3523508E |  | 2523.51 | 366 | 1400 | PADS OR FOUNDATIONS, SMALL, LESS THAN 50 SQ FT
3523508E |  | 25235.13 | 367 | 0020 | CONDUCTOR, ALUMINUM, LESS THEN 4/0
3523508E |  | 17664.59 | 373 | 0025 | CONDUCTOR, ALUMINUM, UNDERGROUND
3523508E |  | 65611.35 | 373 | 1250 | LUMINAIRE, LED, 40W TO 150W
3523508E |  | 37852.7 | 373 | 1375 | CONDUIT
3523508E |  | 78228.97 | 373 | 1520 | STANDARD, METAL, ABOVE 25'
3523508E |  | 2523.51 | 373 | 1640 | MANHOLE (USED EXCLUSIVELY FOR STREET LIGHTING)
3523721E | 141107.25 |  |  |  | GRH: MMP_BRKRG0232-2020FDRMAIN | GRH: MMP_BRKRG0232-2020FDRMAINT | 2022-02-23
3523721E |  | 95952.96 | 364 | 0001 | SINGLE CROSSARM
3523721E |  | 31043.58 | 364 | 0260 | POLE, WOOD, 40'
3523721E |  | 14110.71 | 364 | 0280 | POLE, WOOD, 45'
3523843E | 221598.31 |  |  |  | FWN/FTW - NORTHPOINTE PHASE 3 | FWN/FTW - NORTHPOINTE PHASE 3 - OLD DECATUR RD @ HERITAGE TR | 2022-02-28
3523843E |  | 44319.64 | 366 | 1010 | CONDUIT
3523843E |  | 39887.68 | 366 | 1150 | SECONDARY BOX
3523843E |  | 17727.84 | 366 | 1410 | PADS OR FOUNDATIONS, MEDIUM, 50-100 SQ FT
3523843E |  | 53183.57 | 367 | 0020 | CONDUCTOR, ALUMINUM, LESS THEN 4/0
3523843E |  | 55399.68 | 367 | 0025 | CONDUCTOR, ALUMINUM, 4/0 AND GREATER
3523843E |  | 11079.9 | 367 | 0100 | FAULT INDICATOR
3523914E | 331172.06 |  |  |  | KRT/HUTTO-CROSS CREEK PHASES 3 | KRT/HUTTO-CROSS CREEK PHASES 3 AND 4/JJ | 2022-04-20
3523914E |  | 92728.2 | 366 | 1010 | CONDUIT
3523914E |  | 36428.92 | 366 | 1150 | SECONDARY BOX
3523914E |  | 9935.16 | 366 | 1200 | MANHOLE, 0-100 CU FT
3523914E |  | 13246.88 | 366 | 1400 | PADS OR FOUNDATIONS, SMALL, LESS THAN 50 SQ FT
3523914E |  | 62922.69 | 367 | 0020 | CONDUCTOR, ALUMINUM, LESS THEN 4/0
3523914E |  | 56299.25 | 367 | 0025 | CONDUCTOR, ALUMINUM, 4/0 AND GREATER
3523914E |  | 3311.72 | 367 | 0100 | FAULT INDICATOR
3523914E |  | 3311.72 | 373 | 0025 | CONDUCTOR, ALUMINUM, UNDERGROUND
3523914E |  | 9935.16 | 373 | 1250 | LUMINAIRE, LED, 40W TO 150W
3523914E |  | 9935.16 | 373 | 1375 | CONDUIT
3523914E |  | 33117.2 | 373 | 1520 | STANDARD, METAL, ABOVE 25'
3523947E | 110933.09 |  |  |  | SUL TMP COMSO1401 RECONDUCTOR | SUL TMP COMSO1401 RECONDUCTOR NON MAINLINE | 2022-05-20
3523947E |  | 16639.96 | 364 | 0001 | SINGLE CROSSARM
3523947E |  | 21077.28 | 364 | 0260 | POLE, WOOD, 40'
3523947E |  | 12202.63 | 364 | 0280 | POLE, WOOD, 45'
3523947E |  | 4437.31 | 364 | 0320 | POLE, WOOD, 55'
3523947E |  | 5546.64 | 364 | 0335 | POLE, WOOD, 60'
3523947E |  | 45482.63 | 365 | 0010 | CONDUCTOR, ALUMINUM, LESS THAN 4/0
3523947E |  | 5546.64 | 365 | 0020 | CONDUCTOR, ALUMINUM, 4/0 AND GREATER
3524230E | 234115.98 |  |  |  | MCK MCK OFFSITE PRINCETON FIR | MCK MCK OFFSITE PRINCETON FIRE STATION NO 3 PRINCETON CO | 2022-07-12
3524230E |  | 2341.16 | 364 | 0001 | SINGLE CROSSARM
3524230E |  | 4682.3 | 364 | 0280 | POLE, WOOD, 45'
3524230E |  | 2341.16 | 365 | 0010 | CONDUCTOR, ALUMINUM, LESS THAN 4/0
3524230E |  | 28093.91 | 366 | 1010 | CONDUIT
3524230E |  | 7023.48 | 366 | 1410 | PADS OR FOUNDATIONS, MEDIUM, 50-100 SQ FT
3524230E |  | 98328.76 | 367 | 0025 | CONDUCTOR, ALUMINUM, 4/0 AND GREATER
3524230E |  | 2341.16 | 367 | 0100 | FAULT INDICATOR
3524230E |  | 88964.05 | 367 | 5190 | SWITCHGEAR, PADMOUNT, 25KV
3524257E | 296883.99 |  |  |  | BEN: NEWBERRY POINT PH 2 - GS/ | BEN: NEWBERRY POINT PH 2 - GS/JF | 2022-05-16
3524257E |  | 97971.73 | 366 | 1010 | CONDUIT
3524257E |  | 29688.4 | 366 | 1150 | SECONDARY BOX
3524257E |  | 17813.04 | 366 | 1400 | PADS OR FOUNDATIONS, SMALL, LESS THAN 50 SQ FT
3524257E |  | 89065.19 | 367 | 0020 | CONDUCTOR, ALUMINUM, LESS THEN 4/0
3524257E |  | 56407.95 | 367 | 0025 | CONDUCTOR, ALUMINUM, 4/0 AND GREATER
3524257E |  | 5937.68 | 367 | 0100 | FAULT INDICATOR
3524259E | 204567.89 |  |  |  | FWN/FTW - SENDERA RANCH, PHASE | FWN/FTW - SENDERA RANCH, PHASE III-3B - SENDERA RANCH BLVD/M | 2022-01-25
3524259E |  | 77735.81 | 366 | 1010 | CONDUIT
3524259E |  | 22502.47 | 366 | 1150 | SECONDARY BOX
3524259E |  | 12274.07 | 366 | 1400 | PADS OR FOUNDATIONS, SMALL, LESS THAN 50 SQ FT
3524259E |  | 53187.65 | 367 | 0020 | CONDUCTOR, ALUMINUM, LESS THEN 4/0
3524259E |  | 30685.18 | 367 | 0025 | CONDUCTOR, ALUMINUM, 4/0 AND GREATER
3524259E |  | 8182.71 | 367 | 0100 | FAULT INDICATOR
3524502E | 686827.98 |  |  |  | DES WAX LEGACY GROVE WAXAHACHI | DES WAX LEGACY GROVE WAXAHACHIE NH | 2022-01-14
3524502E |  | 116760.76 | 366 | 1010 | CONDUIT
3524502E |  | 27473.11 | 366 | 1100 | PRIMARY BOX
3524502E |  | 20604.83 | 366 | 1150 | SECONDARY BOX
3524502E |  | 6868.28 | 366 | 1200 | MANHOLE, 0-100 CU FT
3524502E |  | 20604.83 | 366 | 1400 | PADS OR FOUNDATIONS, SMALL, LESS THAN 50 SQ FT
3524502E |  | 6868.28 | 366 | 1410 | PADS OR FOUNDATIONS, MEDIUM, 50-100 SQ FT
3524502E |  | 96155.91 | 367 | 0020 | CONDUCTOR, ALUMINUM, LESS THEN 4/0
3524502E |  | 219785.02 | 367 | 0025 | CONDUCTOR, ALUMINUM, 4/0 AND GREATER
3524502E |  | 6868.28 | 367 | 0100 | FAULT INDICATOR
3524502E |  | 41209.67 | 367 | 5190 | SWITCHGEAR, PADMOUNT, 25KV
3524502E |  | 54946.23 | 373 | 1250 | LUMINAIRE, LED, 40W TO 150W
3524502E |  | 13736.55 | 373 | 1375 | CONDUIT
3524502E |  | 54946.23 | 373 | 1515 | STANDARD, METAL, 25' AND UNDER
3524579E | 824182.51 |  |  |  | 2021NSTN006 CANAL ROAD P2 S4 S | 2021NSTN006 CANAL ROAD P2 S4 S5 | 2022-03-08
3524579E |  | 115385.55 | 364 | 0001 | SINGLE CROSSARM
3524579E |  | 8241.82 | 364 | 0280 | POLE, WOOD, 45'
3524579E |  | 115385.55 | 364 | 0300 | POLE, WOOD, 50'
3524579E |  | 107143.72 | 364 | 0320 | POLE, WOOD, 55'
3524579E |  | 24725.47 | 364 | 0335 | POLE, WOOD, 60'
3524579E |  | 8241.82 | 364 | 0350 | POLE, WOOD, 65'
3524579E |  | 403849.47 | 365 | 0020 | CONDUCTOR, ALUMINUM, 4/0 AND GREATER
3524579E |  | 16483.65 | 365 | 6010 | AIRBREAK SWITCH, WITH OR WITHOUT OPERATOR
3524579E |  | 8241.82 | 366 | 1010 | CONDUIT
3524579E |  | 8241.82 | 367 | 0025 | CONDUCTOR, ALUMINUM, 4/0 AND GREATER
3524579E |  | 8241.82 | 367 | 0100 | FAULT INDICATOR
3524738E | 542660.96 |  |  |  | HOT/WACO-BOSQUE RIVER CAMP RES | HOT/WACO-BOSQUE RIVER CAMP RESORT/DH | 2022-08-25
3524738E |  | 10853.22 | 365 | 6010 | AIRBREAK SWITCH, WITH OR WITHOUT OPERATOR
3524738E |  | 81399.13 | 366 | 1100 | PRIMARY BOX
3524738E |  | 5426.61 | 366 | 1410 | PADS OR FOUNDATIONS, MEDIUM, 50-100 SQ FT
3524738E |  | 314743.37 | 367 | 0020 | CONDUCTOR, ALUMINUM, LESS THEN 4/0
3524738E |  | 48839.49 | 367 | 0025 | CONDUCTOR, ALUMINUM, 4/0 AND GREATER
3524738E |  | 5426.61 | 367 | 0100 | FAULT INDICATOR
3524738E |  | 75972.53 | 367 | 5190 | SWITCHGEAR, PADMOUNT, 25KV
3524766E | 748703.88 |  |  |  | TEM BELLA TERRA PHASE 2 MM | TEM BELLA TERRA PHASE 2 MM | 2022-12-31
3524766E |  | 194663.01 | 366 | 1010 | CONDUIT
3524766E |  | 22461.12 | 366 | 1100 | PRIMARY BOX
3524766E |  | 44922.23 | 366 | 1150 | SECONDARY BOX
3524766E |  | 29948.16 | 366 | 1410 | PADS OR FOUNDATIONS, MEDIUM, 50-100 SQ FT
3524766E |  | 217124.12 | 367 | 0020 | CONDUCTOR, ALUMINUM, LESS THEN 4/0
3524766E |  | 104818.54 | 367 | 0025 | CONDUCTOR, ALUMINUM, 4/0 AND GREATER
3524766E |  | 52409.27 | 367 | 5190 | SWITCHGEAR, PADMOUNT, 25KV
3524766E |  | 14974.08 | 373 | 1200 | LUMINAIRE, OTHER, 100W
3524766E |  | 7487.04 | 373 | 1375 | CONDUIT
3524766E |  | 59896.31 | 373 | 1520 | STANDARD, METAL, ABOVE 25'
3524788E | 790657.83 |  |  |  | 2021NSTP002 P3 CONT. STP NORTH | 2021NSTP002 P3 CONT. STP NORTH SUB S6 | 2022-04-28
3524788E |  | 86972.32 | 364 | 0001 | SINGLE CROSSARM
3524788E |  | 7906.55 | 364 | 0002 | DOUBLE CROSSARMS
3524788E |  | 7906.55 | 364 | 0260 | POLE, WOOD, 40'
3524788E |  | 268823.64 | 364 | 0280 | POLE, WOOD, 45'
3524788E |  | 71159.17 | 365 | 0010 | CONDUCTOR, ALUMINUM, LESS THAN 4/0
3524788E |  | 284637.09 | 365 | 0020 | CONDUCTOR, ALUMINUM, 4/0 AND GREATER
3524788E |  | 39532.86 | 365 | 6010 | AIRBREAK SWITCH, WITH OR WITHOUT OPERATOR
3524788E |  | 7906.55 | 366 | 1010 | CONDUIT
3524788E |  | 7906.55 | 366 | 1100 | PRIMARY BOX
3524788E |  | 7906.55 | 367 | 0020 | CONDUCTOR, ALUMINUM, LESS THEN 4/0
3524801E | 113002.29 |  |  |  | 2021 MTER012 P1 BUFFALO CREEK | 2021 MTER012 P1 BUFFALO CREEK SUB-1 C | 2021-11-19
3524801E |  | 10170.19 | 364 | 0001 | SINGLE CROSSARM
3524801E |  | 1129.98 | 364 | 0260 | POLE, WOOD, 40'
3524801E |  | 20340.38 | 364 | 0280 | POLE, WOOD, 45'
3524801E |  | 11300.2 | 364 | 0300 | POLE, WOOD, 50'
3524801E |  | 1129.98 | 364 | 0320 | POLE, WOOD, 55'
3524801E |  | 9040.15 | 365 | 0010 | CONDUCTOR, ALUMINUM, LESS THAN 4/0
3524801E |  | 37291.17 | 365 | 0020 | CONDUCTOR, ALUMINUM, 4/0 AND GREATER
3524801E |  | 6780.11 | 365 | 6010 | AIRBREAK SWITCH, WITH OR WITHOUT OPERATOR
3524801E |  | 1129.98 | 366 | 1010 | CONDUIT
3524801E |  | 1129.98 | 366 | 1150 | SECONDARY BOX
3524801E |  | 5650.08 | 367 | 0025 | CONDUCTOR, ALUMINUM, 4/0 AND GREATER
3524801E |  | 1129.98 | 367 | 0100 | FAULT INDICATOR
3524801E |  | 6780.11 | 367 | 5305 | Secondary Enclosure
3524812E | 191411.17 |  |  |  | 2021 MTER012 P2 BUFFALO CREEK | 2021 MTER012 P2 BUFFALO CREEK SUB-1 B | 2022-01-05
3524812E |  | 17227 | 364 | 0001 | SINGLE CROSSARM
3524812E |  | 47852.77 | 364 | 0280 | POLE, WOOD, 45'
3524812E |  | 7656.45 | 364 | 0300 | POLE, WOOD, 50'
3524812E |  | 1914.09 | 365 | 0010 | CONDUCTOR, ALUMINUM, LESS THAN 4/0
3524812E |  | 80392.82 | 365 | 0020 | CONDUCTOR, ALUMINUM, 4/0 AND GREATER
3524812E |  | 15312.88 | 365 | 6010 | AIRBREAK SWITCH, WITH OR WITHOUT OPERATOR
3524812E |  | 1914.09 | 366 | 1010 | CONDUIT
3524812E |  | 13398.8 | 366 | 1100 | PRIMARY BOX
3524812E |  | 1914.09 | 367 | 0020 | CONDUCTOR, ALUMINUM, LESS THEN 4/0
3524812E |  | 1914.09 | 367 | 0100 | FAULT INDICATOR
3524812E |  | 1914.09 | 369 | 1100 | SERVICE, UNDERGROUND, 4/0 AND LESS, SINGLE PHASE
3524816E | 757426.36 |  |  |  | 2021 MTER012 P2 BUFFALO CREEK | 2021 MTER012 P2 BUFFALO CREEK SUB-1 D | 2022-05-02
3524816E |  | 60594.07 | 364 | 0001 | SINGLE CROSSARM
3524816E |  | 143910.97 | 364 | 0280 | POLE, WOOD, 45'
3524816E |  | 45445.54 | 364 | 0300 | POLE, WOOD, 50'
3524816E |  | 15148.49 | 364 | 0320 | POLE, WOOD, 55'
3524816E |  | 68168.35 | 364 | 0345 | POLE, OTHER, 60'
3524816E |  | 7574.23 | 365 | 0010 | CONDUCTOR, ALUMINUM, LESS THAN 4/0
3524816E |  | 249951.16 | 365 | 0020 | CONDUCTOR, ALUMINUM, 4/0 AND GREATER
3524816E |  | 7574.23 | 366 | 1010 | CONDUIT
3524816E |  | 30297.01 | 366 | 1100 | PRIMARY BOX
3524816E |  | 7574.23 | 366 | 1150 | SECONDARY BOX
3524816E |  | 98465.39 | 367 | 0020 | CONDUCTOR, ALUMINUM, LESS THEN 4/0
3524816E |  | 7574.23 | 367 | 0025 | CONDUCTOR, ALUMINUM, 4/0 AND GREATER
3524816E |  | 7574.23 | 369 | 1100 | SERVICE, UNDERGROUND, 4/0 AND LESS, SINGLE PHASE
3524816E |  | 7574.23 | 373 | 0025 | CONDUCTOR, ALUMINUM, UNDERGROUND
3524817E | 137080.58 |  |  |  | 2021 MTER012 P2 BUFFALO CREEK | 2021 MTER012 P2 BUFFALO CREEK SUB-1 E | 2021-12-16
3524817E |  | 10966.43 | 364 | 0001 | SINGLE CROSSARM
3524817E |  | 24674.48 | 364 | 0280 | POLE, WOOD, 45'
3524817E |  | 8224.82 | 364 | 0300 | POLE, WOOD, 50'
3524817E |  | 8224.82 | 364 | 0320 | POLE, WOOD, 55'
3524817E |  | 8224.82 | 364 | 0335 | POLE, WOOD, 60'
3524817E |  | 1370.79 | 365 | 0010 | CONDUCTOR, ALUMINUM, LESS THAN 4/0
3524817E |  | 47978.45 | 365 | 0020 | CONDUCTOR, ALUMINUM, 4/0 AND GREATER
3524817E |  | 6854 | 365 | 6010 | AIRBREAK SWITCH, WITH OR WITHOUT OPERATOR
3524817E |  | 1370.79 | 366 | 1010 | CONDUIT
3524817E |  | 13708.02 | 366 | 1100 | PRIMARY BOX
3524817E |  | 1370.79 | 366 | 1150 | SECONDARY BOX
3524817E |  | 1370.79 | 367 | 0020 | CONDUCTOR, ALUMINUM, LESS THEN 4/0
3524817E |  | 1370.79 | 367 | 0025 | CONDUCTOR, ALUMINUM, 4/0 AND GREATER
3524817E |  | 1370.79 | 369 | 1100 | SERVICE, UNDERGROUND, 4/0 AND LESS, SINGLE PHASE
3524838E | 137186.65 |  |  |  | ODE DCP MIDSTREAM OFFSITE | ODE DCP MIDSTREAM OFFSITE | 2021-10-08
3524838E |  | 4115.6 | 364 | 0001 | SINGLE CROSSARM
3524838E |  | 1371.87 | 364 | 0280 | POLE, WOOD, 45'
3524838E |  | 8231.2 | 364 | 0300 | POLE, WOOD, 50'
3524838E |  | 2743.75 | 364 | 0320 | POLE, WOOD, 55'
3524838E |  | 1371.87 | 365 | 0020 | CONDUCTOR, ALUMINUM, 4/0 AND GREATER
3524838E |  | 16462.4 | 365 | 5650 | DIST AUTOMATION CONTROL OVERHEAD
3524838E |  | 15090.54 | 365 | 5660 | DIST AUTOMATION POWER SUPPLY UNIT OH
3524838E |  | 41155.95 | 365 | 6000 | DIST AUTOMATION SWITCH OVERHEAD
3524838E |  | 16462.4 | 365 | 6010 | AIRBREAK SWITCH, WITH OR WITHOUT OPERATOR
3524838E |  | 30181.07 | 365 | 6030 | RECLOSER,2 OR 3 PHASE,OVER 13.2KV,0-3000 AMP
3524967E | 175577.81 |  |  |  | MSQ COTTONWOOD CREEK OFFSITE E | MSQ COTTONWOOD CREEK OFFSITE E | 2022-01-31
3524967E |  | 8778.88 | 364 | 0001 | SINGLE CROSSARM
3524967E |  | 24580.88 | 364 | 0280 | POLE, WOOD, 45'
3524967E |  | 7023.1 | 364 | 0300 | POLE, WOOD, 50'
3524967E |  | 12290.43 | 364 | 0320 | POLE, WOOD, 55'
3524967E |  | 57940.76 | 364 | 0330 | POLE, CONCRETE, 55'
3524967E |  | 12290.43 | 364 | 0335 | POLE, WOOD, 60'
3524967E |  | 5267.33 | 365 | 0010 | CONDUCTOR, ALUMINUM, LESS THAN 4/0
3524967E |  | 47406 | 365 | 0020 | CONDUCTOR, ALUMINUM, 4/0 AND GREATER
3524968E | 107678.83 |  |  |  | FWN 2020 FDR MAINT AZLES2111 M | FWN 2020 FDR MAINT AZLES2111 MW | 2022-02-16
3524968E |  | 76451.98 | 364 | 0001 | SINGLE CROSSARM
3524968E |  | 31226.85 | 364 | 0260 | POLE, WOOD, 40'
3525014E | 496639.45 |  |  |  | TEM: OFFSITE FOR HEB DISTRIBUT | TEM: OFFSITE FOR HEB DISTRIBUTION CENTER | 2022-06-08
3525014E |  | 49663.94 | 364 | 0001 | SINGLE CROSSARM
3525014E |  | 19865.57 | 364 | 0280 | POLE, WOOD, 45'
3525014E |  | 4966.39 | 364 | 0320 | POLE, WOOD, 55'
3525014E |  | 24831.97 | 364 | 0360 | POLE, OTHER, 65'
3525014E |  | 24831.97 | 364 | 0375 | POLE, OTHER, 70'
3525014E |  | 297983.72 | 365 | 0020 | CONDUCTOR, ALUMINUM, 4/0 AND GREATER
3525014E |  | 14899.17 | 365 | 6010 | AIRBREAK SWITCH, WITH OR WITHOUT OPERATOR
3525014E |  | 9932.78 | 366 | 1010 | CONDUIT
3525014E |  | 49663.94 | 367 | 0025 | CONDUCTOR, ALUMINUM, 4/0 AND GREATER
3525037E | 439329.81 |  |  |  | 2021 MDSW003DA P2 S6 S7 S8 S9 | 2021 MDSW003DA P2 S6 S7 S8 S9 | 2022-05-03
3525037E |  | 17573.18 | 364 | 0001 | SINGLE CROSSARM
3525037E |  | 30753.08 | 364 | 0280 | POLE, WOOD, 45'
3525037E |  | 70292.76 | 364 | 0330 | POLE, CONCRETE, 55'
3525037E |  | 149372.2 | 364 | 0360 | POLE, OTHER, 65'
3525037E |  | 4393.28 | 365 | 0010 | CONDUCTOR, ALUMINUM, LESS THAN 4/0
3525037E |  | 105439.15 | 365 | 0020 | CONDUCTOR, ALUMINUM, 4/0 AND GREATER
3525037E |  | 61506.16 | 365 | 6010 | AIRBREAK SWITCH, WITH OR WITHOUT OPERATOR
3525127E | 338270.01 |  |  |  | TEM OFFSITE MESA RIDGE ADDITIO | TEM: OFFSITE MESA RIDGE ADDITION - MM | 2022-10-19
3525127E |  | 6765.39 | 364 | 0001 | SINGLE CROSSARM
3525127E |  | 13530.79 | 364 | 0260 | POLE, WOOD, 40'
3525127E |  | 3382.69 | 364 | 0280 | POLE, WOOD, 45'
3525127E |  | 40592.39 | 364 | 0345 | POLE, OTHER, 60'
3525127E |  | 30444.29 | 365 | 0020 | CONDUCTOR, ALUMINUM, 4/0 AND GREATER
3525127E |  | 57505.89 | 366 | 1010 | CONDUIT
3525127E |  | 47357.79 | 366 | 1100 | PRIMARY BOX
3525127E |  | 6765.39 | 366 | 1410 | PADS OR FOUNDATIONS, MEDIUM, 50-100 SQ FT
3525127E |  | 64271.41 | 367 | 0025 | CONDUCTOR, ALUMINUM, 4/0 AND GREATER
3525127E |  | 3382.69 | 367 | 0100 | FAULT INDICATOR
3525127E |  | 64271.29 | 367 | 5190 | SWITCHGEAR, PADMOUNT, 25KV
3525290E | 318165.07 |  |  |  | RRK:STONEBRIDGE CROSSING PHASE | RRK:STONEBRIDGE CROSSING PHASE 2 JK | 2022-06-09
3525290E |  | 63633 | 366 | 1010 | CONDUIT
3525290E |  | 44543.1 | 366 | 1150 | SECONDARY BOX
3525290E |  | 15908.24 | 366 | 1400 | PADS OR FOUNDATIONS, SMALL, LESS THAN 50 SQ FT
3525290E |  | 63633.11 | 367 | 0020 | CONDUCTOR, ALUMINUM, LESS THEN 4/0
3525290E |  | 57269.71 | 367 | 0025 | CONDUCTOR, ALUMINUM, 4/0 AND GREATER
3525290E |  | 3181.64 | 367 | 0100 | FAULT INDICATOR
3525290E |  | 3181.64 | 373 | 0025 | CONDUCTOR, ALUMINUM, UNDERGROUND
3525290E |  | 9544.94 | 373 | 1200 | LUMINAIRE, OTHER, 100W
3525290E |  | 6363.29 | 373 | 1375 | CONDUIT
3525290E |  | 50906.4 | 373 | 1520 | STANDARD, METAL, ABOVE 25'
3525400E | 528116.12 |  |  |  | HOT MEX TEGMN-3038 PH 3 CONVER | MEX TEGMN-3038 PH 3 PT 1 CONVE | 2022-01-18
3525400E |  | 110904.37 | 364 | 0001 | SINGLE CROSSARM
3525400E |  | 36968.11 | 364 | 0260 | POLE, WOOD, 40'
3525400E |  | 163715.98 | 364 | 0280 | POLE, WOOD, 45'
3525400E |  | 21124.63 | 364 | 0300 | POLE, WOOD, 50'
3525400E |  | 26405.79 | 365 | 0010 | CONDUCTOR, ALUMINUM, LESS THAN 4/0
3525400E |  | 163716.09 | 365 | 6030 | RECLOSER,2 OR 3 PHASE,OVER 13.2KV,0-3000 AMP
3525400E |  | 5281.15 | 369 | 0100 | SERVICE, OVERHEAD, 4/0 AND LESS, SINGLE PHASE
3525538E | 384078.25 |  |  |  | MCK: BRIDGEWATERPH 4B PRINCETO | MCK/MCK - BRIDGEWATER PH 4B - PRINCETON - CO | 2022-04-05
3525538E |  | 3840.77 | 364 | 0001 | SINGLE CROSSARM
3525538E |  | 3840.77 | 364 | 0280 | POLE, WOOD, 45'
3525538E |  | 65293.3 | 366 | 1010 | CONDUIT
3525538E |  | 30726.26 | 366 | 1150 | SECONDARY BOX
3525538E |  | 23044.68 | 366 | 1400 | PADS OR FOUNDATIONS, SMALL, LESS THAN 50 SQ FT
3525538E |  | 72974.96 | 367 | 0020 | CONDUCTOR, ALUMINUM, LESS THEN 4/0
3525538E |  | 42248.6 | 367 | 0025 | CONDUCTOR, ALUMINUM, 4/0 AND GREATER
3525538E |  | 7681.56 | 367 | 0100 | FAULT INDICATOR
3525538E |  | 3840.77 | 373 | 0025 | CONDUCTOR, ALUMINUM, UNDERGROUND
3525538E |  | 49930.16 | 373 | 1250 | LUMINAIRE, LED, 40W TO 150W
3525538E |  | 7681.56 | 373 | 1375 | CONDUIT
3525538E |  | 72974.86 | 373 | 1625 | STANDARD, OTHER, 25' AND UNDER
3525557E | 246149.11 |  |  |  | RRK: EAGLES LANDING PHASE II | RRK: EAGLES LANDING PHASE II JK | 2022-07-20
3525557E |  | 2461.48 | 364 | 0001 | SINGLE CROSSARM
3525557E |  | 2461.48 | 364 | 0280 | POLE, WOOD, 45'
3525557E |  | 51691.3 | 366 | 1010 | CONDUIT
3525557E |  | 29537.89 | 366 | 1150 | SECONDARY BOX
3525557E |  | 19691.92 | 366 | 1400 | PADS OR FOUNDATIONS, SMALL, LESS THAN 50 SQ FT
3525557E |  | 56614.43 | 367 | 0020 | CONDUCTOR, ALUMINUM, LESS THEN 4/0
3525557E |  | 27076.38 | 367 | 0025 | CONDUCTOR, ALUMINUM, 4/0 AND GREATER
3525557E |  | 4922.97 | 367 | 0100 | FAULT INDICATOR
3525557E |  | 2461.48 | 373 | 0025 | CONDUCTOR, ALUMINUM, UNDERGROUND
3525557E |  | 9845.95 | 373 | 1250 | LUMINAIRE, LED, 40W TO 150W
3525557E |  | 2461.48 | 373 | 1375 | CONDUIT
3525557E |  | 36922.35 | 373 | 1520 | STANDARD, METAL, ABOVE 25'
3525628E | 1056923.48 |  |  |  | DES/WAX - DOVE HOLLOW PH 1 - W | DES/WAX - DOVE HOLLOW PH 1 - WAXAHACHIE - NH | 2022-05-27
3525628E |  | 10569.2 | 365 | 0010 | CONDUCTOR, ALUMINUM, LESS THAN 4/0
3525628E |  | 179676.98 | 366 | 1010 | CONDUIT
3525628E |  | 31707.68 | 366 | 1100 | PRIMARY BOX
3525628E |  | 42276.93 | 366 | 1150 | SECONDARY BOX
3525628E |  | 10569.2 | 366 | 1200 | MANHOLE, 0-100 CU FT
3525628E |  | 21138.44 | 366 | 1400 | PADS OR FOUNDATIONS, SMALL, LESS THAN 50 SQ FT
3525628E |  | 10569.2 | 366 | 1420 | PADS OR FOUNDATIONS, LARGE, OVER 100 SQ FT
3525628E |  | 137400.02 | 367 | 0020 | CONDUCTOR, ALUMINUM, LESS THEN 4/0
3525628E |  | 285369.73 | 367 | 0025 | CONDUCTOR, ALUMINUM, 4/0 AND GREATER
3525628E |  | 10569.2 | 367 | 0100 | FAULT INDICATOR
3525628E |  | 84553.86 | 367 | 5190 | SWITCHGEAR, PADMOUNT, 25KV
3525628E |  | 21138.44 | 373 | 0025 | CONDUCTOR, ALUMINUM, UNDERGROUND
3525628E |  | 84553.86 | 373 | 1250 | LUMINAIRE, LED, 40W TO 150W
3525628E |  | 21138.44 | 373 | 1375 | CONDUIT
3525628E |  | 84553.86 | 373 | 1515 | STANDARD, METAL, 25' AND UNDER
3525628E |  | 21138.44 | 373 | 1520 | STANDARD, METAL, ABOVE 25'
3525876E | 215111.35 |  |  |  | MSQ/DE BERRY HERITAGE-JOSEPHIN | MSQ/DE BERRY HERITAGE-JOSEPHINE/ZG | 2022-01-18
3525876E |  | 2151.1 | 364 | 0001 | SINGLE CROSSARM
3525876E |  | 2151.1 | 364 | 0260 | POLE, WOOD, 40'
3525876E |  | 51626.84 | 366 | 1010 | CONDUIT
3525876E |  | 21511.13 | 366 | 1150 | SECONDARY BOX
3525876E |  | 10755.56 | 366 | 1400 | PADS OR FOUNDATIONS, SMALL, LESS THAN 50 SQ FT
3525876E |  | 47324.48 | 367 | 0020 | CONDUCTOR, ALUMINUM, LESS THEN 4/0
3525876E |  | 30115.58 | 367 | 0025 | CONDUCTOR, ALUMINUM, 4/0 AND GREATER
3525876E |  | 2151.1 | 367 | 0100 | FAULT INDICATOR
3525876E |  | 2151.1 | 373 | 0025 | CONDUCTOR, ALUMINUM, UNDERGROUND
3525876E |  | 17208.9 | 373 | 1250 | LUMINAIRE, LED, 40W TO 150W
3525876E |  | 10755.56 | 373 | 1375 | CONDUIT
3525876E |  | 17208.9 | 373 | 1625 | STANDARD, OTHER, 25' AND UNDER
3526037E | 129985.32 |  |  |  | BEN/THE ENCLAVE-ALEDO/RE | BEN/THE ENCLAVE-ALEDO/RE | 2022-06-29
3526037E |  | 37695.79 | 366 | 1010 | CONDUIT
3526037E |  | 10398.82 | 366 | 1150 | SECONDARY BOX
3526037E |  | 2599.7 | 366 | 1400 | PADS OR FOUNDATIONS, SMALL, LESS THAN 50 SQ FT
3526037E |  | 32496.33 | 367 | 0020 | CONDUCTOR, ALUMINUM, LESS THEN 4/0
3526037E |  | 10398.82 | 367 | 0025 | CONDUCTOR, ALUMINUM, 4/0 AND GREATER
3526037E |  | 1299.85 | 367 | 0100 | FAULT INDICATOR
3526037E |  | 1299.85 | 373 | 0025 | CONDUCTOR, ALUMINUM, UNDERGROUND
3526037E |  | 11698.67 | 373 | 1250 | LUMINAIRE, LED, 40W TO 150W
3526037E |  | 3899.55 | 373 | 1375 | CONDUIT
3526037E |  | 18197.94 | 373 | 1515 | STANDARD, METAL, 25' AND UNDER
3526119E | 1059908.8 |  |  |  | BIG:BAYSWATER-BRKN ARROW/FIREC | BIG:BAYSWATER-BRKN ARROW/FIRECRK PME OFFSITE-NWBUILD-BV-PWR | 2022-05-10
3526119E |  | 95391.79 | 364 | 0001 | SINGLE CROSSARM
3526119E |  | 10599.08 | 364 | 0002 | DOUBLE CROSSARMS
3526119E |  | 10599.08 | 364 | 0260 | POLE, WOOD, 40'
3526119E |  | 264977.2 | 364 | 0300 | POLE, WOOD, 50'
3526119E |  | 31797.26 | 364 | 0320 | POLE, WOOD, 55'
3526119E |  | 10599.08 | 364 | 0335 | POLE, WOOD, 60'
3526119E |  | 74193.61 | 365 | 0010 | CONDUCTOR, ALUMINUM, LESS THAN 4/0
3526119E |  | 487558.11 | 365 | 0020 | CONDUCTOR, ALUMINUM, 4/0 AND GREATER
3526119E |  | 10599.08 | 365 | 1000 | FAULT INDICATOR
3526119E |  | 21198.17 | 365 | 6010 | AIRBREAK SWITCH, WITH OR WITHOUT OPERATOR
3526119E |  | 10599.08 | 366 | 1010 | CONDUIT
3526119E |  | 31797.26 | 367 | 0025 | CONDUCTOR, ALUMINUM, 4/0 AND GREATER
3526156E | 130809.52 |  |  |  | FWS: TAVOLO PARK TOWNHOMES - C | FWS: TAVOLO PARK TOWNHOMES - CANDLEHILL LN - RSE | 2022-02-10
3526156E |  | 18313.33 | 366 | 1010 | CONDUIT
3526156E |  | 22237.62 | 366 | 1150 | SECONDARY BOX
3526156E |  | 1308.09 | 366 | 1200 | MANHOLE, 0-100 CU FT
3526156E |  | 6540.47 | 366 | 1400 | PADS OR FOUNDATIONS, SMALL, LESS THAN 50 SQ FT
3526156E |  | 15697.13 | 367 | 0020 | CONDUCTOR, ALUMINUM, LESS THEN 4/0
3526156E |  | 13080.94 | 367 | 0025 | CONDUCTOR, ALUMINUM, 4/0 AND GREATER
3526156E |  | 2616.18 | 367 | 0100 | FAULT INDICATOR
3526156E |  | 1308.09 | 373 | 0025 | CONDUCTOR, ALUMINUM, UNDERGROUND
3526156E |  | 19621.43 | 373 | 1250 | LUMINAIRE, LED, 40W TO 150W
3526156E |  | 2616.18 | 373 | 1375 | CONDUIT
3526156E |  | 27470.06 | 373 | 1515 | STANDARD, METAL, 25' AND UNDER
3526240E | 119238.25 |  |  |  | BEN/FRH - THE WOODS - 6720 ANG | BEN/FRH - THE WOODS - 6720 ANGLIN DRIVE/RE | 2022-06-27
3526240E |  | 1192.36 | 364 | 0001 | SINGLE CROSSARM
3526240E |  | 11923.81 | 364 | 0280 | POLE, WOOD, 45'
3526240E |  | 1192.36 | 365 | 0010 | CONDUCTOR, ALUMINUM, LESS THAN 4/0
3526240E |  | 28617.16 | 366 | 1010 | CONDUIT
3526240E |  | 8346.66 | 366 | 1150 | SECONDARY BOX
3526240E |  | 20270.49 | 366 | 1400 | PADS OR FOUNDATIONS, SMALL, LESS THAN 50 SQ FT
3526240E |  | 31002.09 | 367 | 0020 | CONDUCTOR, ALUMINUM, LESS THEN 4/0
3526240E |  | 9539.04 | 367 | 0025 | CONDUCTOR, ALUMINUM, 4/0 AND GREATER
3526240E |  | 7154.28 | 367 | 0100 | FAULT INDICATOR
3526660E | 174494.34 |  |  |  | BEN CROW MIRAVERDE SOUTH GS | BEN CROW MIRAVERDE SOUTH GS | 2022-09-29
3526660E |  | 1744.93 | 364 | 0001 | SINGLE CROSSARM
3526660E |  | 3489.87 | 364 | 0280 | POLE, WOOD, 45'
3526660E |  | 33153.91 | 366 | 1010 | CONDUIT
3526660E |  | 10469.65 | 366 | 1150 | SECONDARY BOX
3526660E |  | 8724.71 | 366 | 1400 | PADS OR FOUNDATIONS, SMALL, LESS THAN 50 SQ FT
3526660E |  | 26174.14 | 367 | 0020 | CONDUCTOR, ALUMINUM, LESS THEN 4/0
3526660E |  | 19194.37 | 367 | 0025 | CONDUCTOR, ALUMINUM, 4/0 AND GREATER
3526660E |  | 1744.93 | 367 | 0100 | FAULT INDICATOR
3526660E |  | 1744.93 | 373 | 0025 | CONDUCTOR, ALUMINUM, UNDERGROUND
3526660E |  | 20939.31 | 373 | 1250 | LUMINAIRE, LED, 40W TO 150W
3526660E |  | 5234.82 | 373 | 1375 | CONDUIT
3526660E |  | 41878.77 | 373 | 1625 | STANDARD, OTHER, 25' AND UNDER
3526879E | 690036.91 |  |  |  | TYR-2021NTYL102DA-P1-S4,5,8,10 | TYR-2021NTYL102DA-P1-S4,5,8,10-DEAN RD-RECON1/EQUIP1 | 2022-03-18
3526879E |  | 75904.03 | 364 | 0001 | SINGLE CROSSARM
3526879E |  | 172509.2 | 364 | 0280 | POLE, WOOD, 45'
3526879E |  | 62103.27 | 364 | 0300 | POLE, WOOD, 50'
3526879E |  | 20701.07 | 365 | 0010 | CONDUCTOR, ALUMINUM, LESS THAN 4/0
3526879E |  | 358819.34 | 365 | 0020 | CONDUCTOR, ALUMINUM, 4/0 AND GREATER
3526884E | 399452.29 |  |  |  | TYR-2021NTYL102DA-P1-S5,6,7,8, | TYR-2021NTYL102DA-P1-S5,6,7,8,9,11-CR1140-RECON2/EQUIP2 | 2022-03-31
3526884E |  | 51928.75 | 364 | 0001 | SINGLE CROSSARM
3526884E |  | 75895.89 | 364 | 0280 | POLE, WOOD, 45'
3526884E |  | 55923.27 | 364 | 0300 | POLE, WOOD, 50'
3526884E |  | 3994.48 | 364 | 0320 | POLE, WOOD, 55'
3526884E |  | 23967.1 | 365 | 0010 | CONDUCTOR, ALUMINUM, LESS THAN 4/0
3526884E |  | 143803.1 | 365 | 0020 | CONDUCTOR, ALUMINUM, 4/0 AND GREATER
3526884E |  | 43939.7 | 365 | 6015 | RECLOSER,SINGLE PHASE,13.2KV AND UNDER,0-3000 AMP
3526887E | 415554.93 |  |  |  | TYR-2021NTYL102DA-P3-S1,12,13- | TYR-2021NTYL102DA-P3-S1,12,13-CR1141-FDREXT2 | 2022-02-09
3526887E |  | 8311.07 | 364 | 0001 | SINGLE CROSSARM
3526887E |  | 4155.52 | 364 | 0260 | POLE, WOOD, 40'
3526887E |  | 8311.07 | 364 | 0280 | POLE, WOOD, 45'
3526887E |  | 16622.17 | 364 | 0300 | POLE, WOOD, 50'
3526887E |  | 16622.17 | 365 | 6010 | AIRBREAK SWITCH, WITH OR WITHOUT OPERATOR
3526887E |  | 41555.47 | 366 | 1010 | CONDUIT
3526887E |  | 24933.27 | 366 | 1100 | PRIMARY BOX
3526887E |  | 286733.12 | 367 | 0025 | CONDUCTOR, ALUMINUM, 4/0 AND GREATER
3526887E |  | 8311.07 | 367 | 0100 | FAULT INDICATOR
3526889E | 754679.56 |  |  |  | TYR-2021NTYL102DA-P3-S14,15,16 | TYR-2021NTYL102DA-P3-S14,15,16,17-S GREENBRIAR RD-SOUTH | 2022-01-28
3526889E |  | 75467.92 | 364 | 0001 | SINGLE CROSSARM
3526889E |  | 264138.02 | 364 | 0280 | POLE, WOOD, 45'
3526889E |  | 15093.57 | 364 | 0300 | POLE, WOOD, 50'
3526889E |  | 30187.16 | 365 | 0010 | CONDUCTOR, ALUMINUM, LESS THAN 4/0
3526889E |  | 256591.02 | 365 | 0020 | CONDUCTOR, ALUMINUM, 4/0 AND GREATER
3526889E |  | 22640.35 | 365 | 6010 | AIRBREAK SWITCH, WITH OR WITHOUT OPERATOR
3526889E |  | 90561.52 | 365 | 6030 | RECLOSER,2 OR 3 PHASE,OVER 13.2KV,0-3000 AMP
3526890E | 1150546.64 |  |  |  | TYR-2021NTYL102DA-P3-S18,19,20 | TYR-2021NTYL102DA-P3-S18,19,20,21,23,24,25-TX64-NORTH | 2022-07-05
3526890E |  | 115054.65 | 364 | 0001 | SINGLE CROSSARM
3526890E |  | 92043.7 | 364 | 0260 | POLE, WOOD, 40'
3526890E |  | 184087.43 | 364 | 0280 | POLE, WOOD, 45'
3526890E |  | 23010.91 | 364 | 0300 | POLE, WOOD, 50'
3526890E |  | 34516.37 | 365 | 0010 | CONDUCTOR, ALUMINUM, LESS THAN 4/0
3526890E |  | 425702.5 | 365 | 0020 | CONDUCTOR, ALUMINUM, 4/0 AND GREATER
3526890E |  | 23010.91 | 365 | 6010 | AIRBREAK SWITCH, WITH OR WITHOUT OPERATOR
3526890E |  | 57527.32 | 366 | 1010 | CONDUIT
3526890E |  | 11505.44 | 366 | 1100 | PRIMARY BOX
3526890E |  | 172581.97 | 367 | 0025 | CONDUCTOR, ALUMINUM, 4/0 AND GREATER
3526890E |  | 11505.44 | 367 | 0100 | FAULT INDICATOR
3526892E | 666006.6 |  |  |  | TYR-2021NTYL102DA-P3-S18,19,21 | TYR-2021NTYL102DA-P3-S18,19,21,22,23-THEDFORD RD-WEST | 2022-02-10
3526892E |  | 79920.73 | 364 | 0001 | SINGLE CROSSARM
3526892E |  | 6660.03 | 364 | 0002 | DOUBLE CROSSARMS
3526892E |  | 6660.03 | 364 | 0260 | POLE, WOOD, 40'
3526892E |  | 173161.68 | 364 | 0280 | POLE, WOOD, 45'
3526892E |  | 26640.22 | 364 | 0300 | POLE, WOOD, 50'
3526892E |  | 6660.03 | 365 | 0010 | CONDUCTOR, ALUMINUM, LESS THAN 4/0
3526892E |  | 339663.71 | 365 | 0020 | CONDUCTOR, ALUMINUM, 4/0 AND GREATER
3526892E |  | 19980.14 | 365 | 6010 | AIRBREAK SWITCH, WITH OR WITHOUT OPERATOR
3526892E |  | 6660.03 | 367 | 0020 | CONDUCTOR, ALUMINUM, LESS THEN 4/0
3526893E | 1081301.16 |  |  |  | TYR-2021NTYL102DA-P3-S14,15,17 | TYR-2021NTYL102DA-P3-S14,15,17-N GREENBRIAR RD-NORTH | 2022-08-01
3526893E |  | 64878.04 | 364 | 0001 | SINGLE CROSSARM
3526893E |  | 10812.99 | 364 | 0260 | POLE, WOOD, 40'
3526893E |  | 237886.22 | 364 | 0280 | POLE, WOOD, 45'
3526893E |  | 140569.12 | 364 | 0300 | POLE, WOOD, 50'
3526893E |  | 10812.99 | 365 | 0010 | CONDUCTOR, ALUMINUM, LESS THAN 4/0
3526893E |  | 421707.77 | 365 | 0020 | CONDUCTOR, ALUMINUM, 4/0 AND GREATER
3526893E |  | 10812.99 | 365 | 1000 | FAULT INDICATOR
3526893E |  | 54065.04 | 365 | 6010 | AIRBREAK SWITCH, WITH OR WITHOUT OPERATOR
3526893E |  | 10812.99 | 366 | 1010 | CONDUIT
3526893E |  | 10812.99 | 366 | 1150 | SECONDARY BOX
3526893E |  | 10812.99 | 366 | 1200 | MANHOLE, 0-100 CU FT
3526893E |  | 10812.99 | 367 | 0020 | CONDUCTOR, ALUMINUM, LESS THEN 4/0
3526893E |  | 75691.05 | 367 | 0025 | CONDUCTOR, ALUMINUM, 4/0 AND GREATER
3526893E |  | 10812.99 | 367 | 0100 | FAULT INDICATOR
3526922E | 363924.95 |  |  |  | 2021NGRH081 GUNSOLUS CREEK SUB | 2021NGRH081 GUNSOLUS CREEK SUB P1 S3A S5 S6 S11 S13 PWR | 2022-01-27
3526922E |  | 36392.47 | 364 | 0001 | SINGLE CROSSARM
3526922E |  | 3639.22 | 364 | 0280 | POLE, WOOD, 45'
3526922E |  | 32753.21 | 364 | 0290 | POLE, CONCRETE, 45'
3526922E |  | 7278.47 | 364 | 0300 | POLE, WOOD, 50'
3526922E |  | 69145.7 | 364 | 0320 | POLE, WOOD, 55'
3526922E |  | 10917.72 | 364 | 0335 | POLE, WOOD, 60'
3526922E |  | 18196.22 | 364 | 0350 | POLE, WOOD, 65'
3526922E |  | 87342.37 | 365 | 0020 | CONDUCTOR, ALUMINUM, 4/0 AND GREATER
3526922E |  | 14556.96 | 365 | 6010 | AIRBREAK SWITCH, WITH OR WITHOUT OPERATOR
3526922E |  | 14556.96 | 366 | 1010 | CONDUIT
3526922E |  | 10917.72 | 366 | 1100 | PRIMARY BOX
3526922E |  | 54588.71 | 367 | 0025 | CONDUCTOR, ALUMINUM, 4/0 AND GREATER
3526922E |  | 3639.22 | 367 | 0100 | FAULT INDICATOR
3526923E | 314184.3 |  |  |  | 2021NGRH081 GUNSOLUS CREEK SUB | 2021NGRH081 GUNSOLUS CREEK SUB P1 S9 PWR | 2022-01-13
3526923E |  | 18851.01 | 364 | 0001 | SINGLE CROSSARM
3526923E |  | 3141.81 | 364 | 0240 | POLE, WOOD, 35'
3526923E |  | 3141.81 | 364 | 0260 | POLE, WOOD, 40'
3526923E |  | 53411.29 | 364 | 0280 | POLE, WOOD, 45'
3526923E |  | 25134.7 | 364 | 0300 | POLE, WOOD, 50'
3526923E |  | 6283.66 | 365 | 0010 | CONDUCTOR, ALUMINUM, LESS THAN 4/0
3526923E |  | 56553.14 | 365 | 0020 | CONDUCTOR, ALUMINUM, 4/0 AND GREATER
3526923E |  | 6283.66 | 365 | 1000 | FAULT INDICATOR
3526923E |  | 21992.86 | 365 | 6010 | AIRBREAK SWITCH, WITH OR WITHOUT OPERATOR
3526923E |  | 25134.7 | 366 | 1010 | CONDUIT
3526923E |  | 15709.17 | 366 | 1100 | PRIMARY BOX
3526923E |  | 3141.81 | 367 | 0020 | CONDUCTOR, ALUMINUM, LESS THEN 4/0
3526923E |  | 72262.87 | 367 | 0025 | CONDUCTOR, ALUMINUM, 4/0 AND GREATER
3526923E |  | 3141.81 | 369 | 0100 | SERVICE, OVERHEAD, 4/0 AND LESS, SINGLE PHASE
3526924E | 327013.47 |  |  |  | 2021NGRH081 GUNSOLUS CREEK SUB | 2021NGRH081 GUNSOLUS CREEK SUB P1 S17 S18 S19 S21 PWR | 2022-09-22
3526924E |  | 42511.75 | 364 | 0001 | SINGLE CROSSARM
3526924E |  | 3270.13 | 364 | 0280 | POLE, WOOD, 45'
3526924E |  | 127535.28 | 364 | 0300 | POLE, WOOD, 50'
3526924E |  | 3270.13 | 365 | 0010 | CONDUCTOR, ALUMINUM, LESS THAN 4/0
3526924E |  | 120994.98 | 365 | 0020 | CONDUCTOR, ALUMINUM, 4/0 AND GREATER
3526924E |  | 22890.94 | 365 | 6010 | AIRBREAK SWITCH, WITH OR WITHOUT OPERATOR
3526924E |  | 3270.13 | 366 | 1010 | CONDUIT
3526924E |  | 3270.13 | 366 | 1150 | SECONDARY BOX
3526926E | 708653.99 |  |  |  | 2021NGRH081 GUNSOLUS CREEK SUB | 2021NGRH081 GUNSOLUS CREEK SUB P1 S4 PWR | 2022-08-26
3526926E |  | 56692.31 | 364 | 0001 | SINGLE CROSSARM
3526926E |  | 7086.53 | 364 | 0260 | POLE, WOOD, 40'
3526926E |  | 85038.47 | 364 | 0300 | POLE, WOOD, 50'
3526926E |  | 63778.85 | 364 | 0320 | POLE, WOOD, 55'
3526926E |  | 7086.53 | 365 | 0010 | CONDUCTOR, ALUMINUM, LESS THAN 4/0
3526926E |  | 155903.87 | 365 | 0020 | CONDUCTOR, ALUMINUM, 4/0 AND GREATER
3526926E |  | 106298.09 | 365 | 6010 | AIRBREAK SWITCH, WITH OR WITHOUT OPERATOR
3526926E |  | 35432.69 | 366 | 1010 | CONDUIT
3526926E |  | 184250.12 | 367 | 0025 | CONDUCTOR, ALUMINUM, 4/0 AND GREATER
3526926E |  | 7086.53 | 367 | 0100 | FAULT INDICATOR
3526928E | 141521.94 |  |  |  | 2021NGRH081 GUNSOLUS CREEK SUB | 2021NGRH081 GUNSOLUS CREEK SUB P1 S5 S6 S14 S15 PWR | 2022-03-30
3526928E |  | 14152.16 | 364 | 0001 | SINGLE CROSSARM
3526928E |  | 31134.79 | 364 | 0280 | POLE, WOOD, 45'
3526928E |  | 26889.13 | 364 | 0300 | POLE, WOOD, 50'
3526928E |  | 2830.41 | 365 | 0010 | CONDUCTOR, ALUMINUM, LESS THAN 4/0
3526928E |  | 46702.44 | 365 | 6010 | AIRBREAK SWITCH, WITH OR WITHOUT OPERATOR
3526928E |  | 4245.63 | 366 | 1010 | CONDUIT
3526928E |  | 15567.38 | 367 | 0025 | CONDUCTOR, ALUMINUM, 4/0 AND GREATER
3526929E | 218735.61 |  |  |  | 2021NGRH081 GUNSOLUS CREEK SUB | 2021NGRH081 GUNSOLUS CREEK SUB P1 TEMP SERVICE BACKSTAND PWR | 2022-07-11
3526929E |  | 13124.13 | 364 | 0001 | SINGLE CROSSARM
3526929E |  | 28435.62 | 364 | 0280 | POLE, WOOD, 45'
3526929E |  | 13124.13 | 364 | 0300 | POLE, WOOD, 50'
3526929E |  | 43747.11 | 365 | 0020 | CONDUCTOR, ALUMINUM, 4/0 AND GREATER
3526929E |  | 34997.68 | 365 | 6010 | AIRBREAK SWITCH, WITH OR WITHOUT OPERATOR
3526929E |  | 6562.06 | 366 | 1010 | CONDUIT
3526929E |  | 74370.18 | 367 | 0035 | CONDUCTOR, COPPER,LEAD SHIELDED,AWG500 AND GREATER
3526929E |  | 4374.7 | 367 | 0100 | FAULT INDICATOR
3526931E | 747064.97 |  |  |  | 2021NGRH081 GUNSOLUS CREEK SUB | 2021NGRH081 GUNSOLUS CREEK SUB P1 S1 S2 S3FE PWR | 2022-01-27
3526931E |  | 44823.84 | 364 | 0001 | SINGLE CROSSARM
3526931E |  | 14941.26 | 364 | 0300 | POLE, WOOD, 50'
3526931E |  | 67235.81 | 364 | 0320 | POLE, WOOD, 55'
3526931E |  | 67235.81 | 364 | 0335 | POLE, WOOD, 60'
3526931E |  | 127001.01 | 365 | 0020 | CONDUCTOR, ALUMINUM, 4/0 AND GREATER
3526931E |  | 44823.84 | 366 | 1010 | CONDUIT
3526931E |  | 358591.5 | 367 | 0025 | CONDUCTOR, ALUMINUM, 4/0 AND GREATER
3526931E |  | 22411.9 | 367 | 0100 | FAULT INDICATOR
3527125E | 165096.28 |  |  |  | WAC: COPPER SPRINGS OFFSITE - | WAC: COPPER SPRINGS OFFSITE - DWH/RK | 2022-09-12
3527125E |  | 1650.96 | 364 | 0001 | SINGLE CROSSARM
3527125E |  | 3301.92 | 364 | 0280 | POLE, WOOD, 45'
3527125E |  | 1650.96 | 365 | 0010 | CONDUCTOR, ALUMINUM, LESS THAN 4/0
3527125E |  | 14858.66 | 366 | 1010 | CONDUIT
3527125E |  | 8254.82 | 366 | 1410 | PADS OR FOUNDATIONS, MEDIUM, 50-100 SQ FT
3527125E |  | 33019.26 | 367 | 0020 | CONDUCTOR, ALUMINUM, LESS THEN 4/0
3527125E |  | 4952.88 | 367 | 0100 | FAULT INDICATOR
3527125E |  | 97406.82 | 367 | 5190 | SWITCHGEAR, PADMOUNT, 25KV
3527246E | 201187.57 |  |  |  | PAL:PAL WALMART DIST CENTER 86 | PAL:PAL WALMART DIST CENTER 8660 HWY 79.DWH | 2022-01-28
3527246E |  | 2011.86 | 366 | 1410 | PADS OR FOUNDATIONS, MEDIUM, 50-100 SQ FT
3527246E |  | 6035.62 | 367 | 0020 | CONDUCTOR, ALUMINUM, LESS THEN 4/0
3527246E |  | 193140.09 | 367 | 5190 | SWITCHGEAR, PADMOUNT, 25KV
3527267E | 189584.23 |  |  |  | KRT/TEM-THE GROVES AT LAKEWOOD | KRT/TEM-THE GROVES AT LAKEWOOD RANCH PH VI/LA | 2022-06-01
3527267E |  | 1895.83 | 364 | 0001 | SINGLE CROSSARM
3527267E |  | 7583.35 | 364 | 0280 | POLE, WOOD, 45'
3527267E |  | 1895.83 | 365 | 0010 | CONDUCTOR, ALUMINUM, LESS THAN 4/0
3527267E |  | 3791.67 | 365 | 0020 | CONDUCTOR, ALUMINUM, 4/0 AND GREATER
3527267E |  | 36021.2 | 366 | 1010 | CONDUIT
3527267E |  | 15166.72 | 366 | 1150 | SECONDARY BOX
3527267E |  | 5687.51 | 366 | 1400 | PADS OR FOUNDATIONS, SMALL, LESS THAN 50 SQ FT
3527267E |  | 24645.93 | 367 | 0020 | CONDUCTOR, ALUMINUM, LESS THEN 4/0
3527267E |  | 22750.09 | 367 | 0025 | CONDUCTOR, ALUMINUM, 4/0 AND GREATER
3527267E |  | 1895.83 | 367 | 0100 | FAULT INDICATOR
3527267E |  | 5687.51 | 373 | 0025 | CONDUCTOR, ALUMINUM, UNDERGROUND
3527267E |  | 9479.2 | 373 | 1200 | LUMINAIRE, OTHER, 100W
3527267E |  | 17062.57 | 373 | 1375 | CONDUIT
3527267E |  | 36020.99 | 373 | 1520 | STANDARD, METAL, ABOVE 25'
3527387E | 127879.28 |  |  |  | KRT/TEM-NORTH GATE PH V/CV | KRT/TEM-NORTH GATE PH V/CV | 2022-02-14
3527387E |  | 1278.78 | 364 | 0001 | SINGLE CROSSARM
3527387E |  | 7672.74 | 364 | 0280 | POLE, WOOD, 45'
3527387E |  | 31969.81 | 366 | 1010 | CONDUIT
3527387E |  | 11509.11 | 366 | 1150 | SECONDARY BOX
3527387E |  | 2557.57 | 366 | 1200 | MANHOLE, 0-100 CU FT
3527387E |  | 6393.96 | 366 | 1400 | PADS OR FOUNDATIONS, SMALL, LESS THAN 50 SQ FT
3527387E |  | 34527.58 | 367 | 0020 | CONDUCTOR, ALUMINUM, LESS THEN 4/0
3527387E |  | 14066.71 | 367 | 0025 | CONDUCTOR, ALUMINUM, 4/0 AND GREATER
3527387E |  | 1278.78 | 367 | 0100 | FAULT INDICATOR
3527387E |  | 1278.78 | 373 | 0025 | CONDUCTOR, ALUMINUM, UNDERGROUND
3527387E |  | 2557.57 | 373 | 1200 | LUMINAIRE, OTHER, 100W
3527387E |  | 1278.78 | 373 | 1375 | CONDUIT
3527387E |  | 11509.11 | 373 | 1515 | STANDARD, METAL, 25' AND UNDER
3527452E | 110122.91 |  |  |  | TEX COTTAGES AT MAGNOLIA VILLA | TEX COTTAGES AT MAGNOLIA VILLAGE SHERMAN TX | 2022-05-04
3527452E |  | 2202.45 | 364 | 0280 | POLE, WOOD, 45'
3527452E |  | 26429.55 | 366 | 1010 | CONDUIT
3527452E |  | 14315.97 | 366 | 1150 | SECONDARY BOX
3527452E |  | 5506.14 | 366 | 1410 | PADS OR FOUNDATIONS, MEDIUM, 50-100 SQ FT
3527452E |  | 14315.97 | 367 | 0020 | CONDUCTOR, ALUMINUM, LESS THEN 4/0
3527452E |  | 12113.52 | 367 | 0025 | CONDUCTOR, ALUMINUM, 4/0 AND GREATER
3527452E |  | 1101.22 | 367 | 0100 | FAULT INDICATOR
3527452E |  | 12113.52 | 373 | 1250 | LUMINAIRE, LED, 40W TO 150W
3527452E |  | 1101.22 | 373 | 1375 | CONDUIT
3527452E |  | 20923.35 | 373 | 1625 | STANDARD, OTHER, 25' AND UNDER
3527549E | 131175.34 |  |  |  | HEB/GPV/ELAN PRESERVE APTS/RLH | HEB/GPV/ELAN PRESERVE APTS/RLH | 2022-07-13
3527549E |  | 27546.81 | 366 | 1010 | CONDUIT
3527549E |  | 26235.06 | 366 | 1400 | PADS OR FOUNDATIONS, SMALL, LESS THAN 50 SQ FT
3527549E |  | 39352.64 | 367 | 0020 | CONDUCTOR, ALUMINUM, LESS THEN 4/0
3527549E |  | 7870.51 | 367 | 0100 | FAULT INDICATOR
3527549E |  | 1311.75 | 369 | 1100 | SERVICE, UNDERGROUND, 4/0 AND LESS, SINGLE PHASE
3527549E |  | 28858.57 | 369 | 1200 | SERVICE, UNDERGROUND, GREATER THAN 4/0, SINGLE PH
3527602E | 186532.79 |  |  |  | TYL/RUNNING MEADOWS-FLINT/TM | TYL/RUNNING MEADOWS-FLINT/TM | 2022-11-02
3527602E |  | 3730.64 | 364 | 0260 | POLE, WOOD, 40'
3527602E |  | 72747.87 | 366 | 1010 | CONDUIT
3527602E |  | 13057.28 | 366 | 1150 | SECONDARY BOX
3527602E |  | 5595.97 | 366 | 1400 | PADS OR FOUNDATIONS, SMALL, LESS THAN 50 SQ FT
3527602E |  | 55959.83 | 367 | 0020 | CONDUCTOR, ALUMINUM, LESS THEN 4/0
3527602E |  | 33575.89 | 367 | 0025 | CONDUCTOR, ALUMINUM, 4/0 AND GREATER
3527602E |  | 1865.31 | 367 | 0100 | FAULT INDICATOR
3527649E | 508375.2 |  |  |  | KRT/COPP-CLEAR CREEK ESTATES P | KRT/COPP-CLEAR CREEK ESTATES PHASE 1/CV | 2022-09-29
3527649E |  | 193182.65 | 366 | 1010 | CONDUIT
3527649E |  | 10167.49 | 366 | 1100 | PRIMARY BOX
3527649E |  | 25418.75 | 366 | 1150 | SECONDARY BOX
3527649E |  | 10167.49 | 366 | 1200 | MANHOLE, 0-100 CU FT
3527649E |  | 20335 | 366 | 1400 | PADS OR FOUNDATIONS, SMALL, LESS THAN 50 SQ FT
3527649E |  | 162680.06 | 367 | 0020 | CONDUCTOR, ALUMINUM, LESS THEN 4/0
3527649E |  | 81340.02 | 367 | 0025 | CONDUCTOR, ALUMINUM, 4/0 AND GREATER
3527649E |  | 5083.74 | 367 | 0100 | FAULT INDICATOR
3528210E | 394681.42 |  |  |  | LDL:ERICKSON FAMRS PHASE 2-KRU | LDL:ERICKSON FAMRS PHASE 2-KRUM-RD | 2022-05-16
3528210E |  | 59202.21 | 366 | 1010 | CONDUIT
3528210E |  | 3946.8 | 366 | 1100 | PRIMARY BOX
3528210E |  | 23680.88 | 366 | 1150 | SECONDARY BOX
3528210E |  | 3946.8 | 366 | 1200 | MANHOLE, 0-100 CU FT
3528210E |  | 19734.07 | 366 | 1400 | PADS OR FOUNDATIONS, SMALL, LESS THAN 50 SQ FT
3528210E |  | 3946.8 | 366 | 1410 | PADS OR FOUNDATIONS, MEDIUM, 50-100 SQ FT
3528210E |  | 74989.56 | 367 | 0020 | CONDUCTOR, ALUMINUM, LESS THEN 4/0
3528210E |  | 47361.76 | 367 | 0025 | CONDUCTOR, ALUMINUM, 4/0 AND GREATER
3528210E |  | 7893.62 | 367 | 0100 | FAULT INDICATOR
3528210E |  | 47361.76 | 367 | 5190 | SWITCHGEAR, PADMOUNT, 25KV
3528210E |  | 3946.8 | 373 | 0025 | CONDUCTOR, ALUMINUM, UNDERGROUND
3528210E |  | 43414.96 | 373 | 1100 | LUMINAIRE, HISTORICAL, 100W
3528210E |  | 11840.44 | 373 | 1375 | CONDUIT
3528210E |  | 43414.96 | 373 | 1625 | STANDARD, OTHER, 25' AND UNDER
3528342E | 745821.11 |  |  |  | TEX:GUN/ HWY 289 GUNTER SOUTH | TEX:GUN/ HWY 289 GUNTER SOUTH EXPANSION - SD | 2022-10-28
3528342E |  | 37291.04 | 364 | 0001 | SINGLE CROSSARM
3528342E |  | 7458.2 | 364 | 0002 | DOUBLE CROSSARMS
3528342E |  | 7458.2 | 364 | 0260 | POLE, WOOD, 40'
3528342E |  | 111873.15 | 364 | 0280 | POLE, WOOD, 45'
3528342E |  | 14916.41 | 364 | 0300 | POLE, WOOD, 50'
3528342E |  | 238662.91 | 364 | 0310 | POLE, CONCRETE, 50'
3528342E |  | 7458.2 | 364 | 0320 | POLE, WOOD, 55'
3528342E |  | 89498.51 | 364 | 0360 | POLE, OTHER, 65'
3528342E |  | 164080.63 | 365 | 0010 | CONDUCTOR, ALUMINUM, LESS THAN 4/0
3528342E |  | 22374.62 | 365 | 6010 | AIRBREAK SWITCH, WITH OR WITHOUT OPERATOR
3528342E |  | 29832.83 | 366 | 1010 | CONDUIT
3528342E |  | 14916.41 | 367 | 0025 | CONDUCTOR, ALUMINUM, 4/0 AND GREATER
3528598E | 175407.67 |  |  |  | PAR OFFSITE WR 1 OF 2 FOR RALP | PAR OFFSITE FOR RALPH HALL LAKE GROUND WATER PUMP LADONIA TX | 2022-03-10
3528598E |  | 28065.22 | 364 | 0001 | SINGLE CROSSARM
3528598E |  | 61392.68 | 364 | 0280 | POLE, WOOD, 45'
3528598E |  | 17540.76 | 365 | 0010 | CONDUCTOR, ALUMINUM, LESS THAN 4/0
3528598E |  | 68409.01 | 365 | 0020 | CONDUCTOR, ALUMINUM, 4/0 AND GREATER
3528751E | 106846.45 |  |  |  | ATH: 18 TS-2021 TRIPSAVERS PH. | ATH: 19 TS-2021 TRIPSAVERS PH.2_ATHENS FEEDERS_BA | 2022-01-03
3528751E |  | 7479.24 | 364 | 0001 | SINGLE CROSSARM
3528751E |  | 5342.32 | 364 | 0280 | POLE, WOOD, 45'
3528751E |  | 2136.92 | 364 | 0300 | POLE, WOOD, 50'
3528751E |  | 91887.97 | 365 | 6015 | RECLOSER,SINGLE PHASE,13.2KV AND UNDER,0-3000 AMP
3528785E | 104131.6 |  |  |  | PAL: 12 TS-2021 TRIPSAVERS PH. | PAL: 12 TS-2021 TRIPSAVERS PH.2_PALESTINE FEEDERS_BA | 2022-09-26
3528785E |  | 5206.56 | 364 | 0001 | SINGLE CROSSARM
3528785E |  | 2082.61 | 364 | 0260 | POLE, WOOD, 40'
3528785E |  | 2082.61 | 364 | 0280 | POLE, WOOD, 45'
3528785E |  | 2082.61 | 364 | 0300 | POLE, WOOD, 50'
3528785E |  | 92677.21 | 365 | 6015 | RECLOSER,SINGLE PHASE,13.2KV AND UNDER,0-3000 AMP
3528991E | 168234.3 |  |  |  | WAX OFFSITE DOVE HOLLOW PH 1 N | WAX:OFFSITE DOVE HOLLOW PH 1, (NH) | 2022-03-08
3528991E |  | 31964.52 | 364 | 0001 | SINGLE CROSSARM
3528991E |  | 15141.08 | 364 | 0260 | POLE, WOOD, 40'
3528991E |  | 28599.83 | 364 | 0280 | POLE, WOOD, 45'
3528991E |  | 15141.08 | 365 | 0010 | CONDUCTOR, ALUMINUM, LESS THAN 4/0
3528991E |  | 55517.32 | 365 | 0020 | CONDUCTOR, ALUMINUM, 4/0 AND GREATER
3528991E |  | 21870.47 | 367 | 0025 | CONDUCTOR, ALUMINUM, 4/0 AND GREATER
3529073E | 192314.25 |  |  |  | KRT/TAY-CASTLEWOOD PH 2/CV | KRT/TAY-CASTLEWOOD PH 2/CV | 2022-07-20
3529073E |  | 44232.27 | 366 | 1010 | CONDUIT
3529073E |  | 25000.85 | 366 | 1150 | SECONDARY BOX
3529073E |  | 11538.85 | 366 | 1400 | PADS OR FOUNDATIONS, SMALL, LESS THAN 50 SQ FT
3529073E |  | 50001.74 | 367 | 0020 | CONDUCTOR, ALUMINUM, LESS THEN 4/0
3529073E |  | 30770.28 | 367 | 0025 | CONDUCTOR, ALUMINUM, 4/0 AND GREATER
3529073E |  | 3846.28 | 367 | 0100 | FAULT INDICATOR
3529073E |  | 1923.14 | 373 | 0025 | CONDUCTOR, ALUMINUM, UNDERGROUND
3529073E |  | 5769.42 | 373 | 1250 | LUMINAIRE, LED, 40W TO 150W
3529073E |  | 1923.14 | 373 | 1375 | CONDUIT
3529073E |  | 17308.28 | 373 | 1515 | STANDARD, METAL, 25' AND UNDER
3529140E | 221371.92 |  |  |  | DES - MAGNOLIA MEADOWS PH4 ON | DES - MAGNOLIA MEADOWS PH4 ONSITE- DT | 2022-08-19
3529140E |  | 2213.71 | 364 | 0001 | SINGLE CROSSARM
3529140E |  | 2213.71 | 364 | 0300 | POLE, WOOD, 50'
3529140E |  | 2213.71 | 365 | 0010 | CONDUCTOR, ALUMINUM, LESS THAN 4/0
3529140E |  | 57556.78 | 366 | 1010 | CONDUIT
3529140E |  | 17709.75 | 366 | 1150 | SECONDARY BOX
3529140E |  | 13282.31 | 366 | 1400 | PADS OR FOUNDATIONS, SMALL, LESS THAN 50 SQ FT
3529140E |  | 44274.38 | 367 | 0020 | CONDUCTOR, ALUMINUM, LESS THEN 4/0
3529140E |  | 24350.91 | 367 | 0025 | CONDUCTOR, ALUMINUM, 4/0 AND GREATER
3529140E |  | 4427.43 | 367 | 0100 | FAULT INDICATOR
3529140E |  | 2213.71 | 373 | 0025 | CONDUCTOR, ALUMINUM, UNDERGROUND
3529140E |  | 8854.87 | 373 | 1250 | LUMINAIRE, LED, 40W TO 150W
3529140E |  | 8854.87 | 373 | 1375 | CONDUIT
3529140E |  | 33205.78 | 373 | 1625 | STANDARD, OTHER, 25' AND UNDER
3529152E | 827914.2 |  |  |  | MSQ/FIRESIDE PHASE 1-GARLAND/E | MSQ/FIRESIDE PHASE 1-GARLAND/ED | 2022-10-15
3529152E |  | 8279.14 | 365 | 0010 | CONDUCTOR, ALUMINUM, LESS THAN 4/0
3529152E |  | 132466.27 | 366 | 1010 | CONDUIT
3529152E |  | 16558.28 | 366 | 1100 | PRIMARY BOX
3529152E |  | 24837.42 | 366 | 1150 | SECONDARY BOX
3529152E |  | 16558.28 | 366 | 1400 | PADS OR FOUNDATIONS, SMALL, LESS THAN 50 SQ FT
3529152E |  | 8279.14 | 366 | 1410 | PADS OR FOUNDATIONS, MEDIUM, 50-100 SQ FT
3529152E |  | 8279.14 | 366 | 1420 | PADS OR FOUNDATIONS, LARGE, OVER 100 SQ FT
3529152E |  | 99349.7 | 367 | 0020 | CONDUCTOR, ALUMINUM, LESS THEN 4/0
3529152E |  | 256653.44 | 367 | 0025 | CONDUCTOR, ALUMINUM, 4/0 AND GREATER
3529152E |  | 8279.14 | 367 | 0100 | FAULT INDICATOR
3529152E |  | 124187.13 | 367 | 5190 | SWITCHGEAR, PADMOUNT, 25KV
3529152E |  | 8279.14 | 373 | 0025 | CONDUCTOR, ALUMINUM, UNDERGROUND
3529152E |  | 33116.57 | 373 | 1100 | LUMINAIRE, HISTORICAL, 100W
3529152E |  | 8279.14 | 373 | 1375 | CONDUIT
3529152E |  | 74512.27 | 373 | 1515 | STANDARD, METAL, 25' AND UNDER
3529314E | 246101.37 |  |  |  | MCK/MCK - ENCLAVE PLANO GATEWA | MCK/MCK - ENCLAVE PLANO GATEWAY - PLANO - BS | 2022-09-07
3529314E |  | 51681.29 | 366 | 1010 | CONDUIT
3529314E |  | 14766.07 | 366 | 1400 | PADS OR FOUNDATIONS, SMALL, LESS THAN 50 SQ FT
3529314E |  | 4922.02 | 366 | 1410 | PADS OR FOUNDATIONS, MEDIUM, 50-100 SQ FT
3529314E |  | 78752.48 | 367 | 0020 | CONDUCTOR, ALUMINUM, LESS THEN 4/0
3529314E |  | 7383.04 | 367 | 0100 | FAULT INDICATOR
3529314E |  | 66447.36 | 367 | 5190 | SWITCHGEAR, PADMOUNT, 25KV
3529314E |  | 4922.02 | 369 | 1100 | SERVICE, UNDERGROUND, 4/0 AND LESS, SINGLE PHASE
3529314E |  | 17227.09 | 369 | 1200 | SERVICE, UNDERGROUND, GREATER THAN 4/0, SINGLE PH
3529472E | 371794.01 |  |  |  | ATH:LONG COVE 3-HENDERSON BAY: | ATH:LONG COVE 3-HENDERSON BAY:ZG | 2022-06-07
3529472E |  | 111538.29 | 366 | 1010 | CONDUIT
3529472E |  | 40897.33 | 366 | 1100 | PRIMARY BOX
3529472E |  | 7435.87 | 366 | 1150 | SECONDARY BOX
3529472E |  | 26025.57 | 366 | 1200 | MANHOLE, 0-100 CU FT
3529472E |  | 18589.69 | 366 | 1410 | PADS OR FOUNDATIONS, MEDIUM, 50-100 SQ FT
3529472E |  | 52051.15 | 367 | 0020 | CONDUCTOR, ALUMINUM, LESS THEN 4/0
3529472E |  | 29743.51 | 367 | 0025 | CONDUCTOR, ALUMINUM, 4/0 AND GREATER
3529472E |  | 7435.87 | 367 | 0100 | FAULT INDICATOR
3529472E |  | 78076.73 | 367 | 5190 | SWITCHGEAR, PADMOUNT, 25KV
3529594E | 122554.95 |  |  |  | LDL/SHS - LAKESIDE VILLAS AT S | LDL/SHS - LAKESIDE VILLAS AT SHADY SHORES -CCLINTOCK DR/RD | 2022-05-04
3529594E |  | 23285.42 | 366 | 1010 | CONDUIT
3529594E |  | 6127.72 | 366 | 1150 | SECONDARY BOX
3529594E |  | 4902.18 | 366 | 1400 | PADS OR FOUNDATIONS, SMALL, LESS THAN 50 SQ FT
3529594E |  | 42894.37 | 367 | 0020 | CONDUCTOR, ALUMINUM, LESS THEN 4/0
3529594E |  | 18383.22 | 367 | 0025 | CONDUCTOR, ALUMINUM, 4/0 AND GREATER
3529594E |  | 1225.54 | 367 | 0100 | FAULT INDICATOR
3529594E |  | 11029.92 | 373 | 1100 | LUMINAIRE, HISTORICAL, 100W
3529594E |  | 1225.54 | 373 | 1375 | CONDUIT
3529594E |  | 13481.04 | 373 | 1625 | STANDARD, OTHER, 25' AND UNDER
3529665E | 109596.17 |  |  |  | DES/WAX - GALA AT WAXAHACHIE - | DES/WAX - GALA AT WAXAHACHIE - WAXAHACHIE - NH | 2022-02-28
3529665E |  | 40550.56 | 366 | 1010 | CONDUIT
3529665E |  | 17535.38 | 366 | 1400 | PADS OR FOUNDATIONS, SMALL, LESS THAN 50 SQ FT
3529665E |  | 47126.4 | 367 | 0020 | CONDUCTOR, ALUMINUM, LESS THEN 4/0
3529665E |  | 4383.83 | 367 | 0100 | FAULT INDICATOR
3529666E | 103724.39 |  |  |  | WAX THE HAMILTON AT GARDEN VAL | WAX THE HAMILTON AT GARDEN VALLEY WAXAHACHIE NH | 2022-08-09
3529666E |  | 30080.06 | 366 | 1010 | CONDUIT
3529666E |  | 5186.21 | 366 | 1200 | MANHOLE, 0-100 CU FT
3529666E |  | 11409.67 | 366 | 1400 | PADS OR FOUNDATIONS, SMALL, LESS THAN 50 SQ FT
3529666E |  | 43564.31 | 367 | 0020 | CONDUCTOR, ALUMINUM, LESS THEN 4/0
3529666E |  | 3111.72 | 367 | 0100 | FAULT INDICATOR
3529666E |  | 10372.42 | 369 | 1200 | SERVICE, UNDERGROUND, GREATER THAN 4/0, SINGLE PH
3529902E | 472450.51 |  |  |  | MCK WINCHESTER CROSSING PH 6 1 | MCK WINCHESTER CROSSING PH 6 195 LOTS PRINCETON TX | 2022-06-22
3529902E |  | 80316.58 | 366 | 1010 | CONDUIT
3529902E |  | 28347.03 | 366 | 1150 | SECONDARY BOX
3529902E |  | 4724.5 | 366 | 1200 | MANHOLE, 0-100 CU FT
3529902E |  | 14173.51 | 366 | 1400 | PADS OR FOUNDATIONS, SMALL, LESS THAN 50 SQ FT
3529902E |  | 80316.58 | 367 | 0020 | CONDUCTOR, ALUMINUM, LESS THEN 4/0
3529902E |  | 61418.56 | 367 | 0025 | CONDUCTOR, ALUMINUM, 4/0 AND GREATER
3529902E |  | 4724.5 | 367 | 0100 | FAULT INDICATOR
3529902E |  | 9449.01 | 373 | 0025 | CONDUCTOR, ALUMINUM, UNDERGROUND
3529902E |  | 61418.56 | 373 | 1250 | LUMINAIRE, LED, 40W TO 150W
3529902E |  | 23622.52 | 373 | 1375 | CONDUIT
3529902E |  | 103939.16 | 373 | 1625 | STANDARD, OTHER, 25' AND UNDER
3529904E | 438865.26 |  |  |  | MCK WINCHESTER CROSSING PH 7 2 | MCK WINCHESTER CROSSING PH 7 220 LOTS PRINCETON TX | 2022-06-08
3529904E |  | 96550.47 | 366 | 1010 | CONDUIT
3529904E |  | 30720.56 | 366 | 1150 | SECONDARY BOX
3529904E |  | 4388.64 | 366 | 1200 | MANHOLE, 0-100 CU FT
3529904E |  | 21943.25 | 366 | 1400 | PADS OR FOUNDATIONS, SMALL, LESS THAN 50 SQ FT
3529904E |  | 96550.35 | 367 | 0020 | CONDUCTOR, ALUMINUM, LESS THEN 4/0
3529904E |  | 57052.47 | 367 | 0025 | CONDUCTOR, ALUMINUM, 4/0 AND GREATER
3529904E |  | 4388.64 | 367 | 0100 | FAULT INDICATOR
3529904E |  | 4388.64 | 373 | 0025 | CONDUCTOR, ALUMINUM, UNDERGROUND
3529904E |  | 39497.87 | 373 | 1250 | LUMINAIRE, LED, 40W TO 150W
3529904E |  | 8777.29 | 373 | 1375 | CONDUIT
3529904E |  | 74607.08 | 373 | 1625 | STANDARD, OTHER, 25' AND UNDER
3529954E | 103076.32 |  |  |  | KRT/AUS-GRAND STATION APARTMEN | KRT/AUS-GRAND STATION APARTMENTS/CV | 2022-07-20
3529954E |  | 3092.29 | 364 | 0280 | POLE, WOOD, 45'
3529954E |  | 3092.29 | 364 | 0300 | POLE, WOOD, 50'
3529954E |  | 20615.26 | 366 | 1010 | CONDUIT
3529954E |  | 21646.03 | 366 | 1400 | PADS OR FOUNDATIONS, SMALL, LESS THAN 50 SQ FT
3529954E |  | 34015.18 | 367 | 0020 | CONDUCTOR, ALUMINUM, LESS THEN 4/0
3529954E |  | 7215.35 | 367 | 0100 | FAULT INDICATOR
3529954E |  | 13399.92 | 369 | 1200 | SERVICE, UNDERGROUND, GREATER THAN 4/0, SINGLE PH
3530069E | 252392.16 |  |  |  | FWN/FTW - RANCH AT DUCK CREEK | FWN/FTW - RANCH AT DUCK CREEK - BOAZ RD & OLD DECATUR RD/TD | 2022-05-24
3530069E |  | 65622.01 | 366 | 1010 | CONDUIT
3530069E |  | 42906.66 | 366 | 1150 | SECONDARY BOX
3530069E |  | 22715.3 | 366 | 1400 | PADS OR FOUNDATIONS, SMALL, LESS THAN 50 SQ FT
3530069E |  | 60574.11 | 367 | 0020 | CONDUCTOR, ALUMINUM, LESS THEN 4/0
3530069E |  | 53002.33 | 367 | 0025 | CONDUCTOR, ALUMINUM, 4/0 AND GREATER
3530069E |  | 7571.75 | 367 | 0100 | FAULT INDICATOR
3530174E | 642567.1 |  |  |  | BEN CROW: HUNTERS RIDGE PH 1 | BEN CROW: HUNTERS RIDGE PH 1 -GS/SS | 2022-03-10
3530174E |  | 6425.66 | 364 | 0001 | SINGLE CROSSARM
3530174E |  | 6425.66 | 364 | 0280 | POLE, WOOD, 45'
3530174E |  | 147790.6 | 366 | 1010 | CONDUIT
3530174E |  | 38554.01 | 366 | 1150 | SECONDARY BOX
3530174E |  | 6425.66 | 366 | 1200 | MANHOLE, 0-100 CU FT
3530174E |  | 38554.01 | 366 | 1400 | PADS OR FOUNDATIONS, SMALL, LESS THAN 50 SQ FT
3530174E |  | 141364.74 | 367 | 0020 | CONDUCTOR, ALUMINUM, LESS THEN 4/0
3530174E |  | 83533.7 | 367 | 0025 | CONDUCTOR, ALUMINUM, 4/0 AND GREATER
3530174E |  | 12851.32 | 367 | 0100 | FAULT INDICATOR
3530174E |  | 51405.36 | 373 | 1250 | LUMINAIRE, LED, 40W TO 150W
3530174E |  | 12851.32 | 373 | 1375 | CONDUIT
3530174E |  | 96385.06 | 373 | 1625 | STANDARD, OTHER, 25' AND UNDER
3530307E | 537244.36 |  |  |  | ARL- MANSFIELD DAY MIAR RD REL | ARL- MANSFIELD DAY MIAR RD RELOCATE | 2022-11-02
3530307E |  | 26862.21 | 364 | 0001 | SINGLE CROSSARM
3530307E |  | 16117.32 | 364 | 0260 | POLE, WOOD, 40'
3530307E |  | 21489.77 | 364 | 0280 | POLE, WOOD, 45'
3530307E |  | 32234.65 | 364 | 0300 | POLE, WOOD, 50'
3530307E |  | 161173.41 | 364 | 0320 | POLE, WOOD, 55'
3530307E |  | 10744.88 | 364 | 0335 | POLE, WOOD, 60'
3530307E |  | 21489.77 | 365 | 0010 | CONDUCTOR, ALUMINUM, LESS THAN 4/0
3530307E |  | 96703.97 | 365 | 0020 | CONDUCTOR, ALUMINUM, 4/0 AND GREATER
3530307E |  | 10744.88 | 366 | 1010 | CONDUIT
3530307E |  | 75214.2 | 367 | 0020 | CONDUCTOR, ALUMINUM, LESS THEN 4/0
3530307E |  | 48351.98 | 367 | 0025 | CONDUCTOR, ALUMINUM, 4/0 AND GREATER
3530307E |  | 16117.32 | 373 | 0020 | CONDUCTOR, ALUMINUM, OVERHEAD
3530646E | 647014.01 |  |  |  | DES WAX - CHRISTIAN MEADOWS PH | DES WAX - CHRISTIAN MEADOWS PH 2 and 3 - ENNIS - NH | 2022-09-15
3530646E |  | 6470.12 | 364 | 0280 | POLE, WOOD, 45'
3530646E |  | 148813.21 | 366 | 1010 | CONDUIT
3530646E |  | 6470.12 | 366 | 1100 | PRIMARY BOX
3530646E |  | 51761.1 | 366 | 1150 | SECONDARY BOX
3530646E |  | 6470.12 | 366 | 1200 | MANHOLE, 0-100 CU FT
3530646E |  | 25880.53 | 366 | 1400 | PADS OR FOUNDATIONS, SMALL, LESS THAN 50 SQ FT
3530646E |  | 6470.12 | 366 | 1420 | PADS OR FOUNDATIONS, LARGE, OVER 100 SQ FT
3530646E |  | 109992.36 | 367 | 0020 | CONDUCTOR, ALUMINUM, LESS THEN 4/0
3530646E |  | 148813.52 | 367 | 0025 | CONDUCTOR, ALUMINUM, 4/0 AND GREATER
3530646E |  | 12940.26 | 367 | 0100 | FAULT INDICATOR
3530646E |  | 45290.95 | 367 | 5190 | SWITCHGEAR, PADMOUNT, 25KV
3530646E |  | 6470.12 | 373 | 0025 | CONDUCTOR, ALUMINUM, UNDERGROUND
3530646E |  | 12940.26 | 373 | 1250 | LUMINAIRE, LED, 40W TO 150W
3530646E |  | 6470.12 | 373 | 1375 | CONDUIT
3530646E |  | 51761.1 | 373 | 1520 | STANDARD, METAL, ABOVE 25'
3530786E | 441217.41 |  |  |  | RRK: HOMESTEAD AT OLD SETTLER | RRK: HOMESTEAD AT OLD SETTLERS/JJ | 2022-03-28
3530786E |  | 92655.67 | 366 | 1010 | CONDUIT
3530786E |  | 39709.57 | 366 | 1150 | SECONDARY BOX
3530786E |  | 4412.17 | 366 | 1200 | MANHOLE, 0-100 CU FT
3530786E |  | 22060.88 | 366 | 1400 | PADS OR FOUNDATIONS, SMALL, LESS THAN 50 SQ FT
3530786E |  | 97067.81 | 367 | 0020 | CONDUCTOR, ALUMINUM, LESS THEN 4/0
3530786E |  | 57358.26 | 367 | 0025 | CONDUCTOR, ALUMINUM, 4/0 AND GREATER
3530786E |  | 4412.17 | 367 | 0100 | FAULT INDICATOR
3530786E |  | 8824.35 | 373 | 0025 | CONDUCTOR, ALUMINUM, UNDERGROUND
3530786E |  | 22060.88 | 373 | 1250 | LUMINAIRE, LED, 40W TO 150W
3530786E |  | 13236.52 | 373 | 1375 | CONDUIT
3530786E |  | 75006.96 | 373 | 1520 | STANDARD, METAL, ABOVE 25'
3530786E |  | 4412.17 | 373 | 1640 | MANHOLE (USED EXCLUSIVELY FOR STREET LIGHTING)
3530889E | 336008.25 |  |  |  | DES/DES - PLEASANT RUN - LANCA | DES/DES - PLEASANT RUN - LANCASTER - DT | 2022-09-23
3530889E |  | 6720.16 | 364 | 0300 | POLE, WOOD, 50'
3530889E |  | 3360.08 | 365 | 0010 | CONDUCTOR, ALUMINUM, LESS THAN 4/0
3530889E |  | 63841.56 | 366 | 1010 | CONDUIT
3530889E |  | 23520.57 | 366 | 1150 | SECONDARY BOX
3530889E |  | 16800.41 | 366 | 1400 | PADS OR FOUNDATIONS, SMALL, LESS THAN 50 SQ FT
3530889E |  | 57121.4 | 367 | 0020 | CONDUCTOR, ALUMINUM, LESS THEN 4/0
3530889E |  | 50401.23 | 367 | 0025 | CONDUCTOR, ALUMINUM, 4/0 AND GREATER
3530889E |  | 6720.16 | 367 | 0100 | FAULT INDICATOR
3530889E |  | 3360.08 | 373 | 0020 | CONDUCTOR, ALUMINUM, OVERHEAD
3530889E |  | 3360.08 | 373 | 0025 | CONDUCTOR, ALUMINUM, UNDERGROUND
3530889E |  | 20160.49 | 373 | 1250 | LUMINAIRE, LED, 40W TO 150W
3530889E |  | 10080.24 | 373 | 1375 | CONDUIT
3530889E |  | 70561.79 | 373 | 1520 | STANDARD, METAL, ABOVE 25'
3531079E | 128469.42 |  |  |  | RRK: CALUMET PHASE 2B | RRK: CALUMET PHASE 2B | 2022-08-10
3531079E |  | 34686.86 | 366 | 1010 | CONDUIT
3531079E |  | 16701.01 | 366 | 1150 | SECONDARY BOX
3531079E |  | 6423.45 | 366 | 1400 | PADS OR FOUNDATIONS, SMALL, LESS THAN 50 SQ FT
3531079E |  | 29547.94 | 367 | 0020 | CONDUCTOR, ALUMINUM, LESS THEN 4/0
3531079E |  | 20555.09 | 367 | 0025 | CONDUCTOR, ALUMINUM, 4/0 AND GREATER
3531079E |  | 1284.69 | 373 | 0025 | CONDUCTOR, ALUMINUM, UNDERGROUND
3531079E |  | 3854.07 | 373 | 1250 | LUMINAIRE, LED, 40W TO 150W
3531079E |  | 1284.69 | 373 | 1375 | CONDUIT
3531079E |  | 14131.62 | 373 | 1520 | STANDARD, METAL, ABOVE 25'
3531087E | 493402.73 |  |  |  | FWN/AZL AZLE GROVE N ASH AVE | FWN/AZL - AZLE GROVE - N ASH AVE @ LAKEVIEW DRIVE/TD | 2022-06-01
3531087E |  | 113482.62 | 366 | 1010 | CONDUIT
3531087E |  | 14802.07 | 366 | 1100 | PRIMARY BOX
3531087E |  | 34538.18 | 366 | 1150 | SECONDARY BOX
3531087E |  | 4934.02 | 366 | 1200 | MANHOLE, 0-100 CU FT
3531087E |  | 19736.1 | 366 | 1400 | PADS OR FOUNDATIONS, SMALL, LESS THAN 50 SQ FT
3531087E |  | 4934.02 | 366 | 1405 | PADS OR FOUNDATIONS, CONCRETE, 50 - 100 SQ FT
3531087E |  | 133218.84 | 367 | 0020 | CONDUCTOR, ALUMINUM, LESS THEN 4/0
3531087E |  | 83878.45 | 367 | 0025 | CONDUCTOR, ALUMINUM, 4/0 AND GREATER
3531087E |  | 4934.02 | 367 | 0100 | FAULT INDICATOR
3531087E |  | 14802.07 | 373 | 1250 | LUMINAIRE, LED, 40W TO 150W
3531087E |  | 9868.05 | 373 | 1375 | CONDUIT
3531087E |  | 54274.29 | 373 | 1520 | STANDARD, METAL, ABOVE 25'
3531096E | 1790786.99 |  |  |  | MCK-ENCORE WIRE OFFSITE 2020-1 | MCK-ENCORE WIRE OFFSITE 2020-1784 OH ON/OFF PROPERTY-SJH | 2022-04-11
3531096E |  | 71631.46 | 364 | 0001 | SINGLE CROSSARM
3531096E |  | 17907.84 | 364 | 0280 | POLE, WOOD, 45'
3531096E |  | 107447.18 | 364 | 0300 | POLE, WOOD, 50'
3531096E |  | 125355.06 | 364 | 0310 | POLE, CONCRETE, 50'
3531096E |  | 71631.46 | 364 | 0320 | POLE, WOOD, 55'
3531096E |  | 250710.15 | 364 | 0330 | POLE, CONCRETE, 55'
3531096E |  | 17907.84 | 364 | 0335 | POLE, WOOD, 60'
3531096E |  | 214894.4 | 364 | 0345 | POLE, OTHER, 60'
3531096E |  | 17907.84 | 364 | 0350 | POLE, WOOD, 65'
3531096E |  | 179078.69 | 364 | 0360 | POLE, OTHER, 65'
3531096E |  | 17907.84 | 365 | 0010 | CONDUCTOR, ALUMINUM, LESS THAN 4/0
3531096E |  | 304434.32 | 365 | 0020 | CONDUCTOR, ALUMINUM, 4/0 AND GREATER
3531096E |  | 17907.84 | 365 | 6010 | AIRBREAK SWITCH, WITH OR WITHOUT OPERATOR
3531096E |  | 53723.57 | 365 | 6030 | RECLOSER,2 OR 3 PHASE,OVER 13.2KV,0-3000 AMP
3531096E |  | 35815.71 | 366 | 1010 | CONDUIT
3531096E |  | 17907.84 | 366 | 1100 | PRIMARY BOX
3531096E |  | 17907.84 | 366 | 1410 | PADS OR FOUNDATIONS, MEDIUM, 50-100 SQ FT
3531096E |  | 196986.54 | 367 | 0025 | CONDUCTOR, ALUMINUM, 4/0 AND GREATER
3531096E |  | 53723.57 | 367 | 5190 | SWITCHGEAR, PADMOUNT, 25KV
3531141E | 485151.43 |  |  |  | 2022NBWD181 BLANKET SUB P1 S1 | 2021NBWD081 BLANKET SUB P1 S1 S2 S3 | 2022-07-19
3531141E |  | 19406.06 | 364 | 0001 | SINGLE CROSSARM
3531141E |  | 43663.64 | 364 | 0280 | POLE, WOOD, 45'
3531141E |  | 111584.83 | 364 | 0300 | POLE, WOOD, 50'
3531141E |  | 24257.57 | 364 | 0320 | POLE, WOOD, 55'
3531141E |  | 9703.02 | 364 | 0335 | POLE, WOOD, 60'
3531141E |  | 9703.02 | 365 | 0010 | CONDUCTOR, ALUMINUM, LESS THAN 4/0
3531141E |  | 189209.07 | 365 | 0020 | CONDUCTOR, ALUMINUM, 4/0 AND GREATER
3531141E |  | 9703.02 | 366 | 1010 | CONDUIT
3531141E |  | 4851.51 | 366 | 1100 | PRIMARY BOX
3531141E |  | 58218.18 | 367 | 0025 | CONDUCTOR, ALUMINUM, 4/0 AND GREATER
3531141E |  | 4851.51 | 367 | 0100 | FAULT INDICATOR
3531169E | 429540.94 |  |  |  | LDL:SYCAMORE COVE-HICKORY CREE | LDL:SYCAMORE COVE-HICKORY CREEK | 2022-04-08
3531169E |  | 85908.23 | 366 | 1010 | CONDUIT
3531169E |  | 42954.08 | 366 | 1150 | SECONDARY BOX
3531169E |  | 17181.64 | 366 | 1400 | PADS OR FOUNDATIONS, SMALL, LESS THAN 50 SQ FT
3531169E |  | 77317.37 | 367 | 0020 | CONDUCTOR, ALUMINUM, LESS THEN 4/0
3531169E |  | 60135.73 | 367 | 0025 | CONDUCTOR, ALUMINUM, 4/0 AND GREATER
3531169E |  | 4295.4 | 367 | 0100 | FAULT INDICATOR
3531169E |  | 4295.4 | 373 | 0025 | CONDUCTOR, ALUMINUM, UNDERGROUND
3531169E |  | 47249.5 | 373 | 1250 | LUMINAIRE, LED, 40W TO 150W
3531169E |  | 8590.81 | 373 | 1375 | CONDUIT
3531169E |  | 81612.78 | 373 | 1625 | STANDARD, OTHER, 25' AND UNDER
3531241E | 275603.32 |  |  |  | MTN/MSQ - AMBERGROVE SUBDIVSIO | MTN/MSQ - AMBERGROVE SUBDIVSION - ROYSE CITY - SM | 2022-04-13
3531241E |  | 57876.87 | 366 | 1010 | CONDUIT
3531241E |  | 35828.42 | 366 | 1150 | SECONDARY BOX
3531241E |  | 13780.15 | 366 | 1400 | PADS OR FOUNDATIONS, SMALL, LESS THAN 50 SQ FT
3531241E |  | 55120.65 | 367 | 0020 | CONDUCTOR, ALUMINUM, LESS THEN 4/0
3531241E |  | 44096.51 | 367 | 0025 | CONDUCTOR, ALUMINUM, 4/0 AND GREATER
3531241E |  | 5512.05 | 367 | 0100 | FAULT INDICATOR
3531241E |  | 5512.05 | 373 | 0025 | CONDUCTOR, ALUMINUM, UNDERGROUND
3531241E |  | 24804.27 | 373 | 1250 | LUMINAIRE, LED, 40W TO 150W
3531241E |  | 8268.08 | 373 | 1375 | CONDUIT
3531241E |  | 24804.27 | 373 | 1625 | STANDARD, OTHER, 25' AND UNDER
3531259E | 435592.83 |  |  |  | MCK OFFSITE FOR EMERALD LAKE M | MCK OFFSITE FOR EMERALD LAKE MULTI USE DEVELOPMENT MCKINNEY | 2022-11-08
3531259E |  | 4355.92 | 364 | 0280 | POLE, WOOD, 45'
3531259E |  | 4355.92 | 365 | 0010 | CONDUCTOR, ALUMINUM, LESS THAN 4/0
3531259E |  | 60982.99 | 366 | 1010 | CONDUIT
3531259E |  | 30491.49 | 366 | 1100 | PRIMARY BOX
3531259E |  | 17423.71 | 366 | 1410 | PADS OR FOUNDATIONS, MEDIUM, 50-100 SQ FT
3531259E |  | 108898.21 | 367 | 0025 | CONDUCTOR, ALUMINUM, 4/0 AND GREATER
3531259E |  | 209084.59 | 367 | 5190 | SWITCHGEAR, PADMOUNT, 25KV
3531351E | 223780.92 |  |  |  | FWN/FTW - NORTHPOINTE PHASE 6 | FWN/FTW - NORTHPOINTE PHASE 6 - OLD DECATUR RD & HERITAGE/KW | 2022-07-13
3531351E |  | 71609.94 | 366 | 1010 | CONDUIT
3531351E |  | 31329.32 | 366 | 1150 | SECONDARY BOX
3531351E |  | 11189.04 | 366 | 1400 | PADS OR FOUNDATIONS, SMALL, LESS THAN 50 SQ FT
3531351E |  | 2237.8 | 366 | 1410 | PADS OR FOUNDATIONS, MEDIUM, 50-100 SQ FT
3531351E |  | 60420.85 | 367 | 0020 | CONDUCTOR, ALUMINUM, LESS THEN 4/0
3531351E |  | 42518.36 | 367 | 0025 | CONDUCTOR, ALUMINUM, 4/0 AND GREATER
3531351E |  | 4475.61 | 367 | 0100 | FAULT INDICATOR
3531353E | 314329.16 |  |  |  | TYL/LIN - THE CROSSINGS AT MIS | TYL/LIN - THE CROSSINGS AT MISSION RIDGE - JIMM HOGG ROAD/JJ | 2022-05-17
3531353E |  | 3143.28 | 364 | 0260 | POLE, WOOD, 40'
3531353E |  | 53436.17 | 366 | 1010 | CONDUIT
3531353E |  | 22003.01 | 366 | 1150 | SECONDARY BOX
3531353E |  | 12573.15 | 366 | 1400 | PADS OR FOUNDATIONS, SMALL, LESS THAN 50 SQ FT
3531353E |  | 53435.93 | 367 | 0020 | CONDUCTOR, ALUMINUM, LESS THEN 4/0
3531353E |  | 40862.77 | 367 | 0025 | CONDUCTOR, ALUMINUM, 4/0 AND GREATER
3531353E |  | 3143.28 | 367 | 0100 | FAULT INDICATOR
3531353E |  | 12573.15 | 373 | 0025 | CONDUCTOR, ALUMINUM, UNDERGROUND
3531353E |  | 40862.77 | 373 | 1250 | LUMINAIRE, LED, 40W TO 150W
3531353E |  | 3143.28 | 373 | 1260 | LUMINAIRE, LED, 151W TO 300W
3531353E |  | 25146.32 | 373 | 1375 | CONDUIT
3531353E |  | 3143.28 | 373 | 1515 | STANDARD, METAL, 25' AND UNDER
3531353E |  | 40862.77 | 373 | 1625 | STANDARD, OTHER, 25' AND UNDER
3531386E | 1497232.33 |  |  |  | 2021MWAX002R03 S7A 16,000FT NE | 2021MWAX002R01 S6A RECONDUCTOR 6,600' | 2022-08-16
3531386E |  | 59889.29 | 364 | 0001 | SINGLE CROSSARM
3531386E |  | 89833.94 | 364 | 0280 | POLE, WOOD, 45'
3531386E |  | 74861.61 | 364 | 0300 | POLE, WOOD, 50'
3531386E |  | 74861.61 | 364 | 0320 | POLE, WOOD, 55'
3531386E |  | 119778.58 | 364 | 0335 | POLE, WOOD, 60'
3531386E |  | 29944.64 | 364 | 0350 | POLE, WOOD, 65'
3531386E |  | 29944.64 | 364 | 0365 | POLE, WOOD, 70'
3531386E |  | 44916.97 | 364 | 0375 | POLE, OTHER, 70'
3531386E |  | 74861.61 | 365 | 0010 | CONDUCTOR, ALUMINUM, LESS THAN 4/0
3531386E |  | 509059.05 | 365 | 0020 | CONDUCTOR, ALUMINUM, 4/0 AND GREATER
3531386E |  | 74861.61 | 366 | 1010 | CONDUIT
3531386E |  | 29944.64 | 366 | 1100 | PRIMARY BOX
3531386E |  | 269501.82 | 367 | 0025 | CONDUCTOR, ALUMINUM, 4/0 AND GREATER
3531386E |  | 14972.32 | 367 | 0100 | FAULT INDICATOR
3531388E | 815389.96 |  |  |  | 2021MWAX002R01 S7 S8A S12 INST | 2021MWAX002R01 S6B RECONDUCTOR 12000' | 2022-01-11
3531388E |  | 8153.88 | 364 | 0001 | SINGLE CROSSARM
3531388E |  | 106000.7 | 364 | 0280 | POLE, WOOD, 45'
3531388E |  | 24461.7 | 364 | 0300 | POLE, WOOD, 50'
3531388E |  | 8153.88 | 364 | 0320 | POLE, WOOD, 55'
3531388E |  | 146770.19 | 364 | 0330 | POLE, CONCRETE, 55'
3531388E |  | 8153.88 | 364 | 0335 | POLE, WOOD, 60'
3531388E |  | 89692.89 | 364 | 0345 | POLE, OTHER, 60'
3531388E |  | 24461.7 | 364 | 0360 | POLE, OTHER, 65'
3531388E |  | 40769.49 | 365 | 0010 | CONDUCTOR, ALUMINUM, LESS THAN 4/0
3531388E |  | 252771.01 | 365 | 0020 | CONDUCTOR, ALUMINUM, 4/0 AND GREATER
3531388E |  | 40769.49 | 365 | 6030 | RECLOSER,2 OR 3 PHASE,OVER 13.2KV,0-3000 AMP
3531388E |  | 16307.78 | 366 | 1010 | CONDUIT
3531388E |  | 40769.49 | 367 | 0025 | CONDUCTOR, ALUMINUM, 4/0 AND GREATER
3531388E |  | 8153.88 | 367 | 0100 | FAULT INDICATOR
3531496E | 561053.47 |  |  |  | MTN/FATE-WOODCREEK 9B/SM | MTN/FATE-WOODCREEK 9B/SM | 2022-05-10
3531496E |  | 100989.61 | 366 | 1010 | CONDUIT
3531496E |  | 28052.65 | 366 | 1100 | PRIMARY BOX
3531496E |  | 39273.73 | 366 | 1150 | SECONDARY BOX
3531496E |  | 5610.51 | 366 | 1200 | MANHOLE, 0-100 CU FT
3531496E |  | 16831.58 | 366 | 1400 | PADS OR FOUNDATIONS, SMALL, LESS THAN 50 SQ FT
3531496E |  | 5610.51 | 366 | 1410 | PADS OR FOUNDATIONS, MEDIUM, 50-100 SQ FT
3531496E |  | 157095.24 | 367 | 0020 | CONDUCTOR, ALUMINUM, LESS THEN 4/0
3531496E |  | 61715.86 | 367 | 0025 | CONDUCTOR, ALUMINUM, 4/0 AND GREATER
3531496E |  | 11221.05 | 367 | 0100 | FAULT INDICATOR
3531496E |  | 44884.27 | 367 | 5190 | SWITCHGEAR, PADMOUNT, 25KV
3531496E |  | 5610.51 | 373 | 0025 | CONDUCTOR, ALUMINUM, UNDERGROUND
3531496E |  | 56105.32 | 373 | 1250 | LUMINAIRE, LED, 40W TO 150W
3531496E |  | 5610.51 | 373 | 1375 | CONDUIT
3531496E |  | 22442.12 | 373 | 1625 | STANDARD, OTHER, 25' AND UNDER
3531497E | 204102.15 |  |  |  | MTN/FATE-WOODCREEK 9D-2/SM | MTN/FATE-WOODCREEK 9D-2/SM | 2022-04-12
3531497E |  | 38779.39 | 366 | 1010 | CONDUIT
3531497E |  | 22451.21 | 366 | 1150 | SECONDARY BOX
3531497E |  | 8164.07 | 366 | 1400 | PADS OR FOUNDATIONS, SMALL, LESS THAN 50 SQ FT
3531497E |  | 40820.61 | 367 | 0020 | CONDUCTOR, ALUMINUM, LESS THEN 4/0
3531497E |  | 34697.35 | 367 | 0025 | CONDUCTOR, ALUMINUM, 4/0 AND GREATER
3531497E |  | 2041.01 | 367 | 0100 | FAULT INDICATOR
3531497E |  | 6123.04 | 373 | 0025 | CONDUCTOR, ALUMINUM, UNDERGROUND
3531497E |  | 22451.21 | 373 | 1200 | LUMINAIRE, OTHER, 100W
3531497E |  | 12246.11 | 373 | 1375 | CONDUIT
3531497E |  | 16328.15 | 373 | 1625 | STANDARD, OTHER, 25' AND UNDER
3531703E | 293357.32 |  |  |  | DES/WAX ESTATES OF HIDDEN CRE | DES/WAX ESTATES OF HIDDEN CREEK WAXAHACHIE NH | 2022-08-15
3531703E |  | 108542.29 | 366 | 1010 | CONDUIT
3531703E |  | 11734.28 | 366 | 1150 | SECONDARY BOX
3531703E |  | 2933.56 | 366 | 1200 | MANHOLE, 0-100 CU FT
3531703E |  | 11734.28 | 366 | 1400 | PADS OR FOUNDATIONS, SMALL, LESS THAN 50 SQ FT
3531703E |  | 102675.05 | 367 | 0020 | CONDUCTOR, ALUMINUM, LESS THEN 4/0
3531703E |  | 52804.3 | 367 | 0025 | CONDUCTOR, ALUMINUM, 4/0 AND GREATER
3531703E |  | 2933.56 | 367 | 0100 | FAULT INDICATOR
3531752E | 280353.78 |  |  |  | FWN/FTW: NORTHPOINTE PHASE 3 O | FWN/FTW: NORTHPOINTE PHASE 3 OFFSITE | 2022-04-20
3531752E |  | 140176.9 | 366 | 1010 | CONDUIT
3531752E |  | 61677.83 | 366 | 1100 | PRIMARY BOX
3531752E |  | 78499.05 | 367 | 0025 | CONDUCTOR, ALUMINUM, 4/0 AND GREATER
3531753E | 420462.56 |  |  |  | FWN/FTW: NORTHPOINTE PHASE 4 O | FWN/FTW: NORTHPOINTE PHASE 4 OFFSITE | 2022-03-16
3531753E |  | 100911.01 | 366 | 1010 | CONDUIT
3531753E |  | 42046.24 | 366 | 1100 | PRIMARY BOX
3531753E |  | 8409.24 | 366 | 1410 | PADS OR FOUNDATIONS, MEDIUM, 50-100 SQ FT
3531753E |  | 168185.09 | 367 | 0025 | CONDUCTOR, ALUMINUM, 4/0 AND GREATER
3531753E |  | 4204.61 | 367 | 0100 | FAULT INDICATOR
3531753E |  | 96706.37 | 367 | 5190 | SWITCHGEAR, PADMOUNT, 25KV
3531761E | 369615.41 |  |  |  | RRK: SALERNO PHASE 2/JJ | RRK: SALERNO PHASE 2/JJ | 2022-07-20
3531761E |  | 3696.15 | 364 | 0001 | SINGLE CROSSARM
3531761E |  | 3696.15 | 364 | 0320 | POLE, WOOD, 55'
3531761E |  | 3696.15 | 365 | 0010 | CONDUCTOR, ALUMINUM, LESS THAN 4/0
3531761E |  | 81315.39 | 366 | 1010 | CONDUIT
3531761E |  | 14784.61 | 366 | 1100 | PRIMARY BOX
3531761E |  | 22176.91 | 366 | 1150 | SECONDARY BOX
3531761E |  | 11088.45 | 366 | 1400 | PADS OR FOUNDATIONS, SMALL, LESS THAN 50 SQ FT
3531761E |  | 3696.15 | 366 | 1410 | PADS OR FOUNDATIONS, MEDIUM, 50-100 SQ FT
3531761E |  | 40657.69 | 367 | 0020 | CONDUCTOR, ALUMINUM, LESS THEN 4/0
3531761E |  | 96100.08 | 367 | 0025 | CONDUCTOR, ALUMINUM, 4/0 AND GREATER
3531761E |  | 3696.15 | 367 | 0100 | FAULT INDICATOR
3531761E |  | 40657.69 | 367 | 5190 | SWITCHGEAR, PADMOUNT, 25KV
3531761E |  | 3696.15 | 373 | 0025 | CONDUCTOR, ALUMINUM, UNDERGROUND
3531761E |  | 7392.31 | 373 | 1250 | LUMINAIRE, LED, 40W TO 150W
3531761E |  | 3696.15 | 373 | 1375 | CONDUIT
3531761E |  | 29569.23 | 373 | 1520 | STANDARD, METAL, ABOVE 25'
3531772E | 475006.13 |  |  |  | LUFKIN HNTNG 1301 1307 GT300 N | LUFKIN HNTNG 1301 1307 GT300 | 2022-11-01
3531772E |  | 4750.05 | 364 | 0001 | SINGLE CROSSARM
3531772E |  | 95001.22 | 364 | 0300 | POLE, WOOD, 50'
3531772E |  | 180502.37 | 364 | 0330 | POLE, CONCRETE, 55'
3531772E |  | 42750.54 | 365 | 0010 | CONDUCTOR, ALUMINUM, LESS THAN 4/0
3531772E |  | 152001.95 | 365 | 0020 | CONDUCTOR, ALUMINUM, 4/0 AND GREATER
3531806E | 237717.3 |  |  |  | MCK-MCK - THE QUARRY PH II - M | MCK/MCK - THE QUARRY PH II - MELISSA - CO | 2022-08-31
3531806E |  | 92709.79 | 366 | 1010 | CONDUIT
3531806E |  | 28526.08 | 366 | 1150 | SECONDARY BOX
3531806E |  | 11885.85 | 366 | 1400 | PADS OR FOUNDATIONS, SMALL, LESS THAN 50 SQ FT
3531806E |  | 71315.18 | 367 | 0020 | CONDUCTOR, ALUMINUM, LESS THEN 4/0
3531806E |  | 30903.24 | 367 | 0025 | CONDUCTOR, ALUMINUM, 4/0 AND GREATER
3531806E |  | 2377.16 | 367 | 0100 | FAULT INDICATOR
3531869E | 320557.86 |  |  |  | TAY: THE RIDGE @ BLACKHAWK PHA | TAY: THE RIDGE @ BLACKHAWK PHASE I, SEC 1/JJ | 2022-10-28
3531869E |  | 3205.58 | 364 | 0001 | SINGLE CROSSARM
3531869E |  | 3205.58 | 364 | 0280 | POLE, WOOD, 45'
3531869E |  | 60906 | 366 | 1010 | CONDUIT
3531869E |  | 38466.95 | 366 | 1150 | SECONDARY BOX
3531869E |  | 16027.9 | 366 | 1400 | PADS OR FOUNDATIONS, SMALL, LESS THAN 50 SQ FT
3531869E |  | 67317.09 | 367 | 0020 | CONDUCTOR, ALUMINUM, LESS THEN 4/0
3531869E |  | 51289.27 | 367 | 0025 | CONDUCTOR, ALUMINUM, 4/0 AND GREATER
3531869E |  | 6411.16 | 367 | 0100 | FAULT INDICATOR
3531869E |  | 25644.64 | 373 | 1250 | LUMINAIRE, LED, 40W TO 150W
3531869E |  | 12822.32 | 373 | 1375 | CONDUIT
3531869E |  | 12822.32 | 373 | 1520 | STANDARD, METAL, ABOVE 25'
3531869E |  | 22439.05 | 373 | 1625 | STANDARD, OTHER, 25' AND UNDER
3531872E | 297920.24 |  |  |  | TAY: THE RIDGE @ BLACKHAWK PHA | TAY: THE RIDGE @ BLACKHAWK PHASE I, SEC 2/JJ | 2022-10-28
3531872E |  | 2979.2 | 364 | 0001 | SINGLE CROSSARM
3531872E |  | 2979.2 | 364 | 0280 | POLE, WOOD, 45'
3531872E |  | 2979.2 | 364 | 0300 | POLE, WOOD, 50'
3531872E |  | 74480.14 | 366 | 1010 | CONDUIT
3531872E |  | 20854.41 | 366 | 1150 | SECONDARY BOX
3531872E |  | 2979.2 | 366 | 1200 | MANHOLE, 0-100 CU FT
3531872E |  | 8937.6 | 366 | 1400 | PADS OR FOUNDATIONS, SMALL, LESS THAN 50 SQ FT
3531872E |  | 2979.2 | 366 | 1410 | PADS OR FOUNDATIONS, MEDIUM, 50-100 SQ FT
3531872E |  | 44688.03 | 367 | 0020 | CONDUCTOR, ALUMINUM, LESS THEN 4/0
3531872E |  | 47667.23 | 367 | 0025 | CONDUCTOR, ALUMINUM, 4/0 AND GREATER
3531872E |  | 5958.4 | 367 | 0100 | FAULT INDICATOR
3531872E |  | 44688.03 | 367 | 5190 | SWITCHGEAR, PADMOUNT, 25KV
3531872E |  | 14896 | 373 | 1250 | LUMINAIRE, LED, 40W TO 150W
3531872E |  | 5958.4 | 373 | 1375 | CONDUIT
3531872E |  | 14896 | 373 | 1625 | STANDARD, OTHER, 25' AND UNDER
3531973E | 566913.02 |  |  |  | DFW TERM C HIGH C GATES VAULT | DFW TERM C HIGH C GATES VAULT TWF DFWSE2715 & DFWNW2408 | 2022-03-25
3531973E |  | 5669.11 | 367 | 0020 | CONDUCTOR, ALUMINUM, LESS THEN 4/0
3531973E |  | 107713.45 | 367 | 0025 | CONDUCTOR, ALUMINUM, 4/0 AND GREATER
3531973E |  | 453530.46 | 367 | 5200 | SWITCHGEAR, PADMOUNT, 25KV, AUTOMATED
3532008E | 108831.59 |  |  |  | WFS/WFS - PATRIOT PLACE SEC 4 | WFS/WFS - PATRIOT PLACE SEC 4 - CY YOUNG STREET/RD | 2022-03-30
3532008E |  | 30472.85 | 366 | 1010 | CONDUIT
3532008E |  | 13059.79 | 366 | 1150 | SECONDARY BOX
3532008E |  | 8706.52 | 366 | 1400 | PADS OR FOUNDATIONS, SMALL, LESS THAN 50 SQ FT
3532008E |  | 32649.5 | 367 | 0020 | CONDUCTOR, ALUMINUM, LESS THEN 4/0
3532008E |  | 17413.04 | 367 | 0025 | CONDUCTOR, ALUMINUM, 4/0 AND GREATER
3532008E |  | 6529.89 | 367 | 0100 | FAULT INDICATOR
3532026E | 101942.69 |  |  |  | MCK MCK 15TH STREET TOWNHOMES | MCK MCK 15TH STREET TOWNHOMES PLANO BS | 2022-05-24
3532026E |  | 6116.55 | 364 | 0260 | POLE, WOOD, 40'
3532026E |  | 11213.69 | 366 | 1010 | CONDUIT
3532026E |  | 1019.42 | 366 | 1150 | SECONDARY BOX
3532026E |  | 3058.27 | 366 | 1200 | MANHOLE, 0-100 CU FT
3532026E |  | 6116.55 | 366 | 1400 | PADS OR FOUNDATIONS, SMALL, LESS THAN 50 SQ FT
3532026E |  | 14271.96 | 367 | 0020 | CONDUCTOR, ALUMINUM, LESS THEN 4/0
3532026E |  | 2038.85 | 367 | 0025 | CONDUCTOR, ALUMINUM, 4/0 AND GREATER
3532026E |  | 2038.85 | 367 | 0100 | FAULT INDICATOR
3532026E |  | 9174.83 | 369 | 1200 | SERVICE, UNDERGROUND, GREATER THAN 4/0, SINGLE PH
3532026E |  | 2038.85 | 373 | 0025 | CONDUCTOR, ALUMINUM, UNDERGROUND
3532026E |  | 12233.11 | 373 | 1100 | LUMINAIRE, HISTORICAL, 100W
3532026E |  | 3058.27 | 373 | 1375 | CONDUIT
3532026E |  | 29563.49 | 373 | 1515 | STANDARD, METAL, 25' AND UNDER
3532087E | 116618.39 |  |  |  | DES 417 W TARRANT APTS GP ADD | DES 417 W TARRANT APTS GP ADD LOAD EO | 2022-03-10
3532087E |  | 1166.17 | 364 | 0001 | SINGLE CROSSARM
3532087E |  | 4664.73 | 364 | 0280 | POLE, WOOD, 45'
3532087E |  | 3498.54 | 366 | 1010 | CONDUIT
3532087E |  | 11661.83 | 366 | 1100 | PRIMARY BOX
3532087E |  | 95627.12 | 367 | 0020 | CONDUCTOR, ALUMINUM, LESS THEN 4/0
3532195E | 438198.38 |  |  |  | DNE:UGCP_FRMNT0008- REPLACE PI | DNE:UGCP_FRMNT0008- REPLACE PILC CABLE- 3200 MAPLE AVE | 2022-01-27
3532195E |  | 4381.98 | 366 | 1010 | CONDUIT
3532195E |  | 372468.63 | 367 | 0015 | CONDUCTOR, COPPER, 2/0 AND GREATER
3532195E |  | 61347.77 | 367 | 0025 | CONDUCTOR, ALUMINUM, 4/0 AND GREATER
3532404E | 287083.08 |  |  |  | 2021NMDL007DANR01 MIDLAND DWNT | 2021NMDL007DANR01 MIDLAND DWNTWN P2 S3 S21 S22 | 2022-02-10
3532404E |  | 2870.82 | 364 | 0001 | SINGLE CROSSARM
3532404E |  | 2870.82 | 364 | 0300 | POLE, WOOD, 50'
3532404E |  | 5741.65 | 365 | 1000 | FAULT INDICATOR
3532404E |  | 51674.94 | 366 | 1010 | CONDUIT
3532404E |  | 34449.96 | 366 | 1100 | PRIMARY BOX
3532404E |  | 189474.89 | 367 | 0025 | CONDUCTOR, ALUMINUM, 4/0 AND GREATER
3532406E | 705772.73 |  |  |  | 2021NMDL007DANR01 - MIDLAND DW | 2021NMDL007DANR01 - MIDLAND DWNTWN P2 S4 S5 S6 S7 | 2022-03-22
3532406E |  | 105865.89 | 364 | 0001 | SINGLE CROSSARM
3532406E |  | 176443.16 | 364 | 0280 | POLE, WOOD, 45'
3532406E |  | 105865.89 | 364 | 0300 | POLE, WOOD, 50'
3532406E |  | 7057.71 | 364 | 0335 | POLE, WOOD, 60'
3532406E |  | 14115.43 | 365 | 0010 | CONDUCTOR, ALUMINUM, LESS THAN 4/0
3532406E |  | 268193.76 | 365 | 0020 | CONDUCTOR, ALUMINUM, 4/0 AND GREATER
3532406E |  | 28230.89 | 365 | 6010 | AIRBREAK SWITCH, WITH OR WITHOUT OPERATOR
3532408E | 448249.9 |  |  |  | 2021NMDL007DANR01 MIDLAND DWNT | 2021NMDL007DANR01 MIDLAND DWNTWN P3 S8 THRU S16 | 2022-01-03
3532408E |  | 62754.98 | 364 | 0001 | SINGLE CROSSARM
3532408E |  | 71719.98 | 364 | 0280 | POLE, WOOD, 45'
3532408E |  | 49307.48 | 364 | 0300 | POLE, WOOD, 50'
3532408E |  | 26894.99 | 365 | 0010 | CONDUCTOR, ALUMINUM, LESS THAN 4/0
3532408E |  | 206194.99 | 365 | 0020 | CONDUCTOR, ALUMINUM, 4/0 AND GREATER
3532408E |  | 26894.99 | 365 | 6010 | AIRBREAK SWITCH, WITH OR WITHOUT OPERATOR
3532408E |  | 4482.49 | 373 | 0020 | CONDUCTOR, ALUMINUM, OVERHEAD
3532434E | 318572.6 |  |  |  | WAC: WACO ENVASES WYCON DR. - | WAC: WACO ENVASES WYCON DR. - DH/RK | 2022-10-10
3532434E |  | 15928.63 | 364 | 0001 | SINGLE CROSSARM
3532434E |  | 9557.18 | 364 | 0300 | POLE, WOOD, 50'
3532434E |  | 35042.98 | 364 | 0320 | POLE, WOOD, 55'
3532434E |  | 3185.72 | 365 | 0010 | CONDUCTOR, ALUMINUM, LESS THAN 4/0
3532434E |  | 60528.79 | 365 | 0020 | CONDUCTOR, ALUMINUM, 4/0 AND GREATER
3532434E |  | 6371.44 | 365 | 5645 | DIST AUTOMATION COMMUNICATION UNIT RF OH
3532434E |  | 28671.53 | 365 | 5650 | DIST AUTOMATION CONTROL OVERHEAD
3532434E |  | 12742.89 | 365 | 5660 | DIST AUTOMATION POWER SUPPLY UNIT OH
3532434E |  | 76457.48 | 365 | 6000 | DIST AUTOMATION SWITCH OVERHEAD
3532434E |  | 66900.24 | 367 | 0025 | CONDUCTOR, ALUMINUM, 4/0 AND GREATER
3532434E |  | 3185.72 | 367 | 0100 | FAULT INDICATOR
3532587E | 111352.46 |  |  |  | KRT/RRK-CHESTER RANCH PHASE 1/ | KRT/RRK-CHESTER RANCH PHASE 1/CV | 2022-09-12
3532587E |  | 1113.51 | 364 | 0001 | SINGLE CROSSARM
3532587E |  | 2227.04 | 364 | 0260 | POLE, WOOD, 40'
3532587E |  | 31178.74 | 366 | 1010 | CONDUIT
3532587E |  | 20043.44 | 366 | 1150 | SECONDARY BOX
3532587E |  | 8908.19 | 366 | 1400 | PADS OR FOUNDATIONS, SMALL, LESS THAN 50 SQ FT
3532587E |  | 26724.59 | 367 | 0020 | CONDUCTOR, ALUMINUM, LESS THEN 4/0
3532587E |  | 17816.39 | 367 | 0025 | CONDUCTOR, ALUMINUM, 4/0 AND GREATER
3532587E |  | 3340.56 | 367 | 0100 | FAULT INDICATOR
3532642E | 172149.64 |  |  |  | TER/KELLY RANCH ESTATES PHASE | TER/KELLY RANCH ESTATES PHASE 4-CADDO MILLS/ZG | 2022-03-31
3532642E |  | 43037.41 | 366 | 1010 | CONDUIT
3532642E |  | 8607.48 | 366 | 1150 | SECONDARY BOX
3532642E |  | 1721.48 | 366 | 1200 | MANHOLE, 0-100 CU FT
3532642E |  | 12050.46 | 366 | 1400 | PADS OR FOUNDATIONS, SMALL, LESS THAN 50 SQ FT
3532642E |  | 72302.9 | 367 | 0020 | CONDUCTOR, ALUMINUM, LESS THEN 4/0
3532642E |  | 30986.93 | 367 | 0025 | CONDUCTOR, ALUMINUM, 4/0 AND GREATER
3532642E |  | 3442.98 | 367 | 0100 | FAULT INDICATOR
3532690E | 653566.25 |  |  |  | DES/WAX - LAKEWAY ESTATES - WA | DES/WAX - LAKEWAY ESTATES - WAXAHACHIE - NH | 2022-10-07
3532690E |  | 6535.65 | 364 | 0001 | SINGLE CROSSARM
3532690E |  | 6535.65 | 364 | 0260 | POLE, WOOD, 40'
3532690E |  | 169927.22 | 366 | 1010 | CONDUIT
3532690E |  | 13071.32 | 366 | 1150 | SECONDARY BOX
3532690E |  | 19606.98 | 366 | 1200 | MANHOLE, 0-100 CU FT
3532690E |  | 26142.64 | 366 | 1400 | PADS OR FOUNDATIONS, SMALL, LESS THAN 50 SQ FT
3532690E |  | 182998.65 | 367 | 0020 | CONDUCTOR, ALUMINUM, LESS THEN 4/0
3532690E |  | 45749.63 | 367 | 0025 | CONDUCTOR, ALUMINUM, 4/0 AND GREATER
3532690E |  | 6535.65 | 367 | 0100 | FAULT INDICATOR
3532690E |  | 6535.65 | 373 | 0025 | CONDUCTOR, ALUMINUM, UNDERGROUND
3532690E |  | 71892.28 | 373 | 1250 | LUMINAIRE, LED, 40W TO 150W
3532690E |  | 19606.98 | 373 | 1375 | CONDUIT
3532690E |  | 78427.95 | 373 | 1515 | STANDARD, METAL, 25' AND UNDER
3532817E | 143098.41 |  |  |  | MSQ PARAMORE ARCADIA TRAILS-BA | MSQ PARAMORE ARCADIA TRAILS-BALCH SPRINGS/CR | 2022-07-27
3532817E |  | 47222.63 | 366 | 1010 | CONDUIT
3532817E |  | 2861.93 | 366 | 1200 | MANHOLE, 0-100 CU FT
3532817E |  | 11447.84 | 366 | 1400 | PADS OR FOUNDATIONS, SMALL, LESS THAN 50 SQ FT
3532817E |  | 44360.48 | 367 | 0020 | CONDUCTOR, ALUMINUM, LESS THEN 4/0
3532817E |  | 32912.61 | 367 | 0025 | CONDUCTOR, ALUMINUM, 4/0 AND GREATER
3532817E |  | 4292.92 | 367 | 0100 | FAULT INDICATOR
3532875E | 527024.48 |  |  |  | MCK/MCK - LEXINGTON PARK PH 1 | MCK/MCK - LEXINGTON PARK PH 1 - FRISCO - MA | 2022-04-07
3532875E |  | 5270.24 | 364 | 0280 | POLE, WOOD, 45'
3532875E |  | 5270.24 | 365 | 0010 | CONDUCTOR, ALUMINUM, LESS THAN 4/0
3532875E |  | 121215.71 | 366 | 1010 | CONDUIT
3532875E |  | 10540.48 | 366 | 1100 | PRIMARY BOX
3532875E |  | 47432.2 | 366 | 1150 | SECONDARY BOX
3532875E |  | 10540.48 | 366 | 1200 | MANHOLE, 0-100 CU FT
3532875E |  | 15810.73 | 366 | 1400 | PADS OR FOUNDATIONS, SMALL, LESS THAN 50 SQ FT
3532875E |  | 5270.24 | 366 | 1420 | PADS OR FOUNDATIONS, LARGE, OVER 100 SQ FT
3532875E |  | 47432.2 | 367 | 0020 | CONDUCTOR, ALUMINUM, LESS THEN 4/0
3532875E |  | 84323.91 | 367 | 0025 | CONDUCTOR, ALUMINUM, 4/0 AND GREATER
3532875E |  | 26351.22 | 367 | 5190 | SWITCHGEAR, PADMOUNT, 25KV
3532875E |  | 73783.42 | 373 | 1200 | LUMINAIRE, OTHER, 100W
3532875E |  | 10540.48 | 373 | 1375 | CONDUIT
3532875E |  | 63242.93 | 373 | 1515 | STANDARD, METAL, 25' AND UNDER
3533054E | 204362.68 |  |  |  | ARL/ARL - MAYFIELD PHASE 2 & 3 | ARL/ARL - MAYFIELD PHASE 2 & 3 - SILO RD & MANSFIELD WEBB/RT | 2022-12-31
3533054E |  | 2043.63 | 364 | 0001 | SINGLE CROSSARM
3533054E |  | 4087.25 | 364 | 0280 | POLE, WOOD, 45'
3533054E |  | 69483.32 | 366 | 1010 | CONDUIT
3533054E |  | 22479.89 | 366 | 1150 | SECONDARY BOX
3533054E |  | 6130.88 | 366 | 1200 | MANHOLE, 0-100 CU FT
3533054E |  | 12261.76 | 366 | 1400 | PADS OR FOUNDATIONS, SMALL, LESS THAN 50 SQ FT
3533054E |  | 59265.18 | 367 | 0020 | CONDUCTOR, ALUMINUM, LESS THEN 4/0
3533054E |  | 24523.52 | 367 | 0025 | CONDUCTOR, ALUMINUM, 4/0 AND GREATER
3533054E |  | 4087.25 | 367 | 0100 | FAULT INDICATOR
3533304E | 247799.93 |  |  |  | 2021 NTEM003R02 P1 TEMPLE SE | 2021 NTEM003R02 P1 TEMPLE SE SUB S1-S5 | 2022-01-28
3533304E |  | 7433.98 | 364 | 0001 | SINGLE CROSSARM
3533304E |  | 2477.97 | 364 | 0002 | DOUBLE CROSSARMS
3533304E |  | 12389.97 | 364 | 0280 | POLE, WOOD, 45'
3533304E |  | 7433.98 | 365 | 0020 | CONDUCTOR, ALUMINUM, 4/0 AND GREATER
3533304E |  | 22301.97 | 365 | 6010 | AIRBREAK SWITCH, WITH OR WITHOUT OPERATOR
3533304E |  | 14867.96 | 366 | 1010 | CONDUIT
3533304E |  | 173460.12 | 367 | 0025 | CONDUCTOR, ALUMINUM, 4/0 AND GREATER
3533304E |  | 7433.98 | 367 | 0100 | FAULT INDICATOR
3533308E | 189872.84 |  |  |  | 2021 NTEM003R02 P1 TEMPLE SE | 2021 NTEM003R02 P1 TEMPLE SE SUB S6 | 2022-01-04
3533308E |  | 43670.76 | 364 | 0001 | SINGLE CROSSARM
3533308E |  | 5696.19 | 364 | 0280 | POLE, WOOD, 45'
3533308E |  | 74050.39 | 364 | 0300 | POLE, WOOD, 50'
3533308E |  | 66455.5 | 365 | 0020 | CONDUCTOR, ALUMINUM, 4/0 AND GREATER
3533322E | 248590.59 |  |  |  | 2021 NTEM003R02 P3 TEMPLE SE | 2021 NTEM003R02 P3 TEMPLE SE SUB SWITCHING | 2022-02-17
3533322E |  | 34802.66 | 364 | 0001 | SINGLE CROSSARM
3533322E |  | 96950.45 | 364 | 0280 | POLE, WOOD, 45'
3533322E |  | 9943.6 | 364 | 0300 | POLE, WOOD, 50'
3533322E |  | 14915.41 | 365 | 0010 | CONDUCTOR, ALUMINUM, LESS THAN 4/0
3533322E |  | 69605.34 | 365 | 0020 | CONDUCTOR, ALUMINUM, 4/0 AND GREATER
3533322E |  | 22373.13 | 365 | 6010 | AIRBREAK SWITCH, WITH OR WITHOUT OPERATOR
3533387E | 159622.02 |  |  |  | DNO:CURE2021_KNLTR0008_MAINLIN | DNO:CURE2021_KNLTR0008_MAINLINE (1 OF 2) | 2022-03-10
3533387E |  | 159622.02 | 367 | 0020 | CONDUCTOR, ALUMINUM, LESS THEN 4/0
3533573E | 664325.12 |  |  |  | MCK-21-P025-OQ-PLANO1103-PALRD | MCK-21-P025-OQ-PLANO1103-PALRD2206-PSHIL1604-PPARK1805 4400' | 2022-04-10
3533573E |  | 119578.49 | 364 | 0001 | SINGLE CROSSARM
3533573E |  | 6643.23 | 364 | 0260 | POLE, WOOD, 40'
3533573E |  | 199297.51 | 364 | 0280 | POLE, WOOD, 45'
3533573E |  | 73075.74 | 364 | 0300 | POLE, WOOD, 50'
3533573E |  | 33216.24 | 365 | 0010 | CONDUCTOR, ALUMINUM, LESS THAN 4/0
3533573E |  | 232513.91 | 365 | 0020 | CONDUCTOR, ALUMINUM, 4/0 AND GREATER
3533588E | 594200.86 |  |  |  | 2021MDES103DA-P2-S14-CIRCUIT-C | 2021MDES103DA-P2-S14-CIRCUIT-CONVERSION | 2022-06-21
3533588E |  | 320868.52 | 364 | 0001 | SINGLE CROSSARM
3533588E |  | 41594.03 | 365 | 0010 | CONDUCTOR, ALUMINUM, LESS THAN 4/0
3533588E |  | 231738.31 | 365 | 0020 | CONDUCTOR, ALUMINUM, 4/0 AND GREATER
3533590E | 133033.85 |  |  |  | 2021MDES103DA-P2-S9-RECOND2-RE | 2021MDES103DA-P2-S9-RECOND2-REINDEER RD-RR CROSSING | 2022-02-09
3533590E |  | 10642.69 | 364 | 0001 | SINGLE CROSSARM
3533590E |  | 41240.48 | 364 | 0300 | POLE, WOOD, 50'
3533590E |  | 35919.13 | 364 | 0320 | POLE, WOOD, 55'
3533590E |  | 45231.55 | 365 | 0020 | CONDUCTOR, ALUMINUM, 4/0 AND GREATER
3533591E | 354052.99 |  |  |  | 2021MDES103DA-P2-S9-RECOND2-RE | 2021MDES103DA-P2-S9-RECOND2-REINDEER RD | 2022-06-21
3533591E |  | 24783.7 | 364 | 0001 | SINGLE CROSSARM
3533591E |  | 3540.52 | 364 | 0002 | DOUBLE CROSSARMS
3533591E |  | 31864.75 | 364 | 0280 | POLE, WOOD, 45'
3533591E |  | 38945.82 | 364 | 0300 | POLE, WOOD, 50'
3533591E |  | 14162.11 | 364 | 0320 | POLE, WOOD, 55'
3533591E |  | 14162.11 | 365 | 0010 | CONDUCTOR, ALUMINUM, LESS THAN 4/0
3533591E |  | 226593.98 | 365 | 0020 | CONDUCTOR, ALUMINUM, 4/0 AND GREATER
3533745E | 291239.95 |  |  |  | 2021NTEM002- P4 | 2021NTEM002- P4 | 2022-05-02
3533745E |  | 34948.77 | 364 | 0001 | SINGLE CROSSARM
3533745E |  | 110671.35 | 364 | 0280 | POLE, WOOD, 45'
3533745E |  | 20386.77 | 364 | 0300 | POLE, WOOD, 50'
3533745E |  | 17474.37 | 365 | 0010 | CONDUCTOR, ALUMINUM, LESS THAN 4/0
3533745E |  | 101933.95 | 365 | 0020 | CONDUCTOR, ALUMINUM, 4/0 AND GREATER
3533745E |  | 2912.37 | 371 | 0010 | GUARD LITE
3533745E |  | 2912.37 | 373 | 1200 | LUMINAIRE, OTHER, 100W
3533785E | 863665.85 |  |  |  | MEX TARGA RESOURCES PUMP STATI | MEX TARGA MIDSTREAM PS 10 INCLUDED OFFSITE | 2022-10-04
3533785E |  | 51819.94 | 364 | 0001 | SINGLE CROSSARM
3533785E |  | 8636.65 | 364 | 0260 | POLE, WOOD, 40'
3533785E |  | 43183.28 | 364 | 0280 | POLE, WOOD, 45'
3533785E |  | 8636.65 | 364 | 0300 | POLE, WOOD, 50'
3533785E |  | 95003.24 | 365 | 0010 | CONDUCTOR, ALUMINUM, LESS THAN 4/0
3533785E |  | 656386.09 | 365 | 0020 | CONDUCTOR, ALUMINUM, 4/0 AND GREATER
3533892E | 714531.64 |  |  |  | MCK/MCK - BRIDGEWATER PH 4A AN | MCK/MCK - BRIDGEWATER PH 4A AND 4C - PRINCETON - CO | 2022-11-03
3533892E |  | 7145.31 | 364 | 0001 | SINGLE CROSSARM
3533892E |  | 7145.31 | 364 | 0280 | POLE, WOOD, 45'
3533892E |  | 7145.31 | 364 | 0300 | POLE, WOOD, 50'
3533892E |  | 128615.77 | 366 | 1010 | CONDUIT
3533892E |  | 57162.53 | 366 | 1150 | SECONDARY BOX
3533892E |  | 28581.26 | 366 | 1400 | PADS OR FOUNDATIONS, SMALL, LESS THAN 50 SQ FT
3533892E |  | 92889.11 | 367 | 0020 | CONDUCTOR, ALUMINUM, LESS THEN 4/0
3533892E |  | 92889.11 | 367 | 0025 | CONDUCTOR, ALUMINUM, 4/0 AND GREATER
3533892E |  | 7145.31 | 367 | 0100 | FAULT INDICATOR
3533892E |  | 7145.31 | 373 | 0025 | CONDUCTOR, ALUMINUM, UNDERGROUND
3533892E |  | 100034.42 | 373 | 1250 | LUMINAIRE, LED, 40W TO 150W
3533892E |  | 21435.94 | 373 | 1375 | CONDUIT
3533892E |  | 50017.21 | 373 | 1515 | STANDARD, METAL, 25' AND UNDER
3533892E |  | 107179.74 | 373 | 1625 | STANDARD, OTHER, 25' AND UNDER
3534085E | 293679.84 |  |  |  | KRT/TEM-HILLSIDE VILLAGE SECTI | KRT/TEM-HILLSIDE VILLAGE SECTION 1/LA | 2022-11-09
3534085E |  | 64609.69 | 366 | 1010 | CONDUIT
3534085E |  | 29367.97 | 366 | 1150 | SECONDARY BOX
3534085E |  | 17620.78 | 366 | 1400 | PADS OR FOUNDATIONS, SMALL, LESS THAN 50 SQ FT
3534085E |  | 49925.56 | 367 | 0020 | CONDUCTOR, ALUMINUM, LESS THEN 4/0
3534085E |  | 52862.36 | 367 | 0025 | CONDUCTOR, ALUMINUM, 4/0 AND GREATER
3534085E |  | 5873.58 | 367 | 0100 | FAULT INDICATOR
3534085E |  | 2936.78 | 373 | 0025 | CONDUCTOR, ALUMINUM, UNDERGROUND
3534085E |  | 11747.18 | 373 | 1200 | LUMINAIRE, OTHER, 100W
3534085E |  | 8810.38 | 373 | 1375 | CONDUIT
3534085E |  | 49925.56 | 373 | 1520 | STANDARD, METAL, ABOVE 25'
3534086E | 1540840.79 |  |  |  | MCK/ALLEN:THE FARM OFFSITE PHA | MCK/ALLEN:THE FARM OFFSITE PHASE 1 | 2022-10-28
3534086E |  | 15408.39 | 365 | 0010 | CONDUCTOR, ALUMINUM, LESS THAN 4/0
3534086E |  | 231126.11 | 366 | 1010 | CONDUIT
3534086E |  | 77042.03 | 366 | 1100 | PRIMARY BOX
3534086E |  | 30816.8 | 366 | 1410 | PADS OR FOUNDATIONS, MEDIUM, 50-100 SQ FT
3534086E |  | 616336.4 | 367 | 0025 | CONDUCTOR, ALUMINUM, 4/0 AND GREATER
3534086E |  | 15408.39 | 367 | 0100 | FAULT INDICATOR
3534086E |  | 554702.67 | 367 | 5190 | SWITCHGEAR, PADMOUNT, 25KV
3534094E | 452156.18 |  |  |  | FWN/FTW - BAILEY PARK PHASE 1 | FWN/FTW - BAILEY PARK PHASE 1 - BAILEY BOSWELL ROAD/TD | 2022-07-26
3534094E |  | 4521.55 | 364 | 0001 | SINGLE CROSSARM
3534094E |  | 9043.12 | 364 | 0260 | POLE, WOOD, 40'
3534094E |  | 189905.65 | 366 | 1010 | CONDUIT
3534094E |  | 13564.68 | 366 | 1100 | PRIMARY BOX
3534094E |  | 58780.29 | 366 | 1150 | SECONDARY BOX
3534094E |  | 27129.37 | 366 | 1400 | PADS OR FOUNDATIONS, SMALL, LESS THAN 50 SQ FT
3534094E |  | 81388.11 | 367 | 0020 | CONDUCTOR, ALUMINUM, LESS THEN 4/0
3534094E |  | 58780.29 | 367 | 0025 | CONDUCTOR, ALUMINUM, 4/0 AND GREATER
3534094E |  | 9043.12 | 367 | 0100 | FAULT INDICATOR
3534286E | 193181.42 |  |  |  | ARL/ARL - EDEN SPRINGS - 819 W | ARL/ARL - EDEN SPRINGS - 819 WEST MAYFIELD ROAD, 76015/RT | 2022-11-02
3534286E |  | 1931.81 | 364 | 0001 | SINGLE CROSSARM
3534286E |  | 3863.62 | 364 | 0260 | POLE, WOOD, 40'
3534286E |  | 3863.62 | 364 | 0280 | POLE, WOOD, 45'
3534286E |  | 40568.09 | 366 | 1010 | CONDUIT
3534286E |  | 23181.77 | 366 | 1150 | SECONDARY BOX
3534286E |  | 7727.25 | 366 | 1400 | PADS OR FOUNDATIONS, SMALL, LESS THAN 50 SQ FT
3534286E |  | 23181.77 | 367 | 0020 | CONDUCTOR, ALUMINUM, LESS THEN 4/0
3534286E |  | 50227.22 | 367 | 0025 | CONDUCTOR, ALUMINUM, 4/0 AND GREATER
3534286E |  | 1931.81 | 367 | 0100 | FAULT INDICATOR
3534286E |  | 36704.46 | 369 | 1100 | SERVICE, UNDERGROUND, 4/0 AND LESS, SINGLE PHASE
3534418E | 151634.25 |  |  |  | FWN/FTW - NORTHPOINTE PHASE 5 | FWN/FTW - NORTHPOINTE PHASE 5 - OLD DECATUR RD/KW | 2022-04-07
3534418E |  | 45490.3 | 366 | 1010 | CONDUIT
3534418E |  | 22745.13 | 366 | 1150 | SECONDARY BOX
3534418E |  | 12130.74 | 366 | 1400 | PADS OR FOUNDATIONS, SMALL, LESS THAN 50 SQ FT
3534418E |  | 40941.24 | 367 | 0020 | CONDUCTOR, ALUMINUM, LESS THEN 4/0
3534418E |  | 25777.82 | 367 | 0025 | CONDUCTOR, ALUMINUM, 4/0 AND GREATER
3534418E |  | 4549.02 | 367 | 0100 | FAULT INDICATOR
3534561E | 200217.88 |  |  |  | RRK-DELL BLDG 2. ADDED LOAD | RRK-DELL BLDG 2. ADDED LOAD JK | 2022-04-05
3534561E |  | 12013.05 | 366 | 1100 | PRIMARY BOX
3534561E |  | 2002.16 | 366 | 1410 | PADS OR FOUNDATIONS, MEDIUM, 50-100 SQ FT
3534561E |  | 12013.05 | 366 | 1420 | PADS OR FOUNDATIONS, LARGE, OVER 100 SQ FT
3534561E |  | 44047.92 | 367 | 0025 | CONDUCTOR, ALUMINUM, 4/0 AND GREATER
3534561E |  | 2002.16 | 367 | 0100 | FAULT INDICATOR
3534561E |  | 128139.54 | 367 | 5190 | SWITCHGEAR, PADMOUNT, 25KV
3534616E | 123961.34 |  |  |  | DES/GRP - PRAIRIE GATE COMMUNI | DES/GRP - PRAIRIE GATE COMMUNITY PHASE 2 - 3930 WESTCLIFF RD | 2022-04-19
3534616E |  | 2479.22 | 364 | 0001 | SINGLE CROSSARM
3534616E |  | 8677.29 | 364 | 0260 | POLE, WOOD, 40'
3534616E |  | 34709.17 | 366 | 1010 | CONDUIT
3534616E |  | 14875.35 | 366 | 1400 | PADS OR FOUNDATIONS, SMALL, LESS THAN 50 SQ FT
3534616E |  | 44626.13 | 367 | 0020 | CONDUCTOR, ALUMINUM, LESS THEN 4/0
3534616E |  | 4958.44 | 367 | 0100 | FAULT INDICATOR
3534616E |  | 13635.74 | 369 | 1200 | SERVICE, UNDERGROUND, GREATER THAN 4/0, SINGLE PH
3534781E | 255470.54 |  |  |  | DES - SOUTHRIDGE INDUSTRIAL PA | DES - SOUTHRIDGE INDUSTRIAL PARK OFFSITE LANCASTER - DT | 2022-03-11
3534781E |  | 25547.03 | 364 | 0001 | SINGLE CROSSARM
3534781E |  | 2554.69 | 364 | 0260 | POLE, WOOD, 40'
3534781E |  | 117516.52 | 364 | 0280 | POLE, WOOD, 45'
3534781E |  | 5109.4 | 364 | 0300 | POLE, WOOD, 50'
3534781E |  | 104742.9 | 365 | 0010 | CONDUCTOR, ALUMINUM, LESS THAN 4/0
3534881E | 229622.45 |  |  |  | RRK: LTSTR CORR KENNEY FT SEG | RRK: LTSTR CORR KENNEY FT SEG 4B, RRK - LS | 2022-04-08
3534881E |  | 20666.01 | 373 | 0025 | CONDUCTOR, ALUMINUM, UNDERGROUND
3534881E |  | 80367.84 | 373 | 1260 | LUMINAIRE, LED, 151W TO 300W
3534881E |  | 119403.7 | 373 | 1520 | STANDARD, METAL, ABOVE 25'
3534881E |  | 9184.9 | 373 | 1640 | MANHOLE (USED EXCLUSIVELY FOR STREET LIGHTING)
3534900E | 446389.17 |  |  |  | DES DES BEAR CREEK CROSSING P | DES DES BEAR CREEK CROSSING PH 2B CEDARHILLDT | 2022-04-20
3534900E |  | 4463.87 | 364 | 0001 | SINGLE CROSSARM
3534900E |  | 4463.87 | 364 | 0260 | POLE, WOOD, 40'
3534900E |  | 107133.38 | 366 | 1010 | CONDUIT
3534900E |  | 35711.12 | 366 | 1150 | SECONDARY BOX
3534900E |  | 4463.87 | 366 | 1200 | MANHOLE, 0-100 CU FT
3534900E |  | 22319.44 | 366 | 1400 | PADS OR FOUNDATIONS, SMALL, LESS THAN 50 SQ FT
3534900E |  | 116061.46 | 367 | 0020 | CONDUCTOR, ALUMINUM, LESS THEN 4/0
3534900E |  | 75886.13 | 367 | 0025 | CONDUCTOR, ALUMINUM, 4/0 AND GREATER
3534900E |  | 4463.87 | 367 | 0100 | FAULT INDICATOR
3534900E |  | 8927.76 | 373 | 0025 | CONDUCTOR, ALUMINUM, UNDERGROUND
3534900E |  | 26783.32 | 373 | 1250 | LUMINAIRE, LED, 40W TO 150W
3534900E |  | 8927.76 | 373 | 1375 | CONDUIT
3534900E |  | 26783.32 | 373 | 1625 | STANDARD, OTHER, 25' AND UNDER
3534901E | 270541.29 |  |  |  | DES/DES - STONE CREEK PH 3C - | DES/DES - STONE CREEK PH 3C - GLENN HEIGHTS - DT | 2022-10-21
3534901E |  | 62224.54 | 366 | 1010 | CONDUIT
3534901E |  | 13527.06 | 366 | 1100 | PRIMARY BOX
3534901E |  | 18937.89 | 366 | 1150 | SECONDARY BOX
3534901E |  | 10821.65 | 366 | 1400 | PADS OR FOUNDATIONS, SMALL, LESS THAN 50 SQ FT
3534901E |  | 54108.25 | 367 | 0020 | CONDUCTOR, ALUMINUM, LESS THEN 4/0
3534901E |  | 40581.19 | 367 | 0025 | CONDUCTOR, ALUMINUM, 4/0 AND GREATER
3534901E |  | 2705.41 | 367 | 0100 | FAULT INDICATOR
3534901E |  | 2705.41 | 373 | 0025 | CONDUCTOR, ALUMINUM, UNDERGROUND
3534901E |  | 13527.06 | 373 | 1250 | LUMINAIRE, LED, 40W TO 150W
3534901E |  | 5410.82 | 373 | 1375 | CONDUIT
3534901E |  | 45992.01 | 373 | 1520 | STANDARD, METAL, ABOVE 25'
3534929E | 346626.19 |  |  |  | DEC: NEW FAIRVIEW: FAIRVIEW ME | DEC: NEW FAIRVIEW: FAIRVIEW MEADOWS PH 2: MW | 2022-05-19
3534929E |  | 117853.07 | 366 | 1010 | CONDUIT
3534929E |  | 10398.77 | 366 | 1100 | PRIMARY BOX
3534929E |  | 6932.51 | 366 | 1150 | SECONDARY BOX
3534929E |  | 17331.29 | 366 | 1400 | PADS OR FOUNDATIONS, SMALL, LESS THAN 50 SQ FT
3534929E |  | 79724.01 | 367 | 0020 | CONDUCTOR, ALUMINUM, LESS THEN 4/0
3534929E |  | 38128.87 | 367 | 0025 | CONDUCTOR, ALUMINUM, 4/0 AND GREATER
3534929E |  | 3466.24 | 367 | 0100 | FAULT INDICATOR
3534929E |  | 3466.24 | 373 | 0025 | CONDUCTOR, ALUMINUM, UNDERGROUND
3534929E |  | 20797.55 | 373 | 1250 | LUMINAIRE, LED, 40W TO 150W
3534929E |  | 10398.77 | 373 | 1375 | CONDUIT
3534929E |  | 38128.87 | 373 | 1625 | STANDARD, OTHER, 25' AND UNDER
3534980E | 993010.32 |  |  |  | ARL:LOEWS HOTEL OFFSITE | ARL:LOEWS HOTEL OFFSITE | 2022-05-04
3534980E |  | 9930.06 | 366 | 1010 | CONDUIT
3534980E |  | 9930.06 | 366 | 1410 | PADS OR FOUNDATIONS, MEDIUM, 50-100 SQ FT
3534980E |  | 566016.01 | 367 | 0025 | CONDUCTOR, ALUMINUM, 4/0 AND GREATER
3534980E |  | 407134.19 | 367 | 5200 | SWITCHGEAR, PADMOUNT, 25KV, AUTOMATED
3535119E | 258881.03 |  |  |  | HEB:ARL - VIRIDIAN STLT APT OF | HEB:ARL - VIRIDIAN STLT APT OFFSITE - RH | 2022-02-28
3535119E |  | 31065.7 | 366 | 1010 | CONDUIT
3535119E |  | 10355.22 | 366 | 1100 | PRIMARY BOX
3535119E |  | 12944.04 | 366 | 1410 | PADS OR FOUNDATIONS, MEDIUM, 50-100 SQ FT
3535119E |  | 62131.43 | 367 | 0025 | CONDUCTOR, ALUMINUM, 4/0 AND GREATER
3535119E |  | 5177.61 | 367 | 0100 | FAULT INDICATOR
3535119E |  | 137207.03 | 367 | 5190 | SWITCHGEAR, PADMOUNT, 25KV
3535121E | 365323.74 |  |  |  | 2021NATH005, MLKF2 1203 RECON | 2021NATH005, MLKF2 1203 RECON P1 S1, SCF | 2022-04-25
3535121E |  | 47492.06 | 364 | 0001 | SINGLE CROSSARM
3535121E |  | 116903.59 | 364 | 0280 | POLE, WOOD, 45'
3535121E |  | 18266.18 | 364 | 0300 | POLE, WOOD, 50'
3535121E |  | 32879.13 | 365 | 0010 | CONDUCTOR, ALUMINUM, LESS THAN 4/0
3535121E |  | 149782.78 | 365 | 0020 | CONDUCTOR, ALUMINUM, 4/0 AND GREATER
3535126E | 255750.55 |  |  |  | FWE:CURE2021_BRIRV6911_MAINLIN | FWE:CURE2021_BRIRV6911_MAINLINE (3 OF 6) | 2022-08-17
3535126E |  | 255750.55 | 367 | 0020 | CONDUCTOR, ALUMINUM, LESS THEN 4/0
3535129E | 341715.28 |  |  |  | FWE:CURE2021_BRIRV6911_MAINLIN | FWE:CURE2021_BRIRV6911_MAINLINE (5 OF 6) | 2022-06-01
3535129E |  | 341715.28 | 367 | 0020 | CONDUCTOR, ALUMINUM, LESS THEN 4/0
3535131E | 151836.25 |  |  |  | FWE:CURE2021_BRIRV6911_MAINLIN | FWE:CURE2021_BRIRV6911_MAINLINE (6 OF 6) | 2022-04-07
3535131E |  | 151836.25 | 367 | 0020 | CONDUCTOR, ALUMINUM, LESS THEN 4/0
3535279E | 201108.33 |  |  |  | 2021MDES103DA-P1-CONVERSION-EA | 2021MDES103DA-P1-CONVERSION-EAST OF PRATT RD | 2022-03-03
3535279E |  | 201108.33 | 367 | 0020 | CONDUCTOR, ALUMINUM, LESS THEN 4/0
3535353E | 159024.39 |  |  |  | FNO:CURE2021_GMINI5812_MAINLIN | FNO:CURE2021_GMINI5812_MAINLINE 1 OF 2 | 2022-10-17
3535353E |  | 159024.39 | 367 | 0020 | CONDUCTOR, ALUMINUM, LESS THEN 4/0
3535469E | 257768.18 |  |  |  | WAC 3-NOVA-2021 RECLOSERS PH3_ | WAC: 3-NOVA-2021 RECLOSERS PH.3_WACO FEEDERS_BA | 2022-01-19
3535469E |  | 10310.72 | 364 | 0001 | SINGLE CROSSARM
3535469E |  | 7733.03 | 364 | 0280 | POLE, WOOD, 45'
3535469E |  | 5155.35 | 364 | 0300 | POLE, WOOD, 50'
3535469E |  | 103107.26 | 365 | 5650 | DIST AUTOMATION CONTROL OVERHEAD
3535469E |  | 131461.82 | 365 | 6030 | RECLOSER,2 OR 3 PHASE,OVER 13.2KV,0-3000 AMP
3535601E | 675571.18 |  |  |  | TEM - OFFSITE - HARTRICK RANCH | TEM - OFFSITE - HARTRICK RANCH ADDITION PT 2 -MM | 2022-08-12
3535601E |  | 33778.54 | 364 | 0001 | SINGLE CROSSARM
3535601E |  | 209427.37 | 364 | 0280 | POLE, WOOD, 45'
3535601E |  | 27022.82 | 364 | 0300 | POLE, WOOD, 50'
3535601E |  | 13511.4 | 364 | 0320 | POLE, WOOD, 55'
3535601E |  | 81068.51 | 365 | 0010 | CONDUCTOR, ALUMINUM, LESS THAN 4/0
3535601E |  | 155381.35 | 365 | 0020 | CONDUCTOR, ALUMINUM, 4/0 AND GREATER
3535601E |  | 54045.66 | 365 | 6015 | RECLOSER,SINGLE PHASE,13.2KV AND UNDER,0-3000 AMP
3535601E |  | 20267.09 | 366 | 1010 | CONDUIT
3535601E |  | 13511.4 | 366 | 1100 | PRIMARY BOX
3535601E |  | 13511.4 | 367 | 0020 | CONDUCTOR, ALUMINUM, LESS THEN 4/0
3535601E |  | 47289.96 | 367 | 0025 | CONDUCTOR, ALUMINUM, 4/0 AND GREATER
3535601E |  | 6755.68 | 367 | 0100 | FAULT INDICATOR
3535604E | 138082.86 |  |  |  | DES/DES - SOUTHPORT LOGISTICS | DES/DES - SOUTHPORT LOGISTICS - WILMER - DT | 2022-10-09
3535604E |  | 8284.96 | 364 | 0001 | SINGLE CROSSARM
3535604E |  | 11046.62 | 364 | 0300 | POLE, WOOD, 50'
3535604E |  | 11046.62 | 364 | 0320 | POLE, WOOD, 55'
3535604E |  | 6904.13 | 365 | 0020 | CONDUCTOR, ALUMINUM, 4/0 AND GREATER
3535604E |  | 100800.53 | 367 | 0020 | CONDUCTOR, ALUMINUM, LESS THEN 4/0
3535649E | 138960.04 |  |  |  | MES:ROCKWALL REDC OH RELOCATIO | MES:ROCKWALL REDC OH RELOCATION:ZG | 2022-10-04
3535649E |  | 1389.59 | 364 | 0001 | SINGLE CROSSARM
3535649E |  | 4168.78 | 364 | 0280 | POLE, WOOD, 45'
3535649E |  | 9727.19 | 365 | 6010 | AIRBREAK SWITCH, WITH OR WITHOUT OPERATOR
3535649E |  | 37519.2 | 366 | 1010 | CONDUIT
3535649E |  | 23623.2 | 366 | 1100 | PRIMARY BOX
3535649E |  | 62532.08 | 367 | 0025 | CONDUCTOR, ALUMINUM, 4/0 AND GREATER
3535660E | 432831.59 |  |  |  | ARL/GRP - GREENWAY TRAILS PHAS | ARL/GRP - GREENWAY TRAILS PHASE 5 - HWY 360 AND HWY 287/NH | 2022-02-10
3535660E |  | 47611.45 | 366 | 1010 | CONDUIT
3535660E |  | 21641.56 | 366 | 1150 | SECONDARY BOX
3535660E |  | 4328.29 | 366 | 1200 | MANHOLE, 0-100 CU FT
3535660E |  | 12984.92 | 366 | 1400 | PADS OR FOUNDATIONS, SMALL, LESS THAN 50 SQ FT
3535660E |  | 60596.41 | 367 | 0020 | CONDUCTOR, ALUMINUM, LESS THEN 4/0
3535660E |  | 47611.45 | 367 | 0025 | CONDUCTOR, ALUMINUM, 4/0 AND GREATER
3535660E |  | 4328.29 | 367 | 0100 | FAULT INDICATOR
3535660E |  | 73581.36 | 373 | 1250 | LUMINAIRE, LED, 40W TO 150W
3535660E |  | 8656.6 | 373 | 1375 | CONDUIT
3535660E |  | 151491.26 | 373 | 1515 | STANDARD, METAL, 25' AND UNDER
3535678E | 113260.59 |  |  |  | HOT/MIL-SCOTTO ADDITION/DH | HOT/MIL-SCOTTO ADDITION/DH | 2022-12-31
3535678E |  | 1132.61 | 364 | 0001 | SINGLE CROSSARM
3535678E |  | 6795.64 | 364 | 0280 | POLE, WOOD, 45'
3535678E |  | 21519.51 | 366 | 1010 | CONDUIT
3535678E |  | 3397.82 | 366 | 1150 | SECONDARY BOX
3535678E |  | 19254.3 | 366 | 1400 | PADS OR FOUNDATIONS, SMALL, LESS THAN 50 SQ FT
3535678E |  | 31712.95 | 367 | 0020 | CONDUCTOR, ALUMINUM, LESS THEN 4/0
3535678E |  | 4530.42 | 367 | 0025 | CONDUCTOR, ALUMINUM, 4/0 AND GREATER
3535678E |  | 6795.64 | 367 | 0100 | FAULT INDICATOR
3535678E |  | 1132.61 | 373 | 0025 | CONDUCTOR, ALUMINUM, UNDERGROUND
3535678E |  | 2265.21 | 373 | 1200 | LUMINAIRE, OTHER, 100W
3535678E |  | 1132.61 | 373 | 1375 | CONDUIT
3535678E |  | 13591.27 | 373 | 1520 | STANDARD, METAL, ABOVE 25'
3535689E | 295140.59 |  |  |  | FWN/FTW - THE STANDARD AT HARM | FWN/FTW - THE STANDARD AT HARMON HOMES230MTHORSEMAN ROAD /TD | 2022-11-04
3535689E |  | 2951.41 | 364 | 0001 | SINGLE CROSSARM
3535689E |  | 2951.41 | 364 | 0280 | POLE, WOOD, 45'
3535689E |  | 64930.92 | 366 | 1010 | CONDUIT
3535689E |  | 41319.68 | 366 | 1150 | SECONDARY BOX
3535689E |  | 26562.65 | 366 | 1400 | PADS OR FOUNDATIONS, SMALL, LESS THAN 50 SQ FT
3535689E |  | 38368.28 | 367 | 0020 | CONDUCTOR, ALUMINUM, LESS THEN 4/0
3535689E |  | 61979.53 | 367 | 0025 | CONDUCTOR, ALUMINUM, 4/0 AND GREATER
3535689E |  | 8854.22 | 367 | 0100 | FAULT INDICATOR
3535689E |  | 47222.49 | 369 | 1100 | SERVICE, UNDERGROUND, 4/0 AND LESS, SINGLE PHASE
3535846E | 144111.83 |  |  |  | MNW-PMP_MNWLW1402-2021-PWR | MNW-PMP_MNWLW1402-2021-PWR | 2021-12-01
3535846E |  | 7205.59 | 364 | 0001 | SINGLE CROSSARM
3535846E |  | 8646.7 | 364 | 0240 | POLE, WOOD, 35'
3535846E |  | 115289.48 | 364 | 0260 | POLE, WOOD, 40'
3535846E |  | 12970.06 | 364 | 0280 | POLE, WOOD, 45'
3535847E | 443769.54 |  |  |  | MNW-PMP_MNWLW1403-2021-PWR | MNW-PMP_MNWLW1403-2021-PWR | 2022-01-12
3535847E |  | 71003.12 | 364 | 0001 | SINGLE CROSSARM
3535847E |  | 213009.4 | 364 | 0260 | POLE, WOOD, 40'
3535847E |  | 146443.94 | 364 | 0280 | POLE, WOOD, 45'
3535847E |  | 13313.08 | 364 | 0320 | POLE, WOOD, 55'
3535849E | 504435.82 |  |  |  | MNW-PMP_MNWLW1403-2021-PWR | MNW-PMP_MNWLW1403-2021-PWR | 2022-08-08
3535849E |  | 25221.78 | 364 | 0001 | SINGLE CROSSARM
3535849E |  | 5044.35 | 364 | 0002 | DOUBLE CROSSARMS
3535849E |  | 55487.93 | 364 | 0240 | POLE, WOOD, 35'
3535849E |  | 383371.27 | 364 | 0260 | POLE, WOOD, 40'
3535849E |  | 15133.06 | 364 | 0280 | POLE, WOOD, 45'
3535849E |  | 20177.43 | 364 | 0300 | POLE, WOOD, 50'
3535852E | 207895.14 |  |  |  | MNW-PMP_MNWLW1403-2021-PWR | MNW-PMP_MNWLW1403-2021-PWR | 2022-04-11
3535852E |  | 20789.5 | 364 | 0001 | SINGLE CROSSARM
3535852E |  | 2078.93 | 364 | 0002 | DOUBLE CROSSARMS
3535852E |  | 6236.83 | 364 | 0240 | POLE, WOOD, 35'
3535852E |  | 158000.41 | 364 | 0260 | POLE, WOOD, 40'
3535852E |  | 14552.64 | 364 | 0280 | POLE, WOOD, 45'
3535852E |  | 6236.83 | 364 | 0320 | POLE, WOOD, 55'
3535969E | 113106.99 |  |  |  | DEC: 16-TS-2021 TRIPSAVERS PH. | DEC: 19-TS-2021 TRIPSAVERS PH.3_ DECATUR FEEDERS_BA | 2022-03-11
3535969E |  | 3393.2 | 364 | 0001 | SINGLE CROSSARM
3535969E |  | 3393.2 | 364 | 0280 | POLE, WOOD, 45'
3535969E |  | 106320.59 | 365 | 6015 | RECLOSER,SINGLE PHASE,13.2KV AND UNDER,0-3000 AMP
3536046E | 175786.73 |  |  |  | MSQ/ESPERANZA-MESQUITE/ED | MSQ/ESPERANZA-MESQUITE/ED | 2022-11-04
3536046E |  | 5273.6 | 364 | 0260 | POLE, WOOD, 40'
3536046E |  | 38673.18 | 366 | 1010 | CONDUIT
3536046E |  | 19336.53 | 366 | 1150 | SECONDARY BOX
3536046E |  | 12305.06 | 366 | 1400 | PADS OR FOUNDATIONS, SMALL, LESS THAN 50 SQ FT
3536046E |  | 33399.47 | 367 | 0020 | CONDUCTOR, ALUMINUM, LESS THEN 4/0
3536046E |  | 24610.13 | 367 | 0025 | CONDUCTOR, ALUMINUM, 4/0 AND GREATER
3536046E |  | 3515.72 | 367 | 0100 | FAULT INDICATOR
3536046E |  | 1757.86 | 373 | 0025 | CONDUCTOR, ALUMINUM, UNDERGROUND
3536046E |  | 15820.8 | 373 | 1250 | LUMINAIRE, LED, 40W TO 150W
3536046E |  | 3515.72 | 373 | 1375 | CONDUIT
3536046E |  | 17578.66 | 373 | 1625 | STANDARD, OTHER, 25' AND UNDER
3536173E | 144663.59 |  |  |  | ODE: FIESTA ACRES (20LOTS) - P | ODE: FIESTA ACRES (20LOTS) - PV | 2022-02-24
3536173E |  | 1446.65 | 364 | 0001 | SINGLE CROSSARM
3536173E |  | 67991.83 | 364 | 0260 | POLE, WOOD, 40'
3536173E |  | 28932.73 | 364 | 0280 | POLE, WOOD, 45'
3536173E |  | 39059.17 | 365 | 0010 | CONDUCTOR, ALUMINUM, LESS THAN 4/0
3536173E |  | 2893.29 | 366 | 1010 | CONDUIT
3536173E |  | 4339.92 | 367 | 0020 | CONDUCTOR, ALUMINUM, LESS THEN 4/0
3536176E | 111528.67 |  |  |  | MID: COYOTES RUN SUB (115 LOTS | MID: COYOTES RUN SUB (115 LOTS) - PV | 2021-12-03
3536176E |  | 1115.27 | 364 | 0001 | SINGLE CROSSARM
3536176E |  | 75276.67 | 364 | 0260 | POLE, WOOD, 40'
3536176E |  | 3908.72 | 364 | 0280 | POLE, WOOD, 45'
3536176E |  | 31228.01 | 365 | 0010 | CONDUCTOR, ALUMINUM, LESS THAN 4/0
3536517E | 163227.36 |  |  |  | GRH BRKRG0232 HB4150LAKEXING H | GRH BRKRG0232 HB4150LAKEXING HBRD 10 11 12 13 14 15 22 25 | 2021-12-12
3536517E |  | 1632.27 | 364 | 0001 | SINGLE CROSSARM
3536517E |  | -25707.91 | 364 | 0280 | POLE, WOOD, 45'
3536517E |  | 28972.45 | 364 | 0320 | POLE, WOOD, 55'
3536517E |  | 1632.27 | 364 | 0385 | POLE, METAL, 75'
3536517E |  | 1632.27 | 364 | 0420 | POLE, METAL, 85'
3536517E |  | 1632.27 | 364 | 0445 | POLE, METAL, 95'
3536517E |  | 1632.27 | 364 | 0460 | POLE, METAL, 100'
3536517E |  | -27340.18 | 365 | 0010 | CONDUCTOR, ALUMINUM, LESS THAN 4/0
3536517E |  | 179141.65 | 365 | 0020 | CONDUCTOR, ALUMINUM, 4/0 AND GREATER
3536529E | 220408.17 |  |  |  | MEX MEXIA4023 HB4150LAKEXING M | MEX MEXIA4023 HB4150LAKEXING MEXIA 3 6 12 14 15 | 2022-01-03
3536529E |  | 15428.57 | 364 | 0260 | POLE, WOOD, 40'
3536529E |  | 8816.32 | 364 | 0280 | POLE, WOOD, 45'
3536529E |  | 17632.65 | 364 | 0300 | POLE, WOOD, 50'
3536529E |  | 81551.05 | 364 | 0335 | POLE, WOOD, 60'
3536529E |  | 63918.36 | 364 | 0365 | POLE, WOOD, 70'
3536529E |  | 33061.22 | 365 | 0010 | CONDUCTOR, ALUMINUM, LESS THAN 4/0
3536542E | 662949.6 |  |  |  | BGS HIGH PEAK ENERGY ODANIEL 1 | BGS HIGH PEAK ENERGY ODANIEL 1 PME OFFSITE RECOND 2 BV-PWR | 2022-05-04
3536542E |  | 59665.44 | 364 | 0001 | SINGLE CROSSARM
3536542E |  | 13258.97 | 364 | 0280 | POLE, WOOD, 45'
3536542E |  | 145848.89 | 364 | 0300 | POLE, WOOD, 50'
3536542E |  | 59665.44 | 364 | 0320 | POLE, WOOD, 55'
3536542E |  | 46406.44 | 365 | 0010 | CONDUCTOR, ALUMINUM, LESS THAN 4/0
3536542E |  | 258550.54 | 365 | 0020 | CONDUCTOR, ALUMINUM, 4/0 AND GREATER
3536542E |  | 13258.97 | 365 | 6010 | AIRBREAK SWITCH, WITH OR WITHOUT OPERATOR
3536542E |  | 59665.44 | 365 | 6030 | RECLOSER,2 OR 3 PHASE,OVER 13.2KV,0-3000 AMP
3536542E |  | 6629.47 | 369 | 0100 | SERVICE, OVERHEAD, 4/0 AND LESS, SINGLE PHASE
3536547E | 261565.06 |  |  |  | SNY LKTMS2411 LKTMS2412 HB4150 | SNY LKTMS2411 LKTMS2412 HB4150LAKEXING JBT 1 3 4 8-15 | 2022-01-03
3536547E |  | 23540.85 | 364 | 0001 | SINGLE CROSSARM
3536547E |  | 2615.65 | 364 | 0002 | DOUBLE CROSSARMS
3536547E |  | 41850.4 | 364 | 0280 | POLE, WOOD, 45'
3536547E |  | 20925.2 | 364 | 0300 | POLE, WOOD, 50'
3536547E |  | 10462.6 | 364 | 0320 | POLE, WOOD, 55'
3536547E |  | 31387.8 | 364 | 0335 | POLE, WOOD, 60'
3536547E |  | 28772.15 | 364 | 0350 | POLE, WOOD, 65'
3536547E |  | 41850.46 | 364 | 0365 | POLE, WOOD, 70'
3536547E |  | 28772.15 | 365 | 0010 | CONDUCTOR, ALUMINUM, LESS THAN 4/0
3536547E |  | 31387.8 | 365 | 0020 | CONDUCTOR, ALUMINUM, 4/0 AND GREATER
3536662E | 271744.91 |  |  |  | MNW ANE: 301 DIXON ROAD- ANNET | MNW ANE: 301 DIXON ROAD- ANNETTA NORTH 76008 | 2022-08-30
3536662E |  | 5434.89 | 364 | 0260 | POLE, WOOD, 40'
3536662E |  | 100545.6 | 366 | 1010 | CONDUIT
3536662E |  | 5434.89 | 366 | 1150 | SECONDARY BOX
3536662E |  | 19022.13 | 366 | 1400 | PADS OR FOUNDATIONS, SMALL, LESS THAN 50 SQ FT
3536662E |  | 130437.61 | 367 | 0020 | CONDUCTOR, ALUMINUM, LESS THEN 4/0
3536662E |  | 10869.79 | 367 | 0025 | CONDUCTOR, ALUMINUM, 4/0 AND GREATER
3536677E | 230658.97 |  |  |  | WAX: THE OASIS PHASE 1: MW | WAX: THE OASIS PHASE 1: MW | 2022-02-01
3536677E |  | 53051.62 | 366 | 1010 | CONDUIT
3536677E |  | 23065.89 | 366 | 1150 | SECONDARY BOX
3536677E |  | 9226.35 | 366 | 1400 | PADS OR FOUNDATIONS, SMALL, LESS THAN 50 SQ FT
3536677E |  | 36905.43 | 367 | 0020 | CONDUCTOR, ALUMINUM, LESS THEN 4/0
3536677E |  | 48438.38 | 367 | 0025 | CONDUCTOR, ALUMINUM, 4/0 AND GREATER
3536677E |  | 2306.58 | 367 | 0100 | FAULT INDICATOR
3536677E |  | 27679.07 | 373 | 1250 | LUMINAIRE, LED, 40W TO 150W
3536677E |  | 2306.58 | 373 | 1375 | CONDUIT
3536677E |  | 27679.07 | 373 | 1515 | STANDARD, METAL, 25' AND UNDER
3536697E | 127480.3 |  |  |  | ODE: LA ESTANCIA 2ND AND 3RD F | ODE: LA ESTANCIA 2ND AND 3RD FILING (20 LOTS) - RB | 2022-08-02
3536697E |  | 49717.31 | 366 | 1010 | CONDUIT
3536697E |  | 1274.79 | 366 | 1150 | SECONDARY BOX
3536697E |  | 2549.6 | 366 | 1200 | MANHOLE, 0-100 CU FT
3536697E |  | 12748.02 | 366 | 1400 | PADS OR FOUNDATIONS, SMALL, LESS THAN 50 SQ FT
3536697E |  | 53541.78 | 367 | 0020 | CONDUCTOR, ALUMINUM, LESS THEN 4/0
3536697E |  | 3824.4 | 367 | 0025 | CONDUCTOR, ALUMINUM, 4/0 AND GREATER
3536697E |  | 3824.4 | 367 | 0100 | FAULT INDICATOR
3536857E | 260658.99 |  |  |  | MCK/MCK - LEXINGTON PARK PH 3 | MCK/MCK - LEXINGTON PARK PH 3 - FRISCO - MA | 2022-06-21
3536857E |  | 52131.84 | 366 | 1010 | CONDUIT
3536857E |  | 20852.72 | 366 | 1150 | SECONDARY BOX
3536857E |  | 13032.94 | 366 | 1400 | PADS OR FOUNDATIONS, SMALL, LESS THAN 50 SQ FT
3536857E |  | 41705.44 | 367 | 0020 | CONDUCTOR, ALUMINUM, LESS THEN 4/0
3536857E |  | 39098.85 | 367 | 0025 | CONDUCTOR, ALUMINUM, 4/0 AND GREATER
3536857E |  | 5213.17 | 367 | 0100 | FAULT INDICATOR
3536857E |  | 33885.66 | 373 | 1200 | LUMINAIRE, OTHER, 100W
3536857E |  | 5213.17 | 373 | 1375 | CONDUIT
3536857E |  | 49525.2 | 373 | 1515 | STANDARD, METAL, 25' AND UNDER
3536858E | 264017.31 |  |  |  | MCK/MCK - LEXINGTON PARK PH 2 | MCK/MCK - LEXINGTON PARK PH 2 - FRISCO - MA | 2022-04-07
3536858E |  | 2640.17 | 364 | 0300 | POLE, WOOD, 50'
3536858E |  | 50163.29 | 366 | 1010 | CONDUIT
3536858E |  | 15841.04 | 366 | 1150 | SECONDARY BOX
3536858E |  | 13200.85 | 366 | 1400 | PADS OR FOUNDATIONS, SMALL, LESS THAN 50 SQ FT
3536858E |  | 42242.77 | 367 | 0020 | CONDUCTOR, ALUMINUM, LESS THEN 4/0
3536858E |  | 39602.59 | 367 | 0025 | CONDUCTOR, ALUMINUM, 4/0 AND GREATER
3536858E |  | 5280.34 | 367 | 0100 | FAULT INDICATOR
3536858E |  | 2640.17 | 373 | 0025 | CONDUCTOR, ALUMINUM, UNDERGROUND
3536858E |  | 36962.42 | 373 | 1200 | LUMINAIRE, OTHER, 100W
3536858E |  | 5280.34 | 373 | 1375 | CONDUIT
3536858E |  | 50163.33 | 373 | 1515 | STANDARD, METAL, 25' AND UNDER
3536962E | 112460.67 |  |  |  | BSG: RIVA RIDGE SUBDIVISION OF | BSG: RIVA RIDGE SUBDIVISION OFFSITE - EJO | 2022-01-24
3536962E |  | 64102.59 | 364 | 0280 | POLE, WOOD, 45'
3536962E |  | 47233.48 | 365 | 0010 | CONDUCTOR, ALUMINUM, LESS THAN 4/0
3536962E |  | 1124.6 | 369 | 1100 | SERVICE, UNDERGROUND, 4/0 AND LESS, SINGLE PHASE
3537015E | 273063.63 |  |  |  | MCK/MCK - LEXINGTON PARK PH 4 | MCK/MCK - LEXINGTON PARK PH 4 - FRISCO - MA | 2022-06-21
3537015E |  | 84649.86 | 366 | 1010 | CONDUIT
3537015E |  | 13653.17 | 366 | 1150 | SECONDARY BOX
3537015E |  | 10922.53 | 366 | 1400 | PADS OR FOUNDATIONS, SMALL, LESS THAN 50 SQ FT
3537015E |  | 60073.97 | 367 | 0020 | CONDUCTOR, ALUMINUM, LESS THEN 4/0
3537015E |  | 30036.97 | 367 | 0025 | CONDUCTOR, ALUMINUM, 4/0 AND GREATER
3537015E |  | 2730.63 | 367 | 0100 | FAULT INDICATOR
3537015E |  | 2730.63 | 373 | 0025 | CONDUCTOR, ALUMINUM, UNDERGROUND
3537015E |  | 24575.71 | 373 | 1200 | LUMINAIRE, OTHER, 100W
3537015E |  | 2730.63 | 373 | 1375 | CONDUIT
3537015E |  | 40959.53 | 373 | 1515 | STANDARD, METAL, 25' AND UNDER
3537089E | 533323.6 |  |  |  | FWN-21-P039-QQ-BEN-AYERS4411-A | FWN-21-P039-QQ-BEN-AYERS4411-AYERS4431_DGT 6000 FT RECOND | 2022-04-18
3537089E |  | 63998.8 | 364 | 0001 | SINGLE CROSSARM
3537089E |  | 5333.22 | 364 | 0002 | DOUBLE CROSSARMS
3537089E |  | 170663.53 | 364 | 0280 | POLE, WOOD, 45'
3537089E |  | 31999.39 | 365 | 0010 | CONDUCTOR, ALUMINUM, LESS THAN 4/0
3537089E |  | 223996.02 | 365 | 0020 | CONDUCTOR, ALUMINUM, 4/0 AND GREATER
3537089E |  | 37332.64 | 365 | 6010 | AIRBREAK SWITCH, WITH OR WITHOUT OPERATOR
3537094E | 256620.42 |  |  |  | 21-P039-QQ-BEN-AYERS4411-AYERS | 21-P039-QQ-BEN-AYERS4411-AYERS4431-DA 3741 FT RECONDUCTOR | 2022-07-19
3537094E |  | 33360.62 | 364 | 0001 | SINGLE CROSSARM
3537094E |  | 5132.39 | 364 | 0260 | POLE, WOOD, 40'
3537094E |  | 61588.88 | 364 | 0280 | POLE, WOOD, 45'
3537094E |  | 35926.84 | 364 | 0300 | POLE, WOOD, 50'
3537094E |  | 23095.82 | 365 | 0010 | CONDUCTOR, ALUMINUM, LESS THAN 4/0
3537094E |  | 79552.46 | 365 | 0020 | CONDUCTOR, ALUMINUM, 4/0 AND GREATER
3537094E |  | 17963.41 | 367 | 0020 | CONDUCTOR, ALUMINUM, LESS THEN 4/0
3537118E | 324966.35 |  |  |  | 20-P121-LI-TYL-TYLNW1910-SWAN2 | 20-P121-LI-TYL-TYLNW1910-SWAN21803-DA 5000' RECONDUCTOR | 2022-06-03
3537118E |  | 16248.29 | 364 | 0001 | SINGLE CROSSARM
3537118E |  | 3249.65 | 364 | 0260 | POLE, WOOD, 40'
3537118E |  | 113738.21 | 364 | 0280 | POLE, WOOD, 45'
3537118E |  | 16248.29 | 364 | 0300 | POLE, WOOD, 50'
3537118E |  | 35746.28 | 365 | 0010 | CONDUCTOR, ALUMINUM, LESS THAN 4/0
3537118E |  | 126737.03 | 365 | 0020 | CONDUCTOR, ALUMINUM, 4/0 AND GREATER
3537118E |  | 3249.65 | 366 | 1010 | CONDUIT
3537118E |  | 3249.65 | 366 | 1150 | SECONDARY BOX
3537118E |  | 3249.65 | 367 | 0020 | CONDUCTOR, ALUMINUM, LESS THEN 4/0
3537118E |  | 3249.65 | 367 | 0025 | CONDUCTOR, ALUMINUM, 4/0 AND GREATER
3537125E | 235504.83 |  |  |  | 20-P121-LI-TYL-TYLNW1910-SWAN2 | 20-P121-LI-TYL-TYLNW1910-SWAN21803-DA 2900FT RECONDUCTOR | 2022-04-19
3537125E |  | 14130.27 | 364 | 0001 | SINGLE CROSSARM
3537125E |  | 61231.24 | 364 | 0280 | POLE, WOOD, 45'
3537125E |  | 18840.38 | 364 | 0300 | POLE, WOOD, 50'
3537125E |  | 18840.38 | 365 | 0010 | CONDUCTOR, ALUMINUM, LESS THAN 4/0
3537125E |  | 103622.18 | 365 | 0020 | CONDUCTOR, ALUMINUM, 4/0 AND GREATER
3537125E |  | 18840.38 | 365 | 6010 | AIRBREAK SWITCH, WITH OR WITHOUT OPERATOR
3537328E | 158615.99 |  |  |  | DES/GPR - SPRINGS AT GRAND PRA | DES/GPR - SPRINGS AT GRAND PRAIRIE/RH | 2022-03-11
3537328E |  | 50757.21 | 366 | 1010 | CONDUIT
3537328E |  | 6344.62 | 366 | 1200 | MANHOLE, 0-100 CU FT
3537328E |  | 22206.22 | 366 | 1400 | PADS OR FOUNDATIONS, SMALL, LESS THAN 50 SQ FT
3537328E |  | 49170.94 | 367 | 0020 | CONDUCTOR, ALUMINUM, LESS THEN 4/0
3537328E |  | 6344.62 | 367 | 0100 | FAULT INDICATOR
3537328E |  | 23792.38 | 369 | 1200 | SERVICE, UNDERGROUND, GREATER THAN 4/0, SINGLE PH
3537436E | 532517.53 |  |  |  | MCK OFFSITE FOR WINCHESTER CRO | MCK OFFSITE FOR WINCHESTER CROSSING PH 6 AND7 PRINCETON TX | 2022-06-08
3537436E |  | 5325.15 | 364 | 0001 | SINGLE CROSSARM
3537436E |  | 5325.15 | 364 | 0280 | POLE, WOOD, 45'
3537436E |  | 5325.15 | 365 | 0010 | CONDUCTOR, ALUMINUM, LESS THAN 4/0
3537436E |  | 69227.26 | 366 | 1010 | CONDUIT
3537436E |  | 31951.04 | 366 | 1100 | PRIMARY BOX
3537436E |  | 10650.33 | 366 | 1410 | PADS OR FOUNDATIONS, MEDIUM, 50-100 SQ FT
3537436E |  | 271584.1 | 367 | 0025 | CONDUCTOR, ALUMINUM, 4/0 AND GREATER
3537436E |  | 5325.15 | 367 | 0100 | FAULT INDICATOR
3537436E |  | 127804.2 | 367 | 5190 | SWITCHGEAR, PADMOUNT, 25KV
3537495E | 305632.8 |  |  |  | BGS SM ENERGY SUNDOWN PME ADDE | BGS SM ENERGY SUNDOWN PME ADDED LOAD-OFFSITE 1-MB-PWR | 2022-01-12
3537495E |  | 58070.23 | 364 | 0001 | SINGLE CROSSARM
3537495E |  | 3056.32 | 364 | 0002 | DOUBLE CROSSARMS
3537495E |  | 3056.32 | 364 | 0280 | POLE, WOOD, 45'
3537495E |  | 6112.65 | 364 | 0300 | POLE, WOOD, 50'
3537495E |  | 91689.84 | 364 | 0320 | POLE, WOOD, 55'
3537495E |  | 12225.31 | 364 | 0335 | POLE, WOOD, 60'
3537495E |  | 12225.31 | 364 | 0350 | POLE, WOOD, 65'
3537495E |  | 119196.82 | 365 | 0020 | CONDUCTOR, ALUMINUM, 4/0 AND GREATER
3537842E | 327701.66 |  |  |  | WAX: THE OASIS PHASE 1 OFFSITE | WAX: THE OASIS PHASE 1 OFFSITE:MW | 2022-02-01
3537842E |  | 3277 | 364 | 0001 | SINGLE CROSSARM
3537842E |  | 6554.02 | 364 | 0280 | POLE, WOOD, 45'
3537842E |  | 3277 | 365 | 0010 | CONDUCTOR, ALUMINUM, LESS THAN 4/0
3537842E |  | 88479.44 | 366 | 1010 | CONDUIT
3537842E |  | 39324.18 | 366 | 1100 | PRIMARY BOX
3537842E |  | 6554.02 | 366 | 1410 | PADS OR FOUNDATIONS, MEDIUM, 50-100 SQ FT
3537842E |  | 104864.64 | 367 | 0025 | CONDUCTOR, ALUMINUM, 4/0 AND GREATER
3537842E |  | 75371.36 | 367 | 5190 | SWITCHGEAR, PADMOUNT, 25KV
3537929E | 223129.21 |  |  |  | TEX OFFSITE FOR HERITAGE CROSS | TEX OFFSITE FOR HERITAGE CROSSING PH 1 MCGEE ST SHERMAN TX | 2022-09-16
3537929E |  | 22312.91 | 364 | 0001 | SINGLE CROSSARM
3537929E |  | 118258.52 | 364 | 0280 | POLE, WOOD, 45'
3537929E |  | 13387.74 | 364 | 0300 | POLE, WOOD, 50'
3537929E |  | 42394.54 | 365 | 0010 | CONDUCTOR, ALUMINUM, LESS THAN 4/0
3537929E |  | 26775.5 | 365 | 6010 | AIRBREAK SWITCH, WITH OR WITHOUT OPERATOR
3538041E | 562949.91 |  |  |  | MCK-PRINCETON:BRIDGEWATER PHAS | MCK-PRINCETON:BRIDGEWATER PHASE 3 OFFSITE-CCO | 2022-01-12
3538041E |  | 73183.46 | 364 | 0001 | SINGLE CROSSARM
3538041E |  | 129478.48 | 364 | 0280 | POLE, WOOD, 45'
3538041E |  | 78812.97 | 364 | 0300 | POLE, WOOD, 50'
3538041E |  | 5629.49 | 365 | 0010 | CONDUCTOR, ALUMINUM, LESS THAN 4/0
3538041E |  | 264586.52 | 365 | 0020 | CONDUCTOR, ALUMINUM, 4/0 AND GREATER
3538041E |  | 11258.99 | 365 | 1000 | FAULT INDICATOR
3538198E | 637705.85 |  |  |  | WAC OFFSITE BOSQUE RIVER CAMP/ | WAC OFFSITE BOSQUE RIVER CAMP/MM | 2022-09-12
3538198E |  | 25508.22 | 364 | 0001 | SINGLE CROSSARM
3538198E |  | 31885.27 | 364 | 0280 | POLE, WOOD, 45'
3538198E |  | 25508.22 | 364 | 0300 | POLE, WOOD, 50'
3538198E |  | 12754.1 | 364 | 0320 | POLE, WOOD, 55'
3538198E |  | 25508.22 | 365 | 0010 | CONDUCTOR, ALUMINUM, LESS THAN 4/0
3538198E |  | 44639.39 | 365 | 0020 | CONDUCTOR, ALUMINUM, 4/0 AND GREATER
3538198E |  | 44639.39 | 365 | 5650 | DIST AUTOMATION CONTROL OVERHEAD
3538198E |  | 19131.16 | 365 | 6010 | AIRBREAK SWITCH, WITH OR WITHOUT OPERATOR
3538198E |  | 76524.68 | 365 | 6030 | RECLOSER,2 OR 3 PHASE,OVER 13.2KV,0-3000 AMP
3538198E |  | 76524.68 | 366 | 1010 | CONDUIT
3538198E |  | 57393.51 | 366 | 1100 | PRIMARY BOX
3538198E |  | 191311.97 | 367 | 0025 | CONDUCTOR, ALUMINUM, 4/0 AND GREATER
3538198E |  | 6377.04 | 367 | 0100 | FAULT INDICATOR
3538283E | 164837.77 |  |  |  | STN ENLINK ADELINE STATION OFF | STN ENLINK ADELINE STATION OFFSITE 2 OF 3 CONVERSION ABN-PWR | 2022-09-25
3538283E |  | 4945.12 | 364 | 0001 | SINGLE CROSSARM
3538283E |  | 6593.5 | 364 | 0280 | POLE, WOOD, 45'
3538283E |  | 8241.87 | 364 | 0300 | POLE, WOOD, 50'
3538283E |  | 37912.67 | 365 | 5650 | DIST AUTOMATION CONTROL OVERHEAD
3538283E |  | 23077.28 | 365 | 6010 | AIRBREAK SWITCH, WITH OR WITHOUT OPERATOR
3538283E |  | 36264.29 | 365 | 6015 | RECLOSER,SINGLE PHASE,13.2KV AND UNDER,0-3000 AMP
3538283E |  | 46154.68 | 365 | 6030 | RECLOSER,2 OR 3 PHASE,OVER 13.2KV,0-3000 AMP
3538283E |  | 1648.36 | 367 | 0020 | CONDUCTOR, ALUMINUM, LESS THEN 4/0
3538286E | 259252.28 |  |  |  | STN ENLINK ADELINE STATION OFF | STN ENLINK ADELINE STATION OFFSITE 3 OF 3 RECOND ABN/PWR | 2022-06-21
3538286E |  | 23332.69 | 364 | 0001 | SINGLE CROSSARM
3538286E |  | 85553.25 | 364 | 0300 | POLE, WOOD, 50'
3538286E |  | 7777.57 | 364 | 0320 | POLE, WOOD, 55'
3538286E |  | 20740.18 | 365 | 0010 | CONDUCTOR, ALUMINUM, LESS THAN 4/0
3538286E |  | 121848.59 | 365 | 0020 | CONDUCTOR, ALUMINUM, 4/0 AND GREATER
3538383E | 133696.22 |  |  |  | BEN/FTW - SIERRA VISTA - 2851 | BEN/FTW - SIERRA VISTA - 2851 S RIVERSIDE DRIVE/RE | 2022-08-11
3538383E |  | 1336.95 | 364 | 0001 | SINGLE CROSSARM
3538383E |  | 2673.9 | 364 | 0280 | POLE, WOOD, 45'
3538383E |  | 40108.99 | 366 | 1010 | CONDUIT
3538383E |  | 20054.42 | 366 | 1150 | SECONDARY BOX
3538383E |  | 10695.68 | 366 | 1400 | PADS OR FOUNDATIONS, SMALL, LESS THAN 50 SQ FT
3538383E |  | 32087.07 | 367 | 0020 | CONDUCTOR, ALUMINUM, LESS THEN 4/0
3538383E |  | 24065.31 | 367 | 0025 | CONDUCTOR, ALUMINUM, 4/0 AND GREATER
3538383E |  | 2673.9 | 367 | 0100 | FAULT INDICATOR
3538416E | 141065.9 |  |  |  | TYL/THE GROVE-LINDALE/TM | TYL/THE GROVE-LINDALE/TM | 2022-07-07
3538416E |  | 2821.31 | 364 | 0260 | POLE, WOOD, 40'
3538416E |  | 42319.76 | 366 | 1010 | CONDUIT
3538416E |  | 9874.6 | 366 | 1150 | SECONDARY BOX
3538416E |  | 2821.31 | 366 | 1200 | MANHOLE, 0-100 CU FT
3538416E |  | 7053.28 | 366 | 1400 | PADS OR FOUNDATIONS, SMALL, LESS THAN 50 SQ FT
3538416E |  | 53605.12 | 367 | 0020 | CONDUCTOR, ALUMINUM, LESS THEN 4/0
3538416E |  | 21159.87 | 367 | 0025 | CONDUCTOR, ALUMINUM, 4/0 AND GREATER
3538416E |  | 1410.65 | 367 | 0100 | FAULT INDICATOR
3538713E | 459935.04 |  |  |  | FWN : OFF-SITE BAILEY PARK PH | FWN : OFF-SITE BAILEY PARK PH 1/ BAILEY BOSWELL 1/0-795/TD | 2022-03-09
3538713E |  | 32195.45 | 364 | 0001 | SINGLE CROSSARM
3538713E |  | 87387.64 | 364 | 0280 | POLE, WOOD, 45'
3538713E |  | 4599.34 | 364 | 0300 | POLE, WOOD, 50'
3538713E |  | 13798.04 | 365 | 0010 | CONDUCTOR, ALUMINUM, LESS THAN 4/0
3538713E |  | 156378 | 365 | 0020 | CONDUCTOR, ALUMINUM, 4/0 AND GREATER
3538713E |  | 18397.39 | 365 | 6010 | AIRBREAK SWITCH, WITH OR WITHOUT OPERATOR
3538713E |  | 4599.34 | 366 | 1150 | SECONDARY BOX
3538713E |  | 91987 | 367 | 0020 | CONDUCTOR, ALUMINUM, LESS THEN 4/0
3538713E |  | 50592.84 | 367 | 0025 | CONDUCTOR, ALUMINUM, 4/0 AND GREATER
3538768E | 100805.62 |  |  |  | KRT/TEM-ARMSTRONG ESTATES/LA | KRT/TEM-ARMSTRONG ESTATES/LA | 2022-10-27
3538768E |  | 44354.52 | 366 | 1010 | CONDUIT
3538768E |  | 7056.39 | 366 | 1150 | SECONDARY BOX
3538768E |  | 5040.27 | 366 | 1400 | PADS OR FOUNDATIONS, SMALL, LESS THAN 50 SQ FT
3538768E |  | 22177.22 | 367 | 0020 | CONDUCTOR, ALUMINUM, LESS THEN 4/0
3538768E |  | 19153.06 | 367 | 0025 | CONDUCTOR, ALUMINUM, 4/0 AND GREATER
3538768E |  | 3024.16 | 367 | 0100 | FAULT INDICATOR
3538797E | 1828612.95 |  |  |  | PLA-SHILOH RD OFFSITE FLEXCENT | PLA-SHILOH RD OFFSITE CIVIL- KMKJ | 2022-07-19
3538797E |  | 950878.74 | 366 | 1030 | DUCT BANK, 5 - 8 HOLES
3538797E |  | 859448.08 | 366 | 1240 | MANHOLE, OVER 400 CU FT
3538797E |  | 18286.13 | 367 | 0020 | CONDUCTOR, ALUMINUM, LESS THEN 4/0
3538886E | 212558.04 |  |  |  | ARL: INSTALL LED - 39 LIGHTS - | ARL: INSTALL LED - 39 LIGHTS - SEETON RD - GRAND PRIARIE_BA | 2022-08-30
3538886E |  | 31883.68 | 373 | 0025 | CONDUCTOR, ALUMINUM, UNDERGROUND
3538886E |  | 70144.14 | 373 | 1260 | LUMINAIRE, LED, 151W TO 300W
3538886E |  | 110530.22 | 373 | 1520 | STANDARD, METAL, ABOVE 25'
3538916E | 117748.29 |  |  |  | DES UGCP MAYFD5522 P REPLACE U | DES UGCP MAYFD5522 P REPLACE UG CABLE 3529 GLENDA DR | 2022-03-15
3538916E |  | 16484.75 | 366 | 1010 | CONDUIT
3538916E |  | 84778.79 | 367 | 0020 | CONDUCTOR, ALUMINUM, LESS THEN 4/0
3538916E |  | 16484.75 | 367 | 0100 | FAULT INDICATOR
3538938E | 113899.89 |  |  |  | DES UGCP MAYFD5522 P REPLACE U | DES UGCP MAYFD5522 P REPLACE UG CABLE 3510 GLENDA DR | 2022-03-02
3538938E |  | 21640.98 | 366 | 1010 | CONDUIT
3538938E |  | 77451.92 | 367 | 0020 | CONDUCTOR, ALUMINUM, LESS THEN 4/0
3538938E |  | 14806.99 | 367 | 0100 | FAULT INDICATOR
3538943E | 408203.17 |  |  |  | KRT/HUTTO-HIGHLANDS NORTH SECT | KRT/HUTTO-HIGHLANDS NORTH SECTION 3/JJ | 2022-04-21
3538943E |  | 4082.01 | 364 | 0001 | SINGLE CROSSARM
3538943E |  | 4082.01 | 364 | 0300 | POLE, WOOD, 50'
3538943E |  | 77558.58 | 366 | 1010 | CONDUIT
3538943E |  | 36738.26 | 366 | 1150 | SECONDARY BOX
3538943E |  | 4082.01 | 366 | 1200 | MANHOLE, 0-100 CU FT
3538943E |  | 20410.14 | 366 | 1400 | PADS OR FOUNDATIONS, SMALL, LESS THAN 50 SQ FT
3538943E |  | 85722.92 | 367 | 0020 | CONDUCTOR, ALUMINUM, LESS THEN 4/0
3538943E |  | 73476.55 | 367 | 0025 | CONDUCTOR, ALUMINUM, 4/0 AND GREATER
3538943E |  | 8164.04 | 367 | 0100 | FAULT INDICATOR
3538943E |  | 4082.01 | 373 | 0025 | CONDUCTOR, ALUMINUM, UNDERGROUND
3538943E |  | 20410.14 | 373 | 1250 | LUMINAIRE, LED, 40W TO 150W
3538943E |  | 8164.04 | 373 | 1375 | CONDUIT
3538943E |  | 61230.46 | 373 | 1520 | STANDARD, METAL, ABOVE 25'
3539019E | 152691.45 |  |  |  | DES UGCP MAYFD5522 P REPLACE U | DES UGCP MAYFD5522 P REPLACE UG CABLE 3517 KIRBY CREEK DR | 2022-04-04
3539019E |  | 30538.27 | 366 | 1010 | CONDUIT
3539019E |  | 106884.05 | 367 | 0020 | CONDUCTOR, ALUMINUM, LESS THEN 4/0
3539019E |  | 15269.13 | 367 | 0100 | FAULT INDICATOR
3539052E | 115245.93 |  |  |  | DES UGCP MAYFD5522 P REPLACE U | DES UGCP MAYFD5522 P REPLACE UG CABLE 3522 GLENDA DR | 2022-02-15
3539052E |  | 23049.18 | 366 | 1010 | CONDUIT
3539052E |  | 92196.75 | 367 | 0020 | CONDUCTOR, ALUMINUM, LESS THEN 4/0
3539064E | 131467.9 |  |  |  | FBR UGCP IRVNR1505 P REPLACE U | FBR UGCP IRVNR1505 P REPLACE UG CABLE 4573 N O'CONNOR RD | 2022-03-14
3539064E |  | 23664.21 | 366 | 1010 | CONDUIT
3539064E |  | 98600.96 | 367 | 0020 | CONDUCTOR, ALUMINUM, LESS THEN 4/0
3539064E |  | 9202.73 | 367 | 0100 | FAULT INDICATOR
3539204E | 227339.98 |  |  |  | DES/DES - BENBROOK AT RED OAK | DES/DES - BENBROOK AT RED OAK - RED OAK - DT | 2022-11-01
3539204E |  | 6820.19 | 364 | 0280 | POLE, WOOD, 45'
3539204E |  | 65928.59 | 366 | 1010 | CONDUIT
3539204E |  | 36374.39 | 366 | 1400 | PADS OR FOUNDATIONS, SMALL, LESS THAN 50 SQ FT
3539204E |  | 88662.64 | 367 | 0020 | CONDUCTOR, ALUMINUM, LESS THEN 4/0
3539204E |  | 11366.99 | 367 | 0100 | FAULT INDICATOR
3539204E |  | 9093.59 | 369 | 1100 | SERVICE, UNDERGROUND, 4/0 AND LESS, SINGLE PHASE
3539204E |  | 9093.59 | 369 | 1200 | SERVICE, UNDERGROUND, GREATER THAN 4/0, SINGLE PH
3539386E | 304463.85 |  |  |  | KRT/RRK-VINE CREEK PHASE 6 | KRT/RRK-VINE CREEK PHASE 6 | 2022-08-11
3539386E |  | 3044.62 | 364 | 0001 | SINGLE CROSSARM
3539386E |  | 6089.26 | 364 | 0280 | POLE, WOOD, 45'
3539386E |  | 73071.31 | 366 | 1010 | CONDUIT
3539386E |  | 30446.38 | 366 | 1150 | SECONDARY BOX
3539386E |  | 6089.26 | 366 | 1200 | MANHOLE, 0-100 CU FT
3539386E |  | 12178.54 | 366 | 1400 | PADS OR FOUNDATIONS, SMALL, LESS THAN 50 SQ FT
3539386E |  | 73071.52 | 367 | 0020 | CONDUCTOR, ALUMINUM, LESS THEN 4/0
3539386E |  | 39580.28 | 367 | 0025 | CONDUCTOR, ALUMINUM, 4/0 AND GREATER
3539386E |  | 3044.62 | 367 | 0100 | FAULT INDICATOR
3539386E |  | 3044.62 | 373 | 0025 | CONDUCTOR, ALUMINUM, UNDERGROUND
3539386E |  | 12178.54 | 373 | 1250 | LUMINAIRE, LED, 40W TO 150W
3539386E |  | 3044.62 | 373 | 1375 | CONDUIT
3539386E |  | 39580.28 | 373 | 1520 | STANDARD, METAL, ABOVE 25'
3539411E | 330708.52 |  |  |  | KRT/TAY-EMORY CROSSING PHASE 2 | KRT/TAY-EMORY CROSSING PHASE 2/JJ | 2022-07-09
3539411E |  | 72755.98 | 366 | 1010 | CONDUIT
3539411E |  | 46299.19 | 366 | 1150 | SECONDARY BOX
3539411E |  | 19842.5 | 366 | 1400 | PADS OR FOUNDATIONS, SMALL, LESS THAN 50 SQ FT
3539411E |  | 62834.61 | 367 | 0020 | CONDUCTOR, ALUMINUM, LESS THEN 4/0
3539411E |  | 52913.35 | 367 | 0025 | CONDUCTOR, ALUMINUM, 4/0 AND GREATER
3539411E |  | 6614.16 | 367 | 0100 | FAULT INDICATOR
3539411E |  | 3307.07 | 373 | 0025 | CONDUCTOR, ALUMINUM, UNDERGROUND
3539411E |  | 9921.24 | 373 | 1200 | LUMINAIRE, OTHER, 100W
3539411E |  | 6614.16 | 373 | 1375 | CONDUIT
3539411E |  | 49606.26 | 373 | 1520 | STANDARD, METAL, ABOVE 25'
3539412E | 330961.99 |  |  |  | FW:ARL: MOCKINGBIRD ESTATES OF | FW:ARL: MOCKINGBIRD ESTATES OFFSITE:MW | 2022-01-30
3539412E |  | 43025.05 | 364 | 0001 | SINGLE CROSSARM
3539412E |  | 3309.61 | 364 | 0002 | DOUBLE CROSSARMS
3539412E |  | 6619.23 | 364 | 0260 | POLE, WOOD, 40'
3539412E |  | 112527.07 | 364 | 0280 | POLE, WOOD, 45'
3539412E |  | 6619.23 | 364 | 0300 | POLE, WOOD, 50'
3539412E |  | 145623.33 | 365 | 0020 | CONDUCTOR, ALUMINUM, 4/0 AND GREATER
3539412E |  | 13238.47 | 365 | 6010 | AIRBREAK SWITCH, WITH OR WITHOUT OPERATOR
3539687E | 375294.96 |  |  |  | KRT/TAY-WILCO RANCH PHASE 2-2/ | KRT/TAY-WILCO RANCH PHASE 2-2/JJ | 2022-12-31
3539687E |  | 86317.84 | 366 | 1010 | CONDUIT
3539687E |  | 15011.8 | 366 | 1100 | PRIMARY BOX
3539687E |  | 30023.6 | 366 | 1150 | SECONDARY BOX
3539687E |  | 15011.8 | 366 | 1400 | PADS OR FOUNDATIONS, SMALL, LESS THAN 50 SQ FT
3539687E |  | 3752.95 | 366 | 1420 | PADS OR FOUNDATIONS, LARGE, OVER 100 SQ FT
3539687E |  | 33776.55 | 367 | 0020 | CONDUCTOR, ALUMINUM, LESS THEN 4/0
3539687E |  | 116341.42 | 367 | 0025 | CONDUCTOR, ALUMINUM, 4/0 AND GREATER
3539687E |  | 3752.95 | 367 | 0100 | FAULT INDICATOR
3539687E |  | 41282.45 | 367 | 5190 | SWITCHGEAR, PADMOUNT, 25KV
3539687E |  | 3752.95 | 373 | 0025 | CONDUCTOR, ALUMINUM, UNDERGROUND
3539687E |  | 3752.95 | 373 | 1250 | LUMINAIRE, LED, 40W TO 150W
3539687E |  | 3752.95 | 373 | 1375 | CONDUIT
3539687E |  | 18764.75 | 373 | 1520 | STANDARD, METAL, ABOVE 25'
3539697E | 263962.04 |  |  |  | MCK/MCK - LEGACY SQUARE - PLAN | MCK/MCK - LEGACY SQUARE - PLANO - BS | 2022-12-31
3539697E |  | 2639.62 | 364 | 0001 | SINGLE CROSSARM
3539697E |  | 5279.24 | 364 | 0300 | POLE, WOOD, 50'
3539697E |  | 76548.99 | 366 | 1010 | CONDUIT
3539697E |  | 5279.24 | 366 | 1200 | MANHOLE, 0-100 CU FT
3539697E |  | 31675.44 | 366 | 1400 | PADS OR FOUNDATIONS, SMALL, LESS THAN 50 SQ FT
3539697E |  | 97665.96 | 367 | 0020 | CONDUCTOR, ALUMINUM, LESS THEN 4/0
3539697E |  | 7918.86 | 367 | 0100 | FAULT INDICATOR
3539697E |  | 2639.62 | 369 | 1100 | SERVICE, UNDERGROUND, 4/0 AND LESS, SINGLE PHASE
3539697E |  | 34315.07 | 369 | 1200 | SERVICE, UNDERGROUND, GREATER THAN 4/0, SINGLE PH
3540017E | 101175.44 |  |  |  | DES MLFRD2101 - 1000 E PLEASAN | DES MLFRD2101 - 1000 E PLEASANT RUN RD | 2022-01-28
3540017E |  | 20235.08 | 364 | 0001 | SINGLE CROSSARM
3540017E |  | 6070.52 | 364 | 0260 | POLE, WOOD, 40'
3540017E |  | 11129.29 | 364 | 0280 | POLE, WOOD, 45'
3540017E |  | 4047.01 | 364 | 0320 | POLE, WOOD, 55'
3540017E |  | 5058.77 | 364 | 0335 | POLE, WOOD, 60'
3540017E |  | 54634.77 | 365 | 0020 | CONDUCTOR, ALUMINUM, 4/0 AND GREATER
3540097E | 102511.07 |  |  |  | TYL/CEDAR CREEK DEVELOPMENT-TY | TYL/CEDAR CREEK DEVELOPMENT-TYLER/TM | 2022-05-02
3540097E |  | 4100.44 | 364 | 0260 | POLE, WOOD, 40'
3540097E |  | 36904.01 | 366 | 1010 | CONDUIT
3540097E |  | 11276.21 | 366 | 1150 | SECONDARY BOX
3540097E |  | 6150.66 | 366 | 1400 | PADS OR FOUNDATIONS, SMALL, LESS THAN 50 SQ FT
3540097E |  | 23577.54 | 367 | 0020 | CONDUCTOR, ALUMINUM, LESS THEN 4/0
3540097E |  | 17426.88 | 367 | 0025 | CONDUCTOR, ALUMINUM, 4/0 AND GREATER
3540097E |  | 3075.33 | 367 | 0100 | FAULT INDICATOR
3540132E | 205193.32 |  |  |  | MDL TARGA PARKS II GAS SOFT FL | MDL TARGA PARKS II GAS SOFT FLAT PLANT PME-AC-BG OFFSITE | 2022-07-26
3540132E |  | 8207.73 | 364 | 0001 | SINGLE CROSSARM
3540132E |  | 12311.59 | 364 | 0280 | POLE, WOOD, 45'
3540132E |  | 2051.92 | 365 | 0010 | CONDUCTOR, ALUMINUM, LESS THAN 4/0
3540132E |  | 174414.35 | 367 | 0025 | CONDUCTOR, ALUMINUM, 4/0 AND GREATER
3540132E |  | 8207.73 | 367 | 0100 | FAULT INDICATOR
3540166E | 328140.81 |  |  |  | MTN/MSQ - STONEY CREEK PH 4C - | MTN/MSQ - STONEY CREEK PH 4C - SUNNYVALE - CR | 2022-09-28
3540166E |  | 3281.41 | 364 | 0001 | SINGLE CROSSARM
3540166E |  | 6562.81 | 364 | 0280 | POLE, WOOD, 45'
3540166E |  | 3281.41 | 364 | 0300 | POLE, WOOD, 50'
3540166E |  | 3281.41 | 365 | 0010 | CONDUCTOR, ALUMINUM, LESS THAN 4/0
3540166E |  | 3281.41 | 365 | 0020 | CONDUCTOR, ALUMINUM, 4/0 AND GREATER
3540166E |  | 65628.16 | 366 | 1010 | CONDUIT
3540166E |  | 16407.03 | 366 | 1150 | SECONDARY BOX
3540166E |  | 9844.22 | 366 | 1200 | MANHOLE, 0-100 CU FT
3540166E |  | 9844.22 | 366 | 1400 | PADS OR FOUNDATIONS, SMALL, LESS THAN 50 SQ FT
3540166E |  | 91879.45 | 367 | 0020 | CONDUCTOR, ALUMINUM, LESS THEN 4/0
3540166E |  | 49221.12 | 367 | 0025 | CONDUCTOR, ALUMINUM, 4/0 AND GREATER
3540166E |  | 3281.41 | 367 | 0100 | FAULT INDICATOR
3540166E |  | 3281.41 | 373 | 0025 | CONDUCTOR, ALUMINUM, UNDERGROUND
3540166E |  | 26251.26 | 373 | 1250 | LUMINAIRE, LED, 40W TO 150W
3540166E |  | 3281.41 | 373 | 1375 | CONDUIT
3540166E |  | 29532.67 | 373 | 1625 | STANDARD, OTHER, 25' AND UNDER
3540169E | 256508.13 |  |  |  | MSQ - STONEY CREEK PH 3B - SUN | MSQ - STONEY CREEK PH 3B - SUNNYVALE - CR | 2022-08-03
3540169E |  | 2565.06 | 364 | 0001 | SINGLE CROSSARM
3540169E |  | 7695.24 | 364 | 0300 | POLE, WOOD, 50'
3540169E |  | 51301.61 | 366 | 1010 | CONDUIT
3540169E |  | 7695.24 | 366 | 1100 | PRIMARY BOX
3540169E |  | 10260.3 | 366 | 1150 | SECONDARY BOX
3540169E |  | 7695.24 | 366 | 1400 | PADS OR FOUNDATIONS, SMALL, LESS THAN 50 SQ FT
3540169E |  | 74387.53 | 367 | 0020 | CONDUCTOR, ALUMINUM, LESS THEN 4/0
3540169E |  | 41041.29 | 367 | 0025 | CONDUCTOR, ALUMINUM, 4/0 AND GREATER
3540169E |  | 2565.06 | 367 | 0100 | FAULT INDICATOR
3540169E |  | 2565.06 | 373 | 0025 | CONDUCTOR, ALUMINUM, UNDERGROUND
3540169E |  | 20520.63 | 373 | 1250 | LUMINAIRE, LED, 40W TO 150W
3540169E |  | 5130.15 | 373 | 1375 | CONDUIT
3540169E |  | 23085.72 | 373 | 1625 | STANDARD, OTHER, 25' AND UNDER
3540184E | 581610.95 |  |  |  | 2021MDES103DA-P1-S5-RECOND2-PR | 2021MDES103DA-P1-S5-RECOND2-PRATT RD | 2022-03-24
3540184E |  | 69793.31 | 364 | 0001 | SINGLE CROSSARM
3540184E |  | 157034.95 | 364 | 0280 | POLE, WOOD, 45'
3540184E |  | 46528.86 | 364 | 0300 | POLE, WOOD, 50'
3540184E |  | 40712.76 | 365 | 0010 | CONDUCTOR, ALUMINUM, LESS THAN 4/0
3540184E |  | 255908.86 | 365 | 0020 | CONDUCTOR, ALUMINUM, 4/0 AND GREATER
3540184E |  | 11632.21 | 367 | 0020 | CONDUCTOR, ALUMINUM, LESS THEN 4/0
3540248E | 117479.53 |  |  |  | TYL/LEGACY BEND UNIT 3-TYLER/T | TYL/LEGACY BEND UNIT 3-TYLER/TM | 2022-07-26
3540248E |  | 38768.38 | 366 | 1010 | CONDUIT
3540248E |  | 7048.76 | 366 | 1150 | SECONDARY BOX
3540248E |  | 4699.16 | 366 | 1400 | PADS OR FOUNDATIONS, SMALL, LESS THAN 50 SQ FT
3540248E |  | 25845.48 | 367 | 0020 | CONDUCTOR, ALUMINUM, LESS THEN 4/0
3540248E |  | 17621.91 | 367 | 0025 | CONDUCTOR, ALUMINUM, 4/0 AND GREATER
3540248E |  | 2349.58 | 367 | 0100 | FAULT INDICATOR
3540248E |  | 2349.58 | 373 | 0025 | CONDUCTOR, ALUMINUM, UNDERGROUND
3540248E |  | 7048.76 | 373 | 1250 | LUMINAIRE, LED, 40W TO 150W
3540248E |  | 3524.37 | 373 | 1375 | CONDUIT
3540248E |  | 8223.55 | 373 | 1625 | STANDARD, OTHER, 25' AND UNDER
3540252E | 475117.08 |  |  |  | MCK- RANGER CROSSING ADDITION | MCK/MCK - RANGER CROSSING ADDITION - PRINCETON - DK | 2022-11-03
3540252E |  | 147286.33 | 366 | 1010 | CONDUIT
3540252E |  | 57014.04 | 366 | 1150 | SECONDARY BOX
3540252E |  | 19004.68 | 366 | 1400 | PADS OR FOUNDATIONS, SMALL, LESS THAN 50 SQ FT
3540252E |  | 71267.56 | 367 | 0020 | CONDUCTOR, ALUMINUM, LESS THEN 4/0
3540252E |  | 52262.87 | 367 | 0025 | CONDUCTOR, ALUMINUM, 4/0 AND GREATER
3540252E |  | 4751.17 | 367 | 0100 | FAULT INDICATOR
3540252E |  | 4751.17 | 373 | 0025 | CONDUCTOR, ALUMINUM, UNDERGROUND
3540252E |  | 38009.36 | 373 | 1250 | LUMINAIRE, LED, 40W TO 150W
3540252E |  | 14253.51 | 373 | 1375 | CONDUIT
3540252E |  | 66516.39 | 373 | 1625 | STANDARD, OTHER, 25' AND UNDER
3540255E | 105183.2 |  |  |  | TYL/LEGACY BEND UNIT 4-TYLER/T | TYL/LEGACY BEND UNIT 4-TYLER/TM | 2022-06-10
3540255E |  | 30503.11 | 366 | 1010 | CONDUIT
3540255E |  | 6310.97 | 366 | 1150 | SECONDARY BOX
3540255E |  | 7362.81 | 366 | 1400 | PADS OR FOUNDATIONS, SMALL, LESS THAN 50 SQ FT
3540255E |  | 41021.54 | 367 | 0020 | CONDUCTOR, ALUMINUM, LESS THEN 4/0
3540255E |  | 16829.29 | 367 | 0025 | CONDUCTOR, ALUMINUM, 4/0 AND GREATER
3540255E |  | 3155.48 | 367 | 0100 | FAULT INDICATOR
3540256E | 102898.18 |  |  |  | TYL/FORESTDALE UNIT 3-WHITEHOU | TYL/FORESTDALE UNIT 3-WHITEHOUSE/TM | 2022-03-18
3540256E |  | 23666.81 | 366 | 1010 | CONDUIT
3540256E |  | 9260.81 | 366 | 1150 | SECONDARY BOX
3540256E |  | 9260.81 | 366 | 1400 | PADS OR FOUNDATIONS, SMALL, LESS THAN 50 SQ FT
3540256E |  | 20579.62 | 367 | 0020 | CONDUCTOR, ALUMINUM, LESS THEN 4/0
3540256E |  | 14405.72 | 367 | 0025 | CONDUCTOR, ALUMINUM, 4/0 AND GREATER
3540256E |  | 3086.91 | 367 | 0100 | FAULT INDICATOR
3540256E |  | 2057.94 | 373 | 0025 | CONDUCTOR, ALUMINUM, UNDERGROUND
3540256E |  | 7202.85 | 373 | 1250 | LUMINAIRE, LED, 40W TO 150W
3540256E |  | 6173.86 | 373 | 1375 | CONDUIT
3540256E |  | 7202.85 | 373 | 1625 | STANDARD, OTHER, 25' AND UNDER
3540276E | 483617.83 |  |  |  | FWS: CARTER PARK EAST PH 1 - R | FWS: CARTER PARK EAST PH 1 - RSE | 2022-05-24
3540276E |  | 4836.16 | 364 | 0320 | POLE, WOOD, 55'
3540276E |  | 4836.16 | 365 | 0010 | CONDUCTOR, ALUMINUM, LESS THAN 4/0
3540276E |  | 4836.16 | 366 | 1010 | CONDUIT
3540276E |  | 38689.42 | 367 | 0020 | CONDUCTOR, ALUMINUM, LESS THEN 4/0
3540276E |  | 328860.2 | 367 | 0025 | CONDUCTOR, ALUMINUM, 4/0 AND GREATER
3540276E |  | 101559.73 | 367 | 5190 | SWITCHGEAR, PADMOUNT, 25KV
3540308E | 127821.45 |  |  |  | IRV-21-P105-TM-FBR-IRVVV2801,2 | IRV-21-P105-TM-FBR-IRVVV2801,2802-LIGSW1603,1607-DA 350' REC | 2022-04-13
3540308E |  | 16616.77 | 364 | 0001 | SINGLE CROSSARM
3540308E |  | 7669.26 | 364 | 0300 | POLE, WOOD, 50'
3540308E |  | 21729.63 | 364 | 0320 | POLE, WOOD, 55'
3540308E |  | 17894.99 | 364 | 0335 | POLE, WOOD, 60'
3540308E |  | 3834.62 | 365 | 0010 | CONDUCTOR, ALUMINUM, LESS THAN 4/0
3540308E |  | 20451.41 | 365 | 0020 | CONDUCTOR, ALUMINUM, 4/0 AND GREATER
3540308E |  | 8947.49 | 366 | 1010 | CONDUIT
3540308E |  | 23008.02 | 367 | 0025 | CONDUCTOR, ALUMINUM, 4/0 AND GREATER
3540308E |  | 7669.26 | 367 | 0100 | FAULT INDICATOR
3540356E | 300060.49 |  |  |  | MCK/LDL - LENNON CREEK SUBDIVI | MCK/LDL - LENNON CREEK SUBDIVISION - HICKORY CREEK - RD | 2022-08-08
3540356E |  | 3000.6 | 364 | 0260 | POLE, WOOD, 40'
3540356E |  | 72014.57 | 366 | 1010 | CONDUIT
3540356E |  | 27005.44 | 366 | 1150 | SECONDARY BOX
3540356E |  | 12002.41 | 366 | 1400 | PADS OR FOUNDATIONS, SMALL, LESS THAN 50 SQ FT
3540356E |  | 45009.07 | 367 | 0020 | CONDUCTOR, ALUMINUM, LESS THEN 4/0
3540356E |  | 30006.04 | 367 | 0025 | CONDUCTOR, ALUMINUM, 4/0 AND GREATER
3540356E |  | 3000.6 | 367 | 0100 | FAULT INDICATOR
3540356E |  | 36007.25 | 373 | 1250 | LUMINAIRE, LED, 40W TO 150W
3540356E |  | 9001.81 | 373 | 1375 | CONDUIT
3540356E |  | 63012.7 | 373 | 1625 | STANDARD, OTHER, 25' AND UNDER
3540369E | 275344.35 |  |  |  | MTN/TER - OAK CREEK SUBDIVISIO | MTN/TER - OAK CREEK SUBDIVISION - FORNEY - ZG | 2022-06-30
3540369E |  | 52315.41 | 366 | 1010 | CONDUIT
3540369E |  | 24780.97 | 366 | 1150 | SECONDARY BOX
3540369E |  | 11013.76 | 366 | 1400 | PADS OR FOUNDATIONS, SMALL, LESS THAN 50 SQ FT
3540369E |  | 52315.41 | 367 | 0020 | CONDUCTOR, ALUMINUM, LESS THEN 4/0
3540369E |  | 33041.31 | 367 | 0025 | CONDUCTOR, ALUMINUM, 4/0 AND GREATER
3540369E |  | 2753.43 | 367 | 0100 | FAULT INDICATOR
3540369E |  | 2753.43 | 373 | 0025 | CONDUCTOR, ALUMINUM, UNDERGROUND
3540369E |  | 24780.97 | 373 | 1100 | LUMINAIRE, HISTORICAL, 100W
3540369E |  | 5506.88 | 373 | 1375 | CONDUIT
3540369E |  | 66082.78 | 373 | 1625 | STANDARD, OTHER, 25' AND UNDER
3540535E | 216405.57 |  |  |  | KRT/HUTTO-COTTONWOOD PHASE 2/J | KRT/HUTTO-COTTONWOOD PHASE 2/JJ | 2022-09-20
3540535E |  | 49773.26 | 366 | 1010 | CONDUIT
3540535E |  | 25968.66 | 366 | 1150 | SECONDARY BOX
3540535E |  | 10820.28 | 366 | 1400 | PADS OR FOUNDATIONS, SMALL, LESS THAN 50 SQ FT
3540535E |  | 34624.89 | 367 | 0020 | CONDUCTOR, ALUMINUM, LESS THEN 4/0
3540535E |  | 43281.11 | 367 | 0025 | CONDUCTOR, ALUMINUM, 4/0 AND GREATER
3540535E |  | 4328.12 | 367 | 0100 | FAULT INDICATOR
3540535E |  | 2164.06 | 373 | 0025 | CONDUCTOR, ALUMINUM, UNDERGROUND
3540535E |  | 8656.22 | 373 | 1250 | LUMINAIRE, LED, 40W TO 150W
3540535E |  | 6492.18 | 373 | 1375 | CONDUIT
3540535E |  | 30296.79 | 373 | 1520 | STANDARD, METAL, ABOVE 25'
3540577E | 253236.64 |  |  |  | MHN OASIS PERMIAN CHRCKWAGON P | MHN OASIS PERMIAN CHRCKWAGON PME-OFFSITE 1-MB-PWR | 2022-04-26
3540577E |  | 20258.93 | 364 | 0001 | SINGLE CROSSARM
3540577E |  | 2532.38 | 364 | 0002 | DOUBLE CROSSARMS
3540577E |  | 73438.64 | 364 | 0300 | POLE, WOOD, 50'
3540577E |  | 10129.48 | 364 | 0320 | POLE, WOOD, 55'
3540577E |  | 5064.74 | 364 | 0335 | POLE, WOOD, 60'
3540577E |  | 7597.11 | 364 | 0350 | POLE, WOOD, 65'
3540577E |  | 20258.93 | 365 | 0010 | CONDUCTOR, ALUMINUM, LESS THAN 4/0
3540577E |  | 113956.43 | 365 | 0020 | CONDUCTOR, ALUMINUM, 4/0 AND GREATER
3540580E | 420214.24 |  |  |  | WAC:WAC ENVASES OFFSITE.DH | WAC:WAC ENVASES OFFSITE.DH | 2022-10-07
3540580E |  | 50425.71 | 366 | 1010 | CONDUIT
3540580E |  | 25212.85 | 366 | 1100 | PRIMARY BOX
3540580E |  | 344575.68 | 367 | 0025 | CONDUCTOR, ALUMINUM, 4/0 AND GREATER
3540769E | 337129.34 |  |  |  | FWN: SENDERA RANCH PHASE 24: M | FWN: SENDERA RANCH PHASE 24: MW | 2022-07-28
3540769E |  | 104510.08 | 366 | 1010 | CONDUIT
3540769E |  | 33712.92 | 366 | 1150 | SECONDARY BOX
3540769E |  | 20227.75 | 366 | 1400 | PADS OR FOUNDATIONS, SMALL, LESS THAN 50 SQ FT
3540769E |  | 107881.46 | 367 | 0020 | CONDUCTOR, ALUMINUM, LESS THEN 4/0
3540769E |  | 64054.56 | 367 | 0025 | CONDUCTOR, ALUMINUM, 4/0 AND GREATER
3540769E |  | 6742.57 | 367 | 0100 | FAULT INDICATOR
3540876E | 471530.3 |  |  |  | KRT/TEM-MESA RIDGE PHASE 2/LA | KRT/TEM-MESA RIDGE PHASE 2/LA | 2022-11-08
3540876E |  | 165035.64 | 366 | 1010 | CONDUIT
3540876E |  | 51868.33 | 366 | 1150 | SECONDARY BOX
3540876E |  | 14145.9 | 366 | 1200 | MANHOLE, 0-100 CU FT
3540876E |  | 18861.21 | 366 | 1400 | PADS OR FOUNDATIONS, SMALL, LESS THAN 50 SQ FT
3540876E |  | 108451.97 | 367 | 0020 | CONDUCTOR, ALUMINUM, LESS THEN 4/0
3540876E |  | 56583.63 | 367 | 0025 | CONDUCTOR, ALUMINUM, 4/0 AND GREATER
3540876E |  | 4715.3 | 367 | 0100 | FAULT INDICATOR
3540876E |  | 4715.3 | 373 | 0025 | CONDUCTOR, ALUMINUM, UNDERGROUND
3540876E |  | 9430.6 | 373 | 1200 | LUMINAIRE, OTHER, 100W
3540876E |  | 4715.3 | 373 | 1375 | CONDUIT
3540876E |  | 33007.12 | 373 | 1520 | STANDARD, METAL, ABOVE 25'
3540909E | 500279.4 |  |  |  | FWN: OFFSITE BAR C RANCH PH 8 | FWN: OFFSITE BAR C RANCH PH 8 | 2022-05-17
3540909E |  | 5002.78 | 365 | 0010 | CONDUCTOR, ALUMINUM, LESS THAN 4/0
3540909E |  | 175097.86 | 366 | 1010 | CONDUIT
3540909E |  | 75041.9 | 366 | 1100 | PRIMARY BOX
3540909E |  | 5002.78 | 366 | 1150 | SECONDARY BOX
3540909E |  | 5002.78 | 366 | 1410 | PADS OR FOUNDATIONS, MEDIUM, 50-100 SQ FT
3540909E |  | 175097.78 | 367 | 0025 | CONDUCTOR, ALUMINUM, 4/0 AND GREATER
3540909E |  | 60033.52 | 367 | 5190 | SWITCHGEAR, PADMOUNT, 25KV
3541029E | 503217.78 |  |  |  | HEB AUTO 2021-P116-OL-BDFWD891 | HEB AUTO 2021-P116-OL-BDFWD8911-BDFWD8922-DA | 2022-05-11
3541029E |  | 5032.15 | 364 | 0001 | SINGLE CROSSARM
3541029E |  | 25160.86 | 364 | 0335 | POLE, WOOD, 60'
3541029E |  | 5032.15 | 365 | 0010 | CONDUCTOR, ALUMINUM, LESS THAN 4/0
3541029E |  | 35225.22 | 365 | 5635 | DIST AUTOMATION REPEATER OVERHEAD
3541029E |  | 25160.86 | 365 | 5645 | DIST AUTOMATION COMMUNICATION UNIT RF OH
3541029E |  | 100643.53 | 365 | 5650 | DIST AUTOMATION CONTROL OVERHEAD
3541029E |  | 45289.57 | 365 | 5660 | DIST AUTOMATION POWER SUPPLY UNIT OH
3541029E |  | 261673.44 | 365 | 6000 | DIST AUTOMATION SWITCH OVERHEAD
3541031E | 233691.95 |  |  |  | HEB AUTO 2021-P117-OM-BDFWD891 | HEB AUTO 2021-P117-OM-BDFWD8912-BDFRD8811-DA | 2022-02-08
3541031E |  | 2336.91 | 364 | 0001 | SINGLE CROSSARM
3541031E |  | 7010.75 | 364 | 0335 | POLE, WOOD, 60'
3541031E |  | 11684.58 | 365 | 5645 | DIST AUTOMATION COMMUNICATION UNIT RF OH
3541031E |  | 51412.22 | 365 | 5650 | DIST AUTOMATION CONTROL OVERHEAD
3541031E |  | 23369.19 | 365 | 5660 | DIST AUTOMATION POWER SUPPLY UNIT OH
3541031E |  | 137878.3 | 365 | 6000 | DIST AUTOMATION SWITCH OVERHEAD
3541033E | 284031.09 |  |  |  | HEB AUTO 2021-P118-ON-BDFWD894 | HEB AUTO 2021-P118-ON-BDFWD8941-EULES8732-DA | 2022-03-10
3541033E |  | 2840.28 | 364 | 0001 | SINGLE CROSSARM
3541033E |  | 19882.15 | 364 | 0335 | POLE, WOOD, 60'
3541033E |  | 2840.28 | 365 | 0010 | CONDUCTOR, ALUMINUM, LESS THAN 4/0
3541033E |  | 25562.77 | 365 | 5635 | DIST AUTOMATION REPEATER OVERHEAD
3541033E |  | 11361.21 | 365 | 5645 | DIST AUTOMATION COMMUNICATION UNIT RF OH
3541033E |  | 53965.88 | 365 | 5650 | DIST AUTOMATION CONTROL OVERHEAD
3541033E |  | 25562.77 | 365 | 5660 | DIST AUTOMATION POWER SUPPLY UNIT OH
3541033E |  | 142015.75 | 365 | 6000 | DIST AUTOMATION SWITCH OVERHEAD
3541044E | 413772.78 |  |  |  | FWN AUTO 2021-P121-TS-NMAIN024 | FWN AUTO 2021-P121-TS-NMAIN0241-NMAIN0282-SPRDL4811-DA | 2022-04-12
3541044E |  | 4137.7 | 364 | 0001 | SINGLE CROSSARM
3541044E |  | 28964.07 | 364 | 0335 | POLE, WOOD, 60'
3541044E |  | 4137.7 | 365 | 0010 | CONDUCTOR, ALUMINUM, LESS THAN 4/0
3541044E |  | 53790.43 | 365 | 5635 | DIST AUTOMATION REPEATER OVERHEAD
3541044E |  | 16550.89 | 365 | 5645 | DIST AUTOMATION COMMUNICATION UNIT RF OH
3541044E |  | 74479.07 | 365 | 5650 | DIST AUTOMATION CONTROL OVERHEAD
3541044E |  | 33101.8 | 365 | 5660 | DIST AUTOMATION POWER SUPPLY UNIT OH
3541044E |  | 198611.12 | 365 | 6000 | DIST AUTOMATION SWITCH OVERHEAD
3541045E | 670310.1 |  |  |  | FWN AUTO 2021-P122-TZ-SPRDL482 | FWN AUTO 2021-P122-TZ-SPRDL4821-HLTOM2472-AMMFG5621-DA | 2022-03-28
3541045E |  | 13406.18 | 364 | 0001 | SINGLE CROSSARM
3541045E |  | 40218.58 | 364 | 0335 | POLE, WOOD, 60'
3541045E |  | 6703.08 | 365 | 0010 | CONDUCTOR, ALUMINUM, LESS THAN 4/0
3541045E |  | 67030.99 | 365 | 5635 | DIST AUTOMATION REPEATER OVERHEAD
3541045E |  | 40218.58 | 365 | 5645 | DIST AUTOMATION COMMUNICATION UNIT RF OH
3541045E |  | 113952.7 | 365 | 5650 | DIST AUTOMATION CONTROL OVERHEAD
3541045E |  | 46921.69 | 365 | 5660 | DIST AUTOMATION POWER SUPPLY UNIT OH
3541045E |  | 341858.3 | 365 | 6000 | DIST AUTOMATION SWITCH OVERHEAD
3541046E | 224947.66 |  |  |  | FWN AUTO 2021-P123-TW-RSNHT115 | FWN AUTO 2021-P123-TW-RSNHT1152-RSNHT1142-DA | 2022-03-21
3541046E |  | 2249.46 | 364 | 0001 | SINGLE CROSSARM
3541046E |  | 11247.36 | 364 | 0335 | POLE, WOOD, 60'
3541046E |  | 2249.46 | 365 | 0010 | CONDUCTOR, ALUMINUM, LESS THAN 4/0
3541046E |  | 11247.36 | 365 | 5635 | DIST AUTOMATION REPEATER OVERHEAD
3541046E |  | 11247.36 | 365 | 5645 | DIST AUTOMATION COMMUNICATION UNIT RF OH
3541046E |  | 47238.99 | 365 | 5650 | DIST AUTOMATION CONTROL OVERHEAD
3541046E |  | 20245.28 | 365 | 5660 | DIST AUTOMATION POWER SUPPLY UNIT OH
3541046E |  | 119222.39 | 365 | 6000 | DIST AUTOMATION SWITCH OVERHEAD
3541048E | 160583.69 |  |  |  | FWN AUTO 2021-P124-UA-SPRDL482 | FWN AUTO 2021-P124-UA-SPRDL4821-SPRDL4831-DA | 2022-02-02
3541048E |  | 3211.65 | 364 | 0001 | SINGLE CROSSARM
3541048E |  | 4817.49 | 364 | 0335 | POLE, WOOD, 60'
3541048E |  | 8029.16 | 365 | 5645 | DIST AUTOMATION COMMUNICATION UNIT RF OH
3541048E |  | 35328.39 | 365 | 5650 | DIST AUTOMATION CONTROL OVERHEAD
3541048E |  | 16058.35 | 365 | 5660 | DIST AUTOMATION POWER SUPPLY UNIT OH
3541048E |  | 93138.65 | 365 | 6000 | DIST AUTOMATION SWITCH OVERHEAD
3541050E | 239350.41 |  |  |  | FWN AUTO 2021-P125-UB-WTAUG461 | FWN AUTO 2021-P125-UB-WTAUG4613-WTAUG4631-DA | 2022-02-18
3541050E |  | 2393.48 | 364 | 0001 | SINGLE CROSSARM
3541050E |  | 11967.49 | 364 | 0335 | POLE, WOOD, 60'
3541050E |  | 2393.48 | 365 | 0010 | CONDUCTOR, ALUMINUM, LESS THAN 4/0
3541050E |  | 16754.51 | 365 | 5635 | DIST AUTOMATION REPEATER OVERHEAD
3541050E |  | 11967.49 | 365 | 5645 | DIST AUTOMATION COMMUNICATION UNIT RF OH
3541050E |  | 47870.06 | 365 | 5650 | DIST AUTOMATION CONTROL OVERHEAD
3541050E |  | 21541.5 | 365 | 5660 | DIST AUTOMATION POWER SUPPLY UNIT OH
3541050E |  | 124462.4 | 365 | 6000 | DIST AUTOMATION SWITCH OVERHEAD
3541051E | 415123.28 |  |  |  | FWN AUTO 2021-P126-UC-WTAUG465 | FWN AUTO 2021-P126-UC-WTAUG4652-HLTOM2461-DA | 2022-04-18
3541051E |  | 8302.45 | 364 | 0001 | SINGLE CROSSARM
3541051E |  | 37361.08 | 364 | 0335 | POLE, WOOD, 60'
3541051E |  | 4151.21 | 365 | 0010 | CONDUCTOR, ALUMINUM, LESS THAN 4/0
3541051E |  | 37361.08 | 365 | 5635 | DIST AUTOMATION REPEATER OVERHEAD
3541051E |  | 41512.31 | 365 | 5645 | DIST AUTOMATION COMMUNICATION UNIT RF OH
3541051E |  | 70570.94 | 365 | 5650 | DIST AUTOMATION CONTROL OVERHEAD
3541051E |  | 33209.85 | 365 | 5660 | DIST AUTOMATION POWER SUPPLY UNIT OH
3541051E |  | 182654.36 | 365 | 6000 | DIST AUTOMATION SWITCH OVERHEAD
3541058E | 292856.88 |  |  |  | TEM AUTO 2021-P129-RV-TMNTH160 | TEM AUTO 2021-P129-RV-TMNTH1605-TMPLE1205-DA | 2022-06-26
3541058E |  | 5857.13 | 364 | 0001 | SINGLE CROSSARM
3541058E |  | 20499.98 | 364 | 0335 | POLE, WOOD, 60'
3541058E |  | 2928.56 | 365 | 0010 | CONDUCTOR, ALUMINUM, LESS THAN 4/0
3541058E |  | 38071.39 | 365 | 5635 | DIST AUTOMATION REPEATER OVERHEAD
3541058E |  | 14642.84 | 365 | 5645 | DIST AUTOMATION COMMUNICATION UNIT RF OH
3541058E |  | 52714.23 | 365 | 5650 | DIST AUTOMATION CONTROL OVERHEAD
3541058E |  | 23428.55 | 365 | 5660 | DIST AUTOMATION POWER SUPPLY UNIT OH
3541058E |  | 134714.2 | 365 | 6000 | DIST AUTOMATION SWITCH OVERHEAD
3541145E | 296964.78 |  |  |  | MDL ENDEAVOR ENERGY FRANKLIN C | MDL ENDEAVOR ENERGY FRANKLIN CRAWFORD PME - OFFSITE-WG-BG | 2022-07-11
3541145E |  | 11878.59 | 364 | 0001 | SINGLE CROSSARM
3541145E |  | 5939.29 | 364 | 0280 | POLE, WOOD, 45'
3541145E |  | 14848.23 | 364 | 0300 | POLE, WOOD, 50'
3541145E |  | 97998.37 | 365 | 5650 | DIST AUTOMATION CONTROL OVERHEAD
3541145E |  | 41575.06 | 365 | 6010 | AIRBREAK SWITCH, WITH OR WITHOUT OPERATOR
3541145E |  | 121755.6 | 365 | 6030 | RECLOSER,2 OR 3 PHASE,OVER 13.2KV,0-3000 AMP
3541145E |  | 2969.64 | 367 | 0020 | CONDUCTOR, ALUMINUM, LESS THEN 4/0
3541201E | 115756.71 |  |  |  | TYL TSLVL4008B 4150LAKEXING-CL | TYL TSLVL4008B 4150LAKEXING-CLA | 2021-11-22
3541201E |  | 6945.4 | 364 | 0001 | SINGLE CROSSARM
3541201E |  | 3472.7 | 364 | 0002 | DOUBLE CROSSARMS
3541201E |  | 4630.26 | 364 | 0280 | POLE, WOOD, 45'
3541201E |  | 6945.4 | 364 | 0300 | POLE, WOOD, 50'
3541201E |  | 6945.4 | 364 | 0320 | POLE, WOOD, 55'
3541201E |  | 9260.53 | 364 | 0335 | POLE, WOOD, 60'
3541201E |  | 27781.61 | 364 | 0350 | POLE, WOOD, 65'
3541201E |  | 49775.41 | 364 | 0365 | POLE, WOOD, 70'
3541301E | 199897.17 |  |  |  | MCK/MCK - LAKE FOREST PH II - | MCK/MCK - LAKE FOREST PH II - MCKINNEY - CO | 2022-10-13
3541301E |  | 1998.97 | 364 | 0001 | SINGLE CROSSARM
3541301E |  | 7995.88 | 364 | 0280 | POLE, WOOD, 45'
3541301E |  | 35981.48 | 366 | 1010 | CONDUIT
3541301E |  | 15991.77 | 366 | 1150 | SECONDARY BOX
3541301E |  | 11993.82 | 366 | 1400 | PADS OR FOUNDATIONS, SMALL, LESS THAN 50 SQ FT
3541301E |  | 27985.6 | 367 | 0020 | CONDUCTOR, ALUMINUM, LESS THEN 4/0
3541301E |  | 29984.58 | 367 | 0025 | CONDUCTOR, ALUMINUM, 4/0 AND GREATER
3541301E |  | 3997.94 | 367 | 0100 | FAULT INDICATOR
3541301E |  | 1998.97 | 373 | 0025 | CONDUCTOR, ALUMINUM, UNDERGROUND
3541301E |  | 19989.71 | 373 | 1100 | LUMINAIRE, HISTORICAL, 100W
3541301E |  | 3997.94 | 373 | 1375 | CONDUIT
3541301E |  | 37980.51 | 373 | 1625 | STANDARD, OTHER, 25' AND UNDER
3541313E | 324042.83 |  |  |  | CLE-21-P043-PM-CLE-DCDAM2001-D | CLE-21-P043-PM-CLE-DCDAM2001-DCDAM2002-DA- PWR | 2022-09-04
3541313E |  | 6480.85 | 364 | 0001 | SINGLE CROSSARM
3541313E |  | 22682.99 | 364 | 0335 | POLE, WOOD, 60'
3541313E |  | 3240.41 | 365 | 0010 | CONDUCTOR, ALUMINUM, LESS THAN 4/0
3541313E |  | 32404.28 | 365 | 5635 | DIST AUTOMATION REPEATER OVERHEAD
3541313E |  | 12961.7 | 365 | 5645 | DIST AUTOMATION COMMUNICATION UNIT RF OH
3541313E |  | 58327.7 | 365 | 5650 | DIST AUTOMATION CONTROL OVERHEAD
3541313E |  | 25923.41 | 365 | 5660 | DIST AUTOMATION POWER SUPPLY UNIT OH
3541313E |  | 162021.49 | 365 | 6000 | DIST AUTOMATION SWITCH OVERHEAD
3541350E | 166082.05 |  |  |  | RRK: ELM CREEK NORTH PHASE 3 | RRK: ELM CREEK NORTH PHASE 3 JK | 2022-07-20
3541350E |  | 36538.13 | 366 | 1010 | CONDUIT
3541350E |  | 23251.47 | 366 | 1150 | SECONDARY BOX
3541350E |  | 11625.73 | 366 | 1400 | PADS OR FOUNDATIONS, SMALL, LESS THAN 50 SQ FT
3541350E |  | 34877.22 | 367 | 0020 | CONDUCTOR, ALUMINUM, LESS THEN 4/0
3541350E |  | 24912.3 | 367 | 0025 | CONDUCTOR, ALUMINUM, 4/0 AND GREATER
3541350E |  | 3321.63 | 367 | 0100 | FAULT INDICATOR
3541350E |  | 4982.46 | 373 | 1200 | LUMINAIRE, OTHER, 100W
3541350E |  | 1660.81 | 373 | 1375 | CONDUIT
3541350E |  | 24912.3 | 373 | 1520 | STANDARD, METAL, ABOVE 25'
3541366E | 207563.17 |  |  |  | IRV-21-P107-TO-FBR-LIGSW1602-I | IRV-21-P107-TO-FBR-LIGSW1602-IRVVV2801-DA-PWR | 2022-05-31
3541366E |  | 2075.63 | 364 | 0001 | SINGLE CROSSARM
3541366E |  | 16605.05 | 364 | 0335 | POLE, WOOD, 60'
3541366E |  | 2075.63 | 365 | 0010 | CONDUCTOR, ALUMINUM, LESS THAN 4/0
3541366E |  | 26983.21 | 365 | 5635 | DIST AUTOMATION REPEATER OVERHEAD
3541366E |  | 10378.15 | 365 | 5645 | DIST AUTOMATION COMMUNICATION UNIT RF OH
3541366E |  | 37361.37 | 365 | 5650 | DIST AUTOMATION CONTROL OVERHEAD
3541366E |  | 16605.05 | 365 | 5660 | DIST AUTOMATION POWER SUPPLY UNIT OH
3541366E |  | 95479.08 | 365 | 6000 | DIST AUTOMATION SWITCH OVERHEAD
3541518E | 144218.54 |  |  |  | TYL/HAMILTON MEADOWS-TYLER/TM | TYL/HAMILTON MEADOWS-TYLER/TM | 2022-10-04
3541518E |  | 2884.36 | 364 | 0280 | POLE, WOOD, 45'
3541518E |  | 27401.52 | 366 | 1010 | CONDUIT
3541518E |  | 8653.1 | 366 | 1150 | SECONDARY BOX
3541518E |  | 14421.85 | 366 | 1400 | PADS OR FOUNDATIONS, SMALL, LESS THAN 50 SQ FT
3541518E |  | 38939.06 | 367 | 0020 | CONDUCTOR, ALUMINUM, LESS THEN 4/0
3541518E |  | 11537.48 | 367 | 0025 | CONDUCTOR, ALUMINUM, 4/0 AND GREATER
3541518E |  | 4326.54 | 367 | 0100 | FAULT INDICATOR
3541518E |  | 36054.63 | 369 | 1100 | SERVICE, UNDERGROUND, 4/0 AND LESS, SINGLE PHASE
3541596E | 190027.24 |  |  |  | WAX/VEN - HERITAGE HILLS - PHA | WAX/VEN - HERITAGE HILLS - PHASE 2 - US-67, V V JONES RD/GS | 2022-11-01
3541596E |  | 1900.26 | 364 | 0001 | SINGLE CROSSARM
3541596E |  | 7601.08 | 364 | 0280 | POLE, WOOD, 45'
3541596E |  | 17102.44 | 365 | 0020 | CONDUCTOR, ALUMINUM, 4/0 AND GREATER
3541596E |  | 58908.56 | 366 | 1010 | CONDUIT
3541596E |  | 11401.63 | 366 | 1150 | SECONDARY BOX
3541596E |  | 9501.35 | 366 | 1400 | PADS OR FOUNDATIONS, SMALL, LESS THAN 50 SQ FT
3541596E |  | 43706.26 | 367 | 0020 | CONDUCTOR, ALUMINUM, LESS THEN 4/0
3541596E |  | 22803.26 | 367 | 0025 | CONDUCTOR, ALUMINUM, 4/0 AND GREATER
3541596E |  | 1900.26 | 367 | 0100 | FAULT INDICATOR
3541596E |  | 1900.26 | 373 | 0025 | CONDUCTOR, ALUMINUM, UNDERGROUND
3541596E |  | 5700.81 | 373 | 1250 | LUMINAIRE, LED, 40W TO 150W
3541596E |  | 1900.26 | 373 | 1375 | CONDUIT
3541596E |  | 5700.81 | 373 | 1625 | STANDARD, OTHER, 25' AND UNDER
3541615E | 240770.47 |  |  |  | TXDOT-FWN-LAKE WORTH-SH 199-CR | TXDOT-FWN-LAKE WORTH-SH 199-CROSSING-PT3-JJS | 2022-10-05
3541615E |  | 14446.21 | 364 | 0001 | SINGLE CROSSARM
3541615E |  | 12038.52 | 364 | 0280 | POLE, WOOD, 45'
3541615E |  | 12038.52 | 364 | 0300 | POLE, WOOD, 50'
3541615E |  | 2407.69 | 365 | 0010 | CONDUCTOR, ALUMINUM, LESS THAN 4/0
3541615E |  | 52969.49 | 366 | 1010 | CONDUIT
3541615E |  | 146870.04 | 367 | 0025 | CONDUCTOR, ALUMINUM, 4/0 AND GREATER
3541627E | 427242.96 |  |  |  | MSQ BAYSIDE NORTH PHASE II 105 | MSQ BAYSIDE NORTH PHASE II 105 LOTS JED | 2022-06-09
3541627E |  | 46996.72 | 366 | 1010 | CONDUIT
3541627E |  | 25634.57 | 366 | 1150 | SECONDARY BOX
3541627E |  | 12817.28 | 366 | 1400 | PADS OR FOUNDATIONS, SMALL, LESS THAN 50 SQ FT
3541627E |  | 42724.29 | 367 | 0020 | CONDUCTOR, ALUMINUM, LESS THEN 4/0
3541627E |  | 21362.14 | 367 | 0025 | CONDUCTOR, ALUMINUM, 4/0 AND GREATER
3541627E |  | 4272.42 | 367 | 0100 | FAULT INDICATOR
3541627E |  | 4272.42 | 373 | 0025 | CONDUCTOR, ALUMINUM, UNDERGROUND
3541627E |  | 128172.88 | 373 | 1250 | LUMINAIRE, LED, 40W TO 150W
3541627E |  | 12817.28 | 373 | 1375 | CONDUIT
3541627E |  | 128172.96 | 373 | 1515 | STANDARD, METAL, 25' AND UNDER
3541655E | 371767.04 |  |  |  | DNO:UGCP_SCHRD0004- REPLACE PI | DNO:UGCP_SCHRD0004- REPLACE PILC CABLE- 12511 SCHROEDER RD | 2022-12-20
3541655E |  | 3717.67 | 366 | 1010 | CONDUIT
3541655E |  | 368049.37 | 367 | 0015 | CONDUCTOR, COPPER, 2/0 AND GREATER
3541677E | 386897.19 |  |  |  | DNO:UGCP_SCHRD0006- REPLACE PI | DNO:UGCP_SCHRD0006- REPLACE PILC CABLE- 12511 SCHROEDER RD | 2022-06-21
3541677E |  | 3868.96 | 366 | 1010 | CONDUIT
3541677E |  | 383028.23 | 367 | 0015 | CONDUCTOR, COPPER, 2/0 AND GREATER
3541681E | 559864.17 |  |  |  | DNO:UGCP_SCHRD0007- REPLACE PI | DNO:UGCP_SCHRD0007- REPLACE PILC CABLE- 12511 SCHROEDER RD | 2022-04-22
3541681E |  | 559864.17 | 367 | 0015 | CONDUCTOR, COPPER, 2/0 AND GREATER
3541709E | 281146.11 |  |  |  | MSQ/THE RESERVE AT CHAMBERLAIN | MSQ/THE RESERVE AT CHAMBERLAIN CROSSONG PHASE 4-FATE/ZG | 2022-10-04
3541709E |  | 87155.37 | 366 | 1010 | CONDUIT
3541709E |  | 28114.6 | 366 | 1150 | SECONDARY BOX
3541709E |  | 14057.29 | 366 | 1400 | PADS OR FOUNDATIONS, SMALL, LESS THAN 50 SQ FT
3541709E |  | 67475.06 | 367 | 0020 | CONDUCTOR, ALUMINUM, LESS THEN 4/0
3541709E |  | 30926.07 | 367 | 0025 | CONDUCTOR, ALUMINUM, 4/0 AND GREATER
3541709E |  | 2811.45 | 367 | 0100 | FAULT INDICATOR
3541709E |  | 2811.45 | 373 | 0025 | CONDUCTOR, ALUMINUM, UNDERGROUND
3541709E |  | 19680.22 | 373 | 1250 | LUMINAIRE, LED, 40W TO 150W
3541709E |  | 8434.38 | 373 | 1375 | CONDUIT
3541709E |  | 19680.22 | 373 | 1625 | STANDARD, OTHER, 25' AND UNDER
3541744E | 426217.05 |  |  |  | DES/DES - SKYLINE PH 2 - HUTCH | DES/DES - SKYLINE PH 2 - HUTCHINS - DT | 2022-09-26
3541744E |  | 4262.17 | 364 | 0001 | SINGLE CROSSARM
3541744E |  | 8524.33 | 364 | 0280 | POLE, WOOD, 45'
3541744E |  | 98029.92 | 366 | 1010 | CONDUIT
3541744E |  | 8524.33 | 366 | 1100 | PRIMARY BOX
3541744E |  | 29835.19 | 366 | 1150 | SECONDARY BOX
3541744E |  | 4262.17 | 366 | 1200 | MANHOLE, 0-100 CU FT
3541744E |  | 12786.5 | 366 | 1400 | PADS OR FOUNDATIONS, SMALL, LESS THAN 50 SQ FT
3541744E |  | 4262.17 | 366 | 1405 | PADS OR FOUNDATIONS, CONCRETE, 50 - 100 SQ FT
3541744E |  | 136389.53 | 367 | 0020 | CONDUCTOR, ALUMINUM, LESS THEN 4/0
3541744E |  | 38359.53 | 367 | 0025 | CONDUCTOR, ALUMINUM, 4/0 AND GREATER
3541744E |  | 4262.17 | 367 | 0100 | FAULT INDICATOR
3541744E |  | 4262.17 | 373 | 0025 | CONDUCTOR, ALUMINUM, UNDERGROUND
3541744E |  | 12786.5 | 373 | 1250 | LUMINAIRE, LED, 40W TO 150W
3541744E |  | 12786.5 | 373 | 1375 | CONDUIT
3541744E |  | 46883.87 | 373 | 1520 | STANDARD, METAL, ABOVE 25'
3541760E | 611124.13 |  |  |  | DNE:UGCP_LOMAL0004- REPLACE PI | DNE:UGCP_LOMAL0004- REPLACE PILC CABLE- 6919 LOMO ALTO DR | 2022-11-04
3541760E |  | 6111.24 | 366 | 1010 | CONDUIT
3541760E |  | 605012.89 | 367 | 0015 | CONDUCTOR, COPPER, 2/0 AND GREATER
3541809E | 247864.44 |  |  |  | DNE:UGCP_LOMAL0014- REPLACE PI | DNE:UGCP_LOMAL0014- REPLACE PILC CABLE- 6919 LOMO ALTO DR | 2022-10-21
3541809E |  | 2478.63 | 366 | 1010 | CONDUIT
3541809E |  | 245385.81 | 367 | 0015 | CONDUCTOR, COPPER, 2/0 AND GREATER
3541817E | 973084.56 |  |  |  | DNE:UGCP_LOMAL0015- REPLACE PI | DNE:UGCP_LOMAL0015- REPLACE PILC CABLE- 6919 LOMO ALTO DR | 2022-08-18
3541817E |  | 9730.84 | 366 | 1010 | CONDUIT
3541817E |  | 963353.72 | 367 | 0015 | CONDUCTOR, COPPER, 2/0 AND GREATER
3541900E | 525530.99 |  |  |  | HEB-21-P106-TN-FBR-IRVVV2853-E | HEB-21-P106-TN-FBR-IRVVV2853-EULES8722-EULES8723-DA-PWR | 2022-06-03
3541900E |  | 5255.29 | 364 | 0001 | SINGLE CROSSARM
3541900E |  | 21021.23 | 364 | 0335 | POLE, WOOD, 60'
3541900E |  | 5255.29 | 365 | 5635 | DIST AUTOMATION REPEATER OVERHEAD
3541900E |  | 26276.54 | 365 | 5645 | DIST AUTOMATION COMMUNICATION UNIT RF OH
3541900E |  | 110361.51 | 365 | 5650 | DIST AUTOMATION CONTROL OVERHEAD
3541900E |  | 52553.09 | 365 | 5660 | DIST AUTOMATION POWER SUPPLY UNIT OH
3541900E |  | 304808.04 | 365 | 6000 | DIST AUTOMATION SWITCH OVERHEAD
3541915E | 265373.32 |  |  |  | DES INCR-SEAS-PREP PLGRV0002 R | DES INCR-SEAS-PREP PLGRV0002 RECON 3450FT-DALLAS-CLB | 2022-01-20
3541915E |  | 45113.4 | 364 | 0001 | SINGLE CROSSARM
3541915E |  | 53074.62 | 364 | 0280 | POLE, WOOD, 45'
3541915E |  | 10614.87 | 364 | 0300 | POLE, WOOD, 50'
3541915E |  | 18576.09 | 364 | 0320 | POLE, WOOD, 55'
3541915E |  | 13268.61 | 364 | 0335 | POLE, WOOD, 60'
3541915E |  | 2653.68 | 365 | 0010 | CONDUCTOR, ALUMINUM, LESS THAN 4/0
3541915E |  | 95534.81 | 365 | 0020 | CONDUCTOR, ALUMINUM, 4/0 AND GREATER
3541915E |  | 23883.56 | 367 | 0025 | CONDUCTOR, ALUMINUM, 4/0 AND GREATER
3541915E |  | 2653.68 | 367 | 0100 | FAULT INDICATOR
3541923E | 687463.12 |  |  |  | WTX INCR-SEAS-PREP GODRD8131 E | WTX INCR-SEAS-PREP GODRD8131 EXTEND 2800FT-MIDLAND-CLB | 2022-07-05
3541923E |  | 89370.2 | 364 | 0001 | SINGLE CROSSARM
3541923E |  | 219988.18 | 364 | 0280 | POLE, WOOD, 45'
3541923E |  | 48122.4 | 364 | 0300 | POLE, WOOD, 50'
3541923E |  | 20623.87 | 365 | 0010 | CONDUCTOR, ALUMINUM, LESS THAN 4/0
3541923E |  | 240612.18 | 365 | 0020 | CONDUCTOR, ALUMINUM, 4/0 AND GREATER
3541923E |  | 68746.29 | 367 | 0020 | CONDUCTOR, ALUMINUM, LESS THEN 4/0
3541932E | 216827.29 |  |  |  | MDL: ANTELOPE TRIAL DEVELOPEME | MDL: ANTELOPE TRIAL DEVELOPEMENT OFFSITE RECONDUCTOR //PV | 2022-03-14
3541932E |  | 54206.82 | 364 | 0001 | SINGLE CROSSARM
3541932E |  | 30355.82 | 364 | 0280 | POLE, WOOD, 45'
3541932E |  | 10841.36 | 364 | 0300 | POLE, WOOD, 50'
3541932E |  | 23851 | 365 | 0010 | CONDUCTOR, ALUMINUM, LESS THAN 4/0
3541932E |  | 78057.84 | 365 | 0020 | CONDUCTOR, ALUMINUM, 4/0 AND GREATER
3541932E |  | 19514.45 | 365 | 6010 | AIRBREAK SWITCH, WITH OR WITHOUT OPERATOR
3542020E | 352353.55 |  |  |  | MSQ IH30 CROSSING POLE REPLACE | MSQ - TXDOT -CDA - IH635 EAST - NORTH GALLOWAY CROSSING - BA | 2022-06-03
3542020E |  | 24664.74 | 364 | 0001 | SINGLE CROSSARM
3542020E |  | 10570.6 | 364 | 0300 | POLE, WOOD, 50'
3542020E |  | 10570.6 | 364 | 0320 | POLE, WOOD, 55'
3542020E |  | 24664.74 | 364 | 0350 | POLE, WOOD, 65'
3542020E |  | 218459.24 | 364 | 0435 | POLE, OTHER, 90'
3542020E |  | 63423.63 | 365 | 0020 | CONDUCTOR, ALUMINUM, 4/0 AND GREATER
3542093E | 183224.34 |  |  |  | RRK: LTSTR CITY OF PFGVL OLD A | RRK: LTSTR CITY OF PFGVL OLD AUSTIN HUTTO ILLUM - LS | 2022-10-28
3542093E |  | 1832.23 | 364 | 0001 | SINGLE CROSSARM
3542093E |  | 9161.21 | 364 | 0280 | POLE, WOOD, 45'
3542093E |  | 3664.47 | 364 | 0300 | POLE, WOOD, 50'
3542093E |  | 5496.71 | 365 | 0010 | CONDUCTOR, ALUMINUM, LESS THAN 4/0
3542093E |  | 3664.47 | 367 | 0020 | CONDUCTOR, ALUMINUM, LESS THEN 4/0
3542093E |  | 10993.44 | 373 | 0025 | CONDUCTOR, ALUMINUM, UNDERGROUND
3542093E |  | 34812.61 | 373 | 1250 | LUMINAIRE, LED, 40W TO 150W
3542093E |  | 108102.49 | 373 | 1515 | STANDARD, METAL, 25' AND UNDER
3542093E |  | 5496.71 | 373 | 1640 | MANHOLE (USED EXCLUSIVELY FOR STREET LIGHTING)
3542094E | 114868.53 |  |  |  | FWN: SENDERA RANCH PH 24 OFFSI | FWN: SENDERA RANCH PH 24 OFFSITE: MW | 2022-07-26
3542094E |  | 16081.58 | 366 | 1010 | CONDUIT
3542094E |  | 11486.85 | 366 | 1100 | PRIMARY BOX
3542094E |  | 3446.04 | 366 | 1410 | PADS OR FOUNDATIONS, MEDIUM, 50-100 SQ FT
3542094E |  | 50542.19 | 367 | 0025 | CONDUCTOR, ALUMINUM, 4/0 AND GREATER
3542094E |  | 33311.87 | 367 | 5190 | SWITCHGEAR, PADMOUNT, 25KV
3542149E | 338404.14 |  |  |  | FWN/FTW - MARINE CREEK RANCH, | FWN/FTW - MARINE CREEK RANCH, SEC. 15 & 16 - CENTER HILL/TD | 2022-12-27
3542149E |  | 3384.04 | 364 | 0001 | SINGLE CROSSARM
3542149E |  | 3384.04 | 364 | 0280 | POLE, WOOD, 45'
3542149E |  | 118441.48 | 366 | 1010 | CONDUIT
3542149E |  | 47376.57 | 366 | 1150 | SECONDARY BOX
3542149E |  | 20304.24 | 366 | 1400 | PADS OR FOUNDATIONS, SMALL, LESS THAN 50 SQ FT
3542149E |  | 77832.95 | 367 | 0020 | CONDUCTOR, ALUMINUM, LESS THEN 4/0
3542149E |  | 60912.74 | 367 | 0025 | CONDUCTOR, ALUMINUM, 4/0 AND GREATER
3542149E |  | 6768.08 | 367 | 0100 | FAULT INDICATOR
3542246E | 354483.97 |  |  |  | COR CORSICANA W 13TH AVE RELOC | COR CORSICANA W 13TH AVE RELOCATION PHASE 1 OF 4 CA | 2022-11-08
3542246E |  | 49627.75 | 364 | 0001 | SINGLE CROSSARM
3542246E |  | 3544.83 | 364 | 0240 | POLE, WOOD, 35'
3542246E |  | 81531.3 | 364 | 0280 | POLE, WOOD, 45'
3542246E |  | 3544.83 | 364 | 0300 | POLE, WOOD, 50'
3542246E |  | 38993.22 | 365 | 0010 | CONDUCTOR, ALUMINUM, LESS THAN 4/0
3542246E |  | 81531.43 | 365 | 0020 | CONDUCTOR, ALUMINUM, 4/0 AND GREATER
3542246E |  | 7089.67 | 365 | 5520 | ROUTER RADIO
3542246E |  | 60262.26 | 365 | 6010 | AIRBREAK SWITCH, WITH OR WITHOUT OPERATOR
3542246E |  | 3544.83 | 366 | 1150 | SECONDARY BOX
3542246E |  | 3544.83 | 367 | 0025 | CONDUCTOR, ALUMINUM, 4/0 AND GREATER
3542246E |  | 17724.19 | 369 | 0100 | SERVICE, OVERHEAD, 4/0 AND LESS, SINGLE PHASE
3542246E |  | 3544.83 | 369 | 0300 | SERVICE, OVERHEAD, 4/0 AND LESS, 3 PHASE
3542291E | 126585.67 |  |  |  | MCK-WYLIE-OFFSITE FOR COTTON W | MCK-WYLIE-OFFSITE FOR COTTON WEAVE APTS | 2022-03-02
3542291E |  | 22785.41 | 364 | 0001 | SINGLE CROSSARM
3542291E |  | 65824.58 | 364 | 0280 | POLE, WOOD, 45'
3542291E |  | 5063.42 | 364 | 0300 | POLE, WOOD, 50'
3542291E |  | 31646.41 | 365 | 0010 | CONDUCTOR, ALUMINUM, LESS THAN 4/0
3542291E |  | 1265.85 | 373 | 0020 | CONDUCTOR, ALUMINUM, OVERHEAD
3542297E | 168841.18 |  |  |  | TYL/DEERFIELD-LINDALE/TM | TYL/DEERFIELD-LINDALE/TM | 2022-11-02
3542297E |  | 1688.41 | 364 | 0260 | POLE, WOOD, 40'
3542297E |  | 52340.76 | 366 | 1010 | CONDUIT
3542297E |  | 13507.29 | 366 | 1150 | SECONDARY BOX
3542297E |  | 1688.41 | 366 | 1200 | MANHOLE, 0-100 CU FT
3542297E |  | 6753.64 | 366 | 1400 | PADS OR FOUNDATIONS, SMALL, LESS THAN 50 SQ FT
3542297E |  | 55717.62 | 367 | 0020 | CONDUCTOR, ALUMINUM, LESS THEN 4/0
3542297E |  | 35456.64 | 367 | 0025 | CONDUCTOR, ALUMINUM, 4/0 AND GREATER
3542297E |  | 1688.41 | 367 | 0100 | FAULT INDICATOR
3542298E | 420131.29 |  |  |  | LUF:LUF JEFFERSON ENT ENERGY O | LUF:LUF JEFFERSON ENT ENERGY OFFSITE 555 SELLERS ST.DH | 2022-09-12
3542298E |  | 33610.48 | 364 | 0001 | SINGLE CROSSARM
3542298E |  | 4201.29 | 364 | 0002 | DOUBLE CROSSARMS
3542298E |  | 105032.81 | 364 | 0280 | POLE, WOOD, 45'
3542298E |  | 12603.92 | 365 | 0010 | CONDUCTOR, ALUMINUM, LESS THAN 4/0
3542298E |  | 134442.18 | 365 | 0020 | CONDUCTOR, ALUMINUM, 4/0 AND GREATER
3542298E |  | 42013.11 | 365 | 6015 | RECLOSER,SINGLE PHASE,13.2KV AND UNDER,0-3000 AMP
3542298E |  | 67220.98 | 365 | 6030 | RECLOSER,2 OR 3 PHASE,OVER 13.2KV,0-3000 AMP
3542298E |  | 4201.29 | 366 | 1010 | CONDUIT
3542298E |  | 16805.23 | 367 | 0025 | CONDUCTOR, ALUMINUM, 4/0 AND GREATER
3542310E | 267635.78 |  |  |  | KRT/TEM-WEST CANYON TRAILS PHA | KRT/TEM-WEST CANYON TRAILS PHASE III/LA | 2022-07-08
3542310E |  | 58879.85 | 366 | 1010 | CONDUIT
3542310E |  | 24087.2 | 366 | 1150 | SECONDARY BOX
3542310E |  | 2676.33 | 366 | 1200 | MANHOLE, 0-100 CU FT
3542310E |  | 13381.77 | 366 | 1400 | PADS OR FOUNDATIONS, SMALL, LESS THAN 50 SQ FT
3542310E |  | 96349.1 | 367 | 0020 | CONDUCTOR, ALUMINUM, LESS THEN 4/0
3542310E |  | 37468.99 | 367 | 0025 | CONDUCTOR, ALUMINUM, 4/0 AND GREATER
3542310E |  | 5352.69 | 367 | 0100 | FAULT INDICATOR
3542310E |  | 2676.33 | 373 | 0025 | CONDUCTOR, ALUMINUM, UNDERGROUND
3542310E |  | 8029.06 | 373 | 1200 | LUMINAIRE, OTHER, 100W
3542310E |  | 2676.33 | 373 | 1375 | CONDUIT
3542310E |  | 16058.13 | 373 | 1625 | STANDARD, OTHER, 25' AND UNDER
3542403E | 134191.59 |  |  |  | DES:WAX: OFFSITE LEGACY GROVE | DES:WAX: OFFSITE LEGACY GROVE SUBD (NH) | 2022-04-13
3542403E |  | 1341.91 | 364 | 0001 | SINGLE CROSSARM
3542403E |  | 6709.57 | 364 | 0280 | POLE, WOOD, 45'
3542403E |  | 1341.91 | 365 | 0020 | CONDUCTOR, ALUMINUM, 4/0 AND GREATER
3542403E |  | 33547.89 | 366 | 1010 | CONDUIT
3542403E |  | 91250.31 | 367 | 0025 | CONDUCTOR, ALUMINUM, 4/0 AND GREATER
3542529E | 264444.28 |  |  |  | BGS SM ENERGY SUNDOWN PME ADDE | BGS SM ENERGY SUNDOWN PME ADDED LOAD-OFFSITE 2-MB-PWR | 2022-01-12
3542529E |  | 50244.42 | 364 | 0001 | SINGLE CROSSARM
3542529E |  | 74044.4 | 364 | 0320 | POLE, WOOD, 55'
3542529E |  | 21155.55 | 364 | 0335 | POLE, WOOD, 60'
3542529E |  | 13222.22 | 364 | 0350 | POLE, WOOD, 65'
3542529E |  | 105777.69 | 365 | 0020 | CONDUCTOR, ALUMINUM, 4/0 AND GREATER
3542530E | 1044148.06 |  |  |  | BGS SM ENERGY SUNDOWN PME ADDE | BGS SM ENERGY SUNDOWN PME ADDED LOAD-OFFSITE 3-MB-PWR | 2022-02-15
3542530E |  | 114856.28 | 364 | 0001 | SINGLE CROSSARM
3542530E |  | 10441.46 | 364 | 0280 | POLE, WOOD, 45'
3542530E |  | 73090.34 | 364 | 0300 | POLE, WOOD, 50'
3542530E |  | 261037.01 | 364 | 0320 | POLE, WOOD, 55'
3542530E |  | 10441.46 | 364 | 0335 | POLE, WOOD, 60'
3542530E |  | 10441.46 | 364 | 0350 | POLE, WOOD, 65'
3542530E |  | 62648.86 | 364 | 0375 | POLE, OTHER, 70'
3542530E |  | 20882.94 | 365 | 0010 | CONDUCTOR, ALUMINUM, LESS THAN 4/0
3542530E |  | 365452.08 | 365 | 0020 | CONDUCTOR, ALUMINUM, 4/0 AND GREATER
3542530E |  | 10441.46 | 365 | 1000 | FAULT INDICATOR
3542530E |  | 10441.46 | 365 | 6010 | AIRBREAK SWITCH, WITH OR WITHOUT OPERATOR
3542530E |  | 31324.42 | 365 | 6015 | RECLOSER,SINGLE PHASE,13.2KV AND UNDER,0-3000 AMP
3542530E |  | 10441.46 | 366 | 1010 | CONDUIT
3542530E |  | 10441.46 | 366 | 1100 | PRIMARY BOX
3542530E |  | 41765.91 | 367 | 0025 | CONDUCTOR, ALUMINUM, 4/0 AND GREATER
3542531E | 203637.74 |  |  |  | BGS SM ENERGY SUNDOWN PME ADDE | BGS SM ENERGY SUNDOWN PME ADDED LOAD-OFFSITE 4-MB-PWR | 2022-03-08
3542531E |  | 28509.27 | 364 | 0001 | SINGLE CROSSARM
3542531E |  | 175128.47 | 365 | 0020 | CONDUCTOR, ALUMINUM, 4/0 AND GREATER
3542541E | 457342.55 |  |  |  | MNH INCR-SEAS-PREP COYAN6311 R | MNH INCR-SEAS-PREP COYAN6311 RECONDUCTOR | 2021-12-28
3542541E |  | 51995.89 | 364 | 0001 | SINGLE CROSSARM
3542541E |  | 4573.42 | 364 | 0260 | POLE, WOOD, 40'
3542541E |  | 4573.42 | 364 | 0280 | POLE, WOOD, 45'
3542541E |  | 58472.09 | 364 | 0300 | POLE, WOOD, 50'
3542541E |  | -6261.64 | 364 | 0320 | POLE, WOOD, 55'
3542541E |  | 32013.97 | 365 | 0010 | CONDUCTOR, ALUMINUM, LESS THAN 4/0
3542541E |  | 311975.4 | 365 | 0020 | CONDUCTOR, ALUMINUM, 4/0 AND GREATER
3542558E | 229982.89 |  |  |  | FWE INCR-SEAS-PREP OAKHL3072 R | FWE INCR-SEAS-PREP OAKHL3072 REPLACE FEEDER EXIT | 2022-03-31
3542558E |  | 2299.81 | 365 | 0010 | CONDUCTOR, ALUMINUM, LESS THAN 4/0
3542558E |  | 2299.81 | 366 | 1010 | CONDUIT
3542558E |  | 220783.62 | 367 | 0025 | CONDUCTOR, ALUMINUM, 4/0 AND GREATER
3542558E |  | 4599.65 | 367 | 0100 | FAULT INDICATOR
3542646E | 383887.57 |  |  |  | STN PIONEER NATURAL MCCLINTIC | STN PIONEER NATURAL MCCLINTIC BRUNSON PME-OFFSITE-CC-SE | 2022-01-26
3542646E |  | 38388.76 | 364 | 0001 | SINGLE CROSSARM
3542646E |  | 3838.87 | 364 | 0260 | POLE, WOOD, 40'
3542646E |  | 3838.87 | 364 | 0280 | POLE, WOOD, 45'
3542646E |  | 84455.26 | 364 | 0300 | POLE, WOOD, 50'
3542646E |  | 3838.87 | 364 | 0320 | POLE, WOOD, 55'
3542646E |  | 23033.25 | 365 | 0010 | CONDUCTOR, ALUMINUM, LESS THAN 4/0
3542646E |  | 176588.31 | 365 | 0020 | CONDUCTOR, ALUMINUM, 4/0 AND GREATER
3542646E |  | 19194.38 | 365 | 5650 | DIST AUTOMATION CONTROL OVERHEAD
3542646E |  | 26872.13 | 365 | 6030 | RECLOSER,2 OR 3 PHASE,OVER 13.2KV,0-3000 AMP
3542646E |  | 3838.87 | 366 | 1150 | SECONDARY BOX
3542924E | 126707.83 |  |  |  | TER/PARK TRAILS PHASE 4-FORNEY | TER/PARK TRAILS PHASE 4-FORNEY-SM | 2022-06-27
3542924E |  | 1267.07 | 364 | 0001 | SINGLE CROSSARM
3542924E |  | 2534.14 | 364 | 0260 | POLE, WOOD, 40'
3542924E |  | 27875.71 | 366 | 1010 | CONDUIT
3542924E |  | 11403.7 | 366 | 1150 | SECONDARY BOX
3542924E |  | 5068.3 | 366 | 1400 | PADS OR FOUNDATIONS, SMALL, LESS THAN 50 SQ FT
3542924E |  | 39279.58 | 367 | 0020 | CONDUCTOR, ALUMINUM, LESS THEN 4/0
3542924E |  | 13937.84 | 367 | 0025 | CONDUCTOR, ALUMINUM, 4/0 AND GREATER
3542924E |  | 2534.14 | 367 | 0100 | FAULT INDICATOR
3542924E |  | 2534.14 | 373 | 0025 | CONDUCTOR, ALUMINUM, UNDERGROUND
3542924E |  | 3801.22 | 373 | 1200 | LUMINAIRE, OTHER, 100W
3542924E |  | 6335.38 | 373 | 1375 | CONDUIT
3542924E |  | 10136.61 | 373 | 1625 | STANDARD, OTHER, 25' AND UNDER
3542973E | 266000.01 |  |  |  | FSE:CURE2021_EXPKY8122_MAINLIN | FSE:CURE2021_EXPKY8122_MAINLINE | 2022-05-26
3542973E |  | 266000.01 | 367 | 0020 | CONDUCTOR, ALUMINUM, LESS THEN 4/0
3542983E | 119574.71 |  |  |  | ARL/ARL - KNIGHTS LANDING ON E | ARL/ARL - KNIGHTS LANDING ON EDEN ROAD - 6914 US HWY 287/OA | 2022-04-28
3542983E |  | 3587.25 | 364 | 0300 | POLE, WOOD, 50'
3542983E |  | 38263.87 | 366 | 1010 | CONDUIT
3542983E |  | 21523.45 | 366 | 1150 | SECONDARY BOX
3542983E |  | 10761.73 | 366 | 1400 | PADS OR FOUNDATIONS, SMALL, LESS THAN 50 SQ FT
3542983E |  | 28697.94 | 367 | 0020 | CONDUCTOR, ALUMINUM, LESS THEN 4/0
3542983E |  | 13153.22 | 367 | 0025 | CONDUCTOR, ALUMINUM, 4/0 AND GREATER
3542983E |  | 3587.25 | 367 | 0100 | FAULT INDICATOR
3543012E | 126153.87 |  |  |  | FNO:CURE2021_HLTOM2421_MAINLIN | FNO:CURE2021_HLTOM2421_MAINLINE | 2022-02-11
3543012E |  | 126153.87 | 367 | 0020 | CONDUCTOR, ALUMINUM, LESS THEN 4/0
3543062E | 594256.75 |  |  |  | TYL INCR SEAS-PREP TYLER1012 R | TYL INCR SEAS-PREP TYLER1012 RECONDUCT AND 2 ABS | 2022-11-04
3543062E |  | 71310.8 | 364 | 0001 | SINGLE CROSSARM
3543062E |  | 166391.88 | 364 | 0300 | POLE, WOOD, 50'
3543062E |  | 23770.26 | 364 | 0320 | POLE, WOOD, 55'
3543062E |  | 17827.69 | 364 | 0365 | POLE, WOOD, 70'
3543062E |  | 23770.26 | 365 | 0010 | CONDUCTOR, ALUMINUM, LESS THAN 4/0
3543062E |  | 202047.36 | 365 | 0020 | CONDUCTOR, ALUMINUM, 4/0 AND GREATER
3543062E |  | 83195.94 | 365 | 6010 | AIRBREAK SWITCH, WITH OR WITHOUT OPERATOR
3543062E |  | 5942.56 | 367 | 0020 | CONDUCTOR, ALUMINUM, LESS THEN 4/0
3543063E | 384908.71 |  |  |  | TYL INCR-SEAS-PREP GRSLK1104 R | TYL INCR-SEAS-PREP GRSLK1104 RECONDUCTOR 7500FT | 2022-02-18
3543063E |  | 76981.72 | 364 | 0001 | SINGLE CROSSARM
3543063E |  | 11547.24 | 364 | 0260 | POLE, WOOD, 40'
3543063E |  | 230945.32 | 364 | 0280 | POLE, WOOD, 45'
3543063E |  | 30792.67 | 364 | 0300 | POLE, WOOD, 50'
3543063E |  | 34641.76 | 365 | 0010 | CONDUCTOR, ALUMINUM, LESS THAN 4/0
3543064E | 100263.64 |  |  |  | 2022NTYL106 GREYS LAKE SUB P1 | TYL INCR-SEAS-PREP GRSLK1104 RECONDUCT 1000FT, TS,900A ABS | 2022-03-07
3543064E |  | 8021.09 | 364 | 0001 | SINGLE CROSSARM
3543064E |  | 14036.9 | 364 | 0260 | POLE, WOOD, 40'
3543064E |  | 17044.81 | 365 | 0010 | CONDUCTOR, ALUMINUM, LESS THAN 4/0
3543064E |  | 8021.09 | 365 | 5635 | DIST AUTOMATION REPEATER OVERHEAD
3543064E |  | 20052.76 | 365 | 5650 | DIST AUTOMATION CONTROL OVERHEAD
3543064E |  | 10026.36 | 365 | 5660 | DIST AUTOMATION POWER SUPPLY UNIT OH
3543064E |  | 15039.54 | 365 | 6010 | AIRBREAK SWITCH, WITH OR WITHOUT OPERATOR
3543064E |  | 8021.09 | 365 | 6015 | RECLOSER,SINGLE PHASE,13.2KV AND UNDER,0-3000 AMP
3543067E | 214070.2 |  |  |  | TYL INCR-SEAS-PREP LTLRV1701 R | TYL INCR-SEAS-PREP LTLRV1701 RECOND 6,500FT | 2021-12-16
3543067E |  | 32110.49 | 364 | 0001 | SINGLE CROSSARM
3543067E |  | 2140.67 | 364 | 0002 | DOUBLE CROSSARMS
3543067E |  | 4281.38 | 364 | 0240 | POLE, WOOD, 35'
3543067E |  | 36391.9 | 364 | 0260 | POLE, WOOD, 40'
3543067E |  | 38532.62 | 364 | 0280 | POLE, WOOD, 45'
3543067E |  | 100613.14 | 365 | 0020 | CONDUCTOR, ALUMINUM, 4/0 AND GREATER
3543072E | 442377.5 |  |  |  | DNO INCR-SEAS-PREP MDWCK0004-I | DNO INCR-SEAS-PREP MDWCK0004-INST-PME10-RICHARDSON-DR | 2022-11-04
3543072E |  | 4423.76 | 364 | 0001 | SINGLE CROSSARM
3543072E |  | 4423.76 | 364 | 0280 | POLE, WOOD, 45'
3543072E |  | 4423.76 | 365 | 0010 | CONDUCTOR, ALUMINUM, LESS THAN 4/0
3543072E |  | 39813.97 | 366 | 1010 | CONDUIT
3543072E |  | 22118.86 | 366 | 1100 | PRIMARY BOX
3543072E |  | 8847.54 | 366 | 1420 | PADS OR FOUNDATIONS, LARGE, OVER 100 SQ FT
3543072E |  | 230036.38 | 367 | 0025 | CONDUCTOR, ALUMINUM, 4/0 AND GREATER
3543072E |  | 128289.47 | 367 | 5190 | SWITCHGEAR, PADMOUNT, 25KV
3543089E | 1081530.78 |  |  |  | TYL INCR-SEAS-PREP TYLGE1311 R | TYL INCR-SEAS-PREP TYLGE1311 RECOND 3,600FT | 2022-07-11
3543089E |  | 118968.37 | 364 | 0001 | SINGLE CROSSARM
3543089E |  | 248752.07 | 364 | 0280 | POLE, WOOD, 45'
3543089E |  | 162229.6 | 364 | 0300 | POLE, WOOD, 50'
3543089E |  | 86522.44 | 365 | 0010 | CONDUCTOR, ALUMINUM, LESS THAN 4/0
3543089E |  | 465058.3 | 365 | 0020 | CONDUCTOR, ALUMINUM, 4/0 AND GREATER
3543092E | 354717.12 |  |  |  | RRK INCR-SEAS-PREP HUTTO2742 R | RRK INCR-SEAS-PREP HUTTO2742 RECOND 500 FT AND 3500FT | 2022-10-18
3543092E |  | 42566.05 | 364 | 0001 | SINGLE CROSSARM
3543092E |  | 109962.3 | 364 | 0280 | POLE, WOOD, 45'
3543092E |  | 28377.37 | 365 | 0010 | CONDUCTOR, ALUMINUM, LESS THAN 4/0
3543092E |  | 173811.4 | 365 | 0020 | CONDUCTOR, ALUMINUM, 4/0 AND GREATER
3543166E | 334436.88 |  |  |  | FBR INCR-SEAS-PREP HACKBERRY 1 | FBR INCR-SEAS-PREP HACKBERRY 1103-RECON -1350 FT-IRVING-DR | 2022-02-01
3543166E |  | 3344.35 | 365 | 0010 | CONDUCTOR, ALUMINUM, LESS THAN 4/0
3543166E |  | 60198.62 | 366 | 1010 | CONDUIT
3543166E |  | 36788.05 | 366 | 1100 | PRIMARY BOX
3543166E |  | 230761.51 | 367 | 0025 | CONDUCTOR, ALUMINUM, 4/0 AND GREATER
3543166E |  | 3344.35 | 367 | 0100 | FAULT INDICATOR
3543168E | 620821.64 |  |  |  | FWN INCR-SEAS-PREP SANSM3912 R | FWN INCR-SEAS-PREP SANSM3912 RECON 2000FT-FORT WORTH NO-CLB | 2022-03-17
3543168E |  | 6208.22 | 364 | 0001 | SINGLE CROSSARM
3543168E |  | 6208.22 | 364 | 0260 | POLE, WOOD, 40'
3543168E |  | 6208.22 | 365 | 0010 | CONDUCTOR, ALUMINUM, LESS THAN 4/0
3543168E |  | 167621.83 | 366 | 1010 | CONDUIT
3543168E |  | 86915.01 | 366 | 1100 | PRIMARY BOX
3543168E |  | 12416.43 | 366 | 1410 | PADS OR FOUNDATIONS, MEDIUM, 50-100 SQ FT
3543168E |  | 198662.97 | 367 | 0025 | CONDUCTOR, ALUMINUM, 4/0 AND GREATER
3543168E |  | 12416.43 | 367 | 0100 | FAULT INDICATOR
3543168E |  | 124164.31 | 367 | 5190 | SWITCHGEAR, PADMOUNT, 25KV
3543172E | 688381.29 |  |  |  | COR INCR SEAS PREP CRSWS1401 R | COR INCR-SEAS-PREP CRSWS1401 RECON 9300FT-CORSICANA-CLB | 2022-10-14
3543172E |  | 55070.49 | 364 | 0001 | SINGLE CROSSARM
3543172E |  | 13767.62 | 364 | 0260 | POLE, WOOD, 40'
3543172E |  | 172095.31 | 364 | 0280 | POLE, WOOD, 45'
3543172E |  | 68838.12 | 364 | 0345 | POLE, OTHER, 60'
3543172E |  | 6883.8 | 365 | 0010 | CONDUCTOR, ALUMINUM, LESS THAN 4/0
3543172E |  | 254701.17 | 365 | 0020 | CONDUCTOR, ALUMINUM, 4/0 AND GREATER
3543172E |  | 13767.62 | 365 | 6010 | AIRBREAK SWITCH, WITH OR WITHOUT OPERATOR
3543172E |  | 13767.62 | 366 | 1010 | CONDUIT
3543172E |  | 82605.74 | 367 | 0025 | CONDUCTOR, ALUMINUM, 4/0 AND GREATER
3543172E |  | 6883.8 | 367 | 0100 | FAULT INDICATOR
3543270E | 839840.01 |  |  |  | COR INCR-SEAS-PREP CRSWS1401 R | COR INCR-SEAS-PREP CRSWS1401 RECON 4300FT-CORSICANA-CLB. | 2022-04-28
3543270E |  | 75585.54 | 364 | 0001 | SINGLE CROSSARM
3543270E |  | 251951.97 | 364 | 0280 | POLE, WOOD, 45'
3543270E |  | 16796.76 | 364 | 0320 | POLE, WOOD, 55'
3543270E |  | 436717.04 | 365 | 0020 | CONDUCTOR, ALUMINUM, 4/0 AND GREATER
3543270E |  | 41991.94 | 365 | 6010 | AIRBREAK SWITCH, WITH OR WITHOUT OPERATOR
3543270E |  | 16796.76 | 365 | 6015 | RECLOSER,SINGLE PHASE,13.2KV AND UNDER,0-3000 AMP
3543273E | 571727.12 |  |  |  | COR INCR SEAS PREP CRSW1401 IN | COR INCR SEAS PREP CRSW1401 INST 3200 FT CORSICANA CLB | 2022-10-14
3543273E |  | 57172.7 | 364 | 0001 | SINGLE CROSSARM
3543273E |  | 5717.26 | 364 | 0260 | POLE, WOOD, 40'
3543273E |  | 108628.14 | 364 | 0280 | POLE, WOOD, 45'
3543273E |  | 40020.89 | 364 | 0300 | POLE, WOOD, 50'
3543273E |  | 5717.26 | 364 | 0350 | POLE, WOOD, 65'
3543273E |  | 40020.89 | 364 | 0360 | POLE, OTHER, 65'
3543273E |  | 297298.19 | 365 | 0020 | CONDUCTOR, ALUMINUM, 4/0 AND GREATER
3543273E |  | 17151.79 | 365 | 6010 | AIRBREAK SWITCH, WITH OR WITHOUT OPERATOR
3543327E | 147746.45 |  |  |  | TEX THE GROVE APARTMENTS W MOO | TEX THE GROVE APARTMENTS PH1 W MOORE ST SHERMAN TX 128 UNITS | 2022-03-31
3543327E |  | 36936.59 | 366 | 1010 | CONDUIT
3543327E |  | 20684.48 | 366 | 1400 | PADS OR FOUNDATIONS, SMALL, LESS THAN 50 SQ FT
3543327E |  | 63531.06 | 367 | 0020 | CONDUCTOR, ALUMINUM, LESS THEN 4/0
3543327E |  | 5909.84 | 367 | 0100 | FAULT INDICATOR
3543327E |  | 20684.48 | 369 | 1200 | SERVICE, UNDERGROUND, GREATER THAN 4/0, SINGLE PH
3543339E | 525568.83 |  |  |  | PAL INCR-SEAS-PREAP NPAL110 NE | PAL INCR-SEAS-PREAP NPAL110 NEW 3PH LINE | 2022-08-18
3543339E |  | 42045.49 | 364 | 0001 | SINGLE CROSSARM
3543339E |  | 189204.76 | 364 | 0280 | POLE, WOOD, 45'
3543339E |  | 15767.05 | 364 | 0320 | POLE, WOOD, 55'
3543339E |  | 26278.43 | 365 | 0010 | CONDUCTOR, ALUMINUM, LESS THAN 4/0
3543339E |  | 252273.1 | 365 | 0020 | CONDUCTOR, ALUMINUM, 4/0 AND GREATER
3543342E | 244982.77 |  |  |  | MEQ INCR-SEAS-PREP RYSSW2802 V | MEQ INCR-SEAS-PREP RYSSW2802 VOLTAGE CONV PREP-MESQUITE-SCF | 2021-12-16
3543342E |  | 66145.34 | 364 | 0001 | SINGLE CROSSARM
3543342E |  | 4899.63 | 364 | 0002 | DOUBLE CROSSARMS
3543342E |  | 71044.98 | 364 | 0260 | POLE, WOOD, 40'
3543342E |  | 80844.44 | 364 | 0280 | POLE, WOOD, 45'
3543342E |  | 17148.78 | 364 | 0300 | POLE, WOOD, 50'
3543342E |  | 2449.8 | 365 | 0010 | CONDUCTOR, ALUMINUM, LESS THAN 4/0
3543342E |  | 2449.8 | 367 | 0020 | CONDUCTOR, ALUMINUM, LESS THEN 4/0
3543348E | 781633.07 |  |  |  | ATH INCR-SEAS-PREP WLWSP1201 R | ATH INCR-SEAS-PREP WLWSP1201 RELOCATION-ATHENS-SCF | 2022-07-05
3543348E |  | 7816.31 | 364 | 0240 | POLE, WOOD, 35'
3543348E |  | 328286.04 | 364 | 0280 | POLE, WOOD, 45'
3543348E |  | 62530.62 | 364 | 0300 | POLE, WOOD, 50'
3543348E |  | 23448.97 | 364 | 0320 | POLE, WOOD, 55'
3543348E |  | 7816.31 | 364 | 0335 | POLE, WOOD, 60'
3543348E |  | 54714.3 | 364 | 0350 | POLE, WOOD, 65'
3543348E |  | 281387.88 | 365 | 0010 | CONDUCTOR, ALUMINUM, LESS THAN 4/0
3543348E |  | 15632.64 | 365 | 0020 | CONDUCTOR, ALUMINUM, 4/0 AND GREATER
3543352E | 271340.6 |  |  |  | ATH INCR-SEAS-PREP ATHNW1404 R | ATH INCR-SEAS-PREP ATHNW1404 RECONDUCTOR 10,000FT-ATHENS-SCF | 2022-03-15
3543352E |  | 29847.46 | 364 | 0001 | SINGLE CROSSARM
3543352E |  | 2713.4 | 364 | 0260 | POLE, WOOD, 40'
3543352E |  | 111249.65 | 364 | 0280 | POLE, WOOD, 45'
3543352E |  | 2713.4 | 364 | 0300 | POLE, WOOD, 50'
3543352E |  | 113963.07 | 365 | 0020 | CONDUCTOR, ALUMINUM, 4/0 AND GREATER
3543352E |  | 10853.62 | 365 | 6010 | AIRBREAK SWITCH, WITH OR WITHOUT OPERATOR
3543355E | 238207.71 |  |  |  | ATH INCR SEAS PREP CRLSP1703 R | ATH INCR-SEAS-PREP CRLSP1703 RECOND 11,000FT-ATHENS-SCF | 2022-04-21
3543355E |  | 26202.84 | 364 | 0001 | SINGLE CROSSARM
3543355E |  | 92901.02 | 364 | 0280 | POLE, WOOD, 45'
3543355E |  | 9528.32 | 364 | 0300 | POLE, WOOD, 50'
3543355E |  | 92900.98 | 365 | 0020 | CONDUCTOR, ALUMINUM, 4/0 AND GREATER
3543355E |  | 7146.23 | 365 | 6010 | AIRBREAK SWITCH, WITH OR WITHOUT OPERATOR
3543355E |  | 4764.16 | 366 | 1010 | CONDUIT
3543355E |  | 4764.16 | 367 | 0020 | CONDUCTOR, ALUMINUM, LESS THEN 4/0
3543357E | 132565.62 |  |  |  | ATH INCR-SEAS-PREP ATHNW1404 D | ATH INCR-SEAS-PREP ATHNW1404 DEVICES-ATHENS-SCF | 2022-06-07
3543357E |  | 14582.22 | 364 | 0001 | SINGLE CROSSARM
3543357E |  | 5302.62 | 364 | 0002 | DOUBLE CROSSARMS
3543357E |  | 64957.17 | 364 | 0280 | POLE, WOOD, 45'
3543357E |  | 17233.52 | 364 | 0300 | POLE, WOOD, 50'
3543357E |  | 30490.09 | 365 | 6010 | AIRBREAK SWITCH, WITH OR WITHOUT OPERATOR
3543389E | 451592.74 |  |  |  | BWN INCR-SEAS-PREP BWNWD1205 R | BWN INCR-SEAS-PREP BWNWD1205 RECOND-BROWNWOOD-TN2021NBWD103 | 2022-04-25
3543389E |  | 49675.17 | 364 | 0001 | SINGLE CROSSARM
3543389E |  | 216764.58 | 364 | 0280 | POLE, WOOD, 45'
3543389E |  | 185152.99 | 365 | 0020 | CONDUCTOR, ALUMINUM, 4/0 AND GREATER
3543391E | 624977.72 |  |  |  | JKV INCR-SEAS-PREP BEAST4090 U | JKV INCR-SEAS-PREP BEAST4090 UPGRADE-JACKSONVILLE-TN | 2022-04-04
3543391E |  | 87496.86 | 364 | 0001 | SINGLE CROSSARM
3543391E |  | 6249.75 | 364 | 0260 | POLE, WOOD, 40'
3543391E |  | 243741.29 | 364 | 0280 | POLE, WOOD, 45'
3543391E |  | 287489.82 | 365 | 0020 | CONDUCTOR, ALUMINUM, 4/0 AND GREATER
3543394E | 321452.87 |  |  |  | JKV INCR SEAS PREP BEAST4090 R | JKV INCR-SEAS-PREP BEAST4090 RECOND AND DEVICES-JACKSONV-TN | 2022-01-21
3543394E |  | 9643.58 | 364 | 0001 | SINGLE CROSSARM
3543394E |  | 6429.05 | 364 | 0002 | DOUBLE CROSSARMS
3543394E |  | 32145.28 | 364 | 0280 | POLE, WOOD, 45'
3543394E |  | 22501.7 | 364 | 0300 | POLE, WOOD, 50'
3543394E |  | 64290.57 | 365 | 0020 | CONDUCTOR, ALUMINUM, 4/0 AND GREATER
3543394E |  | 41788.87 | 365 | 5650 | DIST AUTOMATION CONTROL OVERHEAD
3543394E |  | 131795.71 | 365 | 6010 | AIRBREAK SWITCH, WITH OR WITHOUT OPERATOR
3543394E |  | 12858.11 | 365 | 6015 | RECLOSER,SINGLE PHASE,13.2KV AND UNDER,0-3000 AMP
3543402E | 332093.79 |  |  |  | JKV INCR SEAS PREP RSKMN3057 V | JKV INCR-SEAS-PREP RSKMN3057 VOLTAGE CONVERSION-RUSK-TN | 2022-06-06
3543402E |  | 79702.49 | 364 | 0001 | SINGLE CROSSARM
3543402E |  | 3320.91 | 364 | 0002 | DOUBLE CROSSARMS
3543402E |  | 152763.25 | 364 | 0260 | POLE, WOOD, 40'
3543402E |  | 86344.36 | 364 | 0280 | POLE, WOOD, 45'
3543402E |  | 9962.78 | 364 | 0300 | POLE, WOOD, 50'
3543403E | 754042.81 |  |  |  | JKV INCR-SEAS-PREP RSKMN3057 R | JKV INCR-SEAS-PREP RSKMN3057 RECON-RUSK-TN | 2022-06-06
3543403E |  | 105565.98 | 364 | 0001 | SINGLE CROSSARM
3543403E |  | 188510.69 | 364 | 0280 | POLE, WOOD, 45'
3543403E |  | 30161.71 | 364 | 0300 | POLE, WOOD, 50'
3543403E |  | 15080.85 | 364 | 0320 | POLE, WOOD, 55'
3543403E |  | 60323.42 | 365 | 0010 | CONDUCTOR, ALUMINUM, LESS THAN 4/0
3543403E |  | 196051.22 | 365 | 0020 | CONDUCTOR, ALUMINUM, 4/0 AND GREATER
3543403E |  | 60323.42 | 365 | 6010 | AIRBREAK SWITCH, WITH OR WITHOUT OPERATOR
3543403E |  | 22621.28 | 366 | 1010 | CONDUIT
3543403E |  | 52782.98 | 367 | 0025 | CONDUCTOR, ALUMINUM, 4/0 AND GREATER
3543403E |  | 15080.85 | 367 | 0100 | FAULT INDICATOR
3543403E |  | 7540.41 | 369 | 0100 | SERVICE, OVERHEAD, 4/0 AND LESS, SINGLE PHASE
3543404E | 390235.25 |  |  |  | JKV INCR-SEAS-PREP RSKMN3057 R | JKV INCR-SEAS-PREP RSKMN3057 RECOND AND DEVICES-RUSK-SCF | 2022-06-23
3543404E |  | 27316.44 | 364 | 0001 | SINGLE CROSSARM
3543404E |  | 23414.09 | 364 | 0280 | POLE, WOOD, 45'
3543404E |  | 7804.68 | 364 | 0300 | POLE, WOOD, 50'
3543404E |  | 46828.21 | 364 | 0320 | POLE, WOOD, 55'
3543404E |  | 3902.33 | 365 | 0010 | CONDUCTOR, ALUMINUM, LESS THAN 4/0
3543404E |  | 3902.33 | 365 | 0020 | CONDUCTOR, ALUMINUM, 4/0 AND GREATER
3543404E |  | 93656.45 | 365 | 6010 | AIRBREAK SWITCH, WITH OR WITHOUT OPERATOR
3543404E |  | 179508.39 | 365 | 6030 | RECLOSER,2 OR 3 PHASE,OVER 13.2KV,0-3000 AMP
3543404E |  | 3902.33 | 367 | 0020 | CONDUCTOR, ALUMINUM, LESS THEN 4/0
3543421E | 200294.28 |  |  |  | MDL PIONEER NATURAL WILLIS BER | MDL PIONEER NATURAL WILLIS BERMAN PME-OFFSITE-AW-BG | 2022-07-27
3543421E |  | 8011.76 | 364 | 0001 | SINGLE CROSSARM
3543421E |  | 10014.7 | 364 | 0280 | POLE, WOOD, 45'
3543421E |  | 22032.36 | 364 | 0300 | POLE, WOOD, 50'
3543421E |  | 68100.05 | 365 | 5650 | DIST AUTOMATION CONTROL OVERHEAD
3543421E |  | 16023.54 | 365 | 6010 | AIRBREAK SWITCH, WITH OR WITHOUT OPERATOR
3543421E |  | 76111.87 | 365 | 6030 | RECLOSER,2 OR 3 PHASE,OVER 13.2KV,0-3000 AMP
3543422E | 644869.09 |  |  |  | TEX THE GROVE ADDITION 190 LOT | TEX THE GROVE ADDITION 190 LOTS W MOORE ST SHERMAN TX | 2022-07-19
3543422E |  | 6448.68 | 364 | 0001 | SINGLE CROSSARM
3543422E |  | 6448.68 | 364 | 0280 | POLE, WOOD, 45'
3543422E |  | 6448.68 | 364 | 0300 | POLE, WOOD, 50'
3543422E |  | 96730.35 | 366 | 1010 | CONDUIT
3543422E |  | 51589.52 | 366 | 1150 | SECONDARY BOX
3543422E |  | 19346.06 | 366 | 1400 | PADS OR FOUNDATIONS, SMALL, LESS THAN 50 SQ FT
3543422E |  | 90281.66 | 367 | 0020 | CONDUCTOR, ALUMINUM, LESS THEN 4/0
3543422E |  | 90281.66 | 367 | 0025 | CONDUCTOR, ALUMINUM, 4/0 AND GREATER
3543422E |  | 6448.68 | 367 | 0100 | FAULT INDICATOR
3543422E |  | 6448.68 | 373 | 0025 | CONDUCTOR, ALUMINUM, UNDERGROUND
3543422E |  | 90281.66 | 373 | 1250 | LUMINAIRE, LED, 40W TO 150W
3543422E |  | 12897.37 | 373 | 1375 | CONDUIT
3543422E |  | 161217.41 | 373 | 1625 | STANDARD, OTHER, 25' AND UNDER
3543459E | 267710.92 |  |  |  | TYL INCR-SEAS-PREP TYOMN1409 R | TYL INCR-SEAS-PREP TYOMN1409 RECOND 4000FT TO 795 | 2022-05-23
3543459E |  | 21416.88 | 364 | 0001 | SINGLE CROSSARM
3543459E |  | 72281.96 | 364 | 0260 | POLE, WOOD, 40'
3543459E |  | 26771.09 | 365 | 0010 | CONDUCTOR, ALUMINUM, LESS THAN 4/0
3543459E |  | 147240.99 | 365 | 0020 | CONDUCTOR, ALUMINUM, 4/0 AND GREATER
3543462E | 126787.49 |  |  |  | TYL INCR-SEAS-PREP TYEST1501 R | TYL INCR-SEAS-PREP TYEST1501 RECOND 2000FT TO 795, 900A ABS | 2022-08-08
3543462E |  | 7607.23 | 364 | 0001 | SINGLE CROSSARM
3543462E |  | 27893.24 | 364 | 0260 | POLE, WOOD, 40'
3543462E |  | 3803.61 | 364 | 0280 | POLE, WOOD, 45'
3543462E |  | 12678.73 | 365 | 0010 | CONDUCTOR, ALUMINUM, LESS THAN 4/0
3543462E |  | 74804.68 | 365 | 0020 | CONDUCTOR, ALUMINUM, 4/0 AND GREATER
3543463E | 263662.39 |  |  |  | TYL INCR-SEAS-PREP TYEST1501 R | TYL INCR-SEAS-PREP TYEST1501 RECOND 5000FT TO 795 | 2022-08-19
3543463E |  | 18456.35 | 364 | 0001 | SINGLE CROSSARM
3543463E |  | 2636.61 | 364 | 0002 | DOUBLE CROSSARMS
3543463E |  | 68552.2 | 364 | 0260 | POLE, WOOD, 40'
3543463E |  | 7909.86 | 364 | 0280 | POLE, WOOD, 45'
3543463E |  | 23729.6 | 365 | 0010 | CONDUCTOR, ALUMINUM, LESS THAN 4/0
3543463E |  | 142377.77 | 365 | 0020 | CONDUCTOR, ALUMINUM, 4/0 AND GREATER
3543474E | 354100.31 |  |  |  | 2022NTYL111 TYLER OMEN ROAD | TYL INCR-SEAS-PREP TYEST1507 RECOND 5300FT TO 3-4/0 | 2022-05-30
3543474E |  | 60197.05 | 364 | 0001 | SINGLE CROSSARM
3543474E |  | 77902.07 | 364 | 0260 | POLE, WOOD, 40'
3543474E |  | 10623 | 364 | 0280 | POLE, WOOD, 45'
3543474E |  | 7082 | 364 | 0300 | POLE, WOOD, 50'
3543474E |  | 42492.03 | 365 | 0010 | CONDUCTOR, ALUMINUM, LESS THAN 4/0
3543474E |  | 155804.16 | 365 | 0020 | CONDUCTOR, ALUMINUM, 4/0 AND GREATER
3543478E | 262799.96 |  |  |  | 2022NTYL111 TYLER OMEN ROAD | TYL INCR-SEAS-PREP TYEST1505 RECOND 4400FT TO 3-4/0 | 2022-04-21
3543478E |  | 52559.98 | 364 | 0001 | SINGLE CROSSARM
3543478E |  | 76211.97 | 364 | 0280 | POLE, WOOD, 45'
3543478E |  | 10511.98 | 365 | 0010 | CONDUCTOR, ALUMINUM, LESS THAN 4/0
3543478E |  | 123516.03 | 365 | 0020 | CONDUCTOR, ALUMINUM, 4/0 AND GREATER
3543558E | 266737.6 |  |  |  | DES/DES - TREES FARM PH 2 - DE | DES/DES - TREES FARM PH 2 - DESOTO - DT | 2022-05-12
3543558E |  | 2667.36 | 364 | 0001 | SINGLE CROSSARM
3543558E |  | 2667.36 | 364 | 0280 | POLE, WOOD, 45'
3543558E |  | 2667.36 | 364 | 0300 | POLE, WOOD, 50'
3543558E |  | 56014.88 | 366 | 1010 | CONDUIT
3543558E |  | 26673.74 | 366 | 1150 | SECONDARY BOX
3543558E |  | 13336.87 | 366 | 1400 | PADS OR FOUNDATIONS, SMALL, LESS THAN 50 SQ FT
3543558E |  | 56015.07 | 367 | 0020 | CONDUCTOR, ALUMINUM, LESS THEN 4/0
3543558E |  | 48012.76 | 367 | 0025 | CONDUCTOR, ALUMINUM, 4/0 AND GREATER
3543558E |  | 5334.73 | 367 | 0100 | FAULT INDICATOR
3543558E |  | 2667.36 | 373 | 0025 | CONDUCTOR, ALUMINUM, UNDERGROUND
3543558E |  | 21339 | 373 | 1250 | LUMINAIRE, LED, 40W TO 150W
3543558E |  | 8002.11 | 373 | 1375 | CONDUIT
3543558E |  | 21339 | 373 | 1625 | STANDARD, OTHER, 25' AND UNDER
3543696E | 140029.42 |  |  |  | BIG: 18-TS-2021 TRIPSAVERS PH. | BIG: 18-TS-2021 TRIPSAVERS PH.4_BIG SPRING FEEDERS_BA | 2022-03-06
3543696E |  | 4200.87 | 364 | 0001 | SINGLE CROSSARM
3543696E |  | 2800.58 | 364 | 0300 | POLE, WOOD, 50'
3543696E |  | 133027.97 | 365 | 6015 | RECLOSER,SINGLE PHASE,13.2KV AND UNDER,0-3000 AMP
3543701E | 121868.26 |  |  |  | BIG: 20-TS-2021 TRIPSAVERS PH. | BIG: 20-TS-2021 TRIPSAVERS PH.4_BIG SPRING FEEDERS_BA | 2022-03-09
3543701E |  | 4874.73 | 364 | 0001 | SINGLE CROSSARM
3543701E |  | 2437.36 | 364 | 0280 | POLE, WOOD, 45'
3543701E |  | 114556.17 | 365 | 6015 | RECLOSER,SINGLE PHASE,13.2KV AND UNDER,0-3000 AMP
3543709E | 148036.89 |  |  |  | MCK-21-P103-UP-MCK-REAST1502-R | MCK-21-P103-UP-MCK-REAST1502-REAST1505-DA 1800' RECOND | 2022-03-18
3543709E |  | 16284.04 | 364 | 0001 | SINGLE CROSSARM
3543709E |  | 26646.6 | 364 | 0280 | POLE, WOOD, 45'
3543709E |  | 25166.24 | 364 | 0300 | POLE, WOOD, 50'
3543709E |  | 13323.29 | 365 | 0010 | CONDUCTOR, ALUMINUM, LESS THAN 4/0
3543709E |  | 45891.58 | 365 | 0020 | CONDUCTOR, ALUMINUM, 4/0 AND GREATER
3543709E |  | 20725.14 | 367 | 0020 | CONDUCTOR, ALUMINUM, LESS THEN 4/0
3543813E | 192217.34 |  |  |  | DES WAX BLUEBONNET ESTATES PH | DES WAX BLUEBONNET ESTATES PH 3 ENNIS NH | 2022-12-31
3543813E |  | 46132.16 | 366 | 1010 | CONDUIT
3543813E |  | 24988.25 | 366 | 1150 | SECONDARY BOX
3543813E |  | 13455.21 | 366 | 1400 | PADS OR FOUNDATIONS, SMALL, LESS THAN 50 SQ FT
3543813E |  | 46132.17 | 367 | 0020 | CONDUCTOR, ALUMINUM, LESS THEN 4/0
3543813E |  | 21143.91 | 367 | 0025 | CONDUCTOR, ALUMINUM, 4/0 AND GREATER
3543813E |  | 3844.35 | 367 | 0100 | FAULT INDICATOR
3543813E |  | 7688.69 | 373 | 1250 | LUMINAIRE, LED, 40W TO 150W
3543813E |  | 3844.35 | 373 | 1375 | CONDUIT
3543813E |  | 24988.25 | 373 | 1520 | STANDARD, METAL, ABOVE 25'
3543920E | 202076.57 |  |  |  | DEC/DEC - ESTATES OF BISON CRE | DEC/DEC - ESTATES OF BISON CREEK PHASE 2 - HWY 380, 76234/RD | 2022-03-08
3543920E |  | 4041.52 | 364 | 0260 | POLE, WOOD, 40'
3543920E |  | 62643.73 | 366 | 1010 | CONDUIT
3543920E |  | 2020.76 | 366 | 1150 | SECONDARY BOX
3543920E |  | 8083.05 | 366 | 1200 | MANHOLE, 0-100 CU FT
3543920E |  | 16166.11 | 366 | 1400 | PADS OR FOUNDATIONS, SMALL, LESS THAN 50 SQ FT
3543920E |  | 99017.6 | 367 | 0020 | CONDUCTOR, ALUMINUM, LESS THEN 4/0
3543920E |  | 4041.52 | 367 | 0025 | CONDUCTOR, ALUMINUM, 4/0 AND GREATER
3543920E |  | 6062.28 | 367 | 0100 | FAULT INDICATOR
3543921E | 101341.41 |  |  |  | MCK PRINCETON TIM BENNETT BRAN | MCK PRINCETON TIM BENNETT BRANCH RV PARK OFFSITE LF | 2022-10-31
3543921E |  | 6080.47 | 364 | 0001 | SINGLE CROSSARM
3543921E |  | 64858.55 | 364 | 0280 | POLE, WOOD, 45'
3543921E |  | 5067.05 | 364 | 0300 | POLE, WOOD, 50'
3543921E |  | 25335.34 | 365 | 0010 | CONDUCTOR, ALUMINUM, LESS THAN 4/0
3544023E | 114319.75 |  |  |  | KRT RRK THE SOMMERY CV | KRT RRK THE SOMMERY CV | 2022-07-20
3544023E |  | 38868.71 | 366 | 1010 | CONDUIT
3544023E |  | 11431.97 | 366 | 1400 | PADS OR FOUNDATIONS, SMALL, LESS THAN 50 SQ FT
3544023E |  | 41155.13 | 367 | 0020 | CONDUCTOR, ALUMINUM, LESS THEN 4/0
3544023E |  | 17147.96 | 367 | 0025 | CONDUCTOR, ALUMINUM, 4/0 AND GREATER
3544023E |  | 5715.98 | 367 | 0100 | FAULT INDICATOR
3544040E | 272925.52 |  |  |  | HOT/WACO-FOXBOROUGH ADDITION P | HOT/WACO-FOXBOROUGH ADDITION PH IX/MM | 2022-10-03
3544040E |  | 136462.88 | 366 | 1010 | CONDUIT
3544040E |  | 10917.01 | 366 | 1100 | PRIMARY BOX
3544040E |  | 21834.03 | 366 | 1150 | SECONDARY BOX
3544040E |  | 8187.75 | 366 | 1400 | PADS OR FOUNDATIONS, SMALL, LESS THAN 50 SQ FT
3544040E |  | 38209.56 | 367 | 0020 | CONDUCTOR, ALUMINUM, LESS THEN 4/0
3544040E |  | 30021.8 | 367 | 0025 | CONDUCTOR, ALUMINUM, 4/0 AND GREATER
3544040E |  | 2729.24 | 367 | 0100 | FAULT INDICATOR
3544040E |  | 2729.24 | 373 | 0025 | CONDUCTOR, ALUMINUM, UNDERGROUND
3544040E |  | 5458.5 | 373 | 1200 | LUMINAIRE, OTHER, 100W
3544040E |  | 5458.5 | 373 | 1375 | CONDUIT
3544040E |  | 10917.01 | 373 | 1625 | STANDARD, OTHER, 25' AND UNDER
3544072E | 492520.42 |  |  |  | DSW:UGCP_SHAMP0004-(P)- REPLAC | DSW:UGCP_SHAMP0004-(P)- REPLACE PILC CABLE- 2400 W CAMP WISD | 2022-05-17
3544072E |  | 4925.2 | 366 | 1010 | CONDUIT
3544072E |  | 487595.22 | 367 | 0015 | CONDUCTOR, COPPER, 2/0 AND GREATER
3544076E | 180997.69 |  |  |  | DSW:UGCP_DAVST0007-REPLACE PIL | DSW:UGCP_DAVST0007-REPLACE PILC CABLE- 2418 W DAVIS ST | 2022-10-03
3544076E |  | 1809.97 | 366 | 1010 | CONDUIT
3544076E |  | 179187.72 | 367 | 0015 | CONDUCTOR, COPPER, 2/0 AND GREATER
3544087E | 131922.43 |  |  |  | DSW:UGCP_DALLW0004-REPLACE PIL | DSW:UGCP_DALLW0004-REPLACE PILC CABLE- 2805 WESTERFIELD ST | 2022-08-18
3544087E |  | 1319.21 | 366 | 1010 | CONDUIT
3544087E |  | 130603.22 | 367 | 0015 | CONDUCTOR, COPPER, 2/0 AND GREATER
3544088E | 185132.43 |  |  |  | LEGACY RANCH PH 2 - CO | LEGACY RANCH PH 2 - CO | 2022-04-25
3544088E |  | 1851.32 | 364 | 0001 | SINGLE CROSSARM
3544088E |  | 1851.32 | 364 | 0280 | POLE, WOOD, 45'
3544088E |  | 44431.82 | 366 | 1010 | CONDUIT
3544088E |  | 14810.59 | 366 | 1150 | SECONDARY BOX
3544088E |  | 9256.62 | 366 | 1410 | PADS OR FOUNDATIONS, MEDIUM, 50-100 SQ FT
3544088E |  | 40729.13 | 367 | 0020 | CONDUCTOR, ALUMINUM, LESS THEN 4/0
3544088E |  | 27769.86 | 367 | 0025 | CONDUCTOR, ALUMINUM, 4/0 AND GREATER
3544088E |  | 3702.65 | 367 | 0100 | FAULT INDICATOR
3544088E |  | 1851.32 | 373 | 0025 | CONDUCTOR, ALUMINUM, UNDERGROUND
3544088E |  | 14810.59 | 373 | 1250 | LUMINAIRE, LED, 40W TO 150W
3544088E |  | 1851.32 | 373 | 1375 | CONDUIT
3544088E |  | 22215.89 | 373 | 1515 | STANDARD, METAL, 25' AND UNDER
3544116E | 374154.24 |  |  |  | DSW:UGCP_WALST0009- REPLACE PI | DSW:UGCP_WALST0009- REPLACE PILC CABLE- 2500 S LAMAR ST | 2022-03-28
3544116E |  | 3741.54 | 366 | 1010 | CONDUIT
3544116E |  | 370412.7 | 367 | 0015 | CONDUCTOR, COPPER, 2/0 AND GREATER
3544123E | 233219.58 |  |  |  | DNE:UGCP_HSKAV0006- REPLACE PI | DNE:UGCP_HSKAV0006- REPLACE PILC CABLE- 4700 S BARRY AVE | 2022-10-05
3544123E |  | 2332.19 | 366 | 1010 | CONDUIT
3544123E |  | 230887.39 | 367 | 0015 | CONDUCTOR, COPPER, 2/0 AND GREATER
3544265E | 145877.23 |  |  |  | ATH:LONG COVE 4 - HENDERSON BA | ATH:LONG COVE 4 - HENDERSON BAY :ZG | 2022-06-07
3544265E |  | 16046.47 | 366 | 1010 | CONDUIT
3544265E |  | 14587.7 | 366 | 1100 | PRIMARY BOX
3544265E |  | 1458.75 | 366 | 1150 | SECONDARY BOX
3544265E |  | 1458.75 | 366 | 1200 | MANHOLE, 0-100 CU FT
3544265E |  | 5835.06 | 366 | 1400 | PADS OR FOUNDATIONS, SMALL, LESS THAN 50 SQ FT
3544265E |  | 1458.75 | 366 | 1410 | PADS OR FOUNDATIONS, MEDIUM, 50-100 SQ FT
3544265E |  | 32092.97 | 367 | 0020 | CONDUCTOR, ALUMINUM, LESS THEN 4/0
3544265E |  | 49598.48 | 367 | 0025 | CONDUCTOR, ALUMINUM, 4/0 AND GREATER
3544265E |  | 2917.52 | 367 | 0100 | FAULT INDICATOR
3544265E |  | 20422.78 | 367 | 5190 | SWITCHGEAR, PADMOUNT, 25KV
3544267E | 325304.85 |  |  |  | NET DSW V.E.R.P. FEDERAL 2E 3E | NET DSW V.E.R.P. FEDERAL 2E 3E 4E 5E HARWOOD SS | 2022-03-04
3544267E |  | 325304.85 | 366 | 1480 | ATTACHMENT, FOREIGN VAULT
3544302E | 192597.68 |  |  |  | LUF INCR-SEAS-PREP CSHNG1201 R | LUF INCR-SEAS-PREP CSHNG1201 RECON 2300FT-CUSHING-AAS | 2022-08-16
3544302E |  | 19259.76 | 364 | 0001 | SINGLE CROSSARM
3544302E |  | 65483.24 | 364 | 0280 | POLE, WOOD, 45'
3544302E |  | 21185.74 | 364 | 0300 | POLE, WOOD, 50'
3544302E |  | 57779.3 | 365 | 0010 | CONDUCTOR, ALUMINUM, LESS THAN 4/0
3544302E |  | 28889.64 | 365 | 6010 | AIRBREAK SWITCH, WITH OR WITHOUT OPERATOR
3544419E | 176511.85 |  |  |  | MCK/FSO-3 CORNERS COMMERICAL C | MCK/FSO-3 CORNERS COMMERICAL COIT AT 380-MA | 2022-05-19
3544419E |  | 1765.1 | 364 | 0001 | SINGLE CROSSARM
3544419E |  | 1765.1 | 364 | 0280 | POLE, WOOD, 45'
3544419E |  | 68839.67 | 366 | 1010 | CONDUIT
3544419E |  | 19416.29 | 366 | 1100 | PRIMARY BOX
3544419E |  | 21181.42 | 366 | 1410 | PADS OR FOUNDATIONS, MEDIUM, 50-100 SQ FT
3544419E |  | 63544.27 | 367 | 0020 | CONDUCTOR, ALUMINUM, LESS THEN 4/0
3544487E | 378105.5 |  |  |  | MON:ROSEHILL WEBER 26 PME OFF- | MON:ROSEHILL WEBER 26 PME OFF-SITE 2-AF-PWR | 2022-01-20
3544487E |  | 41591.6 | 364 | 0001 | SINGLE CROSSARM
3544487E |  | 64277.92 | 364 | 0300 | POLE, WOOD, 50'
3544487E |  | 30248.43 | 364 | 0320 | POLE, WOOD, 55'
3544487E |  | 18905.27 | 364 | 0335 | POLE, WOOD, 60'
3544487E |  | 22686.32 | 365 | 0010 | CONDUCTOR, ALUMINUM, LESS THAN 4/0
3544487E |  | 155023.33 | 365 | 0020 | CONDUCTOR, ALUMINUM, 4/0 AND GREATER
3544487E |  | 3781.05 | 365 | 1000 | FAULT INDICATOR
3544487E |  | 15124.21 | 365 | 6010 | AIRBREAK SWITCH, WITH OR WITHOUT OPERATOR
3544487E |  | 11343.16 | 366 | 1010 | CONDUIT
3544487E |  | 15124.21 | 367 | 0025 | CONDUCTOR, ALUMINUM, 4/0 AND GREATER
3544501E | 237290.05 |  |  |  | WAX: MID: MIDLOTHIAN BUSSINESS | WAX: MID: MIDLOTHIAN BUSSINESS PARK BUILDING C (NH)_ | 2022-05-09
3544501E |  | 2372.89 | 364 | 0001 | SINGLE CROSSARM
3544501E |  | 2372.89 | 364 | 0280 | POLE, WOOD, 45'
3544501E |  | 2372.89 | 365 | 0010 | CONDUCTOR, ALUMINUM, LESS THAN 4/0
3544501E |  | 28474.8 | 367 | 0020 | CONDUCTOR, ALUMINUM, LESS THEN 4/0
3544501E |  | 163730.19 | 367 | 0025 | CONDUCTOR, ALUMINUM, 4/0 AND GREATER
3544501E |  | 37966.39 | 367 | 5190 | SWITCHGEAR, PADMOUNT, 25KV
3544617E | 558032.47 |  |  |  | RRK OFFSITE THE HEATHERWILD | RRK OFFSITE THE HEATHERWILDE APT CV | 2022-08-11
3544617E |  | 5580.32 | 365 | 0010 | CONDUCTOR, ALUMINUM, LESS THAN 4/0
3544617E |  | 89285.2 | 366 | 1010 | CONDUIT
3544617E |  | 16740.97 | 366 | 1100 | PRIMARY BOX
3544617E |  | 27901.62 | 366 | 1410 | PADS OR FOUNDATIONS, MEDIUM, 50-100 SQ FT
3544617E |  | 128347.45 | 367 | 0020 | CONDUCTOR, ALUMINUM, LESS THEN 4/0
3544617E |  | 5580.32 | 367 | 0100 | FAULT INDICATOR
3544617E |  | 284596.59 | 367 | 5190 | SWITCHGEAR, PADMOUNT, 25KV
3544618E | 286284.56 |  |  |  | PLA INCR-SEAS-PREP ALNSW2654 I | PLA INCR-SEAS-PREP ALNSW2654 INST 1250FT 1000AL-PLANO-MNC | 2022-04-12
3544618E |  | 2862.84 | 364 | 0001 | SINGLE CROSSARM
3544618E |  | 2862.84 | 364 | 0280 | POLE, WOOD, 45'
3544618E |  | 2862.84 | 365 | 0010 | CONDUCTOR, ALUMINUM, LESS THAN 4/0
3544618E |  | 48668.37 | 366 | 1010 | CONDUIT
3544618E |  | 68708.29 | 366 | 1100 | PRIMARY BOX
3544618E |  | 157456.54 | 367 | 0025 | CONDUCTOR, ALUMINUM, 4/0 AND GREATER
3544618E |  | 2862.84 | 367 | 0100 | FAULT INDICATOR
3544675E | 496316.61 |  |  |  | FWN/FNO: CITY POINT PH 2 - 160 | FWN/FNO: CITY POINT PH 2 - 160 LOTS | 2022-10-05
3544675E |  | 4963.16 | 364 | 0001 | SINGLE CROSSARM
3544675E |  | 4963.16 | 364 | 0260 | POLE, WOOD, 40'
3544675E |  | 4963.16 | 364 | 0280 | POLE, WOOD, 45'
3544675E |  | 44668.48 | 366 | 1010 | CONDUIT
3544675E |  | 34742.15 | 366 | 1150 | SECONDARY BOX
3544675E |  | 24815.82 | 366 | 1400 | PADS OR FOUNDATIONS, SMALL, LESS THAN 50 SQ FT
3544675E |  | 39705.32 | 367 | 0020 | CONDUCTOR, ALUMINUM, LESS THEN 4/0
3544675E |  | 29778.98 | 367 | 0025 | CONDUCTOR, ALUMINUM, 4/0 AND GREATER
3544675E |  | 4963.16 | 367 | 0100 | FAULT INDICATOR
3544675E |  | 9926.32 | 373 | 0025 | CONDUCTOR, ALUMINUM, UNDERGROUND
3544675E |  | 138968.77 | 373 | 1250 | LUMINAIRE, LED, 40W TO 150W
3544675E |  | 24815.82 | 373 | 1375 | CONDUIT
3544675E |  | 129042.31 | 373 | 1515 | STANDARD, METAL, 25' AND UNDER
3544677E | 242625.73 |  |  |  | PLA INCR-SEAS-PREP ALNSW2654 I | PLA INCR-SEAS-PREP ALNSW2654 INSTALL 1250FT 1000AL PLANO-MNC | 2022-04-08
3544677E |  | 94624.02 | 366 | 1010 | CONDUIT
3544677E |  | 41246.36 | 366 | 1100 | PRIMARY BOX
3544677E |  | 106755.35 | 367 | 0025 | CONDUCTOR, ALUMINUM, 4/0 AND GREATER
3544720E | 296426.84 |  |  |  | PLA INCR-SEAS-PREP RENSW3122 I | PLA INCR-SEAS-PREP RENSW3122 INST 795-PLANO-APW | 2022-06-22
3544720E |  | 35571.2 | 364 | 0001 | SINGLE CROSSARM
3544720E |  | 109677.92 | 364 | 0280 | POLE, WOOD, 45'
3544720E |  | 148213.47 | 365 | 0020 | CONDUCTOR, ALUMINUM, 4/0 AND GREATER
3544720E |  | 2964.25 | 367 | 0020 | CONDUCTOR, ALUMINUM, LESS THEN 4/0
3544758E | 375025.46 |  |  |  | MSQ ARCADIA TRAILS PHASE 1 BAL | MSQ ARCADIA TRAILS PHASE 1 BALCH SPRINGS CR | 2022-08-26
3544758E |  | 97506.59 | 366 | 1010 | CONDUIT
3544758E |  | 30002.02 | 366 | 1150 | SECONDARY BOX
3544758E |  | 30002.02 | 366 | 1400 | PADS OR FOUNDATIONS, SMALL, LESS THAN 50 SQ FT
3544758E |  | 101257.04 | 367 | 0020 | CONDUCTOR, ALUMINUM, LESS THEN 4/0
3544758E |  | 60004.05 | 367 | 0025 | CONDUCTOR, ALUMINUM, 4/0 AND GREATER
3544758E |  | 7500.49 | 367 | 0100 | FAULT INDICATOR
3544758E |  | 3750.24 | 373 | 0025 | CONDUCTOR, ALUMINUM, UNDERGROUND
3544758E |  | 11250.75 | 373 | 1200 | LUMINAIRE, OTHER, 100W
3544758E |  | 3750.24 | 373 | 1375 | CONDUIT
3544758E |  | 30002.02 | 373 | 1625 | STANDARD, OTHER, 25' AND UNDER
3545026E | 284840.32 |  |  |  | ATH INCR-SEAS-PREP EAST DR045 | ATH INCR-SEAS-PREP EAST DR045 PAULN2501 | 2022-01-29
3545026E |  | 48422.84 | 364 | 0001 | SINGLE CROSSARM
3545026E |  | 8545.21 | 364 | 0260 | POLE, WOOD, 40'
3545026E |  | 136723.39 | 364 | 0280 | POLE, WOOD, 45'
3545026E |  | 59816.46 | 365 | 0010 | CONDUCTOR, ALUMINUM, LESS THAN 4/0
3545026E |  | 31332.42 | 365 | 0020 | CONDUCTOR, ALUMINUM, 4/0 AND GREATER
3545028E | 1115091.32 |  |  |  | TEX INCR-SEAS-PREP TEX FO 045 | TEX INCR-SEAS-PREP TEX FO 045 SHNRW1612 | 2022-07-21
3545028E |  | 78056.38 | 364 | 0001 | SINGLE CROSSARM
3545028E |  | 200716.42 | 364 | 0280 | POLE, WOOD, 45'
3545028E |  | 22301.81 | 364 | 0300 | POLE, WOOD, 50'
3545028E |  | 11150.89 | 364 | 0320 | POLE, WOOD, 55'
3545028E |  | 11150.89 | 364 | 0350 | POLE, WOOD, 65'
3545028E |  | 44603.64 | 365 | 0010 | CONDUCTOR, ALUMINUM, LESS THAN 4/0
3545028E |  | 479489.46 | 365 | 0020 | CONDUCTOR, ALUMINUM, 4/0 AND GREATER
3545028E |  | 33452.72 | 365 | 6010 | AIRBREAK SWITCH, WITH OR WITHOUT OPERATOR
3545028E |  | 11150.89 | 366 | 1010 | CONDUIT
3545028E |  | 211867.33 | 367 | 0025 | CONDUCTOR, ALUMINUM, 4/0 AND GREATER
3545028E |  | 11150.89 | 367 | 0100 | FAULT INDICATOR
3545119E | 134584.46 |  |  |  | WAX: 3-NOVA-2021 RECLOSERS PH. | WAX: 3-NOVA-2021 RECLOSERS PH.4_WAXAHACHIE FEEDERS_BA | 2022-01-27
3545119E |  | 1345.84 | 364 | 0001 | SINGLE CROSSARM
3545119E |  | 4037.53 | 364 | 0300 | POLE, WOOD, 50'
3545119E |  | 47104.56 | 365 | 5650 | DIST AUTOMATION CONTROL OVERHEAD
3545119E |  | 82096.53 | 365 | 6030 | RECLOSER,2 OR 3 PHASE,OVER 13.2KV,0-3000 AMP
3545140E | 138043.66 |  |  |  | LDL INCR-SEAS-PREP CRNTH2402-2 | LDL INCR-SEAS-PREP CRNTH2402-2404 RECONDUCTOR OH-3 | 2021-12-09
3545140E |  | -1198.85 | 364 | 0001 | SINGLE CROSSARM
3545140E |  | -9944.71 | 364 | 0280 | POLE, WOOD, 45'
3545140E |  | 4141.3 | 364 | 0300 | POLE, WOOD, 50'
3545140E |  | 4876.92 | 364 | 0320 | POLE, WOOD, 55'
3545140E |  | -38479.87 | 364 | 0335 | POLE, WOOD, 60'
3545140E |  | 30651.22 | 364 | 0350 | POLE, WOOD, 65'
3545140E |  | 47679.68 | 364 | 0380 | POLE, WOOD, 75'
3545140E |  | 74925.23 | 364 | 0410 | POLE, WOOD, 85'
3545140E |  | 2851.66 | 365 | 0010 | CONDUCTOR, ALUMINUM, LESS THAN 4/0
3545140E |  | 22541.08 | 365 | 0020 | CONDUCTOR, ALUMINUM, 4/0 AND GREATER
3545143E | 430222.36 |  |  |  | DNO INCR-SEAS-PREP CRNRD0005 R | DNO INCR-SEAS-PREP CRNRD0005 RECONDUCTOR | 2022-07-15
3545143E |  | 17208.88 | 364 | 0001 | SINGLE CROSSARM
3545143E |  | 25813.32 | 364 | 0280 | POLE, WOOD, 45'
3545143E |  | 34417.77 | 364 | 0300 | POLE, WOOD, 50'
3545143E |  | 4302.21 | 364 | 0320 | POLE, WOOD, 55'
3545143E |  | 12906.66 | 364 | 0350 | POLE, WOOD, 65'
3545143E |  | 68835.56 | 364 | 0390 | POLE, OTHER, 75'
3545143E |  | 154880.22 | 365 | 0020 | CONDUCTOR, ALUMINUM, 4/0 AND GREATER
3545143E |  | 17208.88 | 365 | 1000 | FAULT INDICATOR
3545143E |  | 47324.45 | 365 | 5650 | DIST AUTOMATION CONTROL OVERHEAD
3545143E |  | 21511.1 | 365 | 5660 | DIST AUTOMATION POWER SUPPLY UNIT OH
3545143E |  | 21511.1 | 365 | 6010 | AIRBREAK SWITCH, WITH OR WITHOUT OPERATOR
3545143E |  | 4302.21 | 367 | 0020 | CONDUCTOR, ALUMINUM, LESS THEN 4/0
3545145E | 693854.58 |  |  |  | DNO INCR_SEAS_PREP MSHLN0002-0 | DNO INCR_SEAS_PREP MSHLN0002-0005 RECONDUCTOR PT1 | 2022-03-08
3545145E |  | 117955.25 | 364 | 0001 | SINGLE CROSSARM
3545145E |  | 48569.8 | 364 | 0260 | POLE, WOOD, 40'
3545145E |  | 6938.53 | 364 | 0280 | POLE, WOOD, 45'
3545145E |  | 201217.8 | 364 | 0300 | POLE, WOOD, 50'
3545145E |  | 13877.07 | 364 | 0320 | POLE, WOOD, 55'
3545145E |  | 6938.53 | 365 | 0010 | CONDUCTOR, ALUMINUM, LESS THAN 4/0
3545145E |  | 270603.48 | 365 | 0020 | CONDUCTOR, ALUMINUM, 4/0 AND GREATER
3545145E |  | 6938.53 | 366 | 1010 | CONDUIT
3545145E |  | 6938.53 | 366 | 1150 | SECONDARY BOX
3545145E |  | 6938.53 | 367 | 0020 | CONDUCTOR, ALUMINUM, LESS THEN 4/0
3545145E |  | 6938.53 | 369 | 1300 | SERVICE, UNDERGROUND, 4/0 AND LESS,3 PHASES
3545146E | 195543.59 |  |  |  | DNO INCR-SEAS-PREP MSHLN0002-0 | DNO INCR_SEAS_PREP MSHLN0002-0005 RECONDUCTOR PT2 | 2022-01-19
3545146E |  | 11732.6 | 364 | 0001 | SINGLE CROSSARM
3545146E |  | 1955.42 | 364 | 0260 | POLE, WOOD, 40'
3545146E |  | 19554.35 | 364 | 0280 | POLE, WOOD, 45'
3545146E |  | 7821.73 | 364 | 0300 | POLE, WOOD, 50'
3545146E |  | 13688.04 | 364 | 0310 | POLE, CONCRETE, 50'
3545146E |  | 1955.42 | 364 | 0335 | POLE, WOOD, 60'
3545146E |  | 17598.91 | 364 | 0345 | POLE, OTHER, 60'
3545146E |  | 35197.84 | 364 | 0360 | POLE, OTHER, 65'
3545146E |  | 1955.42 | 365 | 0010 | CONDUCTOR, ALUMINUM, LESS THAN 4/0
3545146E |  | 68440.39 | 365 | 0020 | CONDUCTOR, ALUMINUM, 4/0 AND GREATER
3545146E |  | 15643.47 | 365 | 6010 | AIRBREAK SWITCH, WITH OR WITHOUT OPERATOR
3545191E | 133603.46 |  |  |  | TEM OVERHEAD OFFSITE FOR MESA | TEM OVERHEAD OFFSITE FOR MESA RIDGE LA | 2022-01-03
3545191E |  | 14696.37 | 364 | 0001 | SINGLE CROSSARM
3545191E |  | 48097.23 | 364 | 0280 | POLE, WOOD, 45'
3545191E |  | 8016.2 | 365 | 0010 | CONDUCTOR, ALUMINUM, LESS THAN 4/0
3545191E |  | 62793.66 | 365 | 0020 | CONDUCTOR, ALUMINUM, 4/0 AND GREATER
3545372E | 186767.6 |  |  |  | PLA 2021 MMCK007R02 SHILOH SUB | PLA 2021 MMCK007R02 SHILOH SUB SHILOH BORE ELECKMKJ | 2022-01-11
3545372E |  | 3735.33 | 364 | 0260 | POLE, WOOD, 40'
3545372E |  | 1867.65 | 365 | 0010 | CONDUCTOR, ALUMINUM, LESS THAN 4/0
3545372E |  | 175561.62 | 367 | 0025 | CONDUCTOR, ALUMINUM, 4/0 AND GREATER
3545372E |  | 5603 | 367 | 0100 | FAULT INDICATOR
3545434E | 231225.45 |  |  |  | WFS BKWWF0521B2 HB4150LAKEXING | WFS BKWWF0521B2 HB4150LAKEXING | 2022-05-16
3545434E |  | 20810.29 | 364 | 0001 | SINGLE CROSSARM
3545434E |  | 23122.54 | 364 | 0260 | POLE, WOOD, 40'
3545434E |  | 4624.5 | 364 | 0280 | POLE, WOOD, 45'
3545434E |  | 6936.76 | 364 | 0320 | POLE, WOOD, 55'
3545434E |  | 150296.57 | 364 | 0400 | POLE, OTHER, 80'
3545434E |  | 6936.76 | 365 | 0010 | CONDUCTOR, ALUMINUM, LESS THAN 4/0
3545434E |  | 18498.03 | 365 | 0020 | CONDUCTOR, ALUMINUM, 4/0 AND GREATER
3545435E | 224122.07 |  |  |  | WFS BKWWF0521E HB4150LAKEXING | WFS BKWWF0521E HB4150LAKEXING | 2022-05-16
3545435E |  | 13447.32 | 364 | 0001 | SINGLE CROSSARM
3545435E |  | 4482.44 | 364 | 0260 | POLE, WOOD, 40'
3545435E |  | 4482.44 | 364 | 0280 | POLE, WOOD, 45'
3545435E |  | 4482.44 | 364 | 0300 | POLE, WOOD, 50'
3545435E |  | 6723.66 | 364 | 0335 | POLE, WOOD, 60'
3545435E |  | 26894.64 | 364 | 0365 | POLE, WOOD, 70'
3545435E |  | 73960.28 | 364 | 0435 | POLE, OTHER, 90'
3545435E |  | 76201.53 | 364 | 0450 | POLE, OTHER, 95'
3545435E |  | 2241.22 | 365 | 0010 | CONDUCTOR, ALUMINUM, LESS THAN 4/0
3545435E |  | 11206.1 | 365 | 0020 | CONDUCTOR, ALUMINUM, 4/0 AND GREATER
3545480E | 280612.22 |  |  |  | CITY NATIONAL VAULT CEILING RE | CITY NATIONAL VAULT CEILING REPAIR | 2022-12-13
3545480E |  | 280612.22 | 366 | 1480 | ATTACHMENT, FOREIGN VAULT
3545594E | 512243.36 |  |  |  | FWS INCR-SEAS-PREP BRLSN2052 R | FWS INCR-SEAS-PREP BRLSN2052 RECON 4200FT-FORT WORTH SOU-CLB | 2022-06-27
3545594E |  | 76836.48 | 364 | 0001 | SINGLE CROSSARM
3545594E |  | 15367.26 | 364 | 0260 | POLE, WOOD, 40'
3545594E |  | 122938.39 | 364 | 0280 | POLE, WOOD, 45'
3545594E |  | 20489.71 | 364 | 0300 | POLE, WOOD, 50'
3545594E |  | 276611.52 | 365 | 0020 | CONDUCTOR, ALUMINUM, 4/0 AND GREATER
3545643E | 173636.48 |  |  |  | LUF INCR-SEAS-PREP 1510_2020NL | LUF-MMP_LFSTH1407 - 2020 RECON - ALC | 2022-03-21
3545643E |  | 20836.35 | 364 | 0001 | SINGLE CROSSARM
3545643E |  | 46881.83 | 364 | 0260 | POLE, WOOD, 40'
3545643E |  | 3472.7 | 364 | 0280 | POLE, WOOD, 45'
3545643E |  | 83345.64 | 365 | 0020 | CONDUCTOR, ALUMINUM, 4/0 AND GREATER
3545643E |  | 17363.62 | 365 | 6010 | AIRBREAK SWITCH, WITH OR WITHOUT OPERATOR
3545643E |  | 1736.34 | 369 | 1300 | SERVICE, UNDERGROUND, 4/0 AND LESS,3 PHASES
3545662E | 140530.43 |  |  |  | LUFKIN-MMP_NCNTH1801 - 2021 FD | LUFKIN-MMP_NCNTH1801 - 2021 FDR MAINT- TO | 2022-08-01
3545662E |  | 8431.8 | 364 | 0001 | SINGLE CROSSARM
3545662E |  | 1405.3 | 364 | 0002 | DOUBLE CROSSARMS
3545662E |  | 9837.11 | 364 | 0260 | POLE, WOOD, 40'
3545662E |  | 2810.59 | 364 | 0280 | POLE, WOOD, 45'
3545662E |  | 23890.16 | 365 | 0020 | CONDUCTOR, ALUMINUM, 4/0 AND GREATER
3545662E |  | 94155.47 | 365 | 6030 | RECLOSER,2 OR 3 PHASE,OVER 13.2KV,0-3000 AMP
3545710E | 132270.82 |  |  |  | FSE HLSES0522A HB4150LAKEXING | FSE HLSES0522A HB4150LAKEXING LAKE ARLINGTON JD | 2022-01-03
3545710E |  | 10581.66 | 364 | 0001 | SINGLE CROSSARM
3545710E |  | 58199.16 | 364 | 0335 | POLE, WOOD, 60'
3545710E |  | 1322.69 | 365 | 0010 | CONDUCTOR, ALUMINUM, LESS THAN 4/0
3545710E |  | 60844.62 | 366 | 1100 | PRIMARY BOX
3545710E |  | 1322.69 | 367 | 0020 | CONDUCTOR, ALUMINUM, LESS THEN 4/0
3545771E | 119253.4 |  |  |  | DES: OFFSITE 2021-0534 - I20 L | DES: OFFSITE 2021-0534 - I20 LOGISTICS - SJH | 2022-10-07
3545771E |  | 10732.79 | 364 | 0001 | SINGLE CROSSARM
3545771E |  | 2385.06 | 364 | 0280 | POLE, WOOD, 45'
3545771E |  | 42931.21 | 364 | 0300 | POLE, WOOD, 50'
3545771E |  | 7155.19 | 364 | 0320 | POLE, WOOD, 55'
3545771E |  | 1192.52 | 365 | 0010 | CONDUCTOR, ALUMINUM, LESS THAN 4/0
3545771E |  | 54856.63 | 365 | 0020 | CONDUCTOR, ALUMINUM, 4/0 AND GREATER
3545824E | 103822.28 |  |  |  | HOT/WACO-MOONLIGHT PARK PHASE | HOT/WACO-MOONLIGHT PARK PHASE 3 - MM | 2022-01-24
3545824E |  | 2076.44 | 364 | 0280 | POLE, WOOD, 45'
3545824E |  | 33223.18 | 366 | 1010 | CONDUIT
3545824E |  | 8305.78 | 366 | 1150 | SECONDARY BOX
3545824E |  | 4152.89 | 366 | 1400 | PADS OR FOUNDATIONS, SMALL, LESS THAN 50 SQ FT
3545824E |  | 17649.78 | 367 | 0020 | CONDUCTOR, ALUMINUM, LESS THEN 4/0
3545824E |  | 14535.11 | 367 | 0025 | CONDUCTOR, ALUMINUM, 4/0 AND GREATER
3545824E |  | 1038.22 | 367 | 0100 | FAULT INDICATOR
3545824E |  | 1038.22 | 373 | 0025 | CONDUCTOR, ALUMINUM, UNDERGROUND
3545824E |  | 6229.33 | 373 | 1100 | LUMINAIRE, HISTORICAL, 100W
3545824E |  | 2076.44 | 373 | 1375 | CONDUIT
3545824E |  | 13496.89 | 373 | 1625 | STANDARD, OTHER, 25' AND UNDER
3545843E | 116275.78 |  |  |  | TEX INCR-SEAS- PREP DNISN1206 | TEX INCR-SEAS- PREP DNISN1206 RECON 1200FT-DENNISON-AMF | 2022-10-18
3545843E |  | 15115.84 | 364 | 0001 | SINGLE CROSSARM
3545843E |  | 4651.02 | 364 | 0260 | POLE, WOOD, 40'
3545843E |  | 33719.97 | 364 | 0280 | POLE, WOOD, 45'
3545843E |  | 5813.78 | 364 | 0300 | POLE, WOOD, 50'
3545843E |  | 56975.17 | 365 | 0020 | CONDUCTOR, ALUMINUM, 4/0 AND GREATER
3545899E | 303837.21 |  |  |  | OFFSITE 2 OF 2 RANGER CROSSING | OFFSITE 2 OF 2 RANGER CROSSING PH 1A AND 1B PRINCETON TX | 2022-09-15
3545899E |  | 57729.06 | 364 | 0001 | SINGLE CROSSARM
3545899E |  | 18230.21 | 364 | 0280 | POLE, WOOD, 45'
3545899E |  | 164072.14 | 365 | 0020 | CONDUCTOR, ALUMINUM, 4/0 AND GREATER
3545899E |  | 63805.8 | 365 | 6015 | RECLOSER,SINGLE PHASE,13.2KV AND UNDER,0-3000 AMP
3546059E | 187810.7 |  |  |  | KRT/RRK-ENDEAVOR WILKE LANE/CV | KRT/RRK-ENDEAVOR WILKE LANE/CV | 2022-12-31
3546059E |  | 3756.21 | 364 | 0001 | SINGLE CROSSARM
3546059E |  | 15024.86 | 364 | 0280 | POLE, WOOD, 45'
3546059E |  | 35684.03 | 366 | 1010 | CONDUIT
3546059E |  | 24415.39 | 366 | 1400 | PADS OR FOUNDATIONS, SMALL, LESS THAN 50 SQ FT
3546059E |  | 50708.9 | 367 | 0020 | CONDUCTOR, ALUMINUM, LESS THEN 4/0
3546059E |  | 7512.43 | 367 | 0100 | FAULT INDICATOR
3546059E |  | 24415.39 | 369 | 1200 | SERVICE, UNDERGROUND, GREATER THAN 4/0, SINGLE PH
3546059E |  | 1878.11 | 373 | 0025 | CONDUCTOR, ALUMINUM, UNDERGROUND
3546059E |  | 3756.21 | 373 | 1250 | LUMINAIRE, LED, 40W TO 150W
3546059E |  | 3756.21 | 373 | 1375 | CONDUIT
3546059E |  | 16902.96 | 373 | 1520 | STANDARD, METAL, ABOVE 25'
3546140E | 307720.26 |  |  |  | MCK MCK - WYNDHAM RIDGE - WYLI | MCK/MCK - WYNDHAM RIDGE - WYLIE - CO | 2022-10-06
3546140E |  | 3077.2 | 364 | 0001 | SINGLE CROSSARM
3546140E |  | 6154.4 | 364 | 0280 | POLE, WOOD, 45'
3546140E |  | 76930.11 | 366 | 1010 | CONDUIT
3546140E |  | 27694.82 | 366 | 1150 | SECONDARY BOX
3546140E |  | 18463.21 | 366 | 1400 | PADS OR FOUNDATIONS, SMALL, LESS THAN 50 SQ FT
3546140E |  | 67698.46 | 367 | 0020 | CONDUCTOR, ALUMINUM, LESS THEN 4/0
3546140E |  | 21540.41 | 367 | 0025 | CONDUCTOR, ALUMINUM, 4/0 AND GREATER
3546140E |  | 3077.2 | 367 | 0100 | FAULT INDICATOR
3546140E |  | 3077.2 | 373 | 0025 | CONDUCTOR, ALUMINUM, UNDERGROUND
3546140E |  | 27694.82 | 373 | 1250 | LUMINAIRE, LED, 40W TO 150W
3546140E |  | 6154.4 | 373 | 1375 | CONDUIT
3546140E |  | 46158.03 | 373 | 1625 | STANDARD, OTHER, 25' AND UNDER
3546149E | 679814.84 |  |  |  | FWS INCR-SEAS-PREP BNBRK4113 U | FWS INCR-SEAS-PREP BNBRK4113 UG 1000FT-FORT WORTH SOUTH-CLB | 2022-04-07
3546149E |  | 88375.91 | 366 | 1010 | CONDUIT
3546149E |  | 81577.76 | 366 | 1100 | PRIMARY BOX
3546149E |  | 13596.27 | 366 | 1410 | PADS OR FOUNDATIONS, MEDIUM, 50-100 SQ FT
3546149E |  | 278724.2 | 367 | 0025 | CONDUCTOR, ALUMINUM, 4/0 AND GREATER
3546149E |  | 13596.27 | 367 | 0100 | FAULT INDICATOR
3546149E |  | 203944.43 | 367 | 5190 | SWITCHGEAR, PADMOUNT, 25KV
3546185E | 415360.35 |  |  |  | PAL INCR-SEAS-PREP CRKET2405 - | PAL INCR-SEAS-PREP CRKET2405 INSTALL DBL CKT PALESTINE- | 2022-11-03
3546185E |  | 37382.42 | 364 | 0001 | SINGLE CROSSARM
3546185E |  | 4153.59 | 364 | 0002 | DOUBLE CROSSARMS
3546185E |  | 4153.59 | 364 | 0240 | POLE, WOOD, 35'
3546185E |  | 74764.86 | 364 | 0280 | POLE, WOOD, 45'
3546185E |  | 16614.41 | 364 | 0300 | POLE, WOOD, 50'
3546185E |  | 4153.59 | 364 | 0335 | POLE, WOOD, 60'
3546185E |  | 16614.41 | 365 | 0010 | CONDUCTOR, ALUMINUM, LESS THAN 4/0
3546185E |  | 95532.87 | 365 | 0020 | CONDUCTOR, ALUMINUM, 4/0 AND GREATER
3546185E |  | 8307.2 | 365 | 5645 | DIST AUTOMATION COMMUNICATION UNIT RF OH
3546185E |  | 37382.42 | 365 | 5650 | DIST AUTOMATION CONTROL OVERHEAD
3546185E |  | 16614.41 | 365 | 5660 | DIST AUTOMATION POWER SUPPLY UNIT OH
3546185E |  | 99686.58 | 365 | 6000 | DIST AUTOMATION SWITCH OVERHEAD
3546191E | 771580.37 |  |  |  | PAL INCR-SEAS-PREP CRKET2404 S | PAL INCR-SEAS-PREP CRKET2404 RECONDUCTOR PALESTINE | 2022-12-31
3546191E |  | 30863.21 | 364 | 0001 | SINGLE CROSSARM
3546191E |  | 7715.8 | 364 | 0260 | POLE, WOOD, 40'
3546191E |  | 54010.63 | 364 | 0280 | POLE, WOOD, 45'
3546191E |  | 7715.8 | 364 | 0300 | POLE, WOOD, 50'
3546191E |  | 7715.8 | 364 | 0335 | POLE, WOOD, 60'
3546191E |  | 7715.8 | 365 | 0010 | CONDUCTOR, ALUMINUM, LESS THAN 4/0
3546191E |  | 84873.84 | 365 | 0020 | CONDUCTOR, ALUMINUM, 4/0 AND GREATER
3546191E |  | 15431.61 | 365 | 5645 | DIST AUTOMATION COMMUNICATION UNIT RF OH
3546191E |  | 77158.04 | 365 | 5650 | DIST AUTOMATION CONTROL OVERHEAD
3546191E |  | 30863.21 | 365 | 5660 | DIST AUTOMATION POWER SUPPLY UNIT OH
3546191E |  | 200610.93 | 365 | 6000 | DIST AUTOMATION SWITCH OVERHEAD
3546191E |  | 15431.61 | 365 | 6010 | AIRBREAK SWITCH, WITH OR WITHOUT OPERATOR
3546191E |  | 30863.21 | 365 | 6015 | RECLOSER,SINGLE PHASE,13.2KV AND UNDER,0-3000 AMP
3546191E |  | 69442.23 | 365 | 6030 | RECLOSER,2 OR 3 PHASE,OVER 13.2KV,0-3000 AMP
3546191E |  | 30863.21 | 366 | 1010 | CONDUIT
3546191E |  | 7715.8 | 366 | 1100 | PRIMARY BOX
3546191E |  | 84873.84 | 367 | 0025 | CONDUCTOR, ALUMINUM, 4/0 AND GREATER
3546191E |  | 7715.8 | 367 | 0100 | FAULT INDICATOR
3546281E | 843716.17 |  |  |  | FNE MCKMY0822A HB4150LAKEXING | FNE MCKMY0822A HB4150LAKEXING GRAPEVINE LAKE LJ | 2022-01-03
3546281E |  | 404983.81 | 364 | 0280 | POLE, WOOD, 45'
3546281E |  | 177180.37 | 366 | 1010 | CONDUIT
3546281E |  | 261551.99 | 367 | 0020 | CONDUCTOR, ALUMINUM, LESS THEN 4/0
3546285E | 702118.59 |  |  |  | JKV INCR-SEAS-PREP JKVNS4107 W | JKV INCR-SEAS-PREP JKVNS4107 WIRE UPGRADE-JACKSONVILLE-TN | 2022-03-17
3546285E |  | 91275.39 | 364 | 0001 | SINGLE CROSSARM
3546285E |  | 7021.16 | 364 | 0260 | POLE, WOOD, 40'
3546285E |  | 147444.88 | 364 | 0280 | POLE, WOOD, 45'
3546285E |  | 28084.72 | 364 | 0300 | POLE, WOOD, 50'
3546285E |  | 7021.16 | 364 | 0320 | POLE, WOOD, 55'
3546285E |  | 14042.34 | 365 | 0010 | CONDUCTOR, ALUMINUM, LESS THAN 4/0
3546285E |  | 7021.16 | 365 | 0020 | CONDUCTOR, ALUMINUM, 4/0 AND GREATER
3546285E |  | 105317.77 | 365 | 6010 | AIRBREAK SWITCH, WITH OR WITHOUT OPERATOR
3546285E |  | 294890.01 | 365 | 6015 | RECLOSER,SINGLE PHASE,13.2KV AND UNDER,0-3000 AMP
3546291E | 1043253.62 |  |  |  | EST INCR-SEAS-PREP COLCR 17,00 | EST INCR-SEAS-PREP COLCR 17,000FT RECOND-RANGER-SCF | 2022-04-01
3546291E |  | 104325.34 | 364 | 0001 | SINGLE CROSSARM
3546291E |  | 10432.52 | 364 | 0002 | DOUBLE CROSSARMS
3546291E |  | 386003.83 | 364 | 0280 | POLE, WOOD, 45'
3546291E |  | 542491.93 | 365 | 0020 | CONDUCTOR, ALUMINUM, 4/0 AND GREATER
3546309E | 840630.77 |  |  |  | MNW INCR-SEAS-PREP MNWLE1701 R | MNW INCR-SEAS-PREP MNWLE1701 RECON 10000FT-MINERAL WELLS-CLB | 2022-10-11
3546309E |  | 84063.07 | 364 | 0001 | SINGLE CROSSARM
3546309E |  | 50437.84 | 364 | 0260 | POLE, WOOD, 40'
3546309E |  | 235376.6 | 364 | 0280 | POLE, WOOD, 45'
3546309E |  | 8406.3 | 364 | 0300 | POLE, WOOD, 50'
3546309E |  | 8406.3 | 364 | 0320 | POLE, WOOD, 55'
3546309E |  | 16812.61 | 365 | 0010 | CONDUCTOR, ALUMINUM, LESS THAN 4/0
3546309E |  | 311033.46 | 365 | 0020 | CONDUCTOR, ALUMINUM, 4/0 AND GREATER
3546309E |  | 42031.53 | 365 | 5650 | DIST AUTOMATION CONTROL OVERHEAD
3546309E |  | 75656.76 | 365 | 6010 | AIRBREAK SWITCH, WITH OR WITHOUT OPERATOR
3546309E |  | 8406.3 | 367 | 0020 | CONDUCTOR, ALUMINUM, LESS THEN 4/0
3546311E | 370781.99 |  |  |  | TER INCR-SEAS-PREP TRLSW1203 R | TER INCR-SEAS-PREP TRLSW1203 RECOND 8,600FT | 2022-10-04
3546311E |  | 37078.19 | 364 | 0001 | SINGLE CROSSARM
3546311E |  | 114942.4 | 364 | 0280 | POLE, WOOD, 45'
3546311E |  | 44493.83 | 365 | 0010 | CONDUCTOR, ALUMINUM, LESS THAN 4/0
3546311E |  | 170559.76 | 365 | 0020 | CONDUCTOR, ALUMINUM, 4/0 AND GREATER
3546311E |  | 3707.81 | 367 | 0020 | CONDUCTOR, ALUMINUM, LESS THEN 4/0
3546315E | 387595.18 |  |  |  | TER INCR-SEAS-PREP TRLSW1203 R | TER INCR-SEAS-PREP TRLSW1203 RECOND 8,600FT | 2022-04-05
3546315E |  | 34883.55 | 364 | 0001 | SINGLE CROSSARM
3546315E |  | 3875.94 | 364 | 0002 | DOUBLE CROSSARMS
3546315E |  | 93022.84 | 364 | 0280 | POLE, WOOD, 45'
3546315E |  | 7751.89 | 364 | 0300 | POLE, WOOD, 50'
3546315E |  | 50387.36 | 365 | 0010 | CONDUCTOR, ALUMINUM, LESS THAN 4/0
3546315E |  | 197673.6 | 365 | 0020 | CONDUCTOR, ALUMINUM, 4/0 AND GREATER
3546317E | 332968.09 |  |  |  | TYL INCR-SEAS-PREP TYLSW1203 R | TYL INCR-SEAS-PREP TYLSW1203 RECOND 8,600FT | 2022-02-01
3546317E |  | 29967.11 | 364 | 0001 | SINGLE CROSSARM
3546317E |  | 89901.36 | 364 | 0280 | POLE, WOOD, 45'
3546317E |  | 46615.51 | 365 | 0010 | CONDUCTOR, ALUMINUM, LESS THAN 4/0
3546317E |  | 166484.11 | 365 | 0020 | CONDUCTOR, ALUMINUM, 4/0 AND GREATER
3546318E | 571179.33 |  |  |  | BWD INCR-SEAS-PREP CMNCH1401 R | BWD INCR-SEAS-PREP CMNCH1401 RECON 17400FT-BROWNWOOD-PT1-CLB | 2022-06-01
3546318E |  | 34270.75 | 364 | 0001 | SINGLE CROSSARM
3546318E |  | 5711.8 | 364 | 0002 | DOUBLE CROSSARMS
3546318E |  | 68541.51 | 364 | 0260 | POLE, WOOD, 40'
3546318E |  | 5711.8 | 364 | 0280 | POLE, WOOD, 45'
3546318E |  | 74253.3 | 364 | 0300 | POLE, WOOD, 50'
3546318E |  | 22847.16 | 364 | 0320 | POLE, WOOD, 55'
3546318E |  | 39982.54 | 365 | 0010 | CONDUCTOR, ALUMINUM, LESS THAN 4/0
3546318E |  | 142794.83 | 365 | 0020 | CONDUCTOR, ALUMINUM, 4/0 AND GREATER
3546318E |  | 142794.87 | 365 | 6030 | RECLOSER,2 OR 3 PHASE,OVER 13.2KV,0-3000 AMP
3546318E |  | 5711.8 | 366 | 1010 | CONDUIT
3546318E |  | 5711.8 | 367 | 0020 | CONDUCTOR, ALUMINUM, LESS THEN 4/0
3546318E |  | 17135.37 | 367 | 0025 | CONDUCTOR, ALUMINUM, 4/0 AND GREATER
3546318E |  | 5711.8 | 373 | 1375 | CONDUIT
3546320E | 258405.02 |  |  |  | BWD INCR-SEAS-PREP CMNCH1401 R | BWD INCR-SEAS-PREP CMNCH1401 RECON 17400FT-BROWNWOOD-PT2-CLB | 2022-06-24
3546320E |  | 5168.09 | 364 | 0001 | SINGLE CROSSARM
3546320E |  | 7752.13 | 364 | 0260 | POLE, WOOD, 40'
3546320E |  | 2584.02 | 364 | 0280 | POLE, WOOD, 45'
3546320E |  | 95609.84 | 364 | 0300 | POLE, WOOD, 50'
3546320E |  | 2584.02 | 364 | 0320 | POLE, WOOD, 55'
3546320E |  | 31008.59 | 365 | 0010 | CONDUCTOR, ALUMINUM, LESS THAN 4/0
3546320E |  | 108530.29 | 365 | 0020 | CONDUCTOR, ALUMINUM, 4/0 AND GREATER
3546320E |  | 2584.02 | 366 | 1010 | CONDUIT
3546320E |  | 2584.02 | 367 | 0020 | CONDUCTOR, ALUMINUM, LESS THEN 4/0
3546380E | 468095.34 |  |  |  | MID INCR-SEAS-PREP NCWDN1111 R | MID INCR-SEAS-PREP NCWDN1111 RECON 7000FT-MIDLAND-SCF | 2022-01-28
3546380E |  | 51490.49 | 364 | 0001 | SINGLE CROSSARM
3546380E |  | 126385.73 | 364 | 0280 | POLE, WOOD, 45'
3546380E |  | 4680.95 | 364 | 0300 | POLE, WOOD, 50'
3546380E |  | 4680.95 | 365 | 0010 | CONDUCTOR, ALUMINUM, LESS THAN 4/0
3546380E |  | 238728.64 | 365 | 0020 | CONDUCTOR, ALUMINUM, 4/0 AND GREATER
3546380E |  | 42128.58 | 365 | 6010 | AIRBREAK SWITCH, WITH OR WITHOUT OPERATOR
3546403E | 118333.08 |  |  |  | GRH GRAHM0711D HB4150LAKEXING | GRH GRAHM0711D HB4150LAKEXING LAKE GRAHAM 4 OF 8 | 2022-05-23
3546403E |  | 11833.3 | 364 | 0001 | SINGLE CROSSARM
3546403E |  | 8283.31 | 364 | 0260 | POLE, WOOD, 40'
3546403E |  | 15383.3 | 364 | 0300 | POLE, WOOD, 50'
3546403E |  | 49699.92 | 364 | 0335 | POLE, WOOD, 60'
3546403E |  | 24849.94 | 365 | 0010 | CONDUCTOR, ALUMINUM, LESS THAN 4/0
3546403E |  | 8283.31 | 365 | 0020 | CONDUCTOR, ALUMINUM, 4/0 AND GREATER
3546404E | 136497.42 |  |  |  | GRH GRAHM0711E HB4150LAKEXING | GRH GRAHM0711E HB4150LAKEXING LAKE GRAHAM 5 OF 8 | 2022-05-23
3546404E |  | 8189.84 | 364 | 0001 | SINGLE CROSSARM
3546404E |  | 23204.56 | 364 | 0320 | POLE, WOOD, 55'
3546404E |  | 13649.74 | 364 | 0335 | POLE, WOOD, 60'
3546404E |  | 61423.85 | 364 | 0365 | POLE, WOOD, 70'
3546404E |  | 16379.69 | 365 | 0010 | CONDUCTOR, ALUMINUM, LESS THAN 4/0
3546404E |  | 13649.74 | 365 | 0020 | CONDUCTOR, ALUMINUM, 4/0 AND GREATER
3546405E | 104068.25 |  |  |  | GRH GRAHM0711F HB4150LAKEXING | GRH GRAHM0711F HB4150LAKEXING LAKE GRAHAM 6 OF 8 | 2022-05-23
3546405E |  | 10406.82 | 364 | 0001 | SINGLE CROSSARM
3546405E |  | 9366.14 | 364 | 0280 | POLE, WOOD, 45'
3546405E |  | 11447.5 | 364 | 0300 | POLE, WOOD, 50'
3546405E |  | 55156.19 | 364 | 0335 | POLE, WOOD, 60'
3546405E |  | 17691.6 | 365 | 0020 | CONDUCTOR, ALUMINUM, 4/0 AND GREATER
3546422E | 987068.46 |  |  |  | BWD INCR SEAS PREP BMW RT023 N | BWD INCR SEAS PREP BMW RT023 NEW INSTALL PT 1 16000 FT | 2022-06-24
3546422E |  | 9870.66 | 364 | 0001 | SINGLE CROSSARM
3546422E |  | 375086 | 364 | 0280 | POLE, WOOD, 45'
3546422E |  | 118448.2 | 364 | 0375 | POLE, OTHER, 70'
3546422E |  | 98706.83 | 365 | 0010 | CONDUCTOR, ALUMINUM, LESS THAN 4/0
3546422E |  | 384956.77 | 365 | 0020 | CONDUCTOR, ALUMINUM, 4/0 AND GREATER
3546483E | 246317.27 |  |  |  | FWS: VENTANA PH 5B- 5500 VENTA | FWS: VENTANA PH 5B- 5500 VENTANA PKWY - RSE | 2022-02-22
3546483E |  | 49263.43 | 366 | 1010 | CONDUIT
3546483E |  | 7389.49 | 366 | 1100 | PRIMARY BOX
3546483E |  | 9852.67 | 366 | 1150 | SECONDARY BOX
3546483E |  | 4926.32 | 366 | 1400 | PADS OR FOUNDATIONS, SMALL, LESS THAN 50 SQ FT
3546483E |  | 4926.32 | 366 | 1410 | PADS OR FOUNDATIONS, MEDIUM, 50-100 SQ FT
3546483E |  | 22168.52 | 367 | 0020 | CONDUCTOR, ALUMINUM, LESS THEN 4/0
3546483E |  | 100990.29 | 367 | 0025 | CONDUCTOR, ALUMINUM, 4/0 AND GREATER
3546483E |  | 2463.15 | 367 | 0100 | FAULT INDICATOR
3546483E |  | 44337.08 | 367 | 5190 | SWITCHGEAR, PADMOUNT, 25KV
3546499E | 124009.32 |  |  |  | DEC CHICC1701A HB4150LAKEXING | DEC CHICC1701A HB4150LAKEXING BRIDGEPORT 2 OF 5 AP | 2021-12-15
3546499E |  | 4960.36 | 364 | 0001 | SINGLE CROSSARM
3546499E |  | 1240.07 | 364 | 0335 | POLE, WOOD, 60'
3546499E |  | 65725.01 | 364 | 0465 | POLE, OTHER, 100'
3546499E |  | 38442.88 | 364 | 0495 | POLE, OTHER, 110' AND OVER
3546499E |  | 4960.36 | 365 | 0010 | CONDUCTOR, ALUMINUM, LESS THAN 4/0
3546499E |  | 8680.64 | 365 | 0020 | CONDUCTOR, ALUMINUM, 4/0 AND GREATER
3546516E | 156109.31 |  |  |  | TEX KNOLLWOOD VILLAGE KNOLLWOO | TEX KNOLLWOOD VILLAGE KNOLLWOOD SHERMAN TX DK | 2022-08-18
3546516E |  | 3122.17 | 364 | 0001 | SINGLE CROSSARM
3546516E |  | 12488.73 | 364 | 0300 | POLE, WOOD, 50'
3546516E |  | 42149.69 | 366 | 1010 | CONDUIT
3546516E |  | 15610.91 | 366 | 1150 | SECONDARY BOX
3546516E |  | 10927.63 | 366 | 1400 | PADS OR FOUNDATIONS, SMALL, LESS THAN 50 SQ FT
3546516E |  | 35905.13 | 367 | 0020 | CONDUCTOR, ALUMINUM, LESS THEN 4/0
3546516E |  | 15610.91 | 367 | 0025 | CONDUCTOR, ALUMINUM, 4/0 AND GREATER
3546516E |  | 1561.08 | 369 | 1300 | SERVICE, UNDERGROUND, 4/0 AND LESS,3 PHASES
3546516E |  | 1561.08 | 373 | 0025 | CONDUCTOR, ALUMINUM, UNDERGROUND
3546516E |  | 3122.17 | 373 | 1250 | LUMINAIRE, LED, 40W TO 150W
3546516E |  | 1561.08 | 373 | 1375 | CONDUIT
3546516E |  | 12488.73 | 373 | 1520 | STANDARD, METAL, ABOVE 25'
3546693E | 430514.12 |  |  |  | CLE: OFFSITE - TRAIL CREEK - G | CLE: OFFSITE - TRAIL CREEK - GS/ | 2022-10-13
3546693E |  | 21525.69 | 364 | 0001 | SINGLE CROSSARM
3546693E |  | 25830.83 | 364 | 0260 | POLE, WOOD, 40'
3546693E |  | 21525.69 | 364 | 0280 | POLE, WOOD, 45'
3546693E |  | 12915.41 | 365 | 0010 | CONDUCTOR, ALUMINUM, LESS THAN 4/0
3546693E |  | 60271.96 | 366 | 1010 | CONDUIT
3546693E |  | 43051.4 | 366 | 1100 | PRIMARY BOX
3546693E |  | 12915.41 | 366 | 1410 | PADS OR FOUNDATIONS, MEDIUM, 50-100 SQ FT
3546693E |  | 77492.53 | 367 | 0020 | CONDUCTOR, ALUMINUM, LESS THEN 4/0
3546693E |  | 4305.12 | 367 | 0100 | FAULT INDICATOR
3546693E |  | 150680.08 | 367 | 5190 | SWITCHGEAR, PADMOUNT, 25KV
3546718E | 433654.81 |  |  |  | TEX INCR SEAS PREP GNSVE1603 - | TEX INCR SEAS PREP GNSVE1603 - GNSVL | 2022-04-01
3546718E |  | 52038.56 | 364 | 0001 | SINGLE CROSSARM
3546718E |  | 13009.63 | 364 | 0260 | POLE, WOOD, 40'
3546718E |  | 104077.14 | 364 | 0280 | POLE, WOOD, 45'
3546718E |  | 4336.53 | 364 | 0300 | POLE, WOOD, 50'
3546718E |  | 260192.95 | 365 | 0020 | CONDUCTOR, ALUMINUM, 4/0 AND GREATER
3546743E | 664451.27 |  |  |  | HIL INCR-SEAS-PREP HLSBR1203 R | HIL INCR-SEAS-PREP HLSBR1203 RECON 25260FT-HILLSBORO-PT1-CLB | 2022-08-08
3546743E |  | 79734.14 | 364 | 0001 | SINGLE CROSSARM
3546743E |  | 239202.44 | 364 | 0260 | POLE, WOOD, 40'
3546743E |  | 13289.01 | 364 | 0280 | POLE, WOOD, 45'
3546743E |  | 318936.67 | 365 | 0010 | CONDUCTOR, ALUMINUM, LESS THAN 4/0
3546743E |  | 13289.01 | 365 | 6017 | RECLOSER,SINGLE PHASE,13.2KV AND UNDER,OV 3000 AMP
3546745E | 209063.28 |  |  |  | HIL INCR-SEAS-PREP HLSBR1203 R | HIL INCR-SEAS-PREP HLSBR1203 RECON 25260FT-HILLSBORO-PT2-CLB | 2022-08-01
3546745E |  | 33450.14 | 364 | 0001 | SINGLE CROSSARM
3546745E |  | 81534.64 | 364 | 0260 | POLE, WOOD, 40'
3546745E |  | 12543.81 | 364 | 0280 | POLE, WOOD, 45'
3546745E |  | 4181.27 | 364 | 0300 | POLE, WOOD, 50'
3546745E |  | 77353.42 | 365 | 0010 | CONDUCTOR, ALUMINUM, LESS THAN 4/0
3546894E | 226691.32 |  |  |  | TER-21-P091-VO-TER-TRLSW1201-T | TER-21-P091-VO-TER-TRLSW1201-TRLSW1202-DA-PWR | 2022-07-01
3546894E |  | 4533.8 | 364 | 0001 | SINGLE CROSSARM
3546894E |  | 2266.88 | 364 | 0300 | POLE, WOOD, 50'
3546894E |  | 4533.8 | 364 | 0335 | POLE, WOOD, 60'
3546894E |  | 11334.54 | 365 | 5645 | DIST AUTOMATION COMMUNICATION UNIT RF OH
3546894E |  | 63473.54 | 365 | 5650 | DIST AUTOMATION CONTROL OVERHEAD
3546894E |  | 20402.19 | 365 | 5660 | DIST AUTOMATION POWER SUPPLY UNIT OH
3546894E |  | 120146.57 | 365 | 6000 | DIST AUTOMATION SWITCH OVERHEAD
3546992E | 114976.86 |  |  |  | ARL CRTLD4712 HP SPORTS COMPLE | ARL CRTLD4712 HP SPORTS COMPLEX TOK | 2022-01-19
3546992E |  | 9198.12 | 366 | 1010 | CONDUIT
3546992E |  | 105778.74 | 367 | 0020 | CONDUCTOR, ALUMINUM, LESS THEN 4/0
3546994E | 176362.61 |  |  |  | MHN OASIS PERMIAN CHRCKWAGON P | MHN OASIS PERMIAN CHRCKWAGON PME-OFFSITE 2 - MB-PWR | 2022-04-26
3546994E |  | 14109.02 | 364 | 0001 | SINGLE CROSSARM
3546994E |  | 63490.55 | 364 | 0300 | POLE, WOOD, 50'
3546994E |  | 1763.64 | 364 | 0320 | POLE, WOOD, 55'
3546994E |  | 14109.02 | 365 | 0010 | CONDUCTOR, ALUMINUM, LESS THAN 4/0
3546994E |  | 82890.38 | 365 | 0020 | CONDUCTOR, ALUMINUM, 4/0 AND GREATER
3547046E | 407719.02 |  |  |  | RRK INCR-SEAS-PREP TAYLR1201 R | RRK INCR-SEAS-PREP TAYLR1201 RECON 4500FT-ROUND ROCK-CLB | 2022-05-13
3547046E |  | 36694.7 | 364 | 0001 | SINGLE CROSSARM
3547046E |  | 114161.31 | 364 | 0280 | POLE, WOOD, 45'
3547046E |  | 48926.28 | 364 | 0360 | POLE, OTHER, 65'
3547046E |  | 4077.19 | 365 | 0010 | CONDUCTOR, ALUMINUM, LESS THAN 4/0
3547046E |  | 146778.89 | 365 | 0020 | CONDUCTOR, ALUMINUM, 4/0 AND GREATER
3547046E |  | 36694.7 | 365 | 6010 | AIRBREAK SWITCH, WITH OR WITHOUT OPERATOR
3547046E |  | 4077.19 | 366 | 1010 | CONDUIT
3547046E |  | 12231.57 | 367 | 0025 | CONDUCTOR, ALUMINUM, 4/0 AND GREATER
3547046E |  | 4077.19 | 367 | 0100 | FAULT INDICATOR
3547047E | 533432.17 |  |  |  | RRK INCR-SEAS-PREP TAYLR1204 R | RRK INCR-SEAS-PREP TAYLR1204 RECON 4600FT-ROUND ROCK-CLB | 2022-03-08
3547047E |  | 58677.52 | 364 | 0001 | SINGLE CROSSARM
3547047E |  | 5334.3 | 364 | 0240 | POLE, WOOD, 35'
3547047E |  | 138692.35 | 364 | 0280 | POLE, WOOD, 45'
3547047E |  | 26671.58 | 364 | 0300 | POLE, WOOD, 50'
3547047E |  | 85349.13 | 364 | 0345 | POLE, OTHER, 60'
3547047E |  | 37340.23 | 365 | 0010 | CONDUCTOR, ALUMINUM, LESS THAN 4/0
3547047E |  | 154695.49 | 365 | 0020 | CONDUCTOR, ALUMINUM, 4/0 AND GREATER
3547047E |  | 21337.27 | 365 | 6010 | AIRBREAK SWITCH, WITH OR WITHOUT OPERATOR
3547047E |  | 5334.3 | 373 | 0020 | CONDUCTOR, ALUMINUM, OVERHEAD
3547054E | 547938.64 |  |  |  | PAR INCR-SEAS-PREP DELTA1702 R | PAR INCR-SEAS-PREP DELTA1702 RECON 29600FT-PARIS-PT1-CLB | 2022-01-11
3547054E |  | 54793.86 | 364 | 0001 | SINGLE CROSSARM
3547054E |  | 43835.09 | 364 | 0260 | POLE, WOOD, 40'
3547054E |  | 93149.56 | 364 | 0280 | POLE, WOOD, 45'
3547054E |  | 5479.38 | 364 | 0335 | POLE, WOOD, 60'
3547054E |  | 191778.57 | 365 | 0020 | CONDUCTOR, ALUMINUM, 4/0 AND GREATER
3547054E |  | 5479.38 | 365 | 5645 | DIST AUTOMATION COMMUNICATION UNIT RF OH
3547054E |  | 27396.93 | 365 | 5650 | DIST AUTOMATION CONTROL OVERHEAD
3547054E |  | 27396.93 | 365 | 5660 | DIST AUTOMATION POWER SUPPLY UNIT OH
3547054E |  | 76711.4 | 365 | 6000 | DIST AUTOMATION SWITCH OVERHEAD
3547054E |  | 21917.54 | 365 | 6010 | AIRBREAK SWITCH, WITH OR WITHOUT OPERATOR
3547065E | 720766.1 |  |  |  | SUL INCR SEAS PREP WCITY2402 R | SUL INCR-SEAS-PREP WCITY2402 RECON 7400FT-SULPHURSPRINGS-CLB | 2022-01-11
3547065E |  | 115322.57 | 364 | 0001 | SINGLE CROSSARM
3547065E |  | 136945.55 | 364 | 0260 | POLE, WOOD, 40'
3547065E |  | 43245.96 | 364 | 0280 | POLE, WOOD, 45'
3547065E |  | 21622.97 | 364 | 0300 | POLE, WOOD, 50'
3547065E |  | 50453.62 | 364 | 0330 | POLE, CONCRETE, 55'
3547065E |  | 64868.94 | 364 | 0360 | POLE, OTHER, 65'
3547065E |  | 50453.62 | 365 | 0010 | CONDUCTOR, ALUMINUM, LESS THAN 4/0
3547065E |  | 201814.57 | 365 | 0020 | CONDUCTOR, ALUMINUM, 4/0 AND GREATER
3547065E |  | 36038.3 | 365 | 6010 | AIRBREAK SWITCH, WITH OR WITHOUT OPERATOR
3547066E | 291242.31 |  |  |  | FWN AR PS OH UG MDC 50 BUILDIN | FWN AR PS OH UG MDC 50 BUILDING 3700 SYLVANIA | 2022-06-09
3547066E |  | 2912.43 | 365 | 0010 | CONDUCTOR, ALUMINUM, LESS THAN 4/0
3547066E |  | 8737.26 | 366 | 1100 | PRIMARY BOX
3547066E |  | 26211.8 | 367 | 0020 | CONDUCTOR, ALUMINUM, LESS THEN 4/0
3547066E |  | 206782.06 | 367 | 0025 | CONDUCTOR, ALUMINUM, 4/0 AND GREATER
3547066E |  | 2912.43 | 367 | 0100 | FAULT INDICATOR
3547066E |  | 43686.33 | 367 | 5190 | SWITCHGEAR, PADMOUNT, 25KV
3547068E | 703259.1 |  |  |  | SUL INCR-SEAS-PREP WCITY2402 I | SUL INCR-SEAS-PREP WCITY2402 INST 27500FT-SULSPRINGS-PT1-CLB | 2022-01-11
3547068E |  | 91423.67 | 364 | 0001 | SINGLE CROSSARM
3547068E |  | 203945.13 | 364 | 0260 | POLE, WOOD, 40'
3547068E |  | 14065.17 | 364 | 0280 | POLE, WOOD, 45'
3547068E |  | 21097.76 | 365 | 0010 | CONDUCTOR, ALUMINUM, LESS THAN 4/0
3547068E |  | 372727.37 | 365 | 0020 | CONDUCTOR, ALUMINUM, 4/0 AND GREATER
3547069E | 524228.31 |  |  |  | SUL INCR-SEAS-PREP WCITY2402 I | SUL INCR-SEAS-PREP WCITY2402 INST 27500FT-SULSPRINGS-PT2-CLB | 2022-01-11
3547069E |  | 62907.39 | 364 | 0001 | SINGLE CROSSARM
3547069E |  | 10484.55 | 364 | 0240 | POLE, WOOD, 35'
3547069E |  | 131057.06 | 364 | 0260 | POLE, WOOD, 40'
3547069E |  | 20969.12 | 364 | 0280 | POLE, WOOD, 45'
3547069E |  | 15726.84 | 364 | 0300 | POLE, WOOD, 50'
3547069E |  | 5242.27 | 364 | 0320 | POLE, WOOD, 55'
3547069E |  | 5242.27 | 365 | 0010 | CONDUCTOR, ALUMINUM, LESS THAN 4/0
3547069E |  | 272598.81 | 365 | 0020 | CONDUCTOR, ALUMINUM, 4/0 AND GREATER
3547135E | 171001.75 |  |  |  | DES - TEXPORT LOGISTICS OFFSIT | DES - TEXPORT LOGISTICS OFFSITE - DT | 2022-06-14
3547135E |  | 17100.17 | 364 | 0001 | SINGLE CROSSARM
3547135E |  | 39330.4 | 364 | 0280 | POLE, WOOD, 45'
3547135E |  | 15390.15 | 364 | 0300 | POLE, WOOD, 50'
3547135E |  | 10260.1 | 365 | 0010 | CONDUCTOR, ALUMINUM, LESS THAN 4/0
3547135E |  | 63270.68 | 365 | 0020 | CONDUCTOR, ALUMINUM, 4/0 AND GREATER
3547135E |  | 25650.25 | 365 | 6010 | AIRBREAK SWITCH, WITH OR WITHOUT OPERATOR
3547291E | 165944.62 |  |  |  | 2020NMHN103 COYANOSA SUB P1 | 2020NMHN103 COYANOSA SUB P1 | 2022-03-11
3547291E |  | 8297.21 | 364 | 0001 | SINGLE CROSSARM
3547291E |  | 13275.55 | 364 | 0280 | POLE, WOOD, 45'
3547291E |  | 21572.78 | 365 | 6010 | AIRBREAK SWITCH, WITH OR WITHOUT OPERATOR
3547291E |  | 18253.89 | 366 | 1010 | CONDUIT
3547291E |  | 99566.87 | 367 | 0025 | CONDUCTOR, ALUMINUM, 4/0 AND GREATER
3547291E |  | 4978.32 | 367 | 0100 | FAULT INDICATOR
3547336E | 736928.65 |  |  |  | 2021 NMHN003 RIVERVIEW P1 S5B | 2021 NMHN003 RIVERVIEW P1 S5B | 2022-02-10
3547336E |  | 51585.01 | 364 | 0001 | SINGLE CROSSARM
3547336E |  | 154755.02 | 364 | 0320 | POLE, WOOD, 55'
3547336E |  | 29477.14 | 364 | 0335 | POLE, WOOD, 60'
3547336E |  | 162124.31 | 364 | 0350 | POLE, WOOD, 65'
3547336E |  | 36846.44 | 364 | 0390 | POLE, OTHER, 75'
3547336E |  | 302140.73 | 365 | 0020 | CONDUCTOR, ALUMINUM, 4/0 AND GREATER
3547679E | 532437.59 |  |  |  | MSQ OFFSITE FOR FIRESIDE WR 35 | MSQ OFFSITE FOR FIRESIDE WR 3529152 JED | 2022-10-13
3547679E |  | 37270.62 | 364 | 0001 | SINGLE CROSSARM
3547679E |  | 111811.88 | 364 | 0280 | POLE, WOOD, 45'
3547679E |  | 58568.13 | 364 | 0300 | POLE, WOOD, 50'
3547679E |  | 101163.12 | 364 | 0320 | POLE, WOOD, 55'
3547679E |  | 143758.23 | 365 | 0010 | CONDUCTOR, ALUMINUM, LESS THAN 4/0
3547679E |  | 58568.13 | 365 | 6015 | RECLOSER,SINGLE PHASE,13.2KV AND UNDER,0-3000 AMP
3547679E |  | 10648.74 | 366 | 1010 | CONDUIT
3547679E |  | 10648.74 | 367 | 0020 | CONDUCTOR, ALUMINUM, LESS THEN 4/0
3547801E | 160707.99 |  |  |  | CLE-21-P043-PM-CLE-DCDAM2001-D | CLE-21-P043-PM-CLE-DCDAM2001-DCDAM2002-DA 3700FT RECOND | 2022-07-01
3547801E |  | 33748.69 | 364 | 0001 | SINGLE CROSSARM
3547801E |  | 43391.16 | 364 | 0260 | POLE, WOOD, 40'
3547801E |  | 83568.14 | 365 | 0020 | CONDUCTOR, ALUMINUM, 4/0 AND GREATER
3547814E | 419727.45 |  |  |  | CLE: REMINGTON RIDGE PH 4 - GS | CLE: REMINGTON RIDGE PH 4 - GS | 2022-02-23
3547814E |  | 4197.27 | 364 | 0001 | SINGLE CROSSARM
3547814E |  | 12591.81 | 364 | 0280 | POLE, WOOD, 45'
3547814E |  | 4197.27 | 365 | 0010 | CONDUCTOR, ALUMINUM, LESS THAN 4/0
3547814E |  | 79748.2 | 366 | 1010 | CONDUIT
3547814E |  | 41972.74 | 366 | 1150 | SECONDARY BOX
3547814E |  | 20986.36 | 366 | 1400 | PADS OR FOUNDATIONS, SMALL, LESS THAN 50 SQ FT
3547814E |  | 92340.15 | 367 | 0020 | CONDUCTOR, ALUMINUM, LESS THEN 4/0
3547814E |  | 54564.55 | 367 | 0025 | CONDUCTOR, ALUMINUM, 4/0 AND GREATER
3547814E |  | 8394.54 | 367 | 0100 | FAULT INDICATOR
3547814E |  | 4197.27 | 373 | 0025 | CONDUCTOR, ALUMINUM, UNDERGROUND
3547814E |  | 33578.19 | 373 | 1250 | LUMINAIRE, LED, 40W TO 150W
3547814E |  | 4197.27 | 373 | 1375 | CONDUIT
3547814E |  | 58761.83 | 373 | 1625 | STANDARD, OTHER, 25' AND UNDER
3547938E | 129886.05 |  |  |  | BEN BUR: RELOCATE OH FEEDER- D | BEN BUR: RELOCATE OH FEEDER- DEPOT APTS-WILSON ST-GS/MS | 2022-05-09
3547938E |  | 27276.05 | 364 | 0001 | SINGLE CROSSARM
3547938E |  | 27276.05 | 364 | 0260 | POLE, WOOD, 40'
3547938E |  | 20781.76 | 364 | 0280 | POLE, WOOD, 45'
3547938E |  | 3896.58 | 365 | 0010 | CONDUCTOR, ALUMINUM, LESS THAN 4/0
3547938E |  | 35069.29 | 365 | 0020 | CONDUCTOR, ALUMINUM, 4/0 AND GREATER
3547938E |  | 3896.58 | 366 | 1010 | CONDUIT
3547938E |  | 11689.74 | 367 | 0020 | CONDUCTOR, ALUMINUM, LESS THEN 4/0
3547952E | 119842.69 |  |  |  | MSQ K KAHAN - 988 HUDSON AIRPO | MSQ K KAHAN - 988 HUDSON AIRPORT BLVD MESQUITE 75181 | 2022-06-27
3547952E |  | 20373.25 | 364 | 0001 | SINGLE CROSSARM
3547952E |  | 65913.51 | 364 | 0280 | POLE, WOOD, 45'
3547952E |  | 1198.42 | 365 | 0010 | CONDUCTOR, ALUMINUM, LESS THAN 4/0
3547952E |  | 13182.69 | 367 | 0020 | CONDUCTOR, ALUMINUM, LESS THEN 4/0
3547952E |  | 17976.4 | 373 | 0020 | CONDUCTOR, ALUMINUM, OVERHEAD
3547952E |  | 1198.42 | 373 | 1640 | MANHOLE (USED EXCLUSIVELY FOR STREET LIGHTING)
3548072E | 108803.14 |  |  |  | ODE: J BAR ESTATES 2ND FILING | ODE: J BAR ESTATES 2ND FILING (13 LOTS) DH | 2022-07-11
3548072E |  | 2176.06 | 364 | 0001 | SINGLE CROSSARM
3548072E |  | 4352.12 | 364 | 0240 | POLE, WOOD, 35'
3548072E |  | 35905.1 | 366 | 1010 | CONDUIT
3548072E |  | 7616.21 | 366 | 1150 | SECONDARY BOX
3548072E |  | 11968.33 | 366 | 1400 | PADS OR FOUNDATIONS, SMALL, LESS THAN 50 SQ FT
3548072E |  | 35905.03 | 367 | 0020 | CONDUCTOR, ALUMINUM, LESS THEN 4/0
3548072E |  | 7616.21 | 367 | 0025 | CONDUCTOR, ALUMINUM, 4/0 AND GREATER
3548072E |  | 3264.08 | 367 | 0100 | FAULT INDICATOR
3548109E | 122545.85 |  |  |  | DES- INCR-SEAS-PREP-PRKVL1052- | DES- INCR-SEAS-PREP-PRKVL1052-RECON-400FT-DESOTO-LJH | 2022-08-09
3548109E |  | 1225.44 | 364 | 0001 | SINGLE CROSSARM
3548109E |  | 8578.2 | 364 | 0260 | POLE, WOOD, 40'
3548109E |  | 34312.83 | 364 | 0280 | POLE, WOOD, 45'
3548109E |  | 9803.65 | 365 | 0010 | CONDUCTOR, ALUMINUM, LESS THAN 4/0
3548109E |  | 66174.83 | 365 | 0020 | CONDUCTOR, ALUMINUM, 4/0 AND GREATER
3548109E |  | 2450.9 | 367 | 0100 | FAULT INDICATOR
3548283E | 135708.47 |  |  |  | TAY: HUTTO2711_EMORYCROSSINGPH | TAY: HUTTO2711_EMORYCROSSINGPH2_2021-0622_PT.2 UG ONSITE | 2022-07-20
3548283E |  | 35284.19 | 366 | 1010 | CONDUIT
3548283E |  | 14927.92 | 366 | 1100 | PRIMARY BOX
3548283E |  | 2714.16 | 366 | 1420 | PADS OR FOUNDATIONS, LARGE, OVER 100 SQ FT
3548283E |  | 36641.27 | 367 | 0025 | CONDUCTOR, ALUMINUM, 4/0 AND GREATER
3548283E |  | 46140.93 | 367 | 5190 | SWITCHGEAR, PADMOUNT, 25KV
3548347E | 136951.84 |  |  |  | MCK INSPIRATION PHASE 8A 38 LO | MCK INSPIRATION PHASE 8A 38 LOTS LUCAS TX | 2022-03-25
3548347E |  | 5478.08 | 364 | 0280 | POLE, WOOD, 45'
3548347E |  | 30129.4 | 366 | 1010 | CONDUIT
3548347E |  | 8217.1 | 366 | 1150 | SECONDARY BOX
3548347E |  | 5478.08 | 366 | 1400 | PADS OR FOUNDATIONS, SMALL, LESS THAN 50 SQ FT
3548347E |  | 32868.46 | 367 | 0020 | CONDUCTOR, ALUMINUM, LESS THEN 4/0
3548347E |  | 13695.18 | 367 | 0025 | CONDUCTOR, ALUMINUM, 4/0 AND GREATER
3548347E |  | 2739.03 | 367 | 0100 | FAULT INDICATOR
3548347E |  | 16434.22 | 373 | 1250 | LUMINAIRE, LED, 40W TO 150W
3548347E |  | 1369.52 | 373 | 1375 | CONDUIT
3548347E |  | 20542.77 | 373 | 1625 | STANDARD, OTHER, 25' AND UNDER
3548348E | 194519.53 |  |  |  | MCK/MCK - COLLIN SQUARE - MCKI | MCK/MCK - COLLIN SQUARE - MCKINNEY - SJH | 2022-11-08
3548348E |  | 3890.38 | 364 | 0001 | SINGLE CROSSARM
3548348E |  | 13616.35 | 364 | 0280 | POLE, WOOD, 45'
3548348E |  | 44739.48 | 366 | 1010 | CONDUIT
3548348E |  | 23342.34 | 366 | 1400 | PADS OR FOUNDATIONS, SMALL, LESS THAN 50 SQ FT
3548348E |  | 3890.38 | 366 | 1405 | PADS OR FOUNDATIONS, CONCRETE, 50 - 100 SQ FT
3548348E |  | 70027.11 | 367 | 0020 | CONDUCTOR, ALUMINUM, LESS THEN 4/0
3548348E |  | 7780.77 | 367 | 0100 | FAULT INDICATOR
3548348E |  | 27232.72 | 369 | 1200 | SERVICE, UNDERGROUND, GREATER THAN 4/0, SINGLE PH
3548363E | 828834.22 |  |  |  | SNY CARR RESOURCES INC WMW 237 | SNY CARR RESOURCES INC WMW 237 1H OFFSITE-AC-PE | 2022-02-28
3548363E |  | 16576.67 | 364 | 0001 | SINGLE CROSSARM
3548363E |  | 190631.86 | 364 | 0280 | POLE, WOOD, 45'
3548363E |  | 41441.7 | 364 | 0300 | POLE, WOOD, 50'
3548363E |  | 8288.33 | 364 | 0320 | POLE, WOOD, 55'
3548363E |  | 8288.33 | 364 | 0335 | POLE, WOOD, 60'
3548363E |  | 107748.43 | 364 | 0345 | POLE, OTHER, 60'
3548363E |  | 58018.38 | 365 | 0010 | CONDUCTOR, ALUMINUM, LESS THAN 4/0
3548363E |  | 348110.51 | 365 | 0020 | CONDUCTOR, ALUMINUM, 4/0 AND GREATER
3548363E |  | 8288.33 | 366 | 1010 | CONDUIT
3548363E |  | 33153.35 | 367 | 0025 | CONDUCTOR, ALUMINUM, 4/0 AND GREATER
3548363E |  | 8288.33 | 367 | 0100 | FAULT INDICATOR
3548534E | 366319.42 |  |  |  | MCK/MCK - BRIDGEWATER PH 5 - P | MCK/MCK - BRIDGEWATER PH 5 - PRINCETON - CO | 2022-09-13
3548534E |  | 3663.18 | 364 | 0001 | SINGLE CROSSARM
3548534E |  | 7326.38 | 364 | 0260 | POLE, WOOD, 40'
3548534E |  | 65937.48 | 366 | 1010 | CONDUIT
3548534E |  | 36631.93 | 366 | 1150 | SECONDARY BOX
3548534E |  | 21979.16 | 366 | 1400 | PADS OR FOUNDATIONS, SMALL, LESS THAN 50 SQ FT
3548534E |  | 65937.62 | 367 | 0020 | CONDUCTOR, ALUMINUM, LESS THEN 4/0
3548534E |  | 43958.32 | 367 | 0025 | CONDUCTOR, ALUMINUM, 4/0 AND GREATER
3548534E |  | 7326.38 | 367 | 0100 | FAULT INDICATOR
3548534E |  | 3663.18 | 373 | 0025 | CONDUCTOR, ALUMINUM, UNDERGROUND
3548534E |  | 40295.12 | 373 | 1250 | LUMINAIRE, LED, 40W TO 150W
3548534E |  | 7326.38 | 373 | 1375 | CONDUIT
3548534E |  | 62274.29 | 373 | 1625 | STANDARD, OTHER, 25' AND UNDER
3548538E | 247916.57 |  |  |  | MCK/FSO-UNT CAMPUS-MA | MCK/FSO-UNT CAMPUS-MA | 2022-01-31
3548538E |  | 2479.15 | 365 | 0010 | CONDUCTOR, ALUMINUM, LESS THAN 4/0
3548538E |  | 9916.65 | 366 | 1010 | CONDUIT
3548538E |  | 4958.32 | 366 | 1400 | PADS OR FOUNDATIONS, SMALL, LESS THAN 50 SQ FT
3548538E |  | 4958.32 | 366 | 1420 | PADS OR FOUNDATIONS, LARGE, OVER 100 SQ FT
3548538E |  | 39666.64 | 367 | 0025 | CONDUCTOR, ALUMINUM, 4/0 AND GREATER
3548538E |  | 185937.49 | 367 | 5190 | SWITCHGEAR, PADMOUNT, 25KV
3548559E | 719595.43 |  |  |  | MSQ ELAVON FM 6 OFFSITE JED | MSQ ELAVON FM 6 OFFSITE JED | 2022-09-21
3548559E |  | 7195.95 | 365 | 0010 | CONDUCTOR, ALUMINUM, LESS THAN 4/0
3548559E |  | 194290.76 | 366 | 1010 | CONDUIT
3548559E |  | 100743.34 | 366 | 1100 | PRIMARY BOX
3548559E |  | 14391.9 | 366 | 1410 | PADS OR FOUNDATIONS, MEDIUM, 50-100 SQ FT
3548559E |  | 215878.68 | 367 | 0025 | CONDUCTOR, ALUMINUM, 4/0 AND GREATER
3548559E |  | 7195.95 | 367 | 0100 | FAULT INDICATOR
3548559E |  | 179898.85 | 367 | 5190 | SWITCHGEAR, PADMOUNT, 25KV
3548663E | 139824.4 |  |  |  | DES/GRANDPRAIRIE/OFFSITE TO SP | DES/GRANDPRAIRIE/OFFSITE TO SPRINGS APTS/RLH | 2022-04-12
3548663E |  | 11185.94 | 364 | 0001 | SINGLE CROSSARM
3548663E |  | 51735.12 | 364 | 0280 | POLE, WOOD, 45'
3548663E |  | 5592.96 | 364 | 0320 | POLE, WOOD, 55'
3548663E |  | 5592.96 | 365 | 0010 | CONDUCTOR, ALUMINUM, LESS THAN 4/0
3548663E |  | 29363.12 | 365 | 0020 | CONDUCTOR, ALUMINUM, 4/0 AND GREATER
3548663E |  | 19575.41 | 365 | 6010 | AIRBREAK SWITCH, WITH OR WITHOUT OPERATOR
3548663E |  | 4194.72 | 366 | 1010 | CONDUIT
3548663E |  | 5592.96 | 367 | 0025 | CONDUCTOR, ALUMINUM, 4/0 AND GREATER
3548663E |  | 6991.21 | 367 | 0100 | FAULT INDICATOR
3548667E | 101578.42 |  |  |  | DES:WAX:HIDDEN CREEK RELOCATIO | DES:WAX:HIDDEN CREEK RELOCATION OFFSITE (NH) | 2022-08-09
3548667E |  | 14220.97 | 364 | 0001 | SINGLE CROSSARM
3548667E |  | 30473.57 | 364 | 0260 | POLE, WOOD, 40'
3548667E |  | 27426.16 | 365 | 0010 | CONDUCTOR, ALUMINUM, LESS THAN 4/0
3548667E |  | 15236.75 | 366 | 1010 | CONDUIT
3548667E |  | 14220.97 | 367 | 0020 | CONDUCTOR, ALUMINUM, LESS THEN 4/0
3548741E | 769418.1 |  |  |  | TEX BEL AIR VILLAGE PH 1 327 L | TEX BEL AIR VILLAGE PH 1 327 LOTS FM 1417 SHERMAN DK | 2022-07-20
3548741E |  | 7694.18 | 364 | 0001 | SINGLE CROSSARM
3548741E |  | 7694.18 | 364 | 0280 | POLE, WOOD, 45'
3548741E |  | 7694.18 | 365 | 0010 | CONDUCTOR, ALUMINUM, LESS THAN 4/0
3548741E |  | 176966.18 | 366 | 1010 | CONDUIT
3548741E |  | 7694.18 | 366 | 1100 | PRIMARY BOX
3548741E |  | 84635.99 | 366 | 1150 | SECONDARY BOX
3548741E |  | 46165.09 | 366 | 1400 | PADS OR FOUNDATIONS, SMALL, LESS THAN 50 SQ FT
3548741E |  | 7694.18 | 366 | 1410 | PADS OR FOUNDATIONS, MEDIUM, 50-100 SQ FT
3548741E |  | 146189.43 | 367 | 0020 | CONDUCTOR, ALUMINUM, LESS THEN 4/0
3548741E |  | 161577.79 | 367 | 0025 | CONDUCTOR, ALUMINUM, 4/0 AND GREATER
3548741E |  | 15388.37 | 367 | 0100 | FAULT INDICATOR
3548741E |  | 100024.35 | 367 | 5190 | SWITCHGEAR, PADMOUNT, 25KV
3548744E | 250824.88 |  |  |  | 2021MDEC102 DECATUR 1201 | 2021MDEC102 DECATUR 1201 | 2022-03-18
3548744E |  | 5016.47 | 364 | 0001 | SINGLE CROSSARM
3548744E |  | 20065.97 | 364 | 0260 | POLE, WOOD, 40'
3548744E |  | 150495.01 | 364 | 0280 | POLE, WOOD, 45'
3548744E |  | 65214.45 | 365 | 0010 | CONDUCTOR, ALUMINUM, LESS THAN 4/0
3548744E |  | 10032.98 | 365 | 6015 | RECLOSER,SINGLE PHASE,13.2KV AND UNDER,0-3000 AMP
3548992E | 132513.42 |  |  |  | FWN : OFF-SITE WESTSIDE HEIGHT | FWN : OFF-SITE WESTSIDE HEIGHT 5050 AZLE AVE FTW/ OH/TD | 2022-05-04
3548992E |  | 18551.87 | 364 | 0001 | SINGLE CROSSARM
3548992E |  | 49030 | 364 | 0280 | POLE, WOOD, 45'
3548992E |  | 7950.8 | 364 | 0300 | POLE, WOOD, 50'
3548992E |  | 27827.81 | 365 | 0010 | CONDUCTOR, ALUMINUM, LESS THAN 4/0
3548992E |  | 18551.87 | 365 | 0020 | CONDUCTOR, ALUMINUM, 4/0 AND GREATER
3548992E |  | 10601.07 | 365 | 6010 | AIRBREAK SWITCH, WITH OR WITHOUT OPERATOR
3549059E | 649565.53 |  |  |  | SNY CARR RESOURCES INC WMW 237 | SNY CARR RESOURCES INC WMW 2371H OFFSITE-AC-PE | 2022-02-28
3549059E |  | 6495.63 | 364 | 0001 | SINGLE CROSSARM
3549059E |  | 155895.72 | 364 | 0280 | POLE, WOOD, 45'
3549059E |  | 32478.26 | 364 | 0300 | POLE, WOOD, 50'
3549059E |  | 12991.28 | 364 | 0320 | POLE, WOOD, 55'
3549059E |  | 51965.22 | 365 | 0010 | CONDUCTOR, ALUMINUM, LESS THAN 4/0
3549059E |  | 279313.44 | 365 | 0020 | CONDUCTOR, ALUMINUM, 4/0 AND GREATER
3549059E |  | 25982.6 | 365 | 5650 | DIST AUTOMATION CONTROL OVERHEAD
3549059E |  | 12991.28 | 365 | 6010 | AIRBREAK SWITCH, WITH OR WITHOUT OPERATOR
3549059E |  | 38973.9 | 365 | 6030 | RECLOSER,2 OR 3 PHASE,OVER 13.2KV,0-3000 AMP
3549059E |  | 6495.63 | 366 | 1010 | CONDUIT
3549059E |  | 19486.94 | 367 | 0025 | CONDUCTOR, ALUMINUM, 4/0 AND GREATER
3549059E |  | 6495.63 | 367 | 0100 | FAULT INDICATOR
3549156E | 590260.52 |  |  |  | DES - MANHARD - WESTRIDGE OFFS | DES - MANHARD - WESTRIDGE OFFSITE 1500- 901 GREENE RD LANCAS | 2022-10-19
3549156E |  | 47220.83 | 364 | 0001 | SINGLE CROSSARM
3549156E |  | 129857.3 | 364 | 0280 | POLE, WOOD, 45'
3549156E |  | 23610.41 | 364 | 0300 | POLE, WOOD, 50'
3549156E |  | 5902.59 | 364 | 0335 | POLE, WOOD, 60'
3549156E |  | 29513.01 | 364 | 0345 | POLE, OTHER, 60'
3549156E |  | 5902.59 | 365 | 0010 | CONDUCTOR, ALUMINUM, LESS THAN 4/0
3549156E |  | 289227.8 | 365 | 0020 | CONDUCTOR, ALUMINUM, 4/0 AND GREATER
3549156E |  | 11805.2 | 365 | 6010 | AIRBREAK SWITCH, WITH OR WITHOUT OPERATOR
3549156E |  | 11805.2 | 366 | 1010 | CONDUIT
3549156E |  | 5902.59 | 367 | 0020 | CONDUCTOR, ALUMINUM, LESS THEN 4/0
3549156E |  | 23610.41 | 367 | 0025 | CONDUCTOR, ALUMINUM, 4/0 AND GREATER
3549156E |  | 5902.59 | 367 | 0100 | FAULT INDICATOR
3549385E | 554716.14 |  |  |  | WAC:WAC ENVASES OFFSITE 2. DH | WAC:WAC ENVASES OFFSITE 2. DH | 2022-10-07
3549385E |  | 49924.45 | 364 | 0001 | SINGLE CROSSARM
3549385E |  | 27735.81 | 364 | 0280 | POLE, WOOD, 45'
3549385E |  | 94301.74 | 364 | 0300 | POLE, WOOD, 50'
3549385E |  | 5547.16 | 365 | 0010 | CONDUCTOR, ALUMINUM, LESS THAN 4/0
3549385E |  | 127584.71 | 365 | 0020 | CONDUCTOR, ALUMINUM, 4/0 AND GREATER
3549385E |  | 5547.16 | 365 | 1000 | FAULT INDICATOR
3549385E |  | 33282.96 | 365 | 6010 | AIRBREAK SWITCH, WITH OR WITHOUT OPERATOR
3549385E |  | 11094.32 | 366 | 1010 | CONDUIT
3549385E |  | 188603.51 | 367 | 0025 | CONDUCTOR, ALUMINUM, 4/0 AND GREATER
3549385E |  | 11094.32 | 367 | 0100 | FAULT INDICATOR
3549443E | 444851.72 |  |  |  | STN:PETRO LEGACY TREATY OAK OF | STN:PETRO LEGACY TREATY OAK OFFSITE-AF-GB | 2022-02-06
3549443E |  | 31139.6 | 364 | 0001 | SINGLE CROSSARM
3549443E |  | 17794.06 | 364 | 0280 | POLE, WOOD, 45'
3549443E |  | 115661.43 | 364 | 0300 | POLE, WOOD, 50'
3549443E |  | 26691.08 | 365 | 0010 | CONDUCTOR, ALUMINUM, LESS THAN 4/0
3549443E |  | 151249.71 | 365 | 0020 | CONDUCTOR, ALUMINUM, 4/0 AND GREATER
3549443E |  | 22242.56 | 365 | 6010 | AIRBREAK SWITCH, WITH OR WITHOUT OPERATOR
3549443E |  | 80073.28 | 365 | 6030 | RECLOSER,2 OR 3 PHASE,OVER 13.2KV,0-3000 AMP
3549628E | 204125.02 |  |  |  | WAX/ENN - BLUEBONNET RIDGE APA | WAX/ENN - BLUEBONNET RIDGE APARTMENTS - VALEK RD/I-45/NH | 2022-07-27
3549628E |  | 67361.24 | 366 | 1010 | CONDUIT
3549628E |  | 6123.74 | 366 | 1200 | MANHOLE, 0-100 CU FT
3549628E |  | 20412.49 | 366 | 1400 | PADS OR FOUNDATIONS, SMALL, LESS THAN 50 SQ FT
3549628E |  | 91856.33 | 367 | 0020 | CONDUCTOR, ALUMINUM, LESS THEN 4/0
3549628E |  | 6123.74 | 367 | 0100 | FAULT INDICATOR
3549628E |  | 6123.74 | 369 | 1100 | SERVICE, UNDERGROUND, 4/0 AND LESS, SINGLE PHASE
3549628E |  | 6123.74 | 369 | 1200 | SERVICE, UNDERGROUND, GREATER THAN 4/0, SINGLE PH
3549629E | 981210.5 |  |  |  | NET: DATA COMMUNICATION FIBER | NET: DATA COMMUNICATION FIBER INSTALLATION_DALLAS | 2022-11-09
3549629E |  | 981210.5 | 367 | 2100 | UG Fiber Optic Cable, > 72 fiber count
3549900E | 331149.47 |  |  |  | KRT/RRK-BRIDGEHAVEN PHASE 4/CV | KRT/RRK-BRIDGEHAVEN PHASE 4/CV | 2022-10-28
3549900E |  | 122525.4 | 366 | 1010 | CONDUIT
3549900E |  | 13245.97 | 366 | 1100 | PRIMARY BOX
3549900E |  | 39737.92 | 366 | 1150 | SECONDARY BOX
3549900E |  | 3311.48 | 366 | 1200 | MANHOLE, 0-100 CU FT
3549900E |  | 16557.46 | 366 | 1400 | PADS OR FOUNDATIONS, SMALL, LESS THAN 50 SQ FT
3549900E |  | 99344.83 | 367 | 0020 | CONDUCTOR, ALUMINUM, LESS THEN 4/0
3549900E |  | 33114.93 | 367 | 0025 | CONDUCTOR, ALUMINUM, 4/0 AND GREATER
3549900E |  | 3311.48 | 367 | 0100 | FAULT INDICATOR
3550063E | 348316.35 |  |  |  | TER INCR-SEAS-PREP TRSLW1203 | TER INCR-SEAS-PREP TRSLW1203 RECONDUCTOR 4200 FT | 2022-07-25
3550063E |  | 52247.44 | 364 | 0001 | SINGLE CROSSARM
3550063E |  | 114944.38 | 364 | 0280 | POLE, WOOD, 45'
3550063E |  | 31348.46 | 365 | 0010 | CONDUCTOR, ALUMINUM, LESS THAN 4/0
3550063E |  | 125393.93 | 365 | 0020 | CONDUCTOR, ALUMINUM, 4/0 AND GREATER
3550063E |  | 24382.14 | 365 | 6010 | AIRBREAK SWITCH, WITH OR WITHOUT OPERATOR
3550093E | 135997.58 |  |  |  | RIDGEVIEW ADDITION - CR 214/BU | RIDGEVIEW ADDITION - CR 214/BULLDOG DRIVE, VENUS/NH | 2022-06-24
3550093E |  | 6799.87 | 364 | 0280 | POLE, WOOD, 45'
3550093E |  | 36719.45 | 366 | 1010 | CONDUIT
3550093E |  | 13599.75 | 366 | 1150 | SECONDARY BOX
3550093E |  | 8159.84 | 366 | 1400 | PADS OR FOUNDATIONS, SMALL, LESS THAN 50 SQ FT
3550093E |  | 35359.35 | 367 | 0020 | CONDUCTOR, ALUMINUM, LESS THEN 4/0
3550093E |  | 20399.63 | 367 | 0025 | CONDUCTOR, ALUMINUM, 4/0 AND GREATER
3550093E |  | 2719.94 | 367 | 0100 | FAULT INDICATOR
3550093E |  | 1359.97 | 373 | 0025 | CONDUCTOR, ALUMINUM, UNDERGROUND
3550093E |  | 4079.92 | 373 | 1250 | LUMINAIRE, LED, 40W TO 150W
3550093E |  | 2719.94 | 373 | 1375 | CONDUIT
3550093E |  | 4079.92 | 373 | 1625 | STANDARD, OTHER, 25' AND UNDER
3550166E | 206198.98 |  |  |  | ODE: FORTUNE 500 OFFSITE LINE | ODE: FORTUNE 500 OFFSITE LINE EXTENSION - DH | 2022-05-30
3550166E |  | 26805.85 | 364 | 0001 | SINGLE CROSSARM
3550166E |  | 74231.72 | 364 | 0280 | POLE, WOOD, 45'
3550166E |  | 63921.67 | 365 | 0010 | CONDUCTOR, ALUMINUM, LESS THAN 4/0
3550166E |  | 8247.94 | 366 | 1010 | CONDUIT
3550166E |  | 4123.96 | 367 | 0020 | CONDUCTOR, ALUMINUM, LESS THEN 4/0
3550166E |  | 16495.91 | 367 | 0025 | CONDUCTOR, ALUMINUM, 4/0 AND GREATER
3550166E |  | 12371.93 | 367 | 0100 | FAULT INDICATOR
3550170E | 189578.72 |  |  |  | ODE: JAZ LAND SUB (13 LOTS) OF | ODE: JAZ LAND SUB (13 LOTS) OFFSITE RECONDUCTOR - PV | 2022-04-08
3550170E |  | 1895.77 | 364 | 0001 | SINGLE CROSSARM
3550170E |  | 119434.65 | 364 | 0280 | POLE, WOOD, 45'
3550170E |  | 7583.14 | 364 | 0300 | POLE, WOOD, 50'
3550170E |  | 49290.45 | 365 | 0010 | CONDUCTOR, ALUMINUM, LESS THAN 4/0
3550170E |  | 11374.71 | 365 | 6015 | RECLOSER,SINGLE PHASE,13.2KV AND UNDER,0-3000 AMP
3550172E | 144996.63 |  |  |  | ODE: JAZ LAND SUB (13 LOTS) OF | ODE: JAZ LAND SUB (13 LOTS) OFFSITE LINE EXTENSION - EO-SE | 2022-04-08
3550172E |  | 105847.56 | 364 | 0280 | POLE, WOOD, 45'
3550172E |  | 39149.07 | 365 | 0010 | CONDUCTOR, ALUMINUM, LESS THAN 4/0
3550254E | 242853.48 |  |  |  | MID: BETENBOUGH/LONESTAR TRIAL | MID: BETENBOUGH/LONESTAR TRIALS SEC 11 - PV | 2022-01-28
3550254E |  | 4857.06 | 364 | 0001 | SINGLE CROSSARM
3550254E |  | 9714.13 | 364 | 0300 | POLE, WOOD, 50'
3550254E |  | 2428.53 | 365 | 0010 | CONDUCTOR, ALUMINUM, LESS THAN 4/0
3550254E |  | 19428.27 | 365 | 0020 | CONDUCTOR, ALUMINUM, 4/0 AND GREATER
3550254E |  | 58284.92 | 366 | 1010 | CONDUIT
3550254E |  | 29142.41 | 366 | 1150 | SECONDARY BOX
3550254E |  | 9714.13 | 366 | 1400 | PADS OR FOUNDATIONS, SMALL, LESS THAN 50 SQ FT
3550254E |  | 41285.09 | 367 | 0020 | CONDUCTOR, ALUMINUM, LESS THEN 4/0
3550254E |  | 26713.88 | 367 | 0025 | CONDUCTOR, ALUMINUM, 4/0 AND GREATER
3550254E |  | 4857.06 | 367 | 0100 | FAULT INDICATOR
3550254E |  | 2428.53 | 373 | 0025 | CONDUCTOR, ALUMINUM, UNDERGROUND
3550254E |  | 14571.2 | 373 | 1250 | LUMINAIRE, LED, 40W TO 150W
3550254E |  | 2428.53 | 373 | 1375 | CONDUIT
3550254E |  | 16999.74 | 373 | 1625 | STANDARD, OTHER, 25' AND UNDER
3550302E | 115897.97 |  |  |  | EXPERIMENTAL TRANSFORMER TESTI | EXPERIMENTAL TRANSFORMER TESTING | 2022-07-18
3550302E |  | 27815.51 | 364 | 0001 | SINGLE CROSSARM
3550302E |  | 5794.89 | 364 | 0240 | POLE, WOOD, 35'
3550302E |  | 37087.4 | 364 | 0280 | POLE, WOOD, 45'
3550302E |  | 20861.63 | 364 | 0300 | POLE, WOOD, 50'
3550302E |  | 15066.73 | 365 | 0010 | CONDUCTOR, ALUMINUM, LESS THAN 4/0
3550302E |  | 5794.89 | 366 | 1150 | SECONDARY BOX
3550302E |  | 1158.97 | 366 | 1400 | PADS OR FOUNDATIONS, SMALL, LESS THAN 50 SQ FT
3550302E |  | 2317.95 | 369 | 0100 | SERVICE, OVERHEAD, 4/0 AND LESS, SINGLE PHASE
3550393E | 238289.85 |  |  |  | MDL PIONEER NATURAL CRESPI RAN | MDL PIONEER NATURAL CRESPI RANCH 19 1SWD PME ADDED LOAD-CC-B | 2022-11-14
3550393E |  | 16680.28 | 364 | 0001 | SINGLE CROSSARM
3550393E |  | 19063.18 | 364 | 0280 | POLE, WOOD, 45'
3550393E |  | 4765.78 | 364 | 0300 | POLE, WOOD, 50'
3550393E |  | 2382.88 | 365 | 0010 | CONDUCTOR, ALUMINUM, LESS THAN 4/0
3550393E |  | 2382.88 | 365 | 0020 | CONDUCTOR, ALUMINUM, 4/0 AND GREATER
3550393E |  | 114379.23 | 365 | 6030 | RECLOSER,2 OR 3 PHASE,OVER 13.2KV,0-3000 AMP
3550393E |  | 26211.88 | 366 | 1010 | CONDUIT
3550393E |  | 40509.26 | 367 | 0025 | CONDUCTOR, ALUMINUM, 4/0 AND GREATER
3550393E |  | 11914.48 | 367 | 0100 | FAULT INDICATOR
3550625E | 557522.38 |  |  |  | MCK-PRINCETON:TILLAGE FARMS OF | MCK-PRINCETON:TILLAGE FARMS OFFSITE-CCO | 2022-06-24
3550625E |  | 22300.85 | 364 | 0001 | SINGLE CROSSARM
3550625E |  | 5575.2 | 364 | 0260 | POLE, WOOD, 40'
3550625E |  | 83628.33 | 364 | 0280 | POLE, WOOD, 45'
3550625E |  | 16725.65 | 365 | 0010 | CONDUCTOR, ALUMINUM, LESS THAN 4/0
3550625E |  | 100354 | 365 | 0020 | CONDUCTOR, ALUMINUM, 4/0 AND GREATER
3550625E |  | 27876.1 | 366 | 1010 | CONDUIT
3550625E |  | 27876.1 | 366 | 1100 | PRIMARY BOX
3550625E |  | 5575.2 | 366 | 1150 | SECONDARY BOX
3550625E |  | 11150.41 | 366 | 1410 | PADS OR FOUNDATIONS, MEDIUM, 50-100 SQ FT
3550625E |  | 5575.2 | 367 | 0020 | CONDUCTOR, ALUMINUM, LESS THEN 4/0
3550625E |  | 100354 | 367 | 0025 | CONDUCTOR, ALUMINUM, 4/0 AND GREATER
3550625E |  | 11150.41 | 367 | 0100 | FAULT INDICATOR
3550625E |  | 139380.93 | 367 | 5190 | SWITCHGEAR, PADMOUNT, 25KV
3550923E | 128861.24 |  |  |  | FBR UGCP IRVNR1551 P REPLACE U | FBR UGCP IRVNR1551 P REPLACE UG CABLE 1503 COTTONWOOD VALLEY | 2022-03-14
3550923E |  | 23195.02 | 366 | 1010 | CONDUIT
3550923E |  | 18040.57 | 366 | 1200 | MANHOLE, 0-100 CU FT
3550923E |  | 87625.65 | 367 | 0020 | CONDUCTOR, ALUMINUM, LESS THEN 4/0
3550927E | 212034.8 |  |  |  | KRT/TAY-COVERED BRIDGE PHASE 1 | KRT/TAY-COVERED BRIDGE PHASE 1/CV | 2022-12-31
3550927E |  | 2120.35 | 364 | 0001 | SINGLE CROSSARM
3550927E |  | 4240.7 | 364 | 0280 | POLE, WOOD, 45'
3550927E |  | 61490.08 | 366 | 1010 | CONDUIT
3550927E |  | 25444.18 | 366 | 1150 | SECONDARY BOX
3550927E |  | 10601.74 | 366 | 1400 | PADS OR FOUNDATIONS, SMALL, LESS THAN 50 SQ FT
3550927E |  | 42406.96 | 367 | 0020 | CONDUCTOR, ALUMINUM, LESS THEN 4/0
3550927E |  | 27564.52 | 367 | 0025 | CONDUCTOR, ALUMINUM, 4/0 AND GREATER
3550927E |  | 2120.35 | 367 | 0100 | FAULT INDICATOR
3550927E |  | 2120.35 | 373 | 0025 | CONDUCTOR, ALUMINUM, UNDERGROUND
3550927E |  | 4240.7 | 373 | 1200 | LUMINAIRE, OTHER, 100W
3550927E |  | 6361.04 | 373 | 1375 | CONDUIT
3550927E |  | 23323.83 | 373 | 1520 | STANDARD, METAL, ABOVE 25'
3550992E | 332044.42 |  |  |  | CLE: CHISOLM HILLS ADDITION -G | CLE: CHISOLM HILLS ADDITION -GS | 2022-10-11
3550992E |  | 3320.44 | 364 | 0001 | SINGLE CROSSARM
3550992E |  | 3320.44 | 364 | 0260 | POLE, WOOD, 40'
3550992E |  | 3320.44 | 364 | 0280 | POLE, WOOD, 45'
3550992E |  | 66408.88 | 366 | 1010 | CONDUIT
3550992E |  | 19922.66 | 366 | 1150 | SECONDARY BOX
3550992E |  | 13281.77 | 366 | 1400 | PADS OR FOUNDATIONS, SMALL, LESS THAN 50 SQ FT
3550992E |  | 66408.88 | 367 | 0020 | CONDUCTOR, ALUMINUM, LESS THEN 4/0
3550992E |  | 39845.33 | 367 | 0025 | CONDUCTOR, ALUMINUM, 4/0 AND GREATER
3550992E |  | 3320.44 | 367 | 0100 | FAULT INDICATOR
3550992E |  | 3320.44 | 373 | 0025 | CONDUCTOR, ALUMINUM, UNDERGROUND
3550992E |  | 33204.44 | 373 | 1250 | LUMINAIRE, LED, 40W TO 150W
3550992E |  | 6640.88 | 373 | 1375 | CONDUIT
3550992E |  | 69729.38 | 373 | 1625 | STANDARD, OTHER, 25' AND UNDER
3551099E | 147149.21 |  |  |  | WAC: OFFSITE MOONLIGHT PARK | WAC: OFFSITE MOONLIGHT PARK | 2022-08-12
3551099E |  | 13243.43 | 364 | 0001 | SINGLE CROSSARM
3551099E |  | 44144.76 | 364 | 0260 | POLE, WOOD, 40'
3551099E |  | 2942.98 | 364 | 0280 | POLE, WOOD, 45'
3551099E |  | 14714.92 | 365 | 0010 | CONDUCTOR, ALUMINUM, LESS THAN 4/0
3551099E |  | 50030.74 | 365 | 0020 | CONDUCTOR, ALUMINUM, 4/0 AND GREATER
3551099E |  | 13243.43 | 365 | 6010 | AIRBREAK SWITCH, WITH OR WITHOUT OPERATOR
3551099E |  | 1471.49 | 366 | 1010 | CONDUIT
3551099E |  | 7357.46 | 367 | 0025 | CONDUCTOR, ALUMINUM, 4/0 AND GREATER
3551149E | 164551.26 |  |  |  | FWN : BERKHSIRE APTS ON/OFFIST | FWN : BERHSIRE APTS ON/OFFISTE | 2022-02-21
3551149E |  | 1645.49 | 364 | 0001 | SINGLE CROSSARM
3551149E |  | 3291.01 | 364 | 0280 | POLE, WOOD, 45'
3551149E |  | 1645.49 | 365 | 0010 | CONDUCTOR, ALUMINUM, LESS THAN 4/0
3551149E |  | 27973.7 | 366 | 1010 | CONDUIT
3551149E |  | 13164.09 | 366 | 1100 | PRIMARY BOX
3551149E |  | 6582.04 | 366 | 1410 | PADS OR FOUNDATIONS, MEDIUM, 50-100 SQ FT
3551149E |  | 46074.34 | 367 | 0025 | CONDUCTOR, ALUMINUM, 4/0 AND GREATER
3551149E |  | 64175.1 | 367 | 5190 | SWITCHGEAR, PADMOUNT, 25KV
3551159E | 398355.53 |  |  |  | 2021NBIG082R01 BIG SPRING CRMW | 2021NBIG082R01 BIG SPRING CRMWD-1 | 2022-03-29
3551159E |  | 19917.75 | 364 | 0001 | SINGLE CROSSARM
3551159E |  | 23901.31 | 364 | 0280 | POLE, WOOD, 45'
3551159E |  | 27884.86 | 364 | 0300 | POLE, WOOD, 50'
3551159E |  | 47802.64 | 365 | 0020 | CONDUCTOR, ALUMINUM, 4/0 AND GREATER
3551159E |  | 3983.54 | 365 | 1000 | FAULT INDICATOR
3551159E |  | 39835.53 | 365 | 6010 | AIRBREAK SWITCH, WITH OR WITHOUT OPERATOR
3551159E |  | 19917.75 | 366 | 1010 | CONDUIT
3551159E |  | 15934.2 | 366 | 1410 | PADS OR FOUNDATIONS, MEDIUM, 50-100 SQ FT
3551159E |  | 191210.86 | 367 | 0025 | CONDUCTOR, ALUMINUM, 4/0 AND GREATER
3551159E |  | 7967.09 | 367 | 0100 | FAULT INDICATOR
3551161E | 225397.48 |  |  |  | WAC:WACO CALL CENTER FORT AVE. | WAC:WACO CALL CENTER FORT AVE. DH | 2022-03-14
3551161E |  | 6761.91 | 364 | 0001 | SINGLE CROSSARM
3551161E |  | 11269.86 | 364 | 0280 | POLE, WOOD, 45'
3551161E |  | 2253.96 | 365 | 0010 | CONDUCTOR, ALUMINUM, LESS THAN 4/0
3551161E |  | 4507.94 | 365 | 0020 | CONDUCTOR, ALUMINUM, 4/0 AND GREATER
3551161E |  | 27047.68 | 365 | 5650 | DIST AUTOMATION CONTROL OVERHEAD
3551161E |  | 24793.71 | 365 | 5660 | DIST AUTOMATION POWER SUPPLY UNIT OH
3551161E |  | 137492.58 | 365 | 6000 | DIST AUTOMATION SWITCH OVERHEAD
3551161E |  | 2253.96 | 366 | 1010 | CONDUIT
3551161E |  | 9015.88 | 367 | 0020 | CONDUCTOR, ALUMINUM, LESS THEN 4/0
3551317E | 747819.26 |  |  |  | MSQ-21-P097-RT-MSQ-MESFR2105,2 | MSQ-21-P097-RT-MSQ-MESFR2105,2103,2101-MESQN1505,1502-DA-PWR | 2022-12-29
3551317E |  | 7478.19 | 364 | 0001 | SINGLE CROSSARM
3551317E |  | 7478.19 | 364 | 0280 | POLE, WOOD, 45'
3551317E |  | 22434.57 | 364 | 0335 | POLE, WOOD, 60'
3551317E |  | 7478.19 | 365 | 5635 | DIST AUTOMATION REPEATER OVERHEAD
3551317E |  | 37390.96 | 365 | 5645 | DIST AUTOMATION COMMUNICATION UNIT RF OH
3551317E |  | 164520.23 | 365 | 5650 | DIST AUTOMATION CONTROL OVERHEAD
3551317E |  | 74781.92 | 365 | 5660 | DIST AUTOMATION POWER SUPPLY UNIT OH
3551317E |  | 426257.01 | 365 | 6000 | DIST AUTOMATION SWITCH OVERHEAD
3551326E | 246754.5 |  |  |  | PLA-21-P102-OP-MCK-ALNTH2832-A | PLA-21-P102-OP-MCK-ALNTH2832-ALNTH2854-DA-PWR | 2022-02-14
3551326E |  | 4935.09 | 364 | 0001 | SINGLE CROSSARM
3551326E |  | 9870.18 | 364 | 0335 | POLE, WOOD, 60'
3551326E |  | 12337.72 | 365 | 5635 | DIST AUTOMATION REPEATER OVERHEAD
3551326E |  | 12337.72 | 365 | 5645 | DIST AUTOMATION COMMUNICATION UNIT RF OH
3551326E |  | 49350.9 | 365 | 5650 | DIST AUTOMATION CONTROL OVERHEAD
3551326E |  | 22207.9 | 365 | 5660 | DIST AUTOMATION POWER SUPPLY UNIT OH
3551326E |  | 135714.99 | 365 | 6000 | DIST AUTOMATION SWITCH OVERHEAD
3551329E | 231905.87 |  |  |  | PLA-21-P104-UQ-MCK-RSPVY1704-R | PLA-21-P104-UQ-MCK-RSPVY1704-RSPVY1706-DA-PWR | 2022-02-01
3551329E |  | 2319.05 | 364 | 0001 | SINGLE CROSSARM
3551329E |  | 11595.29 | 364 | 0335 | POLE, WOOD, 60'
3551329E |  | 4638.12 | 365 | 5635 | DIST AUTOMATION REPEATER OVERHEAD
3551329E |  | 11595.29 | 365 | 5645 | DIST AUTOMATION COMMUNICATION UNIT RF OH
3551329E |  | 48700.23 | 365 | 5650 | DIST AUTOMATION CONTROL OVERHEAD
3551329E |  | 23190.59 | 365 | 5660 | DIST AUTOMATION POWER SUPPLY UNIT OH
3551329E |  | 129867.3 | 365 | 6000 | DIST AUTOMATION SWITCH OVERHEAD
3551532E | 532674.7 |  |  |  | ODE: DR HORTON-5TH FILING - (1 | ODE: DR HORTON-5TH FILING - EJO (192 LOTS) | 2022-08-02
3551532E |  | 122515.35 | 366 | 1010 | CONDUIT
3551532E |  | 47940.71 | 366 | 1150 | SECONDARY BOX
3551532E |  | 5326.73 | 366 | 1200 | MANHOLE, 0-100 CU FT
3551532E |  | 26633.72 | 366 | 1400 | PADS OR FOUNDATIONS, SMALL, LESS THAN 50 SQ FT
3551532E |  | 111861.67 | 367 | 0020 | CONDUCTOR, ALUMINUM, LESS THEN 4/0
3551532E |  | 47940.71 | 367 | 0025 | CONDUCTOR, ALUMINUM, 4/0 AND GREATER
3551532E |  | 10653.48 | 367 | 0100 | FAULT INDICATOR
3551532E |  | 5326.73 | 373 | 0025 | CONDUCTOR, ALUMINUM, UNDERGROUND
3551532E |  | 26633.72 | 373 | 1250 | LUMINAIRE, LED, 40W TO 150W
3551532E |  | 5326.73 | 373 | 1260 | LUMINAIRE, LED, 151W TO 300W
3551532E |  | 10653.48 | 373 | 1375 | CONDUIT
3551532E |  | 111861.67 | 373 | 1520 | STANDARD, METAL, ABOVE 25'
3551536E | 102547.3 |  |  |  | EASJKVSTONECHIMNEYNORTHBULLARD | EASJKVSTONECHIMNEYNORTHBULLARD | 2022-07-26
3551536E |  | 1025.45 | 364 | 0001 | SINGLE CROSSARM
3551536E |  | 6152.82 | 364 | 0260 | POLE, WOOD, 40'
3551536E |  | 31789.64 | 366 | 1010 | CONDUIT
3551536E |  | 6152.82 | 366 | 1150 | SECONDARY BOX
3551536E |  | 7178.29 | 366 | 1400 | PADS OR FOUNDATIONS, SMALL, LESS THAN 50 SQ FT
3551536E |  | 33840.76 | 367 | 0020 | CONDUCTOR, ALUMINUM, LESS THEN 4/0
3551536E |  | 14356.6 | 367 | 0025 | CONDUCTOR, ALUMINUM, 4/0 AND GREATER
3551536E |  | 2050.92 | 367 | 0100 | FAULT INDICATOR
3551620E | 109804.18 |  |  |  | DES: 2303 2403 2407 2703 2707 | DES: 2303 2403 2407 2703 2707 E INTERSTATE 30 GRAND PRAIRIE | 2022-03-01
3551620E |  | 12078.45 | 364 | 0320 | POLE, WOOD, 55'
3551620E |  | 97725.73 | 367 | 0020 | CONDUCTOR, ALUMINUM, LESS THEN 4/0
3551708E | 271695.24 |  |  |  | FWN/FTW - COPPER CREEK PHASE 4 | FWN/FTW - COPPER CREEK PHASE 4.1 - HWY 287 @ BLUE MOUND RD | 2022-06-13
3551708E |  | 86942.52 | 366 | 1010 | CONDUIT
3551708E |  | 27169.51 | 366 | 1150 | SECONDARY BOX
3551708E |  | 24452.57 | 366 | 1400 | PADS OR FOUNDATIONS, SMALL, LESS THAN 50 SQ FT
3551708E |  | 81508.56 | 367 | 0020 | CONDUCTOR, ALUMINUM, LESS THEN 4/0
3551708E |  | 43471.23 | 367 | 0025 | CONDUCTOR, ALUMINUM, 4/0 AND GREATER
3551708E |  | 8150.85 | 367 | 0100 | FAULT INDICATOR
3551855E | 607129.94 |  |  |  | MHN SHELL PME 102 OFFSITE-CS-B | MHN SHELL PME 102 OFFSITE-CS-BG | 2022-01-27
3551855E |  | 60712.98 | 364 | 0001 | SINGLE CROSSARM
3551855E |  | 6071.29 | 364 | 0280 | POLE, WOOD, 45'
3551855E |  | 163925.08 | 364 | 0300 | POLE, WOOD, 50'
3551855E |  | 6071.29 | 364 | 0320 | POLE, WOOD, 55'
3551855E |  | 48570.39 | 365 | 0010 | CONDUCTOR, ALUMINUM, LESS THAN 4/0
3551855E |  | 321778.91 | 365 | 0020 | CONDUCTOR, ALUMINUM, 4/0 AND GREATER
3551933E | 297909.98 |  |  |  | STN:LAREDO E COOK 17 E OFFSITE | STN:LAREDO E COOK 17 E OFFSITE 2 AF-PWR | 2022-05-19
3551933E |  | 26811.88 | 364 | 0001 | SINGLE CROSSARM
3551933E |  | 44686.49 | 364 | 0280 | POLE, WOOD, 45'
3551933E |  | 14895.48 | 364 | 0300 | POLE, WOOD, 50'
3551933E |  | 23832.79 | 364 | 0320 | POLE, WOOD, 55'
3551933E |  | 14895.48 | 365 | 0010 | CONDUCTOR, ALUMINUM, LESS THAN 4/0
3551933E |  | 80435.8 | 365 | 0020 | CONDUCTOR, ALUMINUM, 4/0 AND GREATER
3551933E |  | 32770.07 | 365 | 5650 | DIST AUTOMATION CONTROL OVERHEAD
3551933E |  | 59581.99 | 365 | 6030 | RECLOSER,2 OR 3 PHASE,OVER 13.2KV,0-3000 AMP
3552067E | 113541.29 |  |  |  | DEC:OFFSITE FOR QUAIL RIDGE ES | DEC:OFFSITE FOR QUAIL RIDGE ESTATES | 2022-08-12
3552067E |  | 15895.76 | 364 | 0001 | SINGLE CROSSARM
3552067E |  | 3406.22 | 364 | 0002 | DOUBLE CROSSARMS
3552067E |  | 3406.22 | 364 | 0260 | POLE, WOOD, 40'
3552067E |  | 29520.71 | 364 | 0280 | POLE, WOOD, 45'
3552067E |  | 14760.35 | 364 | 0300 | POLE, WOOD, 50'
3552067E |  | 31791.68 | 365 | 0010 | CONDUCTOR, ALUMINUM, LESS THAN 4/0
3552067E |  | 14760.35 | 365 | 6015 | RECLOSER,SINGLE PHASE,13.2KV AND UNDER,0-3000 AMP
3552104E | 270489 |  |  |  | ARL-SUBLETT PWST18005-MAK | ARL-SUBLETT PWST18005-MAK | 2022-11-02
3552104E |  | 16229.33 | 364 | 0001 | SINGLE CROSSARM
3552104E |  | 2704.88 | 364 | 0240 | POLE, WOOD, 35'
3552104E |  | 8114.66 | 364 | 0260 | POLE, WOOD, 40'
3552104E |  | 8114.66 | 364 | 0280 | POLE, WOOD, 45'
3552104E |  | 170408.15 | 364 | 0290 | POLE, CONCRETE, 45'
3552104E |  | 29753.78 | 364 | 0300 | POLE, WOOD, 50'
3552104E |  | 2704.88 | 365 | 0010 | CONDUCTOR, ALUMINUM, LESS THAN 4/0
3552104E |  | 29753.78 | 365 | 0020 | CONDUCTOR, ALUMINUM, 4/0 AND GREATER
3552104E |  | 2704.88 | 367 | 0020 | CONDUCTOR, ALUMINUM, LESS THEN 4/0
3552185E | 138015.3 |  |  |  | MCK-PLN-MAPLESHADE REHAB OFFSI | MCK-PLN-MAPLESHADE REHAB OFFSITE-BS | 2022-07-29
3552185E |  | 4140.43 | 366 | 1010 | CONDUIT
3552185E |  | 77288.61 | 367 | 0020 | CONDUCTOR, ALUMINUM, LESS THEN 4/0
3552185E |  | 56586.26 | 367 | 5190 | SWITCHGEAR, PADMOUNT, 25KV
3552284E | 179998.19 |  |  |  | DES/CDH - HWY 67 AND LAKERIDGE | DES/CDH - HWY 67 AND LAKERIDGE, CEDAR HILL/DT | 2022-09-08
3552284E |  | 5399.94 | 364 | 0001 | SINGLE CROSSARM
3552284E |  | 7199.91 | 364 | 0280 | POLE, WOOD, 45'
3552284E |  | 1799.97 | 365 | 0010 | CONDUCTOR, ALUMINUM, LESS THAN 4/0
3552284E |  | 3599.95 | 365 | 0020 | CONDUCTOR, ALUMINUM, 4/0 AND GREATER
3552284E |  | 82799.26 | 367 | 0020 | CONDUCTOR, ALUMINUM, LESS THEN 4/0
3552284E |  | 39599.58 | 367 | 0025 | CONDUCTOR, ALUMINUM, 4/0 AND GREATER
3552284E |  | 1799.97 | 367 | 0100 | FAULT INDICATOR
3552284E |  | 37799.61 | 367 | 5190 | SWITCHGEAR, PADMOUNT, 25KV
3552312E | 2018823.57 |  |  |  | MSQ SAPPHIRE BAY WEST BORE | MSQ SAPPHIRE BAY WEST BORE | 2022-02-01
3552312E |  | 1009411.81 | 366 | 1030 | DUCT BANK, 5 - 8 HOLES
3552312E |  | 989223.53 | 366 | 1240 | MANHOLE, OVER 400 CU FT
3552312E |  | 20188.23 | 367 | 0020 | CONDUCTOR, ALUMINUM, LESS THEN 4/0
3552367E | 196117.89 |  |  |  | MCK-21-P023-RR-MCK-PSHIL1608-P | MCK-21-P023-RR-MCK-PSHIL1608-PSHIL1601-DA 1700FT RECONDUCTOR | 2022-03-01
3552367E |  | 9805.89 | 364 | 0001 | SINGLE CROSSARM
3552367E |  | 56874.18 | 364 | 0280 | POLE, WOOD, 45'
3552367E |  | 5883.53 | 364 | 0300 | POLE, WOOD, 50'
3552367E |  | 13728.25 | 365 | 0010 | CONDUCTOR, ALUMINUM, LESS THAN 4/0
3552367E |  | 103942.51 | 365 | 0020 | CONDUCTOR, ALUMINUM, 4/0 AND GREATER
3552367E |  | 5883.53 | 367 | 0020 | CONDUCTOR, ALUMINUM, LESS THEN 4/0
3552443E | 265014.88 |  |  |  | DES/WAX - J SCOGGINS - MIDLOTH | DES/WAX - J SCOGGINS - MIDLOTHIAN OFFSITE- NH | 2022-08-09
3552443E |  | 15900.88 | 364 | 0001 | SINGLE CROSSARM
3552443E |  | 66253.71 | 364 | 0280 | POLE, WOOD, 45'
3552443E |  | 84804.8 | 365 | 0020 | CONDUCTOR, ALUMINUM, 4/0 AND GREATER
3552443E |  | 26501.48 | 365 | 5650 | DIST AUTOMATION CONTROL OVERHEAD
3552443E |  | 71554.01 | 365 | 6030 | RECLOSER,2 OR 3 PHASE,OVER 13.2KV,0-3000 AMP
3552560E | 134470.03 |  |  |  | DSW: LED CONVERSION - 242 LIG | DSW: LED CONVERSION - 242 LIGHTS - SCYENE - DALLAS_BA | 2022-01-25
3552560E |  | 134470.03 | 373 | 1260 | LUMINAIRE, LED, 151W TO 300W
3552627E | 369780.01 |  |  |  | WAX/WAX - THE SUNRISE AT GARDE | WAX/WAX - THE SUNRISE AT GARDEN VALLEY PH. 2 - 110 MEMORY LN | 2022-05-23
3552627E |  | 81351.59 | 366 | 1010 | CONDUIT
3552627E |  | 22186.78 | 366 | 1150 | SECONDARY BOX
3552627E |  | 3697.79 | 366 | 1200 | MANHOLE, 0-100 CU FT
3552627E |  | 14791.19 | 366 | 1400 | PADS OR FOUNDATIONS, SMALL, LESS THAN 50 SQ FT
3552627E |  | 81351.74 | 367 | 0020 | CONDUCTOR, ALUMINUM, LESS THEN 4/0
3552627E |  | 59164.79 | 367 | 0025 | CONDUCTOR, ALUMINUM, 4/0 AND GREATER
3552627E |  | 3697.79 | 367 | 0100 | FAULT INDICATOR
3552627E |  | 3697.79 | 373 | 0025 | CONDUCTOR, ALUMINUM, UNDERGROUND
3552627E |  | 44373.58 | 373 | 1250 | LUMINAIRE, LED, 40W TO 150W
3552627E |  | 7395.59 | 373 | 1375 | CONDUIT
3552627E |  | 48071.38 | 373 | 1515 | STANDARD, METAL, 25' AND UNDER
3552631E | 179004.26 |  |  |  | MES:SAPPHIRE BAY BLK A LOT 2 O | MES:SAPPHIRE BAY BLK A LOT 2 OFFSITE 1:AF | 2022-07-13
3552631E |  | 3580.07 | 366 | 1410 | PADS OR FOUNDATIONS, MEDIUM, 50-100 SQ FT
3552631E |  | 127093.07 | 367 | 0025 | CONDUCTOR, ALUMINUM, 4/0 AND GREATER
3552631E |  | 1790.03 | 367 | 0100 | FAULT INDICATOR
3552631E |  | 46541.09 | 367 | 5190 | SWITCHGEAR, PADMOUNT, 25KV
3552635E | 133153.14 |  |  |  | FWN/FTW - WATERSBEND SOUTH PHA | FWN/FTW - WATERSBEND SOUTH PHASE 6 - WAGLEY ROBERTSON/TD | 2022-05-11
3552635E |  | 39946.07 | 366 | 1010 | CONDUIT
3552635E |  | 18641.42 | 366 | 1150 | SECONDARY BOX
3552635E |  | 10652.21 | 366 | 1400 | PADS OR FOUNDATIONS, SMALL, LESS THAN 50 SQ FT
3552635E |  | 34619.79 | 367 | 0020 | CONDUCTOR, ALUMINUM, LESS THEN 4/0
3552635E |  | 26630.61 | 367 | 0025 | CONDUCTOR, ALUMINUM, 4/0 AND GREATER
3552635E |  | 2663.04 | 367 | 0100 | FAULT INDICATOR
3552653E | 641155.73 |  |  |  | FWN/FWN: GRAND SAGINAW OFFSITE | FWN/FWN: GRAND SAGINAW OFFSITE | 2022-08-16
3552653E |  | 6411.53 | 365 | 0010 | CONDUCTOR, ALUMINUM, LESS THAN 4/0
3552653E |  | 96173.34 | 366 | 1010 | CONDUIT
3552653E |  | 38469.32 | 366 | 1100 | PRIMARY BOX
3552653E |  | 12823.09 | 366 | 1410 | PADS OR FOUNDATIONS, MEDIUM, 50-100 SQ FT
3552653E |  | 320577.98 | 367 | 0025 | CONDUCTOR, ALUMINUM, 4/0 AND GREATER
3552653E |  | 166700.47 | 367 | 5190 | SWITCHGEAR, PADMOUNT, 25KV
3552756E | 205016.04 |  |  |  | MDL TARGA RESOUCES-MUSTANG ELE | MDL TARGA RESOUCES-MUSTANG ELECTRICCOMPRESSOR 3 4-OFFS-AC-BG | 2022-01-04
3552756E |  | 20501.6 | 364 | 0001 | SINGLE CROSSARM
3552756E |  | 2050.16 | 364 | 0280 | POLE, WOOD, 45'
3552756E |  | 2050.16 | 364 | 0300 | POLE, WOOD, 50'
3552756E |  | 63554.97 | 364 | 0320 | POLE, WOOD, 55'
3552756E |  | 8200.64 | 364 | 0335 | POLE, WOOD, 60'
3552756E |  | 108658.51 | 365 | 0020 | CONDUCTOR, ALUMINUM, 4/0 AND GREATER
3552806E | 106305.97 |  |  |  | DSW-MJE- DULUTH @ CONKLIN & YE | DSW-MJE- DULUTH @ CONKLIN & YELLOW JASMINE - STREET LIGHTING | 2022-06-13
3552806E |  | 8504.47 | 366 | 1010 | CONDUIT
3552806E |  | 1063.05 | 366 | 1150 | SECONDARY BOX
3552806E |  | 7441.4 | 367 | 0020 | CONDUCTOR, ALUMINUM, LESS THEN 4/0
3552806E |  | 40396.25 | 373 | 1250 | LUMINAIRE, LED, 40W TO 150W
3552806E |  | 48900.8 | 373 | 1515 | STANDARD, METAL, 25' AND UNDER
3552832E | 162373.23 |  |  |  | MEX MEXIA4023 HB4150LAKEXING M | MEX MEXIA4023 HB4150LAKEXING MEXIA 4 | 2022-01-06
3552832E |  | 30850.9 | 364 | 0001 | SINGLE CROSSARM
3552832E |  | 12989.84 | 364 | 0280 | POLE, WOOD, 45'
3552832E |  | 16237.32 | 364 | 0300 | POLE, WOOD, 50'
3552832E |  | 35722.1 | 364 | 0320 | POLE, WOOD, 55'
3552832E |  | 37345.9 | 365 | 0010 | CONDUCTOR, ALUMINUM, LESS THAN 4/0
3552832E |  | 29227.17 | 365 | 0020 | CONDUCTOR, ALUMINUM, 4/0 AND GREATER
3552861E | 124871.81 |  |  |  | STN CLAY PARKER BLK 35 T2N SEC | STN CLAY PARKER BLK 35 T2N SEC 26 OFF SITE MDP | 2022-03-20
3552861E |  | 19979.48 | 364 | 0001 | SINGLE CROSSARM
3552861E |  | 42456.41 | 364 | 0280 | POLE, WOOD, 45'
3552861E |  | 7492.3 | 364 | 0300 | POLE, WOOD, 50'
3552861E |  | 54943.62 | 365 | 0010 | CONDUCTOR, ALUMINUM, LESS THAN 4/0
3553049E | 278912.2 |  |  |  | FWS 21-ND09 EDGCF2224 INST INT | FWS 21-ND09 EDGCF2224 INST INTELL, EDGECLIFF | 2022-01-06
3553049E |  | 2789.09 | 364 | 0002 | DOUBLE CROSSARMS
3553049E |  | 5578.22 | 364 | 0300 | POLE, WOOD, 50'
3553049E |  | 64149.76 | 365 | 5650 | DIST AUTOMATION CONTROL OVERHEAD
3553049E |  | 27891.18 | 365 | 5660 | DIST AUTOMATION POWER SUPPLY UNIT OH
3553049E |  | 178503.95 | 365 | 6000 | DIST AUTOMATION SWITCH OVERHEAD
3553077E | 190121.48 |  |  |  | MTN/MSQ-MOORES LAKE ESTATES PH | MTN/MSQ-MOORES LAKE ESTATES PHASE 2/SM | 2022-06-14
3553077E |  | 57036.43 | 366 | 1010 | CONDUIT
3553077E |  | 3802.42 | 366 | 1150 | SECONDARY BOX
3553077E |  | 1901.21 | 366 | 1200 | MANHOLE, 0-100 CU FT
3553077E |  | 9506.06 | 366 | 1400 | PADS OR FOUNDATIONS, SMALL, LESS THAN 50 SQ FT
3553077E |  | 93159.6 | 367 | 0020 | CONDUCTOR, ALUMINUM, LESS THEN 4/0
3553077E |  | 20913.34 | 367 | 0025 | CONDUCTOR, ALUMINUM, 4/0 AND GREATER
3553077E |  | 3802.42 | 367 | 0100 | FAULT INDICATOR
3553140E | 964187.67 |  |  |  | 2021MMCK011DA P1 S3B PRSPR4701 | 2021MMCK011DA P1 S3B PRSPR4701 FDR EXIT | 2022-01-03
3553140E |  | 28925.62 | 364 | 0001 | SINGLE CROSSARM
3553140E |  | 19283.74 | 364 | 0280 | POLE, WOOD, 45'
3553140E |  | 77135 | 364 | 0300 | POLE, WOOD, 50'
3553140E |  | 9641.86 | 364 | 0320 | POLE, WOOD, 55'
3553140E |  | 9641.86 | 364 | 0335 | POLE, WOOD, 60'
3553140E |  | 96418.76 | 365 | 0020 | CONDUCTOR, ALUMINUM, 4/0 AND GREATER
3553140E |  | 86776.87 | 366 | 1010 | CONDUIT
3553140E |  | 38567.5 | 366 | 1100 | PRIMARY BOX
3553140E |  | 9641.86 | 366 | 1400 | PADS OR FOUNDATIONS, SMALL, LESS THAN 50 SQ FT
3553140E |  | 9641.86 | 366 | 1410 | PADS OR FOUNDATIONS, MEDIUM, 50-100 SQ FT
3553140E |  | 9641.86 | 367 | 0020 | CONDUCTOR, ALUMINUM, LESS THEN 4/0
3553140E |  | 491735.9 | 367 | 0025 | CONDUCTOR, ALUMINUM, 4/0 AND GREATER
3553140E |  | 9641.86 | 367 | 0100 | FAULT INDICATOR
3553140E |  | 67493.12 | 367 | 5190 | SWITCHGEAR, PADMOUNT, 25KV
3553419E | 197970.76 |  |  |  | DSW: LED CONVERSION - 212 LIGH | DSW: LED CONVERSION - 212 LIGHTS - WEBB CHAPEL - DALLAS_BA | 2022-01-25
3553419E |  | 197970.76 | 373 | 1260 | LUMINAIRE, LED, 151W TO 300W
3553511E | 273650.71 |  |  |  | MTN/MSQ-CREEKSIDE PHASE 1B/DT | MTN/MSQ-CREEKSIDE PHASE 1B/DT | 2022-05-27
3553511E |  | 93041.27 | 366 | 1010 | CONDUIT
3553511E |  | 32838.09 | 366 | 1150 | SECONDARY BOX
3553511E |  | 2736.5 | 366 | 1200 | MANHOLE, 0-100 CU FT
3553511E |  | 13682.53 | 366 | 1400 | PADS OR FOUNDATIONS, SMALL, LESS THAN 50 SQ FT
3553511E |  | 51993.63 | 367 | 0020 | CONDUCTOR, ALUMINUM, LESS THEN 4/0
3553511E |  | 32838.09 | 367 | 0025 | CONDUCTOR, ALUMINUM, 4/0 AND GREATER
3553511E |  | 5473.01 | 367 | 0100 | FAULT INDICATOR
3553511E |  | 2736.5 | 373 | 0025 | CONDUCTOR, ALUMINUM, UNDERGROUND
3553511E |  | 13682.53 | 373 | 1250 | LUMINAIRE, LED, 40W TO 150W
3553511E |  | 8209.52 | 373 | 1375 | CONDUIT
3553511E |  | 5473.01 | 373 | 1520 | STANDARD, METAL, ABOVE 25'
3553511E |  | 10946.03 | 373 | 1625 | STANDARD, OTHER, 25' AND UNDER
3553555E | 262001.17 |  |  |  | KIL: MOORES MILL GETAWAYS FDRS | KIL: MOORES MILL GETAWAYS FDRS 3911 3921 3931 3941 | 2022-03-03
3553555E |  | 2620 | 364 | 0001 | SINGLE CROSSARM
3553555E |  | 2620 | 364 | 0280 | POLE, WOOD, 45'
3553555E |  | 5240.01 | 365 | 0020 | CONDUCTOR, ALUMINUM, 4/0 AND GREATER
3553555E |  | 18340.06 | 365 | 6010 | AIRBREAK SWITCH, WITH OR WITHOUT OPERATOR
3553555E |  | 49780.2 | 366 | 1010 | CONDUIT
3553555E |  | 178160.89 | 367 | 0025 | CONDUCTOR, ALUMINUM, 4/0 AND GREATER
3553555E |  | 5240.01 | 367 | 0100 | FAULT INDICATOR
3553619E | 184585.27 |  |  |  | DFW AA KITCHEN SERVICE 1 SW CA | DFW TEMP SERVICE AA KITCHEN | 2022-02-08
3553619E |  | 1845.85 | 367 | 0020 | CONDUCTOR, ALUMINUM, LESS THEN 4/0
3553619E |  | 22150.23 | 367 | 0025 | CONDUCTOR, ALUMINUM, 4/0 AND GREATER
3553619E |  | 160589.19 | 367 | 5200 | SWITCHGEAR, PADMOUNT, 25KV, AUTOMATED
3553621E | 404435.05 |  |  |  | DFW AA KITCHEN TWF SERVICE 2 P | DFW AA KITCHEN SW CAMPUS COMPLEX | 2022-04-20
3553621E |  | 12133.02 | 367 | 0020 | CONDUCTOR, ALUMINUM, LESS THEN 4/0
3553621E |  | 72798.26 | 367 | 0025 | CONDUCTOR, ALUMINUM, 4/0 AND GREATER
3553621E |  | 319503.77 | 367 | 5200 | SWITCHGEAR, PADMOUNT, 25KV, AUTOMATED
3553660E | 134967.8 |  |  |  | MCK/IRV - CAMEY PLACE - THE CO | MCK/IRV - CAMEY PLACE - THE COLONY - MA | 2022-10-31
3553660E |  | 1349.67 | 364 | 0280 | POLE, WOOD, 45'
3553660E |  | 18895.5 | 366 | 1010 | CONDUIT
3553660E |  | 6748.38 | 366 | 1150 | SECONDARY BOX
3553660E |  | 5398.71 | 366 | 1400 | PADS OR FOUNDATIONS, SMALL, LESS THAN 50 SQ FT
3553660E |  | 14846.46 | 367 | 0020 | CONDUCTOR, ALUMINUM, LESS THEN 4/0
3553660E |  | 12147.11 | 367 | 0025 | CONDUCTOR, ALUMINUM, 4/0 AND GREATER
3553660E |  | 1349.67 | 367 | 0100 | FAULT INDICATOR
3553660E |  | 2699.35 | 373 | 0025 | CONDUCTOR, ALUMINUM, UNDERGROUND
3553660E |  | 22944.52 | 373 | 1250 | LUMINAIRE, LED, 40W TO 150W
3553660E |  | 4049.04 | 373 | 1375 | CONDUIT
3553660E |  | 44539.39 | 373 | 1515 | STANDARD, METAL, 25' AND UNDER
3553675E | 426557.44 |  |  |  | MDC 50 3700 SYLVANIA AVE OFF S | MDC 50 - 3700 SYLVANIA AVE OFF-SITE SUBSTATION | 2022-04-27
3553675E |  | 42655.72 | 364 | 0001 | SINGLE CROSSARM
3553675E |  | 4265.55 | 364 | 0260 | POLE, WOOD, 40'
3553675E |  | 51186.86 | 364 | 0300 | POLE, WOOD, 50'
3553675E |  | 132232.78 | 364 | 0320 | POLE, WOOD, 55'
3553675E |  | 21327.84 | 365 | 0010 | CONDUCTOR, ALUMINUM, LESS THAN 4/0
3553675E |  | 174888.69 | 365 | 0020 | CONDUCTOR, ALUMINUM, 4/0 AND GREATER
3553687E | 286996.56 |  |  |  | KRT/RRK-SALERNO PHASE 4/JJ | KRT/RRK-SALERNO PHASE 4/JJ | 2022-08-23
3553687E |  | 60269.53 | 366 | 1010 | CONDUIT
3553687E |  | 28699.64 | 366 | 1100 | PRIMARY BOX
3553687E |  | 11479.85 | 366 | 1150 | SECONDARY BOX
3553687E |  | 5739.91 | 366 | 1200 | MANHOLE, 0-100 CU FT
3553687E |  | 2869.95 | 366 | 1400 | PADS OR FOUNDATIONS, SMALL, LESS THAN 50 SQ FT
3553687E |  | 2869.95 | 366 | 1410 | PADS OR FOUNDATIONS, MEDIUM, 50-100 SQ FT
3553687E |  | 54529.32 | 367 | 0020 | CONDUCTOR, ALUMINUM, LESS THEN 4/0
3553687E |  | 14349.81 | 367 | 0025 | CONDUCTOR, ALUMINUM, 4/0 AND GREATER
3553687E |  | 2869.95 | 367 | 0100 | FAULT INDICATOR
3553687E |  | 48789.38 | 367 | 5190 | SWITCHGEAR, PADMOUNT, 25KV
3553687E |  | 5739.91 | 373 | 0025 | CONDUCTOR, ALUMINUM, UNDERGROUND
3553687E |  | 8609.89 | 373 | 1250 | LUMINAIRE, LED, 40W TO 150W
3553687E |  | 11479.85 | 373 | 1375 | CONDUIT
3553687E |  | 25829.67 | 373 | 1520 | STANDARD, METAL, ABOVE 25'
3553687E |  | 2869.95 | 373 | 1640 | MANHOLE (USED EXCLUSIVELY FOR STREET LIGHTING)
3553765E | 251317.48 |  |  |  | BEN/ECF - VILLAGES AT EDGECLIF | BEN/ECF - VILLAGES AT EDGECLIFF, SECTION 4 - VILLAGE PKWY/RE | 2022-04-06
3553765E |  | 2513.17 | 364 | 0001 | SINGLE CROSSARM
3553765E |  | 2513.17 | 364 | 0280 | POLE, WOOD, 45'
3553765E |  | 80421.63 | 366 | 1010 | CONDUIT
3553765E |  | 17592.22 | 366 | 1150 | SECONDARY BOX
3553765E |  | 5026.35 | 366 | 1200 | MANHOLE, 0-100 CU FT
3553765E |  | 15079.04 | 366 | 1400 | PADS OR FOUNDATIONS, SMALL, LESS THAN 50 SQ FT
3553765E |  | 65342.55 | 367 | 0020 | CONDUCTOR, ALUMINUM, LESS THEN 4/0
3553765E |  | 20105.39 | 367 | 0025 | CONDUCTOR, ALUMINUM, 4/0 AND GREATER
3553765E |  | 5026.35 | 367 | 0100 | FAULT INDICATOR
3553765E |  | 2513.17 | 373 | 0025 | CONDUCTOR, ALUMINUM, UNDERGROUND
3553765E |  | 5026.35 | 373 | 1200 | LUMINAIRE, OTHER, 100W
3553765E |  | 5026.35 | 373 | 1375 | CONDUIT
3553765E |  | 25131.74 | 373 | 1520 | STANDARD, METAL, ABOVE 25'
3553872E | 1207698.01 |  |  |  | NET VLT PROT YS UPGRADE DALLAS | AMERICAN AIRLINES NW | 2022-10-28
3553872E |  | 12076.97 | 367 | 0015 | CONDUCTOR, COPPER, 2/0 AND GREATER
3553872E |  | 495156.16 | 367 | 5050 | SWITCH, VACUUM, THREE PHASE
3553872E |  | 120769.79 | 367 | 5620 | MICRO-PROCESSOR AUTOMATION & CONTROL UNIT
3553872E |  | 579695.09 | 367 | 5650 | DIST AUTOMATION CONTROL UNDERGROUND
3553873E | 731955.7 |  |  |  | NET VLT PROT SYS UPGRADE DALLA | AMERICAN AIRLINES-SE | 2022-10-28
3553873E |  | 14639.1 | 367 | 0015 | CONDUCTOR, COPPER, 2/0 AND GREATER
3553873E |  | 7319.54 | 367 | 0030 | CONDUCTOR, COPPER,LEAD SHIELDED,LESS THAN AWG 500
3553873E |  | 336699.6 | 367 | 5050 | SWITCH, VACUUM, THREE PHASE
3553873E |  | 373297.46 | 367 | 5650 | DIST AUTOMATION CONTROL UNDERGROUND
3553920E | 195580.43 |  |  |  | KRT/RRK-SALERNO PH.3/JJ | KRT/RRK-SALERNO PH.3/JJ | 2022-03-28
3553920E |  | 41071.89 | 366 | 1010 | CONDUIT
3553920E |  | 13690.63 | 366 | 1150 | SECONDARY BOX
3553920E |  | 7823.21 | 366 | 1400 | PADS OR FOUNDATIONS, SMALL, LESS THAN 50 SQ FT
3553920E |  | 50850.95 | 367 | 0020 | CONDUCTOR, ALUMINUM, LESS THEN 4/0
3553920E |  | 31292.87 | 367 | 0025 | CONDUCTOR, ALUMINUM, 4/0 AND GREATER
3553920E |  | 1955.8 | 367 | 0100 | FAULT INDICATOR
3553920E |  | 1955.8 | 373 | 0025 | CONDUCTOR, ALUMINUM, UNDERGROUND
3553920E |  | 9779.02 | 373 | 1250 | LUMINAIRE, LED, 40W TO 150W
3553920E |  | 3911.6 | 373 | 1375 | CONDUIT
3553920E |  | 33248.66 | 373 | 1520 | STANDARD, METAL, ABOVE 25'
3553930E | 107969.63 |  |  |  | TEX DENISON LOY LAKE ROAD PHAS | TEX DENISON LAKE LOY ROAD PHASE 1 RELOCATION JKW | 2022-12-31
3553930E |  | 17275.14 | 364 | 0001 | SINGLE CROSSARM
3553930E |  | 29151.8 | 364 | 0280 | POLE, WOOD, 45'
3553930E |  | 60462.99 | 364 | 0300 | POLE, WOOD, 50'
3553930E |  | 1079.7 | 365 | 0010 | CONDUCTOR, ALUMINUM, LESS THAN 4/0
3554060E | 133874.55 |  |  |  | TER INCR-SEAS-PREP TRLSW1203 R | TER INCR-SEAS-PREP TRLSW1203 RECOND 2500FT TO 3-#2 ACSR | 2022-03-31
3554060E |  | 8032.44 | 364 | 0001 | SINGLE CROSSARM
3554060E |  | 4016.21 | 364 | 0260 | POLE, WOOD, 40'
3554060E |  | 61582.39 | 364 | 0280 | POLE, WOOD, 45'
3554060E |  | 60243.51 | 365 | 0010 | CONDUCTOR, ALUMINUM, LESS THAN 4/0
3554129E | 894992.84 |  |  |  | FBR:2020MFBR12-FARMERS BRANCH- | FBR:2020MFBR12-FARMERS BRANCH-DUCT BANK PHASE 2 | 2022-01-24
3554129E |  | 653344.8 | 366 | 1010 | CONDUIT
3554129E |  | 35799.69 | 366 | 1025 | DUCT BANK, 2 - 4 HOLES
3554129E |  | 205848.35 | 366 | 1100 | PRIMARY BOX
3554148E | 183217.48 |  |  |  | DNO SERVE 1700 INTERNATIONAL P | DNO SERVE 1700 INTERNATIONAL PWKY RICHARDSON ADH | 2022-04-21
3554148E |  | 1832.16 | 364 | 0001 | SINGLE CROSSARM
3554148E |  | 10993.04 | 364 | 0280 | POLE, WOOD, 45'
3554148E |  | 36643.48 | 366 | 1010 | CONDUIT
3554148E |  | 49468.7 | 366 | 1100 | PRIMARY BOX
3554148E |  | 84280.1 | 367 | 0020 | CONDUCTOR, ALUMINUM, LESS THEN 4/0
3554330E | 461829.43 |  |  |  | LUFKIN HNTNG 1307 GT300 RECOND | LUFKIN HNTNG 1307 GT300 RECONDUCT AND ADD A PHASE ZAVALLA | 2022-10-10
3554330E |  | 55419.52 | 364 | 0001 | SINGLE CROSSARM
3554330E |  | 4618.28 | 364 | 0260 | POLE, WOOD, 40'
3554330E |  | 106220.75 | 364 | 0280 | POLE, WOOD, 45'
3554330E |  | 41564.64 | 364 | 0300 | POLE, WOOD, 50'
3554330E |  | 4618.28 | 365 | 0010 | CONDUCTOR, ALUMINUM, LESS THAN 4/0
3554330E |  | 193968.44 | 365 | 0020 | CONDUCTOR, ALUMINUM, 4/0 AND GREATER
3554330E |  | 55419.52 | 365 | 6015 | RECLOSER,SINGLE PHASE,13.2KV AND UNDER,0-3000 AMP
3554334E | 261070.09 |  |  |  | LUFKIN HNTNG 1307 GT300 ADD 2 | LUFKIN HNTNG 1307 GT300 ADD 2 PHASES OF 4/0 11250 FT ZAVALLA | 2022-11-01
3554334E |  | 2610.7 | 364 | 0001 | SINGLE CROSSARM
3554334E |  | 7832.1 | 364 | 0300 | POLE, WOOD, 50'
3554334E |  | 250627.29 | 365 | 0020 | CONDUCTOR, ALUMINUM, 4/0 AND GREATER
3554352E | 108904.78 |  |  |  | MON: MARKWEST TORNADO PLANT #2 | MON: MARKWEST TORNADO PLANT #2:MRB | 2022-08-30
3554352E |  | 14157.62 | 364 | 0001 | SINGLE CROSSARM
3554352E |  | 4356.17 | 364 | 0280 | POLE, WOOD, 45'
3554352E |  | 16335.71 | 364 | 0300 | POLE, WOOD, 50'
3554352E |  | 35938.57 | 365 | 0020 | CONDUCTOR, ALUMINUM, 4/0 AND GREATER
3554352E |  | 38116.71 | 365 | 6030 | RECLOSER,2 OR 3 PHASE,OVER 13.2KV,0-3000 AMP
3554371E | 684953.75 |  |  |  | 2021 0891 DESPERADO OFFSITE CS | 2021 0891 DESPERADO OFFSITE CS PE | 2022-06-22
3554371E |  | 13699.07 | 364 | 0001 | SINGLE CROSSARM
3554371E |  | 6849.53 | 364 | 0260 | POLE, WOOD, 40'
3554371E |  | 143840.28 | 364 | 0280 | POLE, WOOD, 45'
3554371E |  | 6849.53 | 364 | 0300 | POLE, WOOD, 50'
3554371E |  | 6849.53 | 364 | 0320 | POLE, WOOD, 55'
3554371E |  | 27398.15 | 364 | 0345 | POLE, OTHER, 60'
3554371E |  | 27398.15 | 364 | 0360 | POLE, OTHER, 65'
3554371E |  | 34247.68 | 364 | 0375 | POLE, OTHER, 70'
3554371E |  | 54796.3 | 365 | 0010 | CONDUCTOR, ALUMINUM, LESS THAN 4/0
3554371E |  | 301379.7 | 365 | 0020 | CONDUCTOR, ALUMINUM, 4/0 AND GREATER
3554371E |  | 27398.15 | 365 | 5650 | DIST AUTOMATION CONTROL OVERHEAD
3554371E |  | 34247.68 | 365 | 6030 | RECLOSER,2 OR 3 PHASE,OVER 13.2KV,0-3000 AMP
3554471E | 177253.93 |  |  |  | HARWOOD PARK - FDR 703 RE-ROUT | HARDWOOD PARK - FDR 703 RE-ROUTE - NS | 2022-12-31
3554471E |  | 74446.65 | 366 | 1480 | ATTACHMENT, FOREIGN VAULT
3554471E |  | 7090.16 | 366 | 2000 | VENTILATING SYSTEM EQUIPMENT
3554471E |  | 95717.12 | 367 | 0015 | CONDUCTOR, COPPER, 2/0 AND GREATER
3554575E | 306598.04 |  |  |  | FNO:UGCP_AZLES2121-(P)-REPLACE | FNO:UGCP_AZLES2121-(P)-REPLACE UG CABLE- 221 TIMBERLAKE DR | 2022-01-21
3554575E |  | 64385.58 | 366 | 1010 | CONDUIT
3554575E |  | 226882.56 | 367 | 0020 | CONDUCTOR, ALUMINUM, LESS THEN 4/0
3554575E |  | 15329.9 | 367 | 0100 | FAULT INDICATOR
3554614E | 162935.35 |  |  |  | DSW: LED CONVERSION - 197 LIGH | DSW: LED CONVERSION - 197 LIGHTS - ELSIE FAYE - DALLAS_BA | 2022-01-25
3554614E |  | 6517.4 | 373 | 1250 | LUMINAIRE, LED, 40W TO 150W
3554614E |  | 156417.95 | 373 | 1260 | LUMINAIRE, LED, 151W TO 300W
3554619E | 304191.61 |  |  |  | 2021MWAX101R01 WAXAHACHIE P2 S | 2021MWAX101R01 WAXAHACHIE P2 S7 | 2022-04-19
3554619E |  | 48670.66 | 364 | 0001 | SINGLE CROSSARM
3554619E |  | 79089.81 | 364 | 0280 | POLE, WOOD, 45'
3554619E |  | 15209.58 | 364 | 0300 | POLE, WOOD, 50'
3554619E |  | 12167.66 | 365 | 0010 | CONDUCTOR, ALUMINUM, LESS THAN 4/0
3554619E |  | 149053.9 | 365 | 0020 | CONDUCTOR, ALUMINUM, 4/0 AND GREATER
3554730E | 633258.52 |  |  |  | FWN: OFFSITE IRON HORSE APT | FWN: OFFSITE IRON HORSE APT | 2022-03-15
3554730E |  | 246970.84 | 366 | 1010 | CONDUIT
3554730E |  | 75991.02 | 366 | 1100 | PRIMARY BOX
3554730E |  | 12665.17 | 366 | 1410 | PADS OR FOUNDATIONS, MEDIUM, 50-100 SQ FT
3554730E |  | 12665.17 | 367 | 0020 | CONDUCTOR, ALUMINUM, LESS THEN 4/0
3554730E |  | 120319.11 | 367 | 0025 | CONDUCTOR, ALUMINUM, 4/0 AND GREATER
3554730E |  | 164647.21 | 367 | 5190 | SWITCHGEAR, PADMOUNT, 25KV
3554820E | 235776.94 |  |  |  | FWS/FTW - COTTAGES AT SUMMER C | FWS/FTW - COTTAGES AT SUMMER CREEK - K. DYKES - FT WORTH/JF | 2022-12-31
3554820E |  | 58944.24 | 366 | 1010 | CONDUIT
3554820E |  | 30651 | 366 | 1150 | SECONDARY BOX
3554820E |  | 14146.62 | 366 | 1400 | PADS OR FOUNDATIONS, SMALL, LESS THAN 50 SQ FT
3554820E |  | 40082.08 | 367 | 0020 | CONDUCTOR, ALUMINUM, LESS THEN 4/0
3554820E |  | 23577.69 | 367 | 0025 | CONDUCTOR, ALUMINUM, 4/0 AND GREATER
3554820E |  | 4715.54 | 367 | 0100 | FAULT INDICATOR
3554820E |  | 63659.77 | 369 | 1100 | SERVICE, UNDERGROUND, 4/0 AND LESS, SINGLE PHASE
3554829E | 177625.87 |  |  |  | HUNT CONSOLIDATED_DESR BATTERY | HUNT CONSOLIDATED_DESR BATTERY-SBEAN NEW FEEDER | 2022-08-02
3554829E |  | 15986.32 | 364 | 0001 | SINGLE CROSSARM
3554829E |  | 5328.77 | 364 | 0260 | POLE, WOOD, 40'
3554829E |  | 14210.06 | 364 | 0280 | POLE, WOOD, 45'
3554829E |  | 10657.54 | 364 | 0300 | POLE, WOOD, 50'
3554829E |  | 17762.58 | 365 | 0020 | CONDUCTOR, ALUMINUM, 4/0 AND GREATER
3554829E |  | 37301.43 | 366 | 1010 | CONDUIT
3554829E |  | 71050.4 | 367 | 0025 | CONDUCTOR, ALUMINUM, 4/0 AND GREATER
3554829E |  | 5328.77 | 367 | 0100 | FAULT INDICATOR
3554883E | 129287.84 |  |  |  | BWD BRNWD SRV 20 URD STREET LI | BWD BRNWD SRV 20 URD STREET LIGHTS AT BAKER AND HAWKINS ST | 2022-01-26
3554883E |  | 1292.87 | 364 | 0240 | POLE, WOOD, 35'
3554883E |  | 1292.87 | 373 | 0020 | CONDUCTOR, ALUMINUM, OVERHEAD
3554883E |  | 2585.75 | 373 | 0025 | CONDUCTOR, ALUMINUM, UNDERGROUND
3554883E |  | 42664.98 | 373 | 1250 | LUMINAIRE, LED, 40W TO 150W
3554883E |  | 81451.37 | 373 | 1515 | STANDARD, METAL, 25' AND UNDER
3555059E | 109250.98 |  |  |  | COR KERENS OFFSITE 12 LOT SU | COR KERENS OFFSITE 12 LOT SUB 106 NE CR 2190 JH | 2022-10-10
3555059E |  | 73198.18 | 364 | 0260 | POLE, WOOD, 40'
3555059E |  | 30590.27 | 365 | 0010 | CONDUCTOR, ALUMINUM, LESS THAN 4/0
3555059E |  | 2185.01 | 366 | 1010 | CONDUIT
3555059E |  | 3277.52 | 367 | 0025 | CONDUCTOR, ALUMINUM, 4/0 AND GREATER
3555073E | 243808.03 |  |  |  | HIL:HUBBARD HCR 3350 OFFSITE R | HIL:HUBBARD HCR 3350 OFFSITE RECONDUCTOR. DH | 2022-10-10
3555073E |  | 2438.08 | 364 | 0001 | SINGLE CROSSARM
3555073E |  | 119465.94 | 364 | 0260 | POLE, WOOD, 40'
3555073E |  | 12190.4 | 364 | 0280 | POLE, WOOD, 45'
3555073E |  | 109713.61 | 365 | 0010 | CONDUCTOR, ALUMINUM, LESS THAN 4/0
3555081E | 104962.39 |  |  |  | HIL: HUBBARD HCR 3350 OFFSITE. | HIL: HUBBARD HCR 3350 OFFSITE.DWH | 2021-12-13
3555081E |  | 70823.2 | 364 | 0280 | POLE, WOOD, 45'
3555081E |  | 34139.19 | 365 | 0010 | CONDUCTOR, ALUMINUM, LESS THAN 4/0
3555211E | 306629.72 |  |  |  | STN BTA OIL PRODUCERS DUCK PON | STN BTA OIL PRODUCERS DUCK POND OFFSITE-CS-PE | 2022-01-09
3555211E |  | 27596.65 | 364 | 0001 | SINGLE CROSSARM
3555211E |  | 107320.37 | 364 | 0300 | POLE, WOOD, 50'
3555211E |  | 3066.27 | 364 | 0320 | POLE, WOOD, 55'
3555211E |  | 24530.35 | 365 | 0010 | CONDUCTOR, ALUMINUM, LESS THAN 4/0
3555211E |  | 144116.08 | 365 | 0020 | CONDUCTOR, ALUMINUM, 4/0 AND GREATER
3555226E | 406151.47 |  |  |  | FWS: REV 1 1851 JOEL EAST RD O | FWS: REV 1 1851 JOEL EAST RD OFFSITE: MW | 2022-06-23
3555226E |  | 36553.6 | 364 | 0001 | SINGLE CROSSARM
3555226E |  | 20307.54 | 364 | 0260 | POLE, WOOD, 40'
3555226E |  | 56861.17 | 364 | 0280 | POLE, WOOD, 45'
3555226E |  | 16246.03 | 364 | 0300 | POLE, WOOD, 50'
3555226E |  | 8122.99 | 364 | 0320 | POLE, WOOD, 55'
3555226E |  | 162460.85 | 365 | 0020 | CONDUCTOR, ALUMINUM, 4/0 AND GREATER
3555226E |  | 73107.25 | 365 | 6010 | AIRBREAK SWITCH, WITH OR WITHOUT OPERATOR
3555226E |  | 8122.99 | 366 | 1010 | CONDUIT
3555226E |  | 24369.05 | 367 | 0025 | CONDUCTOR, ALUMINUM, 4/0 AND GREATER
3555286E | 214015.66 |  |  |  | DSW: LED CONVERSION - 192 LIGH | DSW: LED CONVERSION - 192 LIGHTS - KIEST - DALLAS_BA | 2022-03-31
3555286E |  | 214015.66 | 373 | 1260 | LUMINAIRE, LED, 151W TO 300W
3555307E | 262269.14 |  |  |  | HOT/WACO-MOONLIGHT PARK PHASE | HOT/WACO-MOONLIGHT PARK PHASE 4/MM | 2022-09-12
3555307E |  | 2622.69 | 364 | 0001 | SINGLE CROSSARM
3555307E |  | 2622.69 | 364 | 0280 | POLE, WOOD, 45'
3555307E |  | 47208.44 | 366 | 1010 | CONDUIT
3555307E |  | 23604.21 | 366 | 1150 | SECONDARY BOX
3555307E |  | 13113.46 | 366 | 1400 | PADS OR FOUNDATIONS, SMALL, LESS THAN 50 SQ FT
3555307E |  | 39340.37 | 367 | 0020 | CONDUCTOR, ALUMINUM, LESS THEN 4/0
3555307E |  | 31472.29 | 367 | 0025 | CONDUCTOR, ALUMINUM, 4/0 AND GREATER
3555307E |  | 2622.69 | 367 | 0100 | FAULT INDICATOR
3555307E |  | 5245.38 | 373 | 0025 | CONDUCTOR, ALUMINUM, UNDERGROUND
3555307E |  | 28849.61 | 373 | 1100 | LUMINAIRE, HISTORICAL, 100W
3555307E |  | 10490.76 | 373 | 1375 | CONDUIT
3555307E |  | 55076.55 | 373 | 1625 | STANDARD, OTHER, 25' AND UNDER
3555552E | 124586.74 |  |  |  | DES: 18-TS-2021 TRIPSAVERS PH. | DES: 18-TS-2021 TRIPSAVERS PH.5_DESOTO FEEDERS_BA | 2022-01-10
3555552E |  | 4983.46 | 364 | 0001 | SINGLE CROSSARM
3555552E |  | 1245.86 | 364 | 0260 | POLE, WOOD, 40'
3555552E |  | 1245.86 | 364 | 0280 | POLE, WOOD, 45'
3555552E |  | 8721.07 | 364 | 0300 | POLE, WOOD, 50'
3555552E |  | 108390.49 | 365 | 6015 | RECLOSER,SINGLE PHASE,13.2KV AND UNDER,0-3000 AMP
3555553E | 104289.23 |  |  |  | DES: 16-TS-2021 TRIPSAVERS PH. | DES: 16-TS-2021 TRIPSAVERS PH.5_DESOTO FEEDERS_BA | 2022-01-10
3555553E |  | 3128.67 | 364 | 0001 | SINGLE CROSSARM
3555553E |  | 3128.67 | 364 | 0280 | POLE, WOOD, 45'
3555553E |  | 4171.56 | 364 | 0300 | POLE, WOOD, 50'
3555553E |  | 93860.33 | 365 | 6015 | RECLOSER,SINGLE PHASE,13.2KV AND UNDER,0-3000 AMP
3555557E | 107487.83 |  |  |  | DNO: 20-TS-2021 TRIPSAVERS PH. | DNO: 20-TS-2021 TRIPSAVERS PH.5_DALLAS NORTH FEEDERS_BA | 2022-01-20
3555557E |  | 4299.51 | 364 | 0001 | SINGLE CROSSARM
3555557E |  | 1074.87 | 364 | 0280 | POLE, WOOD, 45'
3555557E |  | 102113.45 | 365 | 6015 | RECLOSER,SINGLE PHASE,13.2KV AND UNDER,0-3000 AMP
3555575E | 246201.57 |  |  |  | BEN OFF SITE MAJESTIC GLOVE FA | BEN OFF SITE MAJESTIC GLOVE FACTORY OH TD | 2022-08-22
3555575E |  | 36930.21 | 364 | 0001 | SINGLE CROSSARM
3555575E |  | 9848.05 | 364 | 0260 | POLE, WOOD, 40'
3555575E |  | 39392.24 | 364 | 0280 | POLE, WOOD, 45'
3555575E |  | 4924.02 | 364 | 0300 | POLE, WOOD, 50'
3555575E |  | 4924.02 | 364 | 0320 | POLE, WOOD, 55'
3555575E |  | 105866.76 | 365 | 0020 | CONDUCTOR, ALUMINUM, 4/0 AND GREATER
3555575E |  | 44316.27 | 367 | 0025 | CONDUCTOR, ALUMINUM, 4/0 AND GREATER
3555585E | 112541.43 |  |  |  | DSW: 20-TS-2021 TRIPSAVERS PH. | DSW: 20-TS-2021 TRIPSAVERS PH.5_DALLAS SOUTHWEST FEEDERS_BA | 2022-01-06
3555585E |  | 3376.24 | 364 | 0001 | SINGLE CROSSARM
3555585E |  | 1125.41 | 364 | 0280 | POLE, WOOD, 45'
3555585E |  | 108039.78 | 365 | 6015 | RECLOSER,SINGLE PHASE,13.2KV AND UNDER,0-3000 AMP
3555654E | 120897.5 |  |  |  | ODE: 20-TS-2021 TRIPSAVERS PH. | ODE: 20-TS-2021 TRIPSAVERS PH.5_ODESSA FEEDERS_BA | 2022-01-19
3555654E |  | 3626.92 | 364 | 0001 | SINGLE CROSSARM
3555654E |  | 1208.97 | 364 | 0300 | POLE, WOOD, 50'
3555654E |  | 116061.61 | 365 | 6015 | RECLOSER,SINGLE PHASE,13.2KV AND UNDER,0-3000 AMP
3555700E | 102552.91 |  |  |  | MSQ-21-P097-RT-MSQ-MESFR2105,2 | MSQ-21-P097-RT-MSQ-MESFR2105,2103,2101 - 2000FT RECOND | 2022-04-29
3555700E |  | 23587.15 | 364 | 0001 | SINGLE CROSSARM
3555700E |  | 9229.74 | 364 | 0280 | POLE, WOOD, 45'
3555700E |  | 11280.8 | 364 | 0300 | POLE, WOOD, 50'
3555700E |  | 58455.22 | 365 | 0020 | CONDUCTOR, ALUMINUM, 4/0 AND GREATER
3555715E | 164851.29 |  |  |  | KRT/RRK-CROSSING @ PALM VALLEY | KRT/RRK-CROSSING @ PALM VALLEY/CV | 2022-10-28
3555715E |  | 3297.01 | 364 | 0001 | SINGLE CROSSARM
3555715E |  | 3297.01 | 364 | 0280 | POLE, WOOD, 45'
3555715E |  | 3297.01 | 364 | 0320 | POLE, WOOD, 55'
3555715E |  | 1648.5 | 365 | 0010 | CONDUCTOR, ALUMINUM, LESS THAN 4/0
3555715E |  | 56049.43 | 366 | 1010 | CONDUIT
3555715E |  | 95613.83 | 367 | 0020 | CONDUCTOR, ALUMINUM, LESS THEN 4/0
3555715E |  | 1648.5 | 367 | 0100 | FAULT INDICATOR
3555765E | 333147.78 |  |  |  | 21-P093-UZ-MSQ-MESWE3611-MESQW | 21-P093-UZ-MSQ-MESWE3611-MESQW1808-MESFR2103-DA - 2000' RECO | 2022-01-19
3555765E |  | 39977.71 | 364 | 0001 | SINGLE CROSSARM
3555765E |  | 36646.23 | 364 | 0280 | POLE, WOOD, 45'
3555765E |  | 33314.76 | 364 | 0320 | POLE, WOOD, 55'
3555765E |  | 6662.95 | 364 | 0335 | POLE, WOOD, 60'
3555765E |  | 9994.42 | 364 | 0365 | POLE, WOOD, 70'
3555765E |  | 26651.8 | 364 | 0410 | POLE, WOOD, 85'
3555765E |  | 16657.37 | 365 | 0010 | CONDUCTOR, ALUMINUM, LESS THAN 4/0
3555765E |  | 113270.4 | 365 | 0020 | CONDUCTOR, ALUMINUM, 4/0 AND GREATER
3555765E |  | 49972.14 | 365 | 6010 | AIRBREAK SWITCH, WITH OR WITHOUT OPERATOR
3555769E | 115760.7 |  |  |  | ODE FOUNDERS OIL AND GAS NPU P | ODE FOUNDERS OIL AND GAS NPU PME 2 PWR | 2022-08-03
3555769E |  | 3472.81 | 364 | 0001 | SINGLE CROSSARM
3555769E |  | 3472.81 | 364 | 0280 | POLE, WOOD, 45'
3555769E |  | 4630.42 | 364 | 0320 | POLE, WOOD, 55'
3555769E |  | 1157.6 | 365 | 0010 | CONDUCTOR, ALUMINUM, LESS THAN 4/0
3555769E |  | 1157.6 | 365 | 0020 | CONDUCTOR, ALUMINUM, 4/0 AND GREATER
3555769E |  | 48619.47 | 365 | 5650 | DIST AUTOMATION CONTROL OVERHEAD
3555769E |  | 53249.99 | 365 | 6030 | RECLOSER,2 OR 3 PHASE,OVER 13.2KV,0-3000 AMP
3555848E | 145404.67 |  |  |  | ODE: WALLOW SUBDIVISION - DH-B | ODE: WALLOW SUBDIVISION - DH-BG | 2022-10-23
3555848E |  | 1454.04 | 364 | 0001 | SINGLE CROSSARM
3555848E |  | 24718.79 | 364 | 0260 | POLE, WOOD, 40'
3555848E |  | 71248.3 | 364 | 0280 | POLE, WOOD, 45'
3555848E |  | 8724.28 | 364 | 0300 | POLE, WOOD, 50'
3555848E |  | 39259.26 | 365 | 0010 | CONDUCTOR, ALUMINUM, LESS THAN 4/0
3555920E | 185480.28 |  |  |  | WAX/MID - RODEO - RAILPORT / S | WAX/MID - RODEO - RAILPORT / SUN OPTA - POWER WAY /NH | 2022-07-28
3555920E |  | 1854.79 | 366 | 1410 | PADS OR FOUNDATIONS, MEDIUM, 50-100 SQ FT
3555920E |  | 18548.01 | 367 | 0020 | CONDUCTOR, ALUMINUM, LESS THEN 4/0
3555920E |  | 27822.03 | 367 | 0025 | CONDUCTOR, ALUMINUM, 4/0 AND GREATER
3555920E |  | 1854.79 | 367 | 0100 | FAULT INDICATOR
3555920E |  | 135400.66 | 367 | 5190 | SWITCHGEAR, PADMOUNT, 25KV
3555929E | 113045.75 |  |  |  | KRT/TAY-AHS RESIDENTIAL/CV | KRT/TAY-AHS RESIDENTIAL/CV | 2022-10-14
3555929E |  | 27130.98 | 366 | 1010 | CONDUIT
3555929E |  | 15826.41 | 366 | 1400 | PADS OR FOUNDATIONS, SMALL, LESS THAN 50 SQ FT
3555929E |  | 3391.37 | 366 | 1405 | PADS OR FOUNDATIONS, CONCRETE, 50 - 100 SQ FT
3555929E |  | 35044.18 | 367 | 0020 | CONDUCTOR, ALUMINUM, LESS THEN 4/0
3555929E |  | 12435.03 | 367 | 0025 | CONDUCTOR, ALUMINUM, 4/0 AND GREATER
3555929E |  | 4521.83 | 367 | 0100 | FAULT INDICATOR
3555929E |  | 7913.2 | 369 | 1100 | SERVICE, UNDERGROUND, 4/0 AND LESS, SINGLE PHASE
3555929E |  | 6782.75 | 369 | 1200 | SERVICE, UNDERGROUND, GREATER THAN 4/0, SINGLE PH
3556032E | 457624.06 |  |  |  | STN PIONEER BAR SOUTH OFF SITE | STN-PIONEER BAR SOUTH OFF SITE NEW BUILD-CNC-PE | 2022-07-29
3556032E |  | 18304.95 | 364 | 0001 | SINGLE CROSSARM
3556032E |  | 96101.05 | 364 | 0300 | POLE, WOOD, 50'
3556032E |  | 9152.47 | 364 | 0320 | POLE, WOOD, 55'
3556032E |  | 32033.67 | 364 | 0375 | POLE, OTHER, 70'
3556032E |  | 77796.07 | 364 | 0390 | POLE, OTHER, 75'
3556032E |  | 18304.95 | 365 | 0010 | CONDUCTOR, ALUMINUM, LESS THAN 4/0
3556032E |  | 114406.13 | 365 | 0020 | CONDUCTOR, ALUMINUM, 4/0 AND GREATER
3556032E |  | 50338.63 | 365 | 6030 | RECLOSER,2 OR 3 PHASE,OVER 13.2KV,0-3000 AMP
3556032E |  | 9152.47 | 366 | 1010 | CONDUIT
3556032E |  | 27457.44 | 367 | 0025 | CONDUCTOR, ALUMINUM, 4/0 AND GREATER
3556032E |  | 4576.23 | 367 | 0100 | FAULT INDICATOR
3556099E | 287549.43 |  |  |  | MDL DOUBLE DROP RESOURCES WAPI | MDL DOUBLE DROP RESOURCES WAPITI SWD PME OFFSITE | 2022-03-16
3556099E |  | 28754.93 | 364 | 0001 | SINGLE CROSSARM
3556099E |  | 14377.46 | 364 | 0280 | POLE, WOOD, 45'
3556099E |  | 74762.84 | 364 | 0300 | POLE, WOOD, 50'
3556099E |  | 5750.98 | 364 | 0320 | POLE, WOOD, 55'
3556099E |  | 20128.45 | 365 | 0010 | CONDUCTOR, ALUMINUM, LESS THAN 4/0
3556099E |  | 143774.77 | 365 | 0020 | CONDUCTOR, ALUMINUM, 4/0 AND GREATER
3556110E | 656259.47 |  |  |  | 2021MMCK011DA P1 COIT RD NEW B | 2021MMCK011DAN P2 SWITCHES | 2022-05-19
3556110E |  | 39375.55 | 364 | 0001 | SINGLE CROSSARM
3556110E |  | 39375.55 | 364 | 0280 | POLE, WOOD, 45'
3556110E |  | 13125.17 | 364 | 0300 | POLE, WOOD, 50'
3556110E |  | 6562.57 | 364 | 0320 | POLE, WOOD, 55'
3556110E |  | 6562.57 | 364 | 0335 | POLE, WOOD, 60'
3556110E |  | 13125.17 | 365 | 0010 | CONDUCTOR, ALUMINUM, LESS THAN 4/0
3556110E |  | 105001.49 | 365 | 0020 | CONDUCTOR, ALUMINUM, 4/0 AND GREATER
3556110E |  | 32812.96 | 365 | 6010 | AIRBREAK SWITCH, WITH OR WITHOUT OPERATOR
3556110E |  | 72188.52 | 365 | 6015 | RECLOSER,SINGLE PHASE,13.2KV AND UNDER,0-3000 AMP
3556110E |  | 78751.12 | 366 | 1010 | CONDUIT
3556110E |  | 236253.63 | 367 | 0025 | CONDUCTOR, ALUMINUM, 4/0 AND GREATER
3556110E |  | 13125.17 | 367 | 0100 | FAULT INDICATOR
3556111E | 1138025.61 |  |  |  | AND NGL WATER SOLUTIONS SALTY | AND NGL WATER SOLUTIONS SALTY DOG ADDED LOAD OFFSITE 1-AF-BG | 2022-11-02
3556111E |  | 113802.56 | 364 | 0001 | SINGLE CROSSARM
3556111E |  | 11380.25 | 364 | 0260 | POLE, WOOD, 40'
3556111E |  | 11380.25 | 364 | 0280 | POLE, WOOD, 45'
3556111E |  | 273126.14 | 364 | 0300 | POLE, WOOD, 50'
3556111E |  | 68281.53 | 365 | 0010 | CONDUCTOR, ALUMINUM, LESS THAN 4/0
3556111E |  | 580393.09 | 365 | 0020 | CONDUCTOR, ALUMINUM, 4/0 AND GREATER
3556111E |  | 22760.51 | 365 | 6010 | AIRBREAK SWITCH, WITH OR WITHOUT OPERATOR
3556111E |  | 56901.28 | 365 | 6030 | RECLOSER,2 OR 3 PHASE,OVER 13.2KV,0-3000 AMP
3556115E | 630455.62 |  |  |  | AND NGL WATER SOLUTIONS SALTY | AND NGL WATER SOLUTIONS SALTY DOG ADDED LOAD OFFSITE 3-AF-BG | 2022-10-26
3556115E |  | 56741 | 364 | 0001 | SINGLE CROSSARM
3556115E |  | 6304.55 | 364 | 0260 | POLE, WOOD, 40'
3556115E |  | 6304.55 | 364 | 0280 | POLE, WOOD, 45'
3556115E |  | 163918.45 | 364 | 0300 | POLE, WOOD, 50'
3556115E |  | 6304.55 | 364 | 0320 | POLE, WOOD, 55'
3556115E |  | 50436.44 | 365 | 0010 | CONDUCTOR, ALUMINUM, LESS THAN 4/0
3556115E |  | 340446.08 | 365 | 0020 | CONDUCTOR, ALUMINUM, 4/0 AND GREATER
3556370E | 117793.68 |  |  |  | RRK: OFFST 2021-0981 EXACO - 1 | RRK: OFFST 2021-0981 EXACO - 16121 IMPACT WAY, PFLGV - LS | 2022-05-09
3556370E |  | 17669.04 | 366 | 1010 | CONDUIT
3556370E |  | 4711.73 | 366 | 1410 | PADS OR FOUNDATIONS, MEDIUM, 50-100 SQ FT
3556370E |  | 32982.21 | 367 | 0020 | CONDUCTOR, ALUMINUM, LESS THEN 4/0
3556370E |  | 1177.91 | 367 | 0100 | FAULT INDICATOR
3556370E |  | 61252.79 | 367 | 5190 | SWITCHGEAR, PADMOUNT, 25KV
3556456E | 405044.28 |  |  |  | BGS H2O MIDSTREAM BEACH SWD PM | BGS H2O MIDSTREAM BEACH SWD PME ADDED LOAD OFFSITE-MB-PE | 2022-03-30
3556456E |  | 36453.96 | 364 | 0001 | SINGLE CROSSARM
3556456E |  | 145815.92 | 364 | 0300 | POLE, WOOD, 50'
3556456E |  | 32403.51 | 365 | 0010 | CONDUCTOR, ALUMINUM, LESS THAN 4/0
3556456E |  | 190370.89 | 365 | 0020 | CONDUCTOR, ALUMINUM, 4/0 AND GREATER
3556476E | 258890.75 |  |  |  | BIG SM ENERGY VIZINNI PME ADDE | BIG SM ENERGY VIZINNI PME ADDED LOAD OFFSITE-AG-PWR | 2022-09-28
3556476E |  | 56955.96 | 364 | 0001 | SINGLE CROSSARM
3556476E |  | 7766.71 | 364 | 0260 | POLE, WOOD, 40'
3556476E |  | 46600.33 | 364 | 0280 | POLE, WOOD, 45'
3556476E |  | 28477.98 | 364 | 0320 | POLE, WOOD, 55'
3556476E |  | 119089.77 | 365 | 5650 | DIST AUTOMATION CONTROL OVERHEAD
3556508E | 108475.18 |  |  |  | KRT LISSO TEMP OVERHEAD FEED | KRT LISSO TEMP OVERHEAD FEED | 2022-08-23
3556508E |  | 17356.02 | 364 | 0001 | SINGLE CROSSARM
3556508E |  | 49898.62 | 364 | 0280 | POLE, WOOD, 45'
3556508E |  | 33627.3 | 365 | 0010 | CONDUCTOR, ALUMINUM, LESS THAN 4/0
3556508E |  | 3254.24 | 366 | 1010 | CONDUIT
3556508E |  | 4339 | 367 | 0025 | CONDUCTOR, ALUMINUM, 4/0 AND GREATER
3556639E | 280780.28 |  |  |  | MDL PIONEER CRESPI RANCH PME O | MDL PIONEER CRESPI RANCH PME OFF SITE NEW BUILD CNC-BG | 2022-11-08
3556639E |  | 36501.44 | 364 | 0001 | SINGLE CROSSARM
3556639E |  | 2807.8 | 364 | 0280 | POLE, WOOD, 45'
3556639E |  | 8423.41 | 364 | 0300 | POLE, WOOD, 50'
3556639E |  | 22462.42 | 364 | 0320 | POLE, WOOD, 55'
3556639E |  | 165660.36 | 365 | 0020 | CONDUCTOR, ALUMINUM, 4/0 AND GREATER
3556639E |  | 16846.82 | 366 | 1010 | CONDUIT
3556639E |  | 25270.23 | 367 | 0025 | CONDUCTOR, ALUMINUM, 4/0 AND GREATER
3556639E |  | 2807.8 | 367 | 0100 | FAULT INDICATOR
3556679E | 104827.72 |  |  |  | FWN PMP AGING POLE ASSET LIFE | FWN PMP AGING POLE ASSET LIFE EXT RESTORATION WR 1 | 2022-07-08
3556679E |  | 104827.72 | 364 | 0280 | POLE, WOOD, 45'
3556946E | 165848.19 |  |  |  | TER-21-P090-VP-TER-TRLSW1203-T | TER-21-P090-VP-TER-TRLSW1203-TRLSW1204-DA-PWR | 2022-08-17
3556946E |  | 1658.45 | 364 | 0001 | SINGLE CROSSARM
3556946E |  | 8292.39 | 364 | 0335 | POLE, WOOD, 60'
3556946E |  | 6633.9 | 365 | 5635 | DIST AUTOMATION REPEATER OVERHEAD
3556946E |  | 8292.39 | 365 | 5645 | DIST AUTOMATION COMMUNICATION UNIT RF OH
3556946E |  | 34828.09 | 365 | 5650 | DIST AUTOMATION CONTROL OVERHEAD
3556946E |  | 16584.8 | 365 | 5660 | DIST AUTOMATION POWER SUPPLY UNIT OH
3556946E |  | 89558.17 | 365 | 6000 | DIST AUTOMATION SWITCH OVERHEAD
3556949E | 283357.56 |  |  |  | DNO-21-P101-TD-DNO-NHNSW0008-C | DNO-21-P101-TD-DNO-NHNSW0008-COTRD0006-DA-PWR | 2022-03-16
3556949E |  | 2833.56 | 364 | 0001 | SINGLE CROSSARM
3556949E |  | 19835.02 | 364 | 0335 | POLE, WOOD, 60'
3556949E |  | 28335.75 | 365 | 5635 | DIST AUTOMATION REPEATER OVERHEAD
3556949E |  | 14167.88 | 365 | 5645 | DIST AUTOMATION COMMUNICATION UNIT RF OH
3556949E |  | 59505.08 | 365 | 5650 | DIST AUTOMATION CONTROL OVERHEAD
3556949E |  | 158680.27 | 365 | 6000 | DIST AUTOMATION SWITCH OVERHEAD
3556951E | 267481.09 |  |  |  | PLA-21-P103-UP-MCK-REAST1502-R | PLA-21-P103-UP-MCK-REAST1502-REAST1505-DA-PWR | 2022-02-07
3556951E |  | 5349.6 | 364 | 0001 | SINGLE CROSSARM
3556951E |  | 16048.85 | 364 | 0335 | POLE, WOOD, 60'
3556951E |  | 24073.27 | 365 | 5635 | DIST AUTOMATION REPEATER OVERHEAD
3556951E |  | 13374.04 | 365 | 5645 | DIST AUTOMATION COMMUNICATION UNIT RF OH
3556951E |  | 50821.39 | 365 | 5650 | DIST AUTOMATION CONTROL OVERHEAD
3556951E |  | 24073.27 | 365 | 5660 | DIST AUTOMATION POWER SUPPLY UNIT OH
3556951E |  | 133740.67 | 365 | 6000 | DIST AUTOMATION SWITCH OVERHEAD
3556954E | 593795.82 |  |  |  | FBR-21-P105-TM-FBR-IRVVV2801,2 | FBR-21-P105-TM-FBR-IRVVV2801,2802-LIGSW1603,1607-DA-PWR | 2022-03-22
3556954E |  | 5937.96 | 364 | 0001 | SINGLE CROSSARM
3556954E |  | 29689.78 | 364 | 0335 | POLE, WOOD, 60'
3556954E |  | 17813.85 | 365 | 5635 | DIST AUTOMATION REPEATER OVERHEAD
3556954E |  | 29689.78 | 365 | 5645 | DIST AUTOMATION COMMUNICATION UNIT RF OH
3556954E |  | 142510.99 | 365 | 5650 | DIST AUTOMATION CONTROL OVERHEAD
3556954E |  | 368153.46 | 365 | 6000 | DIST AUTOMATION SWITCH OVERHEAD
3556958E | 247459.8 |  |  |  | DSW-21-P111-TJ-DSW-STAUG0005-S | DSW-21-P111-TJ-DSW-STAUG0005-STAUG0008-MRDCK0003-DA-PWR | 2022-02-11
3556958E |  | 2474.58 | 364 | 0001 | SINGLE CROSSARM
3556958E |  | 9898.38 | 364 | 0335 | POLE, WOOD, 60'
3556958E |  | 2474.58 | 365 | 0010 | CONDUCTOR, ALUMINUM, LESS THAN 4/0
3556958E |  | 12372.98 | 365 | 5645 | DIST AUTOMATION COMMUNICATION UNIT RF OH
3556958E |  | 54441.14 | 365 | 5650 | DIST AUTOMATION CONTROL OVERHEAD
3556958E |  | 24745.96 | 365 | 5660 | DIST AUTOMATION POWER SUPPLY UNIT OH
3556958E |  | 141052.18 | 365 | 6000 | DIST AUTOMATION SWITCH OVERHEAD
3556961E | 364859.07 |  |  |  | DSW-21-P112-TI-DSW-STAUG0002-S | DSW-21-P112-TI-DSW-STAUG0002-STAUG0007-STAUG0003-DA-PWR | 2022-03-04
3556961E |  | 3648.59 | 364 | 0001 | SINGLE CROSSARM
3556961E |  | 14594.36 | 364 | 0335 | POLE, WOOD, 60'
3556961E |  | 10945.77 | 365 | 5635 | DIST AUTOMATION REPEATER OVERHEAD
3556961E |  | 18242.95 | 365 | 5645 | DIST AUTOMATION COMMUNICATION UNIT RF OH
3556961E |  | 76620.41 | 365 | 5650 | DIST AUTOMATION CONTROL OVERHEAD
3556961E |  | 36485.9 | 365 | 5660 | DIST AUTOMATION POWER SUPPLY UNIT OH
3556961E |  | 204321.09 | 365 | 6000 | DIST AUTOMATION SWITCH OVERHEAD
3556963E | 211158.01 |  |  |  | TEM-21-P132-VK-TEM-TMPSE1503-T | TEM-21-P132-VK-TEM-TMPSE1503-TMPLE1201-DA-PWR | 2022-08-31
3556963E |  | 2111.56 | 364 | 0001 | SINGLE CROSSARM
3556963E |  | 16892.62 | 364 | 0335 | POLE, WOOD, 60'
3556963E |  | 2111.56 | 365 | 0010 | CONDUCTOR, ALUMINUM, LESS THAN 4/0
3556963E |  | 31673.69 | 365 | 5635 | DIST AUTOMATION REPEATER OVERHEAD
3556963E |  | 8446.3 | 365 | 5645 | DIST AUTOMATION COMMUNICATION UNIT RF OH
3556963E |  | 35896.85 | 365 | 5650 | DIST AUTOMATION CONTROL OVERHEAD
3556963E |  | 16892.62 | 365 | 5660 | DIST AUTOMATION POWER SUPPLY UNIT OH
3556963E |  | 97132.81 | 365 | 6000 | DIST AUTOMATION SWITCH OVERHEAD
3556965E | 233785.27 |  |  |  | AND-21-P133-MR-AND-ANDNR2211-A | AND-21-P133-MR-AND-ANDNR2211-ANDNR2231-DA-PWR | 2022-12-29
3556965E |  | 2337.85 | 364 | 0001 | SINGLE CROSSARM
3556965E |  | 7013.55 | 364 | 0335 | POLE, WOOD, 60'
3556965E |  | 2337.85 | 365 | 0010 | CONDUCTOR, ALUMINUM, LESS THAN 4/0
3556965E |  | 11689.26 | 365 | 5635 | DIST AUTOMATION REPEATER OVERHEAD
3556965E |  | 11689.26 | 365 | 5645 | DIST AUTOMATION COMMUNICATION UNIT RF OH
3556965E |  | 49094.9 | 365 | 5650 | DIST AUTOMATION CONTROL OVERHEAD
3556965E |  | 21040.67 | 365 | 5660 | DIST AUTOMATION POWER SUPPLY UNIT OH
3556965E |  | 128581.93 | 365 | 6000 | DIST AUTOMATION SWITCH OVERHEAD
3556980E | 565637.63 |  |  |  | TER MMP CDMIL1201 2021 PLANNED | TER MMP CDMIL1201 2021 PLANNED FDR MAINT | 2022-06-27
3556980E |  | 152722.15 | 364 | 0001 | SINGLE CROSSARM
3556980E |  | 50907.38 | 364 | 0240 | POLE, WOOD, 35'
3556980E |  | 362008.1 | 364 | 0260 | POLE, WOOD, 40'
3557025E | 122081.34 |  |  |  | ARL/ARL - TOWN AT ARLINGTON - | ARL/ARL - TOWN AT ARLINGTON - 5900 US HWY 287, ARLINGTON/AW | 2022-12-31
3557025E |  | 1220.81 | 364 | 0001 | SINGLE CROSSARM
3557025E |  | 4883.25 | 364 | 0260 | POLE, WOOD, 40'
3557025E |  | 32961.96 | 366 | 1010 | CONDUIT
3557025E |  | 18312.2 | 366 | 1400 | PADS OR FOUNDATIONS, SMALL, LESS THAN 50 SQ FT
3557025E |  | 47611.74 | 367 | 0020 | CONDUCTOR, ALUMINUM, LESS THEN 4/0
3557025E |  | 4883.25 | 367 | 0100 | FAULT INDICATOR
3557025E |  | 8545.69 | 369 | 1100 | SERVICE, UNDERGROUND, 4/0 AND LESS, SINGLE PHASE
3557025E |  | 3662.44 | 369 | 1200 | SERVICE, UNDERGROUND, GREATER THAN 4/0, SINGLE PH
3557041E | 130429.47 |  |  |  | 2022NPAR202 PARIS NORTH 1404 U | 2022NPAR202 PARIS NORTH 1404 UG RADIAL TAP P1-S1 | 2022-03-17
3557041E |  | 5217.15 | 364 | 0001 | SINGLE CROSSARM
3557041E |  | 31303.05 | 365 | 0010 | CONDUCTOR, ALUMINUM, LESS THAN 4/0
3557041E |  | 92605 | 365 | 6015 | RECLOSER,SINGLE PHASE,13.2KV AND UNDER,0-3000 AMP
3557041E |  | 1304.27 | 367 | 0020 | CONDUCTOR, ALUMINUM, LESS THEN 4/0
3557124E | 217843.72 |  |  |  | 2022MFWE101 ROCKY CREEK SUB P1 | 2022MFWE101 ROCKY CREEK SUB P1 P2-S3 S5 L1 | 2022-06-03
3557124E |  | 2178.41 | 365 | 0010 | CONDUCTOR, ALUMINUM, LESS THAN 4/0
3557124E |  | 17427.48 | 366 | 1010 | CONDUIT
3557124E |  | 193880.98 | 367 | 0025 | CONDUCTOR, ALUMINUM, 4/0 AND GREATER
3557124E |  | 4356.85 | 367 | 0100 | FAULT INDICATOR
3557162E | 339645.05 |  |  |  | DES-MANHARD-SOUTHRIDGE OFFSITE | DES-MANHARD-SOUTHRIDGE OFFSITE-NEW BUILD 1- SUNRISE RD | 2022-06-22
3557162E |  | 20378.68 | 364 | 0001 | SINGLE CROSSARM
3557162E |  | 67928.99 | 364 | 0280 | POLE, WOOD, 45'
3557162E |  | 3396.43 | 364 | 0300 | POLE, WOOD, 50'
3557162E |  | 3396.43 | 364 | 0320 | POLE, WOOD, 55'
3557162E |  | 91704.13 | 364 | 0330 | POLE, CONCRETE, 55'
3557162E |  | 13585.78 | 364 | 0345 | POLE, OTHER, 60'
3557162E |  | 13585.78 | 365 | 0010 | CONDUCTOR, ALUMINUM, LESS THAN 4/0
3557162E |  | 125668.83 | 365 | 0020 | CONDUCTOR, ALUMINUM, 4/0 AND GREATER
3557259E | 755025.85 |  |  |  | 2022MIRV003 INWOOD RD SUB P2 S | 2022MIRV003 INWOOD RD SUB P2 S13 S25 | 2022-09-19
3557259E |  | 135904.64 | 364 | 0001 | SINGLE CROSSARM
3557259E |  | 30201.02 | 364 | 0290 | POLE, CONCRETE, 45'
3557259E |  | 113253.85 | 364 | 0300 | POLE, WOOD, 50'
3557259E |  | 120804.12 | 364 | 0320 | POLE, WOOD, 55'
3557259E |  | 67952.31 | 364 | 0335 | POLE, WOOD, 60'
3557259E |  | 7550.23 | 365 | 0010 | CONDUCTOR, ALUMINUM, LESS THAN 4/0
3557259E |  | 234058.24 | 365 | 0020 | CONDUCTOR, ALUMINUM, 4/0 AND GREATER
3557259E |  | 22650.75 | 365 | 6010 | AIRBREAK SWITCH, WITH OR WITHOUT OPERATOR
3557259E |  | 7550.23 | 367 | 0020 | CONDUCTOR, ALUMINUM, LESS THEN 4/0
3557259E |  | 7550.23 | 369 | 1100 | SERVICE, UNDERGROUND, 4/0 AND LESS, SINGLE PHASE
3557259E |  | 7550.23 | 369 | 1400 | SERVICE, UNDERGROUND, GREATER THAN 4/0, 3 PHASES
3557285E | 257419.19 |  |  |  | HEB/GPV/OFFSITE TO ELAN PRESER | HEB/GPV/OFFSITE TO ELAN PRESERVE/RLH | 2022-06-13
3557285E |  | 12870.95 | 366 | 1100 | PRIMARY BOX
3557285E |  | 157025.72 | 367 | 0025 | CONDUCTOR, ALUMINUM, 4/0 AND GREATER
3557285E |  | 87522.52 | 367 | 5190 | SWITCHGEAR, PADMOUNT, 25KV
3557320E | 252632.63 |  |  |  | 2022MWAX003 MIDLOTHIAN 1003 P1 | 2022MWAX003 MIDLOTHIAN 1003 P1 S1,S3 | 2022-05-16
3557320E |  | 7578.97 | 364 | 0001 | SINGLE CROSSARM
3557320E |  | 106105.75 | 364 | 0280 | POLE, WOOD, 45'
3557320E |  | 5052.64 | 364 | 0300 | POLE, WOOD, 50'
3557320E |  | 2526.32 | 365 | 0010 | CONDUCTOR, ALUMINUM, LESS THAN 4/0
3557320E |  | 85895.09 | 365 | 0020 | CONDUCTOR, ALUMINUM, 4/0 AND GREATER
3557320E |  | 42947.54 | 365 | 6015 | RECLOSER,SINGLE PHASE,13.2KV AND UNDER,0-3000 AMP
3557320E |  | 2526.32 | 367 | 0020 | CONDUCTOR, ALUMINUM, LESS THEN 4/0
3557325E | 223592.81 |  |  |  | 2022MWAX003 MIDLOTHIAN 1003 P1 | 2022MWAX003 MIDLOTHIAN 1003 P1 S1 | 2022-08-30
3557325E |  | 29067.05 | 364 | 0001 | SINGLE CROSSARM
3557325E |  | 4471.83 | 364 | 0260 | POLE, WOOD, 40'
3557325E |  | 93908.97 | 364 | 0280 | POLE, WOOD, 45'
3557325E |  | 96144.96 | 365 | 0020 | CONDUCTOR, ALUMINUM, 4/0 AND GREATER
3557330E | 106101.97 |  |  |  | 2022MWAX003 MIDLOTHIAN 1003 PS | 2022MWAX003 MIDLOTHIAN 1003 PS S2 S4-S7 | 2022-08-16
3557330E |  | 18037.31 | 364 | 0001 | SINGLE CROSSARM
3557330E |  | 8488.13 | 364 | 0280 | POLE, WOOD, 45'
3557330E |  | 35013.75 | 364 | 0300 | POLE, WOOD, 50'
3557330E |  | 10610.17 | 365 | 0020 | CONDUCTOR, ALUMINUM, 4/0 AND GREATER
3557330E |  | 33952.61 | 365 | 6010 | AIRBREAK SWITCH, WITH OR WITHOUT OPERATOR
3557334E | 500000.78 |  |  |  | 2022MWAX204 RICE 0208 P1 S1 | 2022MWAX204 RICE 0208 P1 S1 | 2022-10-11
3557334E |  | 45000.05 | 364 | 0001 | SINGLE CROSSARM
3557334E |  | 155000.22 | 364 | 0280 | POLE, WOOD, 45'
3557334E |  | 5000 | 364 | 0300 | POLE, WOOD, 50'
3557334E |  | 295000.51 | 365 | 0020 | CONDUCTOR, ALUMINUM, 4/0 AND GREATER
3557364E | 127110.74 |  |  |  | 2022 MIRV003 INWOOD RD SUB P2 | 2022 MIRV003 INWOOD RD SUB P2 S21 S29 | 2022-07-14
3557364E |  | 25422.14 | 364 | 0001 | SINGLE CROSSARM
3557364E |  | 30506.57 | 364 | 0320 | POLE, WOOD, 55'
3557364E |  | 21608.81 | 364 | 0335 | POLE, WOOD, 60'
3557364E |  | 49573.22 | 365 | 0020 | CONDUCTOR, ALUMINUM, 4/0 AND GREATER
3557411E | 181610.43 |  |  |  | 2022MVIR003 INWOOD RD SUB P2 S | 2022MVIR003 INWOOD RD SUB P2 S12 S14-S16 S22-S25 S27 S30-S32 | 2022-10-25
3557411E |  | 7264.41 | 364 | 0001 | SINGLE CROSSARM
3557411E |  | 10896.62 | 364 | 0300 | POLE, WOOD, 50'
3557411E |  | 3632.2 | 364 | 0320 | POLE, WOOD, 55'
3557411E |  | 88989.17 | 365 | 6010 | AIRBREAK SWITCH, WITH OR WITHOUT OPERATOR
3557411E |  | 3632.2 | 366 | 1010 | CONDUIT
3557411E |  | 12712.72 | 367 | 0025 | CONDUCTOR, ALUMINUM, 4/0 AND GREATER
3557411E |  | 3632.2 | 367 | 0100 | FAULT INDICATOR
3557411E |  | 50850.91 | 367 | 5190 | SWITCHGEAR, PADMOUNT, 25KV
3557445E | 263883.27 |  |  |  | 2022NTYL103 VAN FEEDER 1501 P1 | 2022NTYL103 VAN FEEDER 1501 P1 S10 | 2022-03-07
3557445E |  | 5277.65 | 364 | 0001 | SINGLE CROSSARM
3557445E |  | 129302.95 | 364 | 0280 | POLE, WOOD, 45'
3557445E |  | 23749.47 | 364 | 0300 | POLE, WOOD, 50'
3557445E |  | 7916.47 | 364 | 0320 | POLE, WOOD, 55'
3557445E |  | 34304.8 | 365 | 0010 | CONDUCTOR, ALUMINUM, LESS THAN 4/0
3557445E |  | 55415.46 | 365 | 0020 | CONDUCTOR, ALUMINUM, 4/0 AND GREATER
3557445E |  | 5277.65 | 366 | 1010 | CONDUIT
3557445E |  | 2638.82 | 367 | 0020 | CONDUCTOR, ALUMINUM, LESS THEN 4/0
3557473E | 321655.3 |  |  |  | GRH IVANS1612 HB4150 POSSUM KI | GRH IVANS1612 HB4150 POSSUM KING 1 2 3 11 13 16 23 | 2022-01-03
3557473E |  | 41815.18 | 364 | 0001 | SINGLE CROSSARM
3557473E |  | 16082.76 | 364 | 0320 | POLE, WOOD, 55'
3557473E |  | 112579.38 | 364 | 0335 | POLE, WOOD, 60'
3557473E |  | 32165.53 | 364 | 0365 | POLE, WOOD, 70'
3557473E |  | 77197.27 | 365 | 0020 | CONDUCTOR, ALUMINUM, 4/0 AND GREATER
3557473E |  | 41815.18 | 367 | 0020 | CONDUCTOR, ALUMINUM, LESS THEN 4/0
3557474E | 1880700.15 |  |  |  | FTW 2021MFWE083R02 STUART SUB | FTW DIST: BRYAN AVE SUB -- FEEDER EXITS--CIVIL | 2022-05-15
3557474E |  | 56420.97 | 364 | 0001 | SINGLE CROSSARM
3557474E |  | 131648.98 | 364 | 0280 | POLE, WOOD, 45'
3557474E |  | 18806.97 | 364 | 0300 | POLE, WOOD, 50'
3557474E |  | 37613.98 | 366 | 1025 | DUCT BANK, 2 - 4 HOLES
3557474E |  | 451368.02 | 366 | 1030 | DUCT BANK, 5 - 8 HOLES
3557474E |  | 1166034.26 | 366 | 1240 | MANHOLE, OVER 400 CU FT
3557474E |  | 18806.97 | 367 | 0020 | CONDUCTOR, ALUMINUM, LESS THEN 4/0
3557570E | 354059.92 |  |  |  | CLE ALV: PARKS OF ALVARADO PHA | CLE ALV: PARKS OF ALVARADO PHASE 3 - GS/ | 2022-12-31
3557570E |  | 127461.57 | 366 | 1010 | CONDUIT
3557570E |  | 38946.59 | 366 | 1150 | SECONDARY BOX
3557570E |  | 3540.6 | 366 | 1200 | MANHOLE, 0-100 CU FT
3557570E |  | 17703 | 366 | 1400 | PADS OR FOUNDATIONS, SMALL, LESS THAN 50 SQ FT
3557570E |  | 84974.38 | 367 | 0020 | CONDUCTOR, ALUMINUM, LESS THEN 4/0
3557570E |  | 38946.59 | 367 | 0025 | CONDUCTOR, ALUMINUM, 4/0 AND GREATER
3557570E |  | 7081.2 | 367 | 0100 | FAULT INDICATOR
3557570E |  | 3540.6 | 373 | 0025 | CONDUCTOR, ALUMINUM, UNDERGROUND
3557570E |  | 3540.6 | 373 | 1200 | LUMINAIRE, OTHER, 100W
3557570E |  | 3540.6 | 373 | 1375 | CONDUIT
3557570E |  | 24784.19 | 373 | 1520 | STANDARD, METAL, ABOVE 25'
3557576E | 128058.52 |  |  |  | CLE ALV: PARKS OF ALVARADO PHA | CLE ALV: PARKS OF ALVARADO PHASE 2- GS/ | 2022-10-24
3557576E |  | 37136.96 | 366 | 1010 | CONDUIT
3557576E |  | 14086.42 | 366 | 1150 | SECONDARY BOX
3557576E |  | 3841.74 | 366 | 1200 | MANHOLE, 0-100 CU FT
3557576E |  | 5122.33 | 366 | 1400 | PADS OR FOUNDATIONS, SMALL, LESS THAN 50 SQ FT
3557576E |  | 39698.28 | 367 | 0020 | CONDUCTOR, ALUMINUM, LESS THEN 4/0
3557576E |  | 15367.01 | 367 | 0025 | CONDUCTOR, ALUMINUM, 4/0 AND GREATER
3557576E |  | 1280.57 | 367 | 0100 | FAULT INDICATOR
3557576E |  | 1280.57 | 373 | 0025 | CONDUCTOR, ALUMINUM, UNDERGROUND
3557576E |  | 1280.57 | 373 | 1200 | LUMINAIRE, OTHER, 100W
3557576E |  | 1280.57 | 373 | 1375 | CONDUIT
3557576E |  | 7683.5 | 373 | 1520 | STANDARD, METAL, ABOVE 25'
3557816E | 2130756.03 |  |  |  | BWD BRNWD1204 HB4150LAKEXING L | BWD BRNWD1204 HB4150LAKEXING LAKE BROWNWOOD | 2022-07-27
3557816E |  | 127845.34 | 364 | 0001 | SINGLE CROSSARM
3557816E |  | 21307.54 | 364 | 0260 | POLE, WOOD, 40'
3557816E |  | 85230.21 | 364 | 0280 | POLE, WOOD, 45'
3557816E |  | 85230.21 | 364 | 0300 | POLE, WOOD, 50'
3557816E |  | 63922.66 | 364 | 0320 | POLE, WOOD, 55'
3557816E |  | 149152.9 | 364 | 0335 | POLE, WOOD, 60'
3557816E |  | 42615.09 | 364 | 0350 | POLE, WOOD, 65'
3557816E |  | 106537.78 | 364 | 0365 | POLE, WOOD, 70'
3557816E |  | 127845.34 | 364 | 0410 | POLE, WOOD, 85'
3557816E |  | 319613.38 | 364 | 0450 | POLE, OTHER, 95'
3557816E |  | 85230.21 | 365 | 0010 | CONDUCTOR, ALUMINUM, LESS THAN 4/0
3557816E |  | 553996.96 | 365 | 0020 | CONDUCTOR, ALUMINUM, 4/0 AND GREATER
3557816E |  | 85230.21 | 366 | 1010 | CONDUIT
3557816E |  | 213075.58 | 367 | 0025 | CONDUCTOR, ALUMINUM, 4/0 AND GREATER
3557816E |  | 21307.54 | 367 | 0100 | FAULT INDICATOR
3557816E |  | 21307.54 | 369 | 0100 | SERVICE, OVERHEAD, 4/0 AND LESS, SINGLE PHASE
3557816E |  | 21307.54 | 369 | 1100 | SERVICE, UNDERGROUND, 4/0 AND LESS, SINGLE PHASE
3557933E | 113271.52 |  |  |  | RRK: OFFSITE HARVEST RIDGE PH | RRK: OFFSITE HARVEST RIDGE PH 1 - JK/RK | 2022-10-28
3557933E |  | 45308.62 | 366 | 1010 | CONDUIT
3557933E |  | 11327.15 | 366 | 1100 | PRIMARY BOX
3557933E |  | 2265.43 | 366 | 1410 | PADS OR FOUNDATIONS, MEDIUM, 50-100 SQ FT
3557933E |  | 26052.45 | 367 | 0025 | CONDUCTOR, ALUMINUM, 4/0 AND GREATER
3557933E |  | 1132.71 | 367 | 0100 | FAULT INDICATOR
3557933E |  | 27185.16 | 367 | 5190 | SWITCHGEAR, PADMOUNT, 25KV
3557979E | 546511.1 |  |  |  | DES/WAX - SHEPPARDS PLACE PH 2 | DES/WAX - SHEPPARDS PLACE PH 2 - WAXAHACHIE - NH | 2022-10-14
3557979E |  | 5465.1 | 364 | 0001 | SINGLE CROSSARM
3557979E |  | 131162.65 | 366 | 1010 | CONDUIT
3557979E |  | 32790.66 | 366 | 1150 | SECONDARY BOX
3557979E |  | 10930.21 | 366 | 1200 | MANHOLE, 0-100 CU FT
3557979E |  | 21860.43 | 366 | 1400 | PADS OR FOUNDATIONS, SMALL, LESS THAN 50 SQ FT
3557979E |  | 158488.32 | 367 | 0020 | CONDUCTOR, ALUMINUM, LESS THEN 4/0
3557979E |  | 54651.11 | 367 | 0025 | CONDUCTOR, ALUMINUM, 4/0 AND GREATER
3557979E |  | 5465.1 | 367 | 0100 | FAULT INDICATOR
3557979E |  | 5465.1 | 373 | 0025 | CONDUCTOR, ALUMINUM, UNDERGROUND
3557979E |  | 43720.88 | 373 | 1250 | LUMINAIRE, LED, 40W TO 150W
3557979E |  | 5465.1 | 373 | 1375 | CONDUIT
3557979E |  | 71046.44 | 373 | 1515 | STANDARD, METAL, 25' AND UNDER
3558003E | 154667.58 |  |  |  | FBR AUTO 2022-P-022-PE-CRLCC27 | FBR AUTO 2022-P-022-PE-CRLCC2704-CRLTR2006-DA | 2022-04-30
3558003E |  | 1546.65 | 364 | 0001 | SINGLE CROSSARM
3558003E |  | 7733.36 | 364 | 0335 | POLE, WOOD, 60'
3558003E |  | 1546.65 | 365 | 0010 | CONDUCTOR, ALUMINUM, LESS THAN 4/0
3558003E |  | 10826.69 | 365 | 5635 | DIST AUTOMATION REPEATER OVERHEAD
3558003E |  | 7733.36 | 365 | 5645 | DIST AUTOMATION COMMUNICATION UNIT RF OH
3558003E |  | 30933.49 | 365 | 5650 | DIST AUTOMATION CONTROL OVERHEAD
3558003E |  | 13920.05 | 365 | 5660 | DIST AUTOMATION POWER SUPPLY UNIT OH
3558003E |  | 80427.33 | 365 | 6000 | DIST AUTOMATION SWITCH OVERHEAD
3558006E | 240446.74 |  |  |  | FBR AUTO 2022-P-023-XV-CRLJL15 | FBR AUTO 2022-P-023-XV-CRLJL1504-CRLTR2007-DA | 2022-07-07
3558006E |  | 2404.46 | 364 | 0001 | SINGLE CROSSARM
3558006E |  | 12022.32 | 364 | 0335 | POLE, WOOD, 60'
3558006E |  | 4808.93 | 365 | 5635 | DIST AUTOMATION REPEATER OVERHEAD
3558006E |  | 12022.32 | 365 | 5645 | DIST AUTOMATION COMMUNICATION UNIT RF OH
3558006E |  | 50493.8 | 365 | 5650 | DIST AUTOMATION CONTROL OVERHEAD
3558006E |  | 24044.66 | 365 | 5660 | DIST AUTOMATION POWER SUPPLY UNIT OH
3558006E |  | 134650.25 | 365 | 6000 | DIST AUTOMATION SWITCH OVERHEAD
3558007E | 223964.3 |  |  |  | FBR AUTO 2022-P-024-XU-COLNY24 | FBR AUTO 2022-P-024-XU-COLNY2403-COLNY2404-DA | 2022-06-06
3558007E |  | 2239.64 | 364 | 0001 | SINGLE CROSSARM
3558007E |  | 4479.28 | 364 | 0300 | POLE, WOOD, 50'
3558007E |  | 2239.64 | 364 | 0335 | POLE, WOOD, 60'
3558007E |  | 13437.86 | 365 | 5645 | DIST AUTOMATION COMMUNICATION UNIT RF OH
3558007E |  | 47032.5 | 365 | 5650 | DIST AUTOMATION CONTROL OVERHEAD
3558007E |  | 22396.43 | 365 | 5660 | DIST AUTOMATION POWER SUPPLY UNIT OH
3558007E |  | 132138.95 | 365 | 6000 | DIST AUTOMATION SWITCH OVERHEAD
3558011E | 251344.31 |  |  |  | FBR AUTO 2022-P-025-ZW-ADISN16 | FBR AUTO 2022-P-025-ZW-ADISN1601-FRMBG1751-DA | 2022-07-08
3558011E |  | 2513.41 | 364 | 0001 | SINGLE CROSSARM
3558011E |  | 5026.85 | 364 | 0260 | POLE, WOOD, 40'
3558011E |  | 2513.41 | 364 | 0335 | POLE, WOOD, 60'
3558011E |  | 32674.74 | 365 | 5635 | DIST AUTOMATION REPEATER OVERHEAD
3558011E |  | 12567.19 | 365 | 5645 | DIST AUTOMATION COMMUNICATION UNIT RF OH
3558011E |  | 47755.4 | 365 | 5650 | DIST AUTOMATION CONTROL OVERHEAD
3558011E |  | 20107.51 | 365 | 5660 | DIST AUTOMATION POWER SUPPLY UNIT OH
3558011E |  | 128185.8 | 365 | 6000 | DIST AUTOMATION SWITCH OVERHEAD
3558012E | 169929.85 |  |  |  | FBR AUTO 2022 P 026 ZX COPEL30 | FBR AUTO 2022-P-026-ZX-COPEL3051-CPLSO4311-DA | 2022-04-27
3558012E |  | 1699.29 | 364 | 0001 | SINGLE CROSSARM
3558012E |  | 6797.19 | 364 | 0335 | POLE, WOOD, 60'
3558012E |  | 3398.59 | 364 | 0365 | POLE, WOOD, 70'
3558012E |  | 1699.29 | 365 | 0010 | CONDUCTOR, ALUMINUM, LESS THAN 4/0
3558012E |  | 11895.08 | 365 | 5635 | DIST AUTOMATION REPEATER OVERHEAD
3558012E |  | 8496.49 | 365 | 5645 | DIST AUTOMATION COMMUNICATION UNIT RF OH
3558012E |  | 32286.67 | 365 | 5650 | DIST AUTOMATION CONTROL OVERHEAD
3558012E |  | 15293.68 | 365 | 5660 | DIST AUTOMATION POWER SUPPLY UNIT OH
3558012E |  | 88363.57 | 365 | 6000 | DIST AUTOMATION SWITCH OVERHEAD
3558015E | 148437.89 |  |  |  | FBR AUTO 2022-P-027-ZY-COPEL30 | FBR AUTO 2022-P-027-ZY-COPEL3053-CPLSO4312-DA | 2022-04-02
3558015E |  | 1484.36 | 364 | 0001 | SINGLE CROSSARM
3558015E |  | 4453.11 | 364 | 0335 | POLE, WOOD, 60'
3558015E |  | 8906.24 | 365 | 5645 | DIST AUTOMATION COMMUNICATION UNIT RF OH
3558015E |  | 31171.93 | 365 | 5650 | DIST AUTOMATION CONTROL OVERHEAD
3558015E |  | 14843.77 | 365 | 5660 | DIST AUTOMATION POWER SUPPLY UNIT OH
3558015E |  | 87578.48 | 365 | 6000 | DIST AUTOMATION SWITCH OVERHEAD
3558016E | 393760.14 |  |  |  | FBR AUTO 2022-P-028-ZZ-VLYRN29 | FBR AUTO 2022-P-028-ZZ-VLYRN2953-VLYRN2955-COPEL3055-DA | 2022-08-08
3558016E |  | 3937.58 | 364 | 0001 | SINGLE CROSSARM
3558016E |  | 15750.39 | 364 | 0335 | POLE, WOOD, 60'
3558016E |  | 7875.18 | 365 | 5635 | DIST AUTOMATION REPEATER OVERHEAD
3558016E |  | 19687.98 | 365 | 5645 | DIST AUTOMATION COMMUNICATION UNIT RF OH
3558016E |  | 82689.6 | 365 | 5650 | DIST AUTOMATION CONTROL OVERHEAD
3558016E |  | 35438.39 | 365 | 5660 | DIST AUTOMATION POWER SUPPLY UNIT OH
3558016E |  | 228381.02 | 365 | 6000 | DIST AUTOMATION SWITCH OVERHEAD
3558020E | 285338.5 |  |  |  | MCK AUTO 2022-P-029-AAH-LAVON1 | MCK AUTO 2022-P-029-AAH-LAVON1401-LAVON1402-LAVON1406-DA | 2022-04-28
3558020E |  | 2853.38 | 364 | 0001 | SINGLE CROSSARM
3558020E |  | 8560.15 | 364 | 0335 | POLE, WOOD, 60'
3558020E |  | 2853.38 | 365 | 0010 | CONDUCTOR, ALUMINUM, LESS THAN 4/0
3558020E |  | 17120.31 | 365 | 5645 | DIST AUTOMATION COMMUNICATION UNIT RF OH
3558020E |  | 62774.47 | 365 | 5650 | DIST AUTOMATION CONTROL OVERHEAD
3558020E |  | 28533.85 | 365 | 5660 | DIST AUTOMATION POWER SUPPLY UNIT OH
3558020E |  | 162642.96 | 365 | 6000 | DIST AUTOMATION SWITCH OVERHEAD
3558022E | 355173.77 |  |  |  | MCK AUTO 2022-P-030-AAJ-PWEST1 | MCK AUTO 2022-P-030-AAJ-PWEST1303-PWEST1311-PALRD2204-DA | 2022-12-29
3558022E |  | 7103.47 | 364 | 0001 | SINGLE CROSSARM
3558022E |  | 17758.68 | 364 | 0335 | POLE, WOOD, 60'
3558022E |  | 24862.16 | 365 | 5635 | DIST AUTOMATION REPEATER OVERHEAD
3558022E |  | 17758.68 | 365 | 5645 | DIST AUTOMATION COMMUNICATION UNIT RF OH
3558022E |  | 71034.75 | 365 | 5650 | DIST AUTOMATION CONTROL OVERHEAD
3558022E |  | 31965.63 | 365 | 5660 | DIST AUTOMATION POWER SUPPLY UNIT OH
3558022E |  | 184690.4 | 365 | 6000 | DIST AUTOMATION SWITCH OVERHEAD
3558026E | 233342.14 |  |  |  | MCK AUTO 2022-P-032-AAI-PSHIL1 | MCK AUTO 2022-P-032-AAI-PSHIL1602-PSHIL1603-DA | 2022-05-11
3558026E |  | 2333.41 | 364 | 0001 | SINGLE CROSSARM
3558026E |  | 7000.24 | 364 | 0335 | POLE, WOOD, 60'
3558026E |  | 14000.51 | 365 | 5645 | DIST AUTOMATION COMMUNICATION UNIT RF OH
3558026E |  | 51335.25 | 365 | 5650 | DIST AUTOMATION CONTROL OVERHEAD
3558026E |  | 23334.19 | 365 | 5660 | DIST AUTOMATION POWER SUPPLY UNIT OH
3558026E |  | 135338.54 | 365 | 6000 | DIST AUTOMATION SWITCH OVERHEAD
3558029E | 650455.03 |  |  |  | MCK AUTO 2022-P-034-YE-PCUST20 | MCK AUTO 2022-P-034-YE-PCUST2009-2010-2011-PRMED4401-DA | 2022-09-13
3558029E |  | 6504.55 | 364 | 0001 | SINGLE CROSSARM
3558029E |  | 26018.2 | 364 | 0335 | POLE, WOOD, 60'
3558029E |  | 32522.75 | 365 | 5645 | DIST AUTOMATION COMMUNICATION UNIT RF OH
3558029E |  | 136595.55 | 365 | 5650 | DIST AUTOMATION CONTROL OVERHEAD
3558029E |  | 65045.5 | 365 | 5660 | DIST AUTOMATION POWER SUPPLY UNIT OH
3558029E |  | 383768.48 | 365 | 6000 | DIST AUTOMATION SWITCH OVERHEAD
3558031E | 142191.58 |  |  |  | MCK AUTO 2022-P-035-YF-PPARK18 | MCK AUTO 2022-P-035-YF-PPARK1807-PCUST2007-DA | 2022-05-10
3558031E |  | 1421.9 | 364 | 0001 | SINGLE CROSSARM
3558031E |  | 4265.74 | 364 | 0335 | POLE, WOOD, 60'
3558031E |  | 8531.49 | 365 | 5645 | DIST AUTOMATION COMMUNICATION UNIT RF OH
3558031E |  | 31282.14 | 365 | 5650 | DIST AUTOMATION CONTROL OVERHEAD
3558031E |  | 14219.14 | 365 | 5660 | DIST AUTOMATION POWER SUPPLY UNIT OH
3558031E |  | 82471.17 | 365 | 6000 | DIST AUTOMATION SWITCH OVERHEAD
3558033E | 211089.06 |  |  |  | MCK AUTO 2022-P-037-AAK-RCLNS1 | MCK AUTO 2022-P-037-AAK-RCLNS1402-RSPCK2132-DA | 2022-05-10
3558033E |  | 4221.76 | 364 | 0001 | SINGLE CROSSARM
3558033E |  | 16887.11 | 364 | 0335 | POLE, WOOD, 60'
3558033E |  | 2110.88 | 365 | 0010 | CONDUCTOR, ALUMINUM, LESS THAN 4/0
3558033E |  | 42217.79 | 365 | 5635 | DIST AUTOMATION REPEATER OVERHEAD
3558033E |  | 8443.54 | 365 | 5645 | DIST AUTOMATION COMMUNICATION UNIT RF OH
3558033E |  | 33774.23 | 365 | 5650 | DIST AUTOMATION CONTROL OVERHEAD
3558033E |  | 14776.21 | 365 | 5660 | DIST AUTOMATION POWER SUPPLY UNIT OH
3558033E |  | 88657.54 | 365 | 6000 | DIST AUTOMATION SWITCH OVERHEAD
3558034E | 498030.88 |  |  |  | MCK AUTO 2022-P-038-AAL-RCLNS1 | MCK AUTO 2022-P-038-AAL-RCLNS1407-REAST1502-RSPCK2102-2104-D | 2022-07-25
3558034E |  | 9960.6 | 364 | 0001 | SINGLE CROSSARM
3558034E |  | 4980.29 | 364 | 0260 | POLE, WOOD, 40'
3558034E |  | 24901.53 | 364 | 0335 | POLE, WOOD, 60'
3558034E |  | 4980.29 | 365 | 0010 | CONDUCTOR, ALUMINUM, LESS THAN 4/0
3558034E |  | 34862.15 | 365 | 5635 | DIST AUTOMATION REPEATER OVERHEAD
3558034E |  | 24901.53 | 365 | 5645 | DIST AUTOMATION COMMUNICATION UNIT RF OH
3558034E |  | 99606.16 | 365 | 5650 | DIST AUTOMATION CONTROL OVERHEAD
3558034E |  | 44822.76 | 365 | 5660 | DIST AUTOMATION POWER SUPPLY UNIT OH
3558034E |  | 249015.57 | 365 | 6000 | DIST AUTOMATION SWITCH OVERHEAD
3558036E | 251001.08 |  |  |  | MCK AUTO 2022-P-039-AAN-RWDHV1 | MCK AUTO 2022-P-039-AAN-RWDHV1908-RWDHV1905-DA | 2022-06-29
3558036E |  | 5020 | 364 | 0001 | SINGLE CROSSARM
3558036E |  | 10040.02 | 364 | 0335 | POLE, WOOD, 60'
3558036E |  | 2509.99 | 365 | 0010 | CONDUCTOR, ALUMINUM, LESS THAN 4/0
3558036E |  | 12550.04 | 365 | 5635 | DIST AUTOMATION REPEATER OVERHEAD
3558036E |  | 12550.04 | 365 | 5645 | DIST AUTOMATION COMMUNICATION UNIT RF OH
3558036E |  | 52710.21 | 365 | 5650 | DIST AUTOMATION CONTROL OVERHEAD
3558036E |  | 22590.08 | 365 | 5660 | DIST AUTOMATION POWER SUPPLY UNIT OH
3558036E |  | 133030.7 | 365 | 6000 | DIST AUTOMATION SWITCH OVERHEAD
3558039E | 243352.01 |  |  |  | ATH AUTO 2022-P-047-MU-CDCRK12 | ATH AUTO 2022-P-047-MU-CDCRK1201-TRSES1202-RECON | 2022-08-29
3558039E |  | 31635.74 | 364 | 0001 | SINGLE CROSSARM
3558039E |  | 68138.53 | 364 | 0280 | POLE, WOOD, 45'
3558039E |  | 7300.54 | 364 | 0300 | POLE, WOOD, 50'
3558039E |  | 17034.62 | 365 | 0010 | CONDUCTOR, ALUMINUM, LESS THAN 4/0
3558039E |  | 68138.75 | 365 | 0020 | CONDUCTOR, ALUMINUM, 4/0 AND GREATER
3558039E |  | 26768.71 | 366 | 1010 | CONDUIT
3558039E |  | 2433.5 | 366 | 1150 | SECONDARY BOX
3558039E |  | 2433.5 | 367 | 0020 | CONDUCTOR, ALUMINUM, LESS THEN 4/0
3558039E |  | 14601.1 | 367 | 0025 | CONDUCTOR, ALUMINUM, 4/0 AND GREATER
3558039E |  | 4867.02 | 367 | 0100 | FAULT INDICATOR
3558043E | 515173.28 |  |  |  | MNW AUTO 2022-P-049-SO-MNWLW14 | MNW AUTO 2022-P-049-SO-MNWLW1401-1402-MNWLL1202-DA | 2022-08-17
3558043E |  | 10303.44 | 364 | 0001 | SINGLE CROSSARM
3558043E |  | 5151.71 | 364 | 0280 | POLE, WOOD, 45'
3558043E |  | 25758.65 | 364 | 0335 | POLE, WOOD, 60'
3558043E |  | 5151.71 | 365 | 0010 | CONDUCTOR, ALUMINUM, LESS THAN 4/0
3558043E |  | 51517.3 | 365 | 5635 | DIST AUTOMATION REPEATER OVERHEAD
3558043E |  | 25758.65 | 365 | 5645 | DIST AUTOMATION COMMUNICATION UNIT RF OH
3558043E |  | 103034.63 | 365 | 5650 | DIST AUTOMATION CONTROL OVERHEAD
3558043E |  | 46365.57 | 365 | 5660 | DIST AUTOMATION POWER SUPPLY UNIT OH
3558043E |  | 242131.62 | 365 | 6000 | DIST AUTOMATION SWITCH OVERHEAD
3558044E | 125205.08 |  |  |  | PAL AUTO 2022-P-050-YN-LNGLK16 | PAL AUTO 2022-P-050-YN-LNGLK1602-PLSTH1305-RECON | 2022-01-28
3558044E |  | 17528.69 | 364 | 0001 | SINGLE CROSSARM
3558044E |  | 7512.28 | 364 | 0280 | POLE, WOOD, 45'
3558044E |  | 82635.43 | 365 | 0020 | CONDUCTOR, ALUMINUM, 4/0 AND GREATER
3558044E |  | 16276.64 | 365 | 6010 | AIRBREAK SWITCH, WITH OR WITHOUT OPERATOR
3558044E |  | 1252.04 | 367 | 0020 | CONDUCTOR, ALUMINUM, LESS THEN 4/0
3558052E | 192531.53 |  |  |  | PAR AUTO 2022-P-052-VF-PRNTH14 | PAR AUTO 2022-P-052-VF-PRNTH1406-PARIS1203-DA | 2022-07-01
3558052E |  | 1925.29 | 364 | 0001 | SINGLE CROSSARM
3558052E |  | 11551.87 | 364 | 0335 | POLE, WOOD, 60'
3558052E |  | 21178.45 | 365 | 5635 | DIST AUTOMATION REPEATER OVERHEAD
3558052E |  | 9626.55 | 365 | 5645 | DIST AUTOMATION COMMUNICATION UNIT RF OH
3558052E |  | 38506.29 | 365 | 5650 | DIST AUTOMATION CONTROL OVERHEAD
3558052E |  | 17327.82 | 365 | 5660 | DIST AUTOMATION POWER SUPPLY UNIT OH
3558052E |  | 92415.26 | 365 | 6000 | DIST AUTOMATION SWITCH OVERHEAD
3558056E | 175358.51 |  |  |  | SUL AUTO 2022-P-053-VI-MRTSP15 | SUL AUTO 2022-P-053-VI-MRTSP1502-SSPNG1201-DA | 2022-09-21
3558056E |  | 1753.57 | 364 | 0001 | SINGLE CROSSARM
3558056E |  | 7014.33 | 364 | 0335 | POLE, WOOD, 60'
3558056E |  | 5260.73 | 365 | 5635 | DIST AUTOMATION REPEATER OVERHEAD
3558056E |  | 8767.9 | 365 | 5645 | DIST AUTOMATION COMMUNICATION UNIT RF OH
3558056E |  | 49100.37 | 365 | 5650 | DIST AUTOMATION CONTROL OVERHEAD
3558056E |  | 21043.01 | 365 | 5660 | DIST AUTOMATION POWER SUPPLY UNIT OH
3558056E |  | 82418.6 | 365 | 6000 | DIST AUTOMATION SWITCH OVERHEAD
3558057E | 194398.79 |  |  |  | SUL AUTO 2022-P-054-AAR-SSPNG1 | SUL AUTO 2022-P-054-AAR-SSPNG1202-SSPNE1403-DA | 2022-08-09
3558057E |  | 3887.97 | 364 | 0001 | SINGLE CROSSARM
3558057E |  | 13607.91 | 364 | 0335 | POLE, WOOD, 60'
3558057E |  | 25271.83 | 365 | 5635 | DIST AUTOMATION REPEATER OVERHEAD
3558057E |  | 9719.93 | 365 | 5645 | DIST AUTOMATION COMMUNICATION UNIT RF OH
3558057E |  | 34991.77 | 365 | 5650 | DIST AUTOMATION CONTROL OVERHEAD
3558057E |  | 15551.89 | 365 | 5660 | DIST AUTOMATION POWER SUPPLY UNIT OH
3558057E |  | 91367.49 | 365 | 6000 | DIST AUTOMATION SWITCH OVERHEAD
3558058E | 211668.39 |  |  |  | SUL AUTO 2022-P-055-AAS-SSPNG1 | SUL AUTO 2022-P-055-AAS-SSPNG1203-SSPNE1401-DA | 2022-08-11
3558058E |  | 4233.35 | 364 | 0001 | SINGLE CROSSARM
3558058E |  | 10583.4 | 364 | 0335 | POLE, WOOD, 60'
3558058E |  | 14816.76 | 365 | 5635 | DIST AUTOMATION REPEATER OVERHEAD
3558058E |  | 10583.4 | 365 | 5645 | DIST AUTOMATION COMMUNICATION UNIT RF OH
3558058E |  | 42333.66 | 365 | 5650 | DIST AUTOMATION CONTROL OVERHEAD
3558058E |  | 19050.14 | 365 | 5660 | DIST AUTOMATION POWER SUPPLY UNIT OH
3558058E |  | 110067.68 | 365 | 6000 | DIST AUTOMATION SWITCH OVERHEAD
3558059E | 262438.25 |  |  |  | TEX AUTO 2022-P-056-YO-DNIWS16 | TEX AUTO 2022-P-056-YO-DNIWS1601-FINKS1804-DA | 2022-08-31
3558059E |  | 5248.76 | 364 | 0001 | SINGLE CROSSARM
3558059E |  | 23619.42 | 364 | 0335 | POLE, WOOD, 60'
3558059E |  | 2624.37 | 365 | 0010 | CONDUCTOR, ALUMINUM, LESS THAN 4/0
3558059E |  | 70858.32 | 365 | 5635 | DIST AUTOMATION REPEATER OVERHEAD
3558059E |  | 10497.52 | 365 | 5645 | DIST AUTOMATION COMMUNICATION UNIT RF OH
3558059E |  | 36741.34 | 365 | 5650 | DIST AUTOMATION CONTROL OVERHEAD
3558059E |  | 15746.28 | 365 | 5660 | DIST AUTOMATION POWER SUPPLY UNIT OH
3558059E |  | 97102.24 | 365 | 6000 | DIST AUTOMATION SWITCH OVERHEAD
3558060E | 537988.35 |  |  |  | TEX AUTO 2022-P-057-YP-FINKS18 | TEX AUTO 2022-P-057-YP-FINKS1802-FINKS1803-FINKS1804-DA | 2022-09-21
3558060E |  | 10759.74 | 364 | 0001 | SINGLE CROSSARM
3558060E |  | 5379.85 | 364 | 0280 | POLE, WOOD, 45'
3558060E |  | 32279.27 | 364 | 0335 | POLE, WOOD, 60'
3558060E |  | 5379.85 | 365 | 0010 | CONDUCTOR, ALUMINUM, LESS THAN 4/0
3558060E |  | 48418.93 | 365 | 5635 | DIST AUTOMATION REPEATER OVERHEAD
3558060E |  | 26899.4 | 365 | 5645 | DIST AUTOMATION COMMUNICATION UNIT RF OH
3558060E |  | 107597.65 | 365 | 5650 | DIST AUTOMATION CONTROL OVERHEAD
3558060E |  | 48418.93 | 365 | 5660 | DIST AUTOMATION POWER SUPPLY UNIT OH
3558060E |  | 252854.73 | 365 | 6000 | DIST AUTOMATION SWITCH OVERHEAD
3558063E | 682893.81 |  |  |  | TEX AUTO 2022-P-059-YI-SHMNE14 | TEX AUTO 2022-P-059-YI-SHMNE1401-1403-1405-SHMNE1407-DA | 2022-08-17
3558063E |  | 13657.85 | 364 | 0001 | SINGLE CROSSARM
3558063E |  | 27315.73 | 364 | 0335 | POLE, WOOD, 60'
3558063E |  | 34144.66 | 365 | 5635 | DIST AUTOMATION REPEATER OVERHEAD
3558063E |  | 34144.66 | 365 | 5645 | DIST AUTOMATION COMMUNICATION UNIT RF OH
3558063E |  | 143407.67 | 365 | 5650 | DIST AUTOMATION CONTROL OVERHEAD
3558063E |  | 61460.42 | 365 | 5660 | DIST AUTOMATION POWER SUPPLY UNIT OH
3558063E |  | 368762.82 | 365 | 6000 | DIST AUTOMATION SWITCH OVERHEAD
3558067E | 374950.25 |  |  |  | TEX AUTO 2022-P-061-YR-SHNRW16 | TEX AUTO 2022-P-061-YR-SHNRW1609-SHNRW1614-SHNRW1601-DA | 2022-10-17
3558067E |  | 7498.99 | 364 | 0001 | SINGLE CROSSARM
3558067E |  | 3749.48 | 364 | 0002 | DOUBLE CROSSARMS
3558067E |  | 26246.5 | 364 | 0335 | POLE, WOOD, 60'
3558067E |  | 3749.48 | 365 | 0010 | CONDUCTOR, ALUMINUM, LESS THAN 4/0
3558067E |  | 44994.02 | 365 | 5635 | DIST AUTOMATION REPEATER OVERHEAD
3558067E |  | 18747.49 | 365 | 5645 | DIST AUTOMATION COMMUNICATION UNIT RF OH
3558067E |  | 71240.53 | 365 | 5650 | DIST AUTOMATION CONTROL OVERHEAD
3558067E |  | 29996.01 | 365 | 5660 | DIST AUTOMATION POWER SUPPLY UNIT OH
3558067E |  | 168727.75 | 365 | 6000 | DIST AUTOMATION SWITCH OVERHEAD
3558106E | 146769.38 |  |  |  | WFS AUTO 2022-P-066-YU-ARTHR04 | WFS AUTO 2022-P-066-YU-ARTHR0411-SIKES2411-DA | 2022-08-16
3558106E |  | 1467.67 | 364 | 0001 | SINGLE CROSSARM
3558106E |  | 4403.05 | 364 | 0335 | POLE, WOOD, 60'
3558106E |  | 8806.14 | 365 | 5645 | DIST AUTOMATION COMMUNICATION UNIT RF OH
3558106E |  | 33756.93 | 365 | 5650 | DIST AUTOMATION CONTROL OVERHEAD
3558106E |  | 14676.92 | 365 | 5660 | DIST AUTOMATION POWER SUPPLY UNIT OH
3558106E |  | 83658.67 | 365 | 6000 | DIST AUTOMATION SWITCH OVERHEAD
3558110E | 233116 |  |  |  | WFS AUTO 2022-P-068-YW-PRKWY15 | WFS AUTO 2022-P-068-YW-PRKWY1511-PRKWY1542-DA | 2022-08-31
3558110E |  | 2331.14 | 364 | 0001 | SINGLE CROSSARM
3558110E |  | 13986.94 | 364 | 0335 | POLE, WOOD, 60'
3558110E |  | 2331.14 | 365 | 0010 | CONDUCTOR, ALUMINUM, LESS THAN 4/0
3558110E |  | 16318.1 | 365 | 5635 | DIST AUTOMATION REPEATER OVERHEAD
3558110E |  | 11655.78 | 365 | 5645 | DIST AUTOMATION COMMUNICATION UNIT RF OH
3558110E |  | 46623.18 | 365 | 5650 | DIST AUTOMATION CONTROL OVERHEAD
3558110E |  | 20980.42 | 365 | 5660 | DIST AUTOMATION POWER SUPPLY UNIT OH
3558110E |  | 118889.3 | 365 | 6000 | DIST AUTOMATION SWITCH OVERHEAD
3558111E | 216351.38 |  |  |  | TEX AUTO 2022-P-069-RY-GNSVE16 | TEX AUTO 2022-P-069-RY-GNSVE1602-GNSVL1204-DA | 2022-09-07
3558111E |  | 4327.01 | 364 | 0001 | SINGLE CROSSARM
3558111E |  | 4327.01 | 364 | 0335 | POLE, WOOD, 60'
3558111E |  | 8654.04 | 365 | 5645 | DIST AUTOMATION COMMUNICATION UNIT RF OH
3558111E |  | 38943.23 | 365 | 5650 | DIST AUTOMATION CONTROL OVERHEAD
3558111E |  | 17308.09 | 365 | 5660 | DIST AUTOMATION POWER SUPPLY UNIT OH
3558111E |  | 95194.7 | 365 | 6000 | DIST AUTOMATION SWITCH OVERHEAD
3558111E |  | 47597.3 | 365 | 6030 | RECLOSER,2 OR 3 PHASE,OVER 13.2KV,0-3000 AMP
3558112E | 146182.4 |  |  |  | TEX AUTO 2022-P-070-YQ-GNSVL12 | TEX AUTO 2022-P-070-YQ-GNSVL1203-GNSVL1223-GNSVE1603-RECON | 2022-07-25
3558112E |  | 14618.22 | 364 | 0001 | SINGLE CROSSARM
3558112E |  | 11694.57 | 364 | 0280 | POLE, WOOD, 45'
3558112E |  | 23389.17 | 364 | 0300 | POLE, WOOD, 50'
3558112E |  | 11694.57 | 364 | 0335 | POLE, WOOD, 60'
3558112E |  | 11694.57 | 365 | 0010 | CONDUCTOR, ALUMINUM, LESS THAN 4/0
3558112E |  | 73091.3 | 365 | 0020 | CONDUCTOR, ALUMINUM, 4/0 AND GREATER
3558123E | 318137.79 |  |  |  | 22-P130-AAD-KIL-HHSTH1502-NLNV | 22-P130-AAD-KIL-HHSTH1502-NLNVL2002-DA | 2022-10-19
3558123E |  | 6362.74 | 364 | 0001 | SINGLE CROSSARM
3558123E |  | 22269.63 | 364 | 0335 | POLE, WOOD, 60'
3558123E |  | 3181.37 | 365 | 0010 | CONDUCTOR, ALUMINUM, LESS THAN 4/0
3558123E |  | 47720.65 | 365 | 5635 | DIST AUTOMATION REPEATER OVERHEAD
3558123E |  | 12725.49 | 365 | 5645 | DIST AUTOMATION COMMUNICATION UNIT RF OH
3558123E |  | 54083.4 | 365 | 5650 | DIST AUTOMATION CONTROL OVERHEAD
3558123E |  | 25451 | 365 | 5660 | DIST AUTOMATION POWER SUPPLY UNIT OH
3558123E |  | 146343.51 | 365 | 6000 | DIST AUTOMATION SWITCH OVERHEAD
3558125E | 191168.55 |  |  |  | 22-P131-AAE-KIL-KLNTF1805-KLEL | 22-P131-AAE-KIL-KLNTF1805-KLELM2205-DA | 2022-10-19
3558125E |  | 1911.68 | 364 | 0001 | SINGLE CROSSARM
3558125E |  | 7646.73 | 364 | 0335 | POLE, WOOD, 60'
3558125E |  | 13381.79 | 365 | 5635 | DIST AUTOMATION REPEATER OVERHEAD
3558125E |  | 9558.42 | 365 | 5645 | DIST AUTOMATION COMMUNICATION UNIT RF OH
3558125E |  | 40145.38 | 365 | 5650 | DIST AUTOMATION CONTROL OVERHEAD
3558125E |  | 17205.16 | 365 | 5660 | DIST AUTOMATION POWER SUPPLY UNIT OH
3558125E |  | 101319.39 | 365 | 6000 | DIST AUTOMATION SWITCH OVERHEAD
3558174E | 754360.19 |  |  |  | MDL PIONEER LEONA MILES OFF SI | MDL PIONEER LEONNA MILES OFF SITE RECONDUCTOR PT 1 CNC-BG | 2022-04-18
3558174E |  | 90523.23 | 364 | 0001 | SINGLE CROSSARM
3558174E |  | 7543.62 | 364 | 0260 | POLE, WOOD, 40'
3558174E |  | 7543.62 | 364 | 0280 | POLE, WOOD, 45'
3558174E |  | 226308.06 | 364 | 0300 | POLE, WOOD, 50'
3558174E |  | 22630.81 | 365 | 0010 | CONDUCTOR, ALUMINUM, LESS THAN 4/0
3558174E |  | 362092.83 | 365 | 0020 | CONDUCTOR, ALUMINUM, 4/0 AND GREATER
3558174E |  | 37718.02 | 365 | 6015 | RECLOSER,SINGLE PHASE,13.2KV AND UNDER,0-3000 AMP
3558175E | 469332.24 |  |  |  | MDL PIONEER LEONA MILES OFF SI | MDL PIONEER LEONA MILES OFF SITE RECONDUCTOR PT 2 AW-GB | 2022-05-09
3558175E |  | 46933.22 | 364 | 0001 | SINGLE CROSSARM
3558175E |  | 4693.31 | 364 | 0260 | POLE, WOOD, 40'
3558175E |  | 14079.96 | 364 | 0280 | POLE, WOOD, 45'
3558175E |  | 122026.37 | 364 | 0300 | POLE, WOOD, 50'
3558175E |  | 32853.24 | 364 | 0345 | POLE, OTHER, 60'
3558175E |  | 28159.92 | 365 | 0010 | CONDUCTOR, ALUMINUM, LESS THAN 4/0
3558175E |  | 201812.94 | 365 | 0020 | CONDUCTOR, ALUMINUM, 4/0 AND GREATER
3558175E |  | 18773.28 | 365 | 6010 | AIRBREAK SWITCH, WITH OR WITHOUT OPERATOR
3558192E | 135504.95 |  |  |  | WAX:OFFSITE LAKEWAY ESTATES, ( | WAX:OFFSITE LAKEWAY ESTATES, (NH) | 2022-06-29
3558192E |  | 40651.48 | 364 | 0001 | SINGLE CROSSARM
3558192E |  | 28456.03 | 364 | 0280 | POLE, WOOD, 45'
3558192E |  | 14905.54 | 364 | 0300 | POLE, WOOD, 50'
3558192E |  | 51491.9 | 365 | 0010 | CONDUCTOR, ALUMINUM, LESS THAN 4/0
3558307E | 194311.41 |  |  |  | DFW T-BODY REPL DFWNW2407 MH N | DFW T-BODY REPL DFWNW2407 MH NE2 NE3 NE4 NE8 PH2 | 2022-02-08
3558307E |  | 194311.41 | 367 | 0025 | CONDUCTOR, ALUMINUM, 4/0 AND GREATER
3558309E | 162606.25 |  |  |  | DFW T-BODY REPL DFWSW2327 MH S | DFW T-BODY REPL DFWSW2327 MH SE14 SE16 SE23 SE26 PH4 | 2022-02-17
3558309E |  | 162606.25 | 367 | 0025 | CONDUCTOR, ALUMINUM, 4/0 AND GREATER
3558322E | 121379.97 |  |  |  | FWN : OFF-SITE WATERBEND 6 / | FWN : OFF-SITE WATERBEND 6 / UG/ SWG/ TD | 2022-06-02
3558322E |  | 4855.2 | 366 | 1010 | CONDUIT
3558322E |  | 18206.99 | 366 | 1100 | PRIMARY BOX
3558322E |  | 49765.8 | 367 | 0025 | CONDUCTOR, ALUMINUM, 4/0 AND GREATER
3558322E |  | 48551.98 | 367 | 5190 | SWITCHGEAR, PADMOUNT, 25KV
3558342E | 163386.13 |  |  |  | WAX 2021MWAX101R01 PHASE 2 FEE | WAX 2021MWAX101R01 PHASE 2 FEEDER EXIT WAXAHACHIE SUB - JTR | 2021-11-02
3558342E |  | 1633.84 | 364 | 0001 | SINGLE CROSSARM
3558342E |  | 6535.42 | 364 | 0300 | POLE, WOOD, 50'
3558342E |  | 1633.84 | 365 | 0010 | CONDUCTOR, ALUMINUM, LESS THAN 4/0
3558342E |  | 57185.3 | 366 | 1025 | DUCT BANK, 2 - 4 HOLES
3558342E |  | 24507.9 | 366 | 1030 | DUCT BANK, 5 - 8 HOLES
3558342E |  | 16338.59 | 366 | 1100 | PRIMARY BOX
3558342E |  | 53917.4 | 366 | 1240 | MANHOLE, OVER 400 CU FT
3558342E |  | 1633.84 | 367 | 0020 | CONDUCTOR, ALUMINUM, LESS THEN 4/0
3558678E | 296465.85 |  |  |  | KRT PFLGV: RELOCATE FACILITIES | KRT PFLGV: RELOCATE FACILITIES FOR KELLEY LN TD | 2022-10-28
3558678E |  | 29646.58 | 364 | 0001 | SINGLE CROSSARM
3558678E |  | 2964.65 | 364 | 0260 | POLE, WOOD, 40'
3558678E |  | 47434.53 | 364 | 0280 | POLE, WOOD, 45'
3558678E |  | 11858.63 | 364 | 0300 | POLE, WOOD, 50'
3558678E |  | 5929.31 | 364 | 0335 | POLE, WOOD, 60'
3558678E |  | 14823.28 | 365 | 0010 | CONDUCTOR, ALUMINUM, LESS THAN 4/0
3558678E |  | 68187.25 | 365 | 0020 | CONDUCTOR, ALUMINUM, 4/0 AND GREATER
3558678E |  | 44469.87 | 365 | 5650 | DIST AUTOMATION CONTROL OVERHEAD
3558678E |  | 20752.6 | 365 | 5660 | DIST AUTOMATION POWER SUPPLY UNIT OH
3558678E |  | 2964.65 | 366 | 1010 | CONDUIT
3558678E |  | 32611.24 | 367 | 0020 | CONDUCTOR, ALUMINUM, LESS THEN 4/0
3558678E |  | 8893.96 | 367 | 0025 | CONDUCTOR, ALUMINUM, 4/0 AND GREATER
3558678E |  | 2964.65 | 373 | 1375 | CONDUIT
3558678E |  | 2964.65 | 373 | 1640 | MANHOLE (USED EXCLUSIVELY FOR STREET LIGHTING)
3558687E | 138717.31 |  |  |  | RRK: OFFST HUTTO2713 - 1550 CR | RRK: OFFST HUTTO2713 - 1550 CR 107, HUTTO - LS | 2022-12-31
3558687E |  | 2774.35 | 364 | 0001 | SINGLE CROSSARM
3558687E |  | 2774.35 | 364 | 0320 | POLE, WOOD, 55'
3558687E |  | 24969.12 | 364 | 0330 | POLE, CONCRETE, 55'
3558687E |  | 79068.85 | 364 | 0345 | POLE, OTHER, 60'
3558687E |  | 4161.52 | 365 | 0010 | CONDUCTOR, ALUMINUM, LESS THAN 4/0
3558687E |  | 24969.12 | 365 | 0020 | CONDUCTOR, ALUMINUM, 4/0 AND GREATER
3558697E | 495452.15 |  |  |  | ATH-OFFSITE TO SERVE RIVER POI | ATHENS - OFFSITE - RECONDUCT HWY 287 MIX CONDUCTOR | 2022-09-01
3558697E |  | 4954.51 | 364 | 0001 | SINGLE CROSSARM
3558697E |  | 9909.03 | 364 | 0260 | POLE, WOOD, 40'
3558697E |  | 242771.6 | 364 | 0280 | POLE, WOOD, 45'
3558697E |  | 14863.56 | 364 | 0300 | POLE, WOOD, 50'
3558697E |  | 14863.56 | 364 | 0320 | POLE, WOOD, 55'
3558697E |  | 208089.89 | 365 | 0010 | CONDUCTOR, ALUMINUM, LESS THAN 4/0
3558698E | 249560.97 |  |  |  | MSQ - SUNNY-2301 OFFSITE REQUE | MSQ - SUNNY-2301 OFFSITE REQUEST | 2022-12-05
3558698E |  | 42425.36 | 364 | 0001 | SINGLE CROSSARM
3558698E |  | 34938.53 | 364 | 0280 | POLE, WOOD, 45'
3558698E |  | 19964.87 | 364 | 0300 | POLE, WOOD, 50'
3558698E |  | 7486.82 | 365 | 0010 | CONDUCTOR, ALUMINUM, LESS THAN 4/0
3558698E |  | 84850.78 | 365 | 0020 | CONDUCTOR, ALUMINUM, 4/0 AND GREATER
3558698E |  | 47416.58 | 365 | 6010 | AIRBREAK SWITCH, WITH OR WITHOUT OPERATOR
3558698E |  | 4991.21 | 366 | 1010 | CONDUIT
3558698E |  | 7486.82 | 367 | 0025 | CONDUCTOR, ALUMINUM, 4/0 AND GREATER
3558998E | 157789.6 |  |  |  | KRT/KIL-THE ENCLAVE AT KILLEEN | KRT/KIL-THE ENCLAVE AT KILLEEN/DC | 2022-07-26
3558998E |  | 1577.88 | 364 | 0001 | SINGLE CROSSARM
3558998E |  | 3155.78 | 364 | 0280 | POLE, WOOD, 45'
3558998E |  | 41025.28 | 366 | 1010 | CONDUIT
3558998E |  | 15778.95 | 366 | 1400 | PADS OR FOUNDATIONS, SMALL, LESS THAN 50 SQ FT
3558998E |  | 67849.6 | 367 | 0020 | CONDUCTOR, ALUMINUM, LESS THEN 4/0
3558998E |  | 4733.68 | 367 | 0100 | FAULT INDICATOR
3558998E |  | 23668.43 | 369 | 1200 | SERVICE, UNDERGROUND, GREATER THAN 4/0, SINGLE PH
3559002E | 169285.06 |  |  |  | OFFSITE-AND PIEDRA OPERATING L | OFFSITE-AND PIEDRA OPERATING LLC UNIVERSIGY 8 2 ADD LD-AG-BG | 2022-03-30
3559002E |  | 10157.1 | 364 | 0001 | SINGLE CROSSARM
3559002E |  | 10157.1 | 364 | 0280 | POLE, WOOD, 45'
3559002E |  | 23699.9 | 364 | 0300 | POLE, WOOD, 50'
3559002E |  | 125270.96 | 365 | 0020 | CONDUCTOR, ALUMINUM, 4/0 AND GREATER
3559023E | 108084.23 |  |  |  | STN PETROLEGACY SXSW-MB-BG | STN PETROLEGACY SXSW-MB-BG | 2022-05-03
3559023E |  | 5404.19 | 364 | 0001 | SINGLE CROSSARM
3559023E |  | 5404.19 | 364 | 0300 | POLE, WOOD, 50'
3559023E |  | 23778.51 | 364 | 0330 | POLE, CONCRETE, 55'
3559023E |  | 24859.35 | 364 | 0345 | POLE, OTHER, 60'
3559023E |  | 1080.82 | 365 | 0010 | CONDUCTOR, ALUMINUM, LESS THAN 4/0
3559023E |  | 4323.34 | 365 | 0020 | CONDUCTOR, ALUMINUM, 4/0 AND GREATER
3559023E |  | 43233.83 | 365 | 6030 | RECLOSER,2 OR 3 PHASE,OVER 13.2KV,0-3000 AMP
3559135E | 128386.16 |  |  |  | PAR MMP PRNTH1406 2021 PLANNED | PAR MMP PRNTH1406 2021 PLANNED FDR MAINT | 2022-08-09
3559135E |  | 33380.38 | 364 | 0001 | SINGLE CROSSARM
3559135E |  | 3851.58 | 364 | 0002 | DOUBLE CROSSARMS
3559135E |  | 59057.71 | 364 | 0260 | POLE, WOOD, 40'
3559135E |  | 3851.58 | 364 | 0280 | POLE, WOOD, 45'
3559135E |  | 7703.16 | 365 | 0020 | CONDUCTOR, ALUMINUM, 4/0 AND GREATER
3559135E |  | 19257.91 | 365 | 6010 | AIRBREAK SWITCH, WITH OR WITHOUT OPERATOR
3559135E |  | 1283.84 | 369 | 0300 | SERVICE, OVERHEAD, 4/0 AND LESS, 3 PHASE
3559200E | 684517.2 |  |  |  | 2021NMHN103: BLAIR LAKE SUB CI | 2021NMHN103: BLAIR LAKE SUB CIVIL ONLY CH | 2022-03-11
3559200E |  | 13690.32 | 364 | 0300 | POLE, WOOD, 50'
3559200E |  | 6845.15 | 365 | 0010 | CONDUCTOR, ALUMINUM, LESS THAN 4/0
3559200E |  | 6845.15 | 366 | 1025 | DUCT BANK, 2 - 4 HOLES
3559200E |  | 54761.37 | 366 | 1030 | DUCT BANK, 5 - 8 HOLES
3559200E |  | 68451.71 | 366 | 1240 | MANHOLE, OVER 400 CU FT
3559200E |  | 527078.35 | 367 | 0025 | CONDUCTOR, ALUMINUM, 4/0 AND GREATER
3559200E |  | 6845.15 | 367 | 0100 | FAULT INDICATOR
3559203E | 112902.31 |  |  |  | KRT/RRK-SALERNO PH 6/JJ | KRT/RRK-SALERNO PH 6/JJ | 2022-09-04
3559203E |  | 23709.48 | 366 | 1010 | CONDUIT
3559203E |  | 11290.23 | 366 | 1150 | SECONDARY BOX
3559203E |  | 5645.11 | 366 | 1400 | PADS OR FOUNDATIONS, SMALL, LESS THAN 50 SQ FT
3559203E |  | 25967.57 | 367 | 0020 | CONDUCTOR, ALUMINUM, LESS THEN 4/0
3559203E |  | 15806.32 | 367 | 0025 | CONDUCTOR, ALUMINUM, 4/0 AND GREATER
3559203E |  | 2258.04 | 367 | 0100 | FAULT INDICATOR
3559203E |  | 1129.02 | 373 | 0025 | CONDUCTOR, ALUMINUM, UNDERGROUND
3559203E |  | 5645.11 | 373 | 1250 | LUMINAIRE, LED, 40W TO 150W
3559203E |  | 2258.04 | 373 | 1375 | CONDUIT
3559203E |  | 19193.39 | 373 | 1520 | STANDARD, METAL, ABOVE 25'
3559276E | 1453984.44 |  |  |  | MNW WEATH SANTANA RIDGE GSLS | BMW/MNW - SANTANA RIDGE - WEATHERFORD - GS | 2022-11-04
3559276E |  | 14539.83 | 364 | 0001 | SINGLE CROSSARM
3559276E |  | 14539.83 | 364 | 0280 | POLE, WOOD, 45'
3559276E |  | 14539.83 | 365 | 0010 | CONDUCTOR, ALUMINUM, LESS THAN 4/0
3559276E |  | 14539.83 | 365 | 0020 | CONDUCTOR, ALUMINUM, 4/0 AND GREATER
3559276E |  | 319876.57 | 366 | 1010 | CONDUIT
3559276E |  | 43619.53 | 366 | 1100 | PRIMARY BOX
3559276E |  | 14539.83 | 366 | 1150 | SECONDARY BOX
3559276E |  | 14539.83 | 366 | 1200 | MANHOLE, 0-100 CU FT
3559276E |  | 43619.53 | 366 | 1400 | PADS OR FOUNDATIONS, SMALL, LESS THAN 50 SQ FT
3559276E |  | 14539.83 | 366 | 1410 | PADS OR FOUNDATIONS, MEDIUM, 50-100 SQ FT
3559276E |  | 334416.62 | 367 | 0020 | CONDUCTOR, ALUMINUM, LESS THEN 4/0
3559276E |  | 305336.72 | 367 | 0025 | CONDUCTOR, ALUMINUM, 4/0 AND GREATER
3559276E |  | 14539.83 | 367 | 0100 | FAULT INDICATOR
3559276E |  | 116318.74 | 367 | 5190 | SWITCHGEAR, PADMOUNT, 25KV
3559276E |  | 14539.83 | 373 | 0025 | CONDUCTOR, ALUMINUM, UNDERGROUND
3559276E |  | 43619.53 | 373 | 1250 | LUMINAIRE, LED, 40W TO 150W
3559276E |  | 14539.83 | 373 | 1375 | CONDUIT
3559276E |  | 101778.9 | 373 | 1515 | STANDARD, METAL, 25' AND UNDER
3559362E | 489841.96 |  |  |  | 2022NTAY003 COUPLAND SUB P1/P2 | 2022NTAY003 COUPLAND SUB P1/P2 - S1 S2 S3 | 2022-10-06
3559362E |  | 24492.1 | 364 | 0001 | SINGLE CROSSARM
3559362E |  | 4898.42 | 364 | 0260 | POLE, WOOD, 40'
3559362E |  | 48984.19 | 364 | 0280 | POLE, WOOD, 45'
3559362E |  | 4898.42 | 364 | 0300 | POLE, WOOD, 50'
3559362E |  | 4898.42 | 364 | 0320 | POLE, WOOD, 55'
3559362E |  | 235124.17 | 364 | 0410 | POLE, WOOD, 85'
3559362E |  | 24492.1 | 365 | 0010 | CONDUCTOR, ALUMINUM, LESS THAN 4/0
3559362E |  | 93069.96 | 365 | 0020 | CONDUCTOR, ALUMINUM, 4/0 AND GREATER
3559362E |  | 19593.67 | 365 | 5650 | DIST AUTOMATION CONTROL OVERHEAD
3559362E |  | 29390.51 | 365 | 6030 | RECLOSER,2 OR 3 PHASE,OVER 13.2KV,0-3000 AMP
3559367E | 441578.87 |  |  |  | 2022NTAY003 COUPLAND SUB P1/P2 | 2022NTAY003 COUPLAND SUB P1/P2 - S4 S5 S6 S7 | 2022-10-06
3559367E |  | 39742.1 | 364 | 0001 | SINGLE CROSSARM
3559367E |  | 13247.37 | 364 | 0260 | POLE, WOOD, 40'
3559367E |  | 92731.56 | 364 | 0280 | POLE, WOOD, 45'
3559367E |  | 22078.94 | 364 | 0300 | POLE, WOOD, 50'
3559367E |  | 35326.31 | 364 | 0375 | POLE, OTHER, 70'
3559367E |  | 48573.67 | 365 | 0010 | CONDUCTOR, ALUMINUM, LESS THAN 4/0
3559367E |  | 185463.13 | 365 | 0020 | CONDUCTOR, ALUMINUM, 4/0 AND GREATER
3559367E |  | 4415.79 | 373 | 1515 | STANDARD, METAL, 25' AND UNDER
3559393E | 153510.63 |  |  |  | 2021 MTER012 P1 BUFFALO CREEK | 2021 MTER012 P1 BUFFALO CREEK SUB UG EXIT | 2021-12-14
3559393E |  | 9210.63 | 366 | 1025 | DUCT BANK, 2 - 4 HOLES
3559393E |  | 142764.9 | 367 | 0025 | CONDUCTOR, ALUMINUM, 4/0 AND GREATER
3559393E |  | 1535.1 | 367 | 0100 | FAULT INDICATOR
3559400E | 175017.31 |  |  |  | BGS LAREDO PETROLEUM LEECH PME | BGS LAREDO PETROLEUM LEECH PME ADDED LOAD OFFSITE-AG-BG | 2022-03-15
3559400E |  | 17501.73 | 364 | 0001 | SINGLE CROSSARM
3559400E |  | 52505.2 | 364 | 0300 | POLE, WOOD, 50'
3559400E |  | 14001.38 | 365 | 0010 | CONDUCTOR, ALUMINUM, LESS THAN 4/0
3559400E |  | 91009 | 365 | 0020 | CONDUCTOR, ALUMINUM, 4/0 AND GREATER
3559576E | 199026.73 |  |  |  | MCK:DR:SERVE NEW COMMERCIAL:42 | MCK:DR:SERVE NEW COMMERCIAL:4280 MAPLESHADE - PLANO | 2022-06-24
3559576E |  | 7961.04 | 366 | 1010 | CONDUIT
3559576E |  | 13931.85 | 366 | 1100 | PRIMARY BOX
3559576E |  | 5970.78 | 366 | 1410 | PADS OR FOUNDATIONS, MEDIUM, 50-100 SQ FT
3559576E |  | 29853.98 | 367 | 0020 | CONDUCTOR, ALUMINUM, LESS THEN 4/0
3559576E |  | 59708 | 367 | 0025 | CONDUCTOR, ALUMINUM, 4/0 AND GREATER
3559576E |  | 3980.51 | 367 | 0100 | FAULT INDICATOR
3559576E |  | 77620.57 | 367 | 5190 | SWITCHGEAR, PADMOUNT, 25KV
3559808E | 420597.07 |  |  |  | RRK INCR-SEAS-PREP CPLND1101 R | RRK INCR-SEAS-PREP CPLND1101 RECONDUCTOR TO 795 AAC 7900 FT | 2022-07-05
3559808E |  | 29441.78 | 364 | 0001 | SINGLE CROSSARM
3559808E |  | 4205.96 | 364 | 0240 | POLE, WOOD, 35'
3559808E |  | 4205.96 | 364 | 0260 | POLE, WOOD, 40'
3559808E |  | 105149.26 | 364 | 0280 | POLE, WOOD, 45'
3559808E |  | 206092.67 | 365 | 0020 | CONDUCTOR, ALUMINUM, 4/0 AND GREATER
3559808E |  | 8411.93 | 365 | 6015 | RECLOSER,SINGLE PHASE,13.2KV AND UNDER,0-3000 AMP
3559808E |  | 46265.66 | 365 | 6030 | RECLOSER,2 OR 3 PHASE,OVER 13.2KV,0-3000 AMP
3559808E |  | 4205.96 | 366 | 1010 | CONDUIT
3559808E |  | 8411.93 | 367 | 0025 | CONDUCTOR, ALUMINUM, 4/0 AND GREATER
3559808E |  | 4205.96 | 367 | 0100 | FAULT INDICATOR
3559841E | 143067.25 |  |  |  | ATH/SPRING CREEK ESTATES PHASE | ATH/SPRING CREEK ESTATES PHASE 4-ATHENS/JJ | 2022-05-25
3559841E |  | 1430.66 | 364 | 0001 | SINGLE CROSSARM
3559841E |  | 2861.33 | 364 | 0280 | POLE, WOOD, 45'
3559841E |  | 41489.49 | 366 | 1010 | CONDUIT
3559841E |  | 4292.01 | 366 | 1150 | SECONDARY BOX
3559841E |  | 2861.33 | 366 | 1400 | PADS OR FOUNDATIONS, SMALL, LESS THAN 50 SQ FT
3559841E |  | 4292.01 | 366 | 1410 | PADS OR FOUNDATIONS, MEDIUM, 50-100 SQ FT
3559841E |  | 22890.75 | 367 | 0020 | CONDUCTOR, ALUMINUM, LESS THEN 4/0
3559841E |  | 7153.36 | 367 | 0025 | CONDUCTOR, ALUMINUM, 4/0 AND GREATER
3559841E |  | 2861.33 | 367 | 0100 | FAULT INDICATOR
3559841E |  | 44351 | 367 | 5190 | SWITCHGEAR, PADMOUNT, 25KV
3559841E |  | 1430.66 | 373 | 0025 | CONDUCTOR, ALUMINUM, UNDERGROUND
3559841E |  | 2861.33 | 373 | 1250 | LUMINAIRE, LED, 40W TO 150W
3559841E |  | 1430.66 | 373 | 1375 | CONDUIT
3559841E |  | 2861.33 | 373 | 1625 | STANDARD, OTHER, 25' AND UNDER
3559854E | 475232.29 |  |  |  | FSE INCR-SEAS-PREP BOWEN3132 R | FSE INCR-SEAS-PREP BOWEN3132 RECOND 4000 FT 795 | 2022-06-27
3559854E |  | 52275.52 | 364 | 0001 | SINGLE CROSSARM
3559854E |  | 14256.96 | 364 | 0002 | DOUBLE CROSSARMS
3559854E |  | 61780.19 | 364 | 0260 | POLE, WOOD, 40'
3559854E |  | 14256.96 | 364 | 0280 | POLE, WOOD, 45'
3559854E |  | 294644.1 | 365 | 0020 | CONDUCTOR, ALUMINUM, 4/0 AND GREATER
3559854E |  | 38018.56 | 365 | 6010 | AIRBREAK SWITCH, WITH OR WITHOUT OPERATOR
3559894E | 261990.51 |  |  |  | BLATTNER ENERGY OFFSITE PT.1 | BLATTNER ENERGY OFFSITE | 2022-06-02
3559894E |  | 2619.89 | 364 | 0001 | SINGLE CROSSARM
3559894E |  | 112655.9 | 364 | 0260 | POLE, WOOD, 40'
3559894E |  | 5239.79 | 364 | 0280 | POLE, WOOD, 45'
3559894E |  | 141474.93 | 365 | 0010 | CONDUCTOR, ALUMINUM, LESS THAN 4/0
3559972E | 153926.33 |  |  |  | FNE UGCP2021 URD FAULT REPAIR | FNE UGCP2021 URD FAULT REPAIR & INJECT CAPITAL | 2022-01-14
3559972E |  | 153926.33 | 367 | 0020 | CONDUCTOR, ALUMINUM, LESS THEN 4/0
3559975E | 531021.97 |  |  |  | FNO UGCP2021 URD FAULT REPAIR | FNO UGCP2021 URD FAULT REPAIR & INJECT CAPITAL | 2022-01-14
3559975E |  | 531021.97 | 367 | 0020 | CONDUCTOR, ALUMINUM, LESS THEN 4/0
3559977E | 260035.65 |  |  |  | FSE UGCP2021 URD FAULT REPAIR | FSE UGCP2021 URD FAULT REPAIR & INJECT CAPITAL | 2022-01-14
3559977E |  | 260035.65 | 367 | 0020 | CONDUCTOR, ALUMINUM, LESS THEN 4/0
3559982E | 267521.55 |  |  |  | FWE UGCP2021 URD FAULT REPAIR | FWE UGCP2021 URD FAULT REPAIR & INJECT | 2022-01-14
3559982E |  | 267521.55 | 367 | 0020 | CONDUCTOR, ALUMINUM, LESS THEN 4/0
3560018E | 280323.25 |  |  |  | WAX 2021MWAX101R01 ELECTRIC WR | WAX 2021MWAX101R01 ELECTRIC WR WAXAHACHIE SUB - JTR | 2022-01-05
3560018E |  | 2803.21 | 364 | 0001 | SINGLE CROSSARM
3560018E |  | 8409.68 | 364 | 0320 | POLE, WOOD, 55'
3560018E |  | 2803.21 | 365 | 0010 | CONDUCTOR, ALUMINUM, LESS THAN 4/0
3560018E |  | 266307.15 | 367 | 0025 | CONDUCTOR, ALUMINUM, 4/0 AND GREATER
3560036E | 368802.64 |  |  |  | 2022MFWE102BOURLAND_GODLEY_ARE | 2022MFWE102BOURLAND_GODLEY_AREA_DAS_P1_S2 | 2022-06-24
3560036E |  | 40568.28 | 364 | 0001 | SINGLE CROSSARM
3560036E |  | 99576.7 | 364 | 0280 | POLE, WOOD, 45'
3560036E |  | 173337.3 | 365 | 0020 | CONDUCTOR, ALUMINUM, 4/0 AND GREATER
3560036E |  | 3688.01 | 366 | 1010 | CONDUIT
3560036E |  | 44256.31 | 367 | 0025 | CONDUCTOR, ALUMINUM, 4/0 AND GREATER
3560036E |  | 7376.04 | 367 | 0100 | FAULT INDICATOR
3560047E | 221872.18 |  |  |  | 2022MFWE102 BOURLAND GODLEY AR | 2022MFWE102 BOURLAND GODLEY AREA DAS P1S1 | 2022-09-09
3560047E |  | 17749.75 | 364 | 0001 | SINGLE CROSSARM
3560047E |  | 4437.42 | 364 | 0260 | POLE, WOOD, 40'
3560047E |  | 66561.64 | 364 | 0280 | POLE, WOOD, 45'
3560047E |  | 19968.47 | 365 | 0010 | CONDUCTOR, ALUMINUM, LESS THAN 4/0
3560047E |  | 113154.9 | 365 | 0020 | CONDUCTOR, ALUMINUM, 4/0 AND GREATER
3560054E | 137075.69 |  |  |  | 2022MDSW005 DAL DAS P1 | 2022MDSW005 DAL DAS P1 | 2022-08-04
3560054E |  | 20561.34 | 364 | 0001 | SINGLE CROSSARM
3560054E |  | 27415.13 | 364 | 0280 | POLE, WOOD, 45'
3560054E |  | 6853.78 | 365 | 0010 | CONDUCTOR, ALUMINUM, LESS THAN 4/0
3560054E |  | 45235.02 | 365 | 0020 | CONDUCTOR, ALUMINUM, 4/0 AND GREATER
3560054E |  | 37010.42 | 365 | 6010 | AIRBREAK SWITCH, WITH OR WITHOUT OPERATOR
3560055E | 341736 |  |  |  | 2022MDSW005 DAL JEM P1 | 2022MDSW005 DALLAS JEM XXXXXXXXXXXXXXXXXXX XXX XX | 2022-09-22
3560055E |  | 3417.35 | 364 | 0001 | SINGLE CROSSARM
3560055E |  | 23921.51 | 364 | 0280 | POLE, WOOD, 45'
3560055E |  | 3417.35 | 365 | 0010 | CONDUCTOR, ALUMINUM, LESS THAN 4/0
3560055E |  | 17086.77 | 365 | 0020 | CONDUCTOR, ALUMINUM, 4/0 AND GREATER
3560055E |  | 95686.06 | 366 | 1010 | CONDUIT
3560055E |  | 191372.25 | 367 | 0025 | CONDUCTOR, ALUMINUM, 4/0 AND GREATER
3560055E |  | 6834.71 | 367 | 0100 | FAULT INDICATOR
3560057E | 195766.64 |  |  |  | 2022MDSW005 DALLAS JEM P1 | 2022MDSW005 DALLAS JEM P1 | 2022-08-30
3560057E |  | 3915.32 | 364 | 0001 | SINGLE CROSSARM
3560057E |  | 58729.97 | 364 | 0280 | POLE, WOOD, 45'
3560057E |  | 13703.65 | 365 | 0010 | CONDUCTOR, ALUMINUM, LESS THAN 4/0
3560057E |  | 97883.39 | 365 | 0020 | CONDUCTOR, ALUMINUM, 4/0 AND GREATER
3560057E |  | 21534.31 | 365 | 6010 | AIRBREAK SWITCH, WITH OR WITHOUT OPERATOR
3560098E | 259641.25 |  |  |  | HOT/WACO-WESTLAKE ESTATES/MM | HOT/WACO-WESTLAKE ESTATES/MM | 2022-12-31
3560098E |  | 2596.41 | 364 | 0001 | SINGLE CROSSARM
3560098E |  | 5192.83 | 364 | 0280 | POLE, WOOD, 45'
3560098E |  | 57121.08 | 366 | 1010 | CONDUIT
3560098E |  | 12982.06 | 366 | 1150 | SECONDARY BOX
3560098E |  | 7789.24 | 366 | 1200 | MANHOLE, 0-100 CU FT
3560098E |  | 7789.24 | 366 | 1400 | PADS OR FOUNDATIONS, SMALL, LESS THAN 50 SQ FT
3560098E |  | 57121.07 | 367 | 0020 | CONDUCTOR, ALUMINUM, LESS THEN 4/0
3560098E |  | 23367.71 | 367 | 0025 | CONDUCTOR, ALUMINUM, 4/0 AND GREATER
3560098E |  | 2596.41 | 367 | 0100 | FAULT INDICATOR
3560098E |  | 2596.41 | 373 | 0025 | CONDUCTOR, ALUMINUM, UNDERGROUND
3560098E |  | 31156.95 | 373 | 1250 | LUMINAIRE, LED, 40W TO 150W
3560098E |  | 5192.83 | 373 | 1375 | CONDUIT
3560098E |  | 44139.01 | 373 | 1515 | STANDARD, METAL, 25' AND UNDER
3560155E | 308974.16 |  |  |  | MSQ UGCP2021 URD FAULT REPAIR | MSQ UGCP2021 URD FAULT REPAIR & INJECT - CAPITAL | 2022-01-18
3560155E |  | 308974.16 | 367 | 0020 | CONDUCTOR, ALUMINUM, LESS THEN 4/0
3560158E | 191404.28 |  |  |  | DNO UGCP2021 URD FAULT REPAIR | DNO UGCP2021 URD FAULT REPAIR & INJECT - CAPITAL | 2022-01-18
3560158E |  | 191404.28 | 367 | 0020 | CONDUCTOR, ALUMINUM, LESS THEN 4/0
3560163E | 364829.15 |  |  |  | FBR UGCP2021 URD FAULT REPAIR | FBR UGCP2021 URD FAULT REPAIR & INJECT - CAPITAL | 2022-01-18
3560163E |  | 364829.15 | 367 | 0020 | CONDUCTOR, ALUMINUM, LESS THEN 4/0
3560164E | 133131.7 |  |  |  | PAR PSHIGODA FOUNDATION COLLEG | PAR PSHIGODA FOUNDATION COLLEGIATE ADDITION DUPLEXES PARIS | 2022-02-02
3560164E |  | 2662.62 | 364 | 0001 | SINGLE CROSSARM
3560164E |  | 10650.52 | 364 | 0280 | POLE, WOOD, 45'
3560164E |  | 33282.92 | 366 | 1010 | CONDUIT
3560164E |  | 22632.38 | 366 | 1410 | PADS OR FOUNDATIONS, MEDIUM, 50-100 SQ FT
3560164E |  | 53252.74 | 367 | 0020 | CONDUCTOR, ALUMINUM, LESS THEN 4/0
3560164E |  | 10650.52 | 367 | 0100 | FAULT INDICATOR
3560165E | 329625.55 |  |  |  | MCK UGCP2021 URD FAULT REPAIR | MCK UGCP2021 URD FAULT REPAIR & INJECT - CAPITAL | 2022-01-18
3560165E |  | 329625.55 | 367 | 0020 | CONDUCTOR, ALUMINUM, LESS THEN 4/0
3560168E | 150011.4 |  |  |  | 2022MFWE102 BOURLAND GODLEY A | 2022MFWE102 BOURLAND GODLEY AREA MAF P1 S1 | 2022-06-28
3560168E |  | 4500.31 | 364 | 0001 | SINGLE CROSSARM
3560168E |  | 19501.46 | 364 | 0280 | POLE, WOOD, 45'
3560168E |  | 126009.63 | 365 | 0020 | CONDUCTOR, ALUMINUM, 4/0 AND GREATER
3560171E | 268797.02 |  |  |  | HUNTINGTON GT300 PHASE 1 PART | HUNTINGTON GT300 PHASE 1 PART 2 FM 2109 | 2022-03-16
3560171E |  | 32255.64 | 364 | 0001 | SINGLE CROSSARM
3560171E |  | 67199.25 | 364 | 0280 | POLE, WOOD, 45'
3560171E |  | 8063.91 | 364 | 0300 | POLE, WOOD, 50'
3560171E |  | 13439.85 | 364 | 0320 | POLE, WOOD, 55'
3560171E |  | 16127.82 | 365 | 0010 | CONDUCTOR, ALUMINUM, LESS THAN 4/0
3560171E |  | 131710.55 | 365 | 0020 | CONDUCTOR, ALUMINUM, 4/0 AND GREATER
3560195E | 200433.08 |  |  |  | 2022MWAX005 CRISP1502-P1-S1 - | 2022MWAX005 CRISP HVH P1 1.00 | 2022-09-01
3560195E |  | 46099.59 | 364 | 0260 | POLE, WOOD, 40'
3560195E |  | 70151.56 | 364 | 0280 | POLE, WOOD, 45'
3560195E |  | 84181.93 | 365 | 0010 | CONDUCTOR, ALUMINUM, LESS THAN 4/0
3560200E | 121369.51 |  |  |  | 2022MFWE102 BOURLAND - GODLEY | 2022MFWE102 BOURLAND - GODLEY AREA AA P1 - S1 | 2022-09-23
3560200E |  | 15778.03 | 364 | 0001 | SINGLE CROSSARM
3560200E |  | 6068.47 | 364 | 0260 | POLE, WOOD, 40'
3560200E |  | 30342.37 | 364 | 0280 | POLE, WOOD, 45'
3560200E |  | 9709.55 | 365 | 0010 | CONDUCTOR, ALUMINUM, LESS THAN 4/0
3560200E |  | 59471.09 | 365 | 0020 | CONDUCTOR, ALUMINUM, 4/0 AND GREATER
3560202E | 187308.03 |  |  |  | 2022MFWE102 BOURLAND - GODLEY | 2022MFWE102 BOURLAND - GODLEY AREA AA P1-S1 | 2022-09-12
3560202E |  | 16857.71 | 364 | 0001 | SINGLE CROSSARM
3560202E |  | 35588.51 | 364 | 0280 | POLE, WOOD, 45'
3560202E |  | 9365.38 | 364 | 0300 | POLE, WOOD, 50'
3560202E |  | 16857.71 | 365 | 0010 | CONDUCTOR, ALUMINUM, LESS THAN 4/0
3560202E |  | 108638.72 | 365 | 0020 | CONDUCTOR, ALUMINUM, 4/0 AND GREATER
3560210E | 182774.57 |  |  |  | 2022MDES005 DUNCANVILLE MAF P1 | 2022MDES005 DUNCANVILLE MAF P1 - S1/S2 | 2022-10-18
3560210E |  | 10966.46 | 364 | 0001 | SINGLE CROSSARM
3560210E |  | 21932.94 | 364 | 0280 | POLE, WOOD, 45'
3560210E |  | 29243.92 | 364 | 0300 | POLE, WOOD, 50'
3560210E |  | 10966.46 | 364 | 0320 | POLE, WOOD, 55'
3560210E |  | 10966.46 | 365 | 0010 | CONDUCTOR, ALUMINUM, LESS THAN 4/0
3560210E |  | 74937.67 | 365 | 0020 | CONDUCTOR, ALUMINUM, 4/0 AND GREATER
3560210E |  | 21932.94 | 365 | 6010 | AIRBREAK SWITCH, WITH OR WITHOUT OPERATOR
3560210E |  | 1827.72 | 367 | 0020 | CONDUCTOR, ALUMINUM, LESS THEN 4/0
3560213E | 146053.39 |  |  |  | 2022MFWE102 BOURLAND - GODLEY | 2022MFWE102 BOURLAND - GODLEY AREA MAF P1 - S1 | 2022-07-29
3560213E |  | 13144.81 | 364 | 0001 | SINGLE CROSSARM
3560213E |  | 49658.14 | 364 | 0280 | POLE, WOOD, 45'
3560213E |  | 11684.26 | 365 | 0010 | CONDUCTOR, ALUMINUM, LESS THAN 4/0
3560213E |  | 71566.18 | 365 | 0020 | CONDUCTOR, ALUMINUM, 4/0 AND GREATER
3560214E | 180353.27 |  |  |  | 2022MFWE102 BOURLAND - GODLEY | 2022MFWE102 BOURLAND - GODLEY AREA MAF P1 - S1 | 2022-08-08
3560214E |  | 23445.9 | 364 | 0001 | SINGLE CROSSARM
3560214E |  | 39677.69 | 364 | 0280 | POLE, WOOD, 45'
3560214E |  | 16231.77 | 365 | 0010 | CONDUCTOR, ALUMINUM, LESS THAN 4/0
3560214E |  | 100997.91 | 365 | 0020 | CONDUCTOR, ALUMINUM, 4/0 AND GREATER
3560221E | 389322.02 |  |  |  | 2022MWAX004 WAXAHACHIE MAF P1 | 2022MWAX004 WAXAHACHIE MAF P1 - S1 | 2022-05-13
3560221E |  | 42825.42 | 364 | 0001 | SINGLE CROSSARM
3560221E |  | 3893.22 | 364 | 0260 | POLE, WOOD, 40'
3560221E |  | 101223.72 | 364 | 0280 | POLE, WOOD, 45'
3560221E |  | 3893.22 | 364 | 0300 | POLE, WOOD, 50'
3560221E |  | 46718.64 | 365 | 0010 | CONDUCTOR, ALUMINUM, LESS THAN 4/0
3560221E |  | 190767.8 | 365 | 0020 | CONDUCTOR, ALUMINUM, 4/0 AND GREATER
3560222E | 480239.24 |  |  |  | 2022MWAX004 WAXAHACHIE MAF P1 | 2022MWAX004 WAXAHACHIE MAF P1 - S1 | 2022-05-15
3560222E |  | 57628.7 | 364 | 0001 | SINGLE CROSSARM
3560222E |  | 105652.64 | 364 | 0280 | POLE, WOOD, 45'
3560222E |  | 28814.35 | 364 | 0300 | POLE, WOOD, 50'
3560222E |  | 62431.08 | 365 | 0010 | CONDUCTOR, ALUMINUM, LESS THAN 4/0
3560222E |  | 225712.47 | 365 | 0020 | CONDUCTOR, ALUMINUM, 4/0 AND GREATER
3560240E | 267788.34 |  |  |  | STN TARGA RESOURCES SHACKLEFOR | STN TARGA RESOURCES SHACKLEFORD ELECT COMP1 4OFF-SITE-AC-PWR | 2022-04-27
3560240E |  | 24100.92 | 364 | 0001 | SINGLE CROSSARM
3560240E |  | 10711.51 | 364 | 0260 | POLE, WOOD, 40'
3560240E |  | 48201.87 | 364 | 0300 | POLE, WOOD, 50'
3560240E |  | 13389.4 | 364 | 0320 | POLE, WOOD, 55'
3560240E |  | 8033.61 | 365 | 0010 | CONDUCTOR, ALUMINUM, LESS THAN 4/0
3560240E |  | 61591.67 | 365 | 0020 | CONDUCTOR, ALUMINUM, 4/0 AND GREATER
3560240E |  | 2677.85 | 365 | 1000 | FAULT INDICATOR
3560240E |  | 29456.67 | 365 | 5650 | DIST AUTOMATION CONTROL OVERHEAD
3560240E |  | 50879.74 | 365 | 6030 | RECLOSER,2 OR 3 PHASE,OVER 13.2KV,0-3000 AMP
3560240E |  | 2677.85 | 366 | 1010 | CONDUIT
3560240E |  | 5355.74 | 366 | 1410 | PADS OR FOUNDATIONS, MEDIUM, 50-100 SQ FT
3560240E |  | 10711.51 | 367 | 0025 | CONDUCTOR, ALUMINUM, 4/0 AND GREATER
3560286E | 607542.72 |  |  |  | GAN_2022NGAN104_W CALIFORNIA S | GAN_2022NGAN104_W CALIFORNIA ST_DTD_P1,S3 | 2022-10-18
3560286E |  | 72905.12 | 364 | 0001 | SINGLE CROSSARM
3560286E |  | 151885.66 | 364 | 0280 | POLE, WOOD, 45'
3560286E |  | 24301.69 | 364 | 0300 | POLE, WOOD, 50'
3560286E |  | 358450.25 | 365 | 0020 | CONDUCTOR, ALUMINUM, 4/0 AND GREATER
3560305E | 180029.16 |  |  |  | BEN: OFFSITE FOR CHISHOLM TRAI | BEN: OFFSITE FOR CHISHOLM TRAILS RETAIL SHOPS-MCPHERSON- GS/ | 2022-12-31
3560305E |  | 28804.67 | 366 | 1100 | PRIMARY BOX
3560305E |  | 90014.58 | 367 | 0025 | CONDUCTOR, ALUMINUM, 4/0 AND GREATER
3560305E |  | 1800.29 | 367 | 0100 | FAULT INDICATOR
3560305E |  | 59409.62 | 367 | 5190 | SWITCHGEAR, PADMOUNT, 25KV
3560463E | 105957.89 |  |  |  | TEM TMP TMPSE1503 TMPLE1203 IN | TEM TMP TMPSE1503 TMPLE1203 INST NOVA AT VA HOS TO PROV SEP. | 2022-02-15
3560463E |  | 1059.57 | 364 | 0001 | SINGLE CROSSARM
3560463E |  | 4238.31 | 364 | 0300 | POLE, WOOD, 50'
3560463E |  | 100660.01 | 365 | 6030 | RECLOSER,2 OR 3 PHASE,OVER 13.2KV,0-3000 AMP
3560476E | 327298.65 |  |  |  | DPS: REPAIR WTR DMG V2344A-B F | DPS: REPAIR WATER DAMAGE-V2344A-B-AKARD AND FEDERAL STREETS | 2022-04-19
3560476E |  | 6545.97 | 366 | 1480 | ATTACHMENT, FOREIGN VAULT
3560476E |  | 3272.98 | 367 | 0010 | CONDUCTOR, COPPER, LESS THEN 2/0
3560476E |  | 3272.98 | 367 | 0015 | CONDUCTOR, COPPER, 2/0 AND GREATER
3560476E |  | 104735.56 | 367 | 5050 | SWITCH, VACUUM, THREE PHASE
3560476E |  | 36002.85 | 367 | 5620 | MICRO-PROCESSOR AUTOMATION & CONTROL UNIT
3560476E |  | 173468.31 | 367 | 5650 | DIST AUTOMATION CONTROL UNDERGROUND
3560522E | 126747.8 |  |  |  | 2022MHEB001 KIMBALL RD SUB-1 S | 2022MHEB001 KIMBALL RD SUB-1 S1 THRU S4 | 2022-05-06
3560522E |  | 3802.42 | 364 | 0001 | SINGLE CROSSARM
3560522E |  | 6337.38 | 364 | 0260 | POLE, WOOD, 40'
3560522E |  | 35489.37 | 365 | 6010 | AIRBREAK SWITCH, WITH OR WITHOUT OPERATOR
3560522E |  | 8872.34 | 366 | 1010 | CONDUIT
3560522E |  | 72246.29 | 367 | 0025 | CONDUCTOR, ALUMINUM, 4/0 AND GREATER
3560526E | 471505.67 |  |  |  | 2022NMDL001 MDL SUB P1 AND P3 | 2022NMDL001 MDL SUB P1 AND P3 - S2 S3 | 2022-06-17
3560526E |  | 18860.22 | 364 | 0001 | SINGLE CROSSARM
3560526E |  | 70725.83 | 364 | 0280 | POLE, WOOD, 45'
3560526E |  | 9430.1 | 364 | 0300 | POLE, WOOD, 50'
3560526E |  | 4715.04 | 365 | 0010 | CONDUCTOR, ALUMINUM, LESS THAN 4/0
3560526E |  | 136736.64 | 365 | 0020 | CONDUCTOR, ALUMINUM, 4/0 AND GREATER
3560526E |  | 18860.22 | 366 | 1010 | CONDUIT
3560526E |  | 28290.32 | 366 | 1100 | PRIMARY BOX
3560526E |  | 183887.3 | 367 | 0025 | CONDUCTOR, ALUMINUM, 4/0 AND GREATER
3560527E | 389771.61 |  |  |  | 2022NMDL001 MDL SUB P1 AND P3 | 2022NMDL001 MDL SUB P1 AND P3 - S5 S6 S7 | 2022-07-05
3560527E |  | 58465.73 | 364 | 0001 | SINGLE CROSSARM
3560527E |  | 7795.42 | 364 | 0002 | DOUBLE CROSSARMS
3560527E |  | 15590.85 | 364 | 0260 | POLE, WOOD, 40'
3560527E |  | 101340.61 | 364 | 0280 | POLE, WOOD, 45'
3560527E |  | 7795.42 | 364 | 0335 | POLE, WOOD, 60'
3560527E |  | 23386.28 | 365 | 0010 | CONDUCTOR, ALUMINUM, LESS THAN 4/0
3560527E |  | 175397.3 | 365 | 0020 | CONDUCTOR, ALUMINUM, 4/0 AND GREATER
3560529E | 238595.64 |  |  |  | 2022NMDL001 MDL SUB P1 AND P3 | 2022NMDL001 MDL SUB P1 AND P3 - S8 S9 S10 S11 | 2022-05-11
3560529E |  | 28631.45 | 364 | 0001 | SINGLE CROSSARM
3560529E |  | 40561.24 | 364 | 0280 | POLE, WOOD, 45'
3560529E |  | 19087.64 | 364 | 0300 | POLE, WOOD, 50'
3560529E |  | 4771.9 | 364 | 0335 | POLE, WOOD, 60'
3560529E |  | 14315.71 | 365 | 0010 | CONDUCTOR, ALUMINUM, LESS THAN 4/0
3560529E |  | 73964.77 | 365 | 0020 | CONDUCTOR, ALUMINUM, 4/0 AND GREATER
3560529E |  | 57262.93 | 365 | 6010 | AIRBREAK SWITCH, WITH OR WITHOUT OPERATOR
3560530E | 328208.6 |  |  |  | 2022NMDL001 MDL SUB P1 AND P3 | 2022NMDL001 MDL SUB P1 AND P3 - S13 S14 S15 S16 S17 | 2022-09-20
3560530E |  | 29538.75 | 364 | 0001 | SINGLE CROSSARM
3560530E |  | 6564.15 | 364 | 0260 | POLE, WOOD, 40'
3560530E |  | 49231.26 | 364 | 0280 | POLE, WOOD, 45'
3560530E |  | 26256.67 | 364 | 0300 | POLE, WOOD, 50'
3560530E |  | 91898.58 | 364 | 0330 | POLE, CONCRETE, 55'
3560530E |  | 16410.4 | 365 | 0010 | CONDUCTOR, ALUMINUM, LESS THAN 4/0
3560530E |  | 78770.05 | 365 | 0020 | CONDUCTOR, ALUMINUM, 4/0 AND GREATER
3560530E |  | 26256.67 | 365 | 6010 | AIRBREAK SWITCH, WITH OR WITHOUT OPERATOR
3560530E |  | 3282.07 | 367 | 0020 | CONDUCTOR, ALUMINUM, LESS THEN 4/0
3560542E | 494624.24 |  |  |  | ODE SLANT ENERGY UNIVERSITY LA | ODE SLANT ENERGY UNIVERSITY LAND PME ADD LOAD-OFFST-AG-PW | 2022-04-08
3560542E |  | 54408.64 | 364 | 0001 | SINGLE CROSSARM
3560542E |  | 9892.46 | 364 | 0260 | POLE, WOOD, 40'
3560542E |  | 19784.96 | 364 | 0280 | POLE, WOOD, 45'
3560542E |  | 133548.53 | 364 | 0300 | POLE, WOOD, 50'
3560542E |  | 24731.18 | 364 | 0320 | POLE, WOOD, 55'
3560542E |  | 14838.71 | 364 | 0335 | POLE, WOOD, 60'
3560542E |  | 39569.92 | 365 | 0010 | CONDUCTOR, ALUMINUM, LESS THAN 4/0
3560542E |  | 143441.26 | 365 | 0020 | CONDUCTOR, ALUMINUM, 4/0 AND GREATER
3560542E |  | 4946.22 | 365 | 1000 | FAULT INDICATOR
3560542E |  | 19784.96 | 365 | 6010 | AIRBREAK SWITCH, WITH OR WITHOUT OPERATOR
3560542E |  | 4946.22 | 366 | 1010 | CONDUIT
3560542E |  | 24731.18 | 367 | 0025 | CONDUCTOR, ALUMINUM, 4/0 AND GREATER
3560580E | 1413640.43 |  |  |  | 2022NTAY002 TAYLOR W SUB P1/P2 | 2022NTAY002 TAYLOR W SUB P1/P2 - S3 | 2022-08-09
3560580E |  | 56545.6 | 364 | 0001 | SINGLE CROSSARM
3560580E |  | 14136.39 | 364 | 0260 | POLE, WOOD, 40'
3560580E |  | 56545.6 | 364 | 0280 | POLE, WOOD, 45'
3560580E |  | 56545.6 | 364 | 0300 | POLE, WOOD, 50'
3560580E |  | 84818.41 | 364 | 0320 | POLE, WOOD, 55'
3560580E |  | 14136.39 | 364 | 0335 | POLE, WOOD, 60'
3560580E |  | 28272.79 | 365 | 0010 | CONDUCTOR, ALUMINUM, LESS THAN 4/0
3560580E |  | 98954.82 | 365 | 0020 | CONDUCTOR, ALUMINUM, 4/0 AND GREATER
3560580E |  | 28272.79 | 365 | 6010 | AIRBREAK SWITCH, WITH OR WITHOUT OPERATOR
3560580E |  | 127227.62 | 366 | 1010 | CONDUIT
3560580E |  | 14136.39 | 366 | 1100 | PRIMARY BOX
3560580E |  | 834048.03 | 367 | 0025 | CONDUCTOR, ALUMINUM, 4/0 AND GREATER
3560582E | 606423.66 |  |  |  | 2022NTAY002 TAYLOR W SUB P1/P2 | 2022NTAY002 TAYLOR W SUB P1/P2 - S4 AND S7 THRU S8 | 2022-07-19
3560582E |  | 12128.46 | 364 | 0001 | SINGLE CROSSARM
3560582E |  | 109156.25 | 364 | 0280 | POLE, WOOD, 45'
3560582E |  | 12128.46 | 364 | 0300 | POLE, WOOD, 50'
3560582E |  | 157670.13 | 365 | 0020 | CONDUCTOR, ALUMINUM, 4/0 AND GREATER
3560582E |  | 24256.94 | 365 | 6010 | AIRBREAK SWITCH, WITH OR WITHOUT OPERATOR
3560582E |  | 30321.17 | 366 | 1010 | CONDUIT
3560582E |  | 12128.46 | 366 | 1100 | PRIMARY BOX
3560582E |  | 248633.79 | 367 | 0025 | CONDUCTOR, ALUMINUM, 4/0 AND GREATER
3560596E | 204087.41 |  |  |  | DES-MANHARD-SOUTHRIDGE OFFSITE | DES-MANHARD-SOUTHRIDGE OFFSITE-FEEDER EXIT 1 | 2022-10-27
3560596E |  | 14286.11 | 364 | 0001 | SINGLE CROSSARM
3560596E |  | 30613.1 | 364 | 0280 | POLE, WOOD, 45'
3560596E |  | 14286.11 | 364 | 0300 | POLE, WOOD, 50'
3560596E |  | 79594.16 | 365 | 0020 | CONDUCTOR, ALUMINUM, 4/0 AND GREATER
3560596E |  | 14286.11 | 365 | 6010 | AIRBREAK SWITCH, WITH OR WITHOUT OPERATOR
3560596E |  | 8163.49 | 366 | 1010 | CONDUIT
3560596E |  | 8163.49 | 366 | 1100 | PRIMARY BOX
3560596E |  | 30613.1 | 367 | 0025 | CONDUCTOR, ALUMINUM, 4/0 AND GREATER
3560596E |  | 4081.74 | 367 | 0100 | FAULT INDICATOR
3560597E | 585365.23 |  |  |  | DES-MANHARD-SOUTHRIDGE OFFSITE | DES-MANHARD-SOUTHRIDGE OFFSITE-FEEDER EXIT 2 | 2022-10-27
3560597E |  | 11707.3 | 364 | 0001 | SINGLE CROSSARM
3560597E |  | 5853.64 | 364 | 0280 | POLE, WOOD, 45'
3560597E |  | 11707.3 | 364 | 0300 | POLE, WOOD, 50'
3560597E |  | 17560.95 | 364 | 0335 | POLE, WOOD, 60'
3560597E |  | 23414.6 | 364 | 0350 | POLE, WOOD, 65'
3560597E |  | 5853.64 | 365 | 0020 | CONDUCTOR, ALUMINUM, 4/0 AND GREATER
3560597E |  | 23414.6 | 365 | 6010 | AIRBREAK SWITCH, WITH OR WITHOUT OPERATOR
3560597E |  | 52682.86 | 366 | 1010 | CONDUIT
3560597E |  | 23414.6 | 366 | 1100 | PRIMARY BOX
3560597E |  | 409755.74 | 367 | 0025 | CONDUCTOR, ALUMINUM, 4/0 AND GREATER
3560598E | 333588.75 |  |  |  | DES-MANHARD-SOUTHRIDGE OFFSITE | DES-MANHARD-SOUTHRIDGE OFFSITE-NEW BUILD 2 | 2022-06-22
3560598E |  | 30022.97 | 364 | 0001 | SINGLE CROSSARM
3560598E |  | 113420.16 | 364 | 0280 | POLE, WOOD, 45'
3560598E |  | 3335.88 | 364 | 0300 | POLE, WOOD, 50'
3560598E |  | 16679.42 | 365 | 0010 | CONDUCTOR, ALUMINUM, LESS THAN 4/0
3560598E |  | 170130.32 | 365 | 0020 | CONDUCTOR, ALUMINUM, 4/0 AND GREATER
3560606E | 175192.36 |  |  |  | KIL HERITAGE OAKS PHASE 6 | KIL HERITAGE OAKS PHASE 6 | 2022-06-30
3560606E |  | 1751.93 | 364 | 0001 | SINGLE CROSSARM
3560606E |  | 5255.78 | 364 | 0300 | POLE, WOOD, 50'
3560606E |  | 42046.17 | 366 | 1010 | CONDUIT
3560606E |  | 17519.24 | 366 | 1150 | SECONDARY BOX
3560606E |  | 8759.62 | 366 | 1400 | PADS OR FOUNDATIONS, SMALL, LESS THAN 50 SQ FT
3560606E |  | 43798.03 | 367 | 0020 | CONDUCTOR, ALUMINUM, LESS THEN 4/0
3560606E |  | 35038.48 | 367 | 0025 | CONDUCTOR, ALUMINUM, 4/0 AND GREATER
3560606E |  | 3503.85 | 367 | 0100 | FAULT INDICATOR
3560606E |  | 1751.93 | 373 | 0025 | CONDUCTOR, ALUMINUM, UNDERGROUND
3560606E |  | 1751.93 | 373 | 1200 | LUMINAIRE, OTHER, 100W
3560606E |  | 1751.93 | 373 | 1220 | LUMINAIRE, OTHER, 250W
3560606E |  | 3503.85 | 373 | 1375 | CONDUIT
3560606E |  | 8759.62 | 373 | 1625 | STANDARD, OTHER, 25' AND UNDER
3560619E | 142575.91 |  |  |  | DNE-22-P009-RA-DNE-LEMON0001-R | DNE-22-P009-RA-DNE-LEMON0001-REGST0003-FIBER-DA-550' RECOND | 2022-09-21
3560619E |  | 29940.93 | 364 | 0001 | SINGLE CROSSARM
3560619E |  | 14257.57 | 364 | 0280 | POLE, WOOD, 45'
3560619E |  | 22812.13 | 364 | 0300 | POLE, WOOD, 50'
3560619E |  | 5703.02 | 364 | 0320 | POLE, WOOD, 55'
3560619E |  | 7128.77 | 364 | 0335 | POLE, WOOD, 60'
3560619E |  | 7128.77 | 365 | 0010 | CONDUCTOR, ALUMINUM, LESS THAN 4/0
3560619E |  | 55604.72 | 365 | 0020 | CONDUCTOR, ALUMINUM, 4/0 AND GREATER
3560620E | 109765.5 |  |  |  | MSQ-22-P016-AAP-MSQ-MESQT1307- | MSQ-22-P016-AAP-MSQ-MESQT1307-MESQT1306-DA-800' RECONDUCTOR | 2022-06-10
3560620E |  | 12074.19 | 364 | 0001 | SINGLE CROSSARM
3560620E |  | 35125.03 | 364 | 0280 | POLE, WOOD, 45'
3560620E |  | 7683.57 | 364 | 0300 | POLE, WOOD, 50'
3560620E |  | 4390.61 | 364 | 0335 | POLE, WOOD, 60'
3560620E |  | 31831.98 | 365 | 0020 | CONDUCTOR, ALUMINUM, 4/0 AND GREATER
3560620E |  | 18660.12 | 367 | 0020 | CONDUCTOR, ALUMINUM, LESS THEN 4/0
3560767E | 153788.31 |  |  |  | PAL_TMP CRKET2403 FDR MAINT FO | PAL_TMP CRKET2403 FDR MAINT FOR RELIABILITY DM | 2022-04-06
3560767E |  | 10765.18 | 364 | 0001 | SINGLE CROSSARM
3560767E |  | 16916.71 | 364 | 0260 | POLE, WOOD, 40'
3560767E |  | 36909.19 | 364 | 0280 | POLE, WOOD, 45'
3560767E |  | 13840.94 | 364 | 0300 | POLE, WOOD, 50'
3560767E |  | 16916.71 | 364 | 0320 | POLE, WOOD, 55'
3560767E |  | 12303.06 | 365 | 0010 | CONDUCTOR, ALUMINUM, LESS THAN 4/0
3560767E |  | 46136.52 | 365 | 6010 | AIRBREAK SWITCH, WITH OR WITHOUT OPERATOR
3560783E | 328236.95 |  |  |  | ODE:UGCP_GLNHV3992-(P)- REPLAC | ODE:UGCP_GLNHV3992-(P)- REPLACE UG CABLE- 50 CLEMENTE CIR | 2022-04-18
3560783E |  | 62365.02 | 366 | 1010 | CONDUIT
3560783E |  | 22976.58 | 366 | 1200 | MANHOLE, 0-100 CU FT
3560783E |  | 242895.35 | 367 | 0020 | CONDUCTOR, ALUMINUM, LESS THEN 4/0
3560824E | 128829.51 |  |  |  | RICE-0208 GT300 TARGETED SEGME | RICE-0208 GT300 TARGETED SEGMENT FDR MNT - WRR | 2022-01-19
3560824E |  | 30919.07 | 364 | 0001 | SINGLE CROSSARM
3560824E |  | 90180.69 | 364 | 0260 | POLE, WOOD, 40'
3560824E |  | 7729.75 | 364 | 0280 | POLE, WOOD, 45'
3560829E | 715717.3 |  |  |  | 2022NTEX003 LOY LAKE P1 S1 S2 | 2022NTEX003 LOY LAKE P1 S1 S2 S3 S6A | 2022-08-29
3560829E |  | 7157.15 | 364 | 0001 | SINGLE CROSSARM
3560829E |  | 7157.15 | 364 | 0260 | POLE, WOOD, 40'
3560829E |  | 7157.15 | 364 | 0280 | POLE, WOOD, 45'
3560829E |  | 14314.31 | 364 | 0300 | POLE, WOOD, 50'
3560829E |  | 7157.15 | 365 | 0010 | CONDUCTOR, ALUMINUM, LESS THAN 4/0
3560829E |  | 85886.05 | 366 | 1010 | CONDUIT
3560829E |  | 28628.67 | 366 | 1100 | PRIMARY BOX
3560829E |  | 551102.52 | 367 | 0025 | CONDUCTOR, ALUMINUM, 4/0 AND GREATER
3560829E |  | 7157.15 | 367 | 0100 | FAULT INDICATOR
3560832E | 343261.15 |  |  |  | 2022NTEX003 LOY LAKE P1 S4 | 2022NTEX003 LOY LAKE P1 S4 | 2022-07-12
3560832E |  | 6865.2 | 364 | 0001 | SINGLE CROSSARM
3560832E |  | 96113.1 | 364 | 0280 | POLE, WOOD, 45'
3560832E |  | 27460.87 | 364 | 0300 | POLE, WOOD, 50'
3560832E |  | 212821.98 | 365 | 0020 | CONDUCTOR, ALUMINUM, 4/0 AND GREATER
3560851E | 111607.8 |  |  |  | RRK_2022NTAY005_FELDER_LN_P1-S | RRK_2022NTAY005_FELDER_LN_P1-S1,S2 | 2022-03-30
3560851E |  | 45759.18 | 364 | 0240 | POLE, WOOD, 35'
3560851E |  | 8928.6 | 364 | 0260 | POLE, WOOD, 40'
3560851E |  | 6696.45 | 364 | 0280 | POLE, WOOD, 45'
3560851E |  | 50223.57 | 365 | 0010 | CONDUCTOR, ALUMINUM, LESS THAN 4/0
3560855E | 209847.71 |  |  |  | 2022NTAY004_TAY_CAMERON_P1-S6, | 2022NTAY004_TAY_CAMERON_P1-S6,PART1 | 2022-06-13
3560855E |  | 8393.9 | 364 | 0001 | SINGLE CROSSARM
3560855E |  | 2098.47 | 364 | 0260 | POLE, WOOD, 40'
3560855E |  | 25181.72 | 365 | 0010 | CONDUCTOR, ALUMINUM, LESS THAN 4/0
3560855E |  | 174173.62 | 365 | 0020 | CONDUCTOR, ALUMINUM, 4/0 AND GREATER
3560890E | 161945.29 |  |  |  | DSW - OFFSITE FOR AHS DALLAS N | DSW - OFFSITE FOR AHS DALLAS NATIONAL - SM | 2022-10-18
3560890E |  | 25911.24 | 364 | 0001 | SINGLE CROSSARM
3560890E |  | 40486.32 | 364 | 0280 | POLE, WOOD, 45'
3560890E |  | 48583.62 | 364 | 0300 | POLE, WOOD, 50'
3560890E |  | 45344.67 | 365 | 0020 | CONDUCTOR, ALUMINUM, 4/0 AND GREATER
3560890E |  | 1619.44 | 367 | 0020 | CONDUCTOR, ALUMINUM, LESS THEN 4/0
3560903E | 317148.11 |  |  |  | TAY_2022NTAY004 P1-S1-S10 KP | TAY_2022NTAY004 P1-S1-S10 KP | 2022-08-08
3560903E |  | 41229.25 | 364 | 0001 | SINGLE CROSSARM
3560903E |  | 3171.47 | 364 | 0002 | DOUBLE CROSSARMS
3560903E |  | 79287.01 | 364 | 0280 | POLE, WOOD, 45'
3560903E |  | 6342.95 | 364 | 0300 | POLE, WOOD, 50'
3560903E |  | 9514.43 | 364 | 0320 | POLE, WOOD, 55'
3560903E |  | 34886.28 | 365 | 0010 | CONDUCTOR, ALUMINUM, LESS THAN 4/0
3560903E |  | 126859.34 | 365 | 0020 | CONDUCTOR, ALUMINUM, 4/0 AND GREATER
3560903E |  | 15857.38 | 365 | 6010 | AIRBREAK SWITCH, WITH OR WITHOUT OPERATOR
3560905E | 326066.52 |  |  |  | TAY 2022NTAY004 BOIS D ARC RD | TAY_2022NTAY004_BOIS_D_ARC_RD_P1-S1_DAC | 2022-08-08
3560905E |  | 32606.64 | 364 | 0001 | SINGLE CROSSARM
3560905E |  | 61952.63 | 364 | 0280 | POLE, WOOD, 45'
3560905E |  | 13042.65 | 364 | 0300 | POLE, WOOD, 50'
3560905E |  | 45649.3 | 365 | 0010 | CONDUCTOR, ALUMINUM, LESS THAN 4/0
3560905E |  | 169554.64 | 365 | 0020 | CONDUCTOR, ALUMINUM, 4/0 AND GREATER
3560905E |  | 3260.66 | 365 | 1000 | FAULT INDICATOR
3560960E | 164973.96 |  |  |  | TAY_2022NTAY004_VORWERK_RD_P1- | TAY_2022NTAY004_VORWERK_RD_P1-S9 | 2022-08-23
3560960E |  | 79187.49 | 364 | 0240 | POLE, WOOD, 35'
3560960E |  | 84136.73 | 364 | 0260 | POLE, WOOD, 40'
3560960E |  | 1649.74 | 365 | 0010 | CONDUCTOR, ALUMINUM, LESS THAN 4/0
3561366E | 712311.2 |  |  |  | MNW WEATH: OFFSITE 3 FOR SANTA | MNW WEATH: OFFSITE 3 FOR SANTANA RIDGE - GS/DE | 2022-10-18
3561366E |  | 64108 | 364 | 0001 | SINGLE CROSSARM
3561366E |  | 7123.11 | 364 | 0260 | POLE, WOOD, 40'
3561366E |  | 199447.13 | 364 | 0280 | POLE, WOOD, 45'
3561366E |  | 7123.11 | 364 | 0300 | POLE, WOOD, 50'
3561366E |  | 42738.67 | 365 | 0010 | CONDUCTOR, ALUMINUM, LESS THAN 4/0
3561366E |  | 213693.41 | 365 | 0020 | CONDUCTOR, ALUMINUM, 4/0 AND GREATER
3561366E |  | 28492.44 | 365 | 6015 | RECLOSER,SINGLE PHASE,13.2KV AND UNDER,0-3000 AMP
3561366E |  | 49861.78 | 366 | 1010 | CONDUIT
3561366E |  | 21369.33 | 366 | 1100 | PRIMARY BOX
3561366E |  | 7123.11 | 366 | 1400 | PADS OR FOUNDATIONS, SMALL, LESS THAN 50 SQ FT
3561366E |  | 7123.11 | 367 | 0020 | CONDUCTOR, ALUMINUM, LESS THEN 4/0
3561366E |  | 56984.89 | 367 | 0025 | CONDUCTOR, ALUMINUM, 4/0 AND GREATER
3561366E |  | 7123.11 | 369 | 1100 | SERVICE, UNDERGROUND, 4/0 AND LESS, SINGLE PHASE
3561406E | 609736.53 |  |  |  | RRK: KENNY FORT SEG. 2 AND 3 P | RRK: KENNY FORT SEG. 2 AND 3 PH 2 TD | 2022-10-27
3561406E |  | 60973.64 | 364 | 0001 | SINGLE CROSSARM
3561406E |  | 103655.19 | 364 | 0280 | POLE, WOOD, 45'
3561406E |  | 91460.46 | 364 | 0300 | POLE, WOOD, 50'
3561406E |  | 12194.71 | 364 | 0335 | POLE, WOOD, 60'
3561406E |  | 24389.45 | 365 | 0010 | CONDUCTOR, ALUMINUM, LESS THAN 4/0
3561406E |  | 97557.84 | 365 | 0020 | CONDUCTOR, ALUMINUM, 4/0 AND GREATER
3561406E |  | 24389.45 | 366 | 1010 | CONDUIT
3561406E |  | 195115.79 | 367 | 0025 | CONDUCTOR, ALUMINUM, 4/0 AND GREATER
3561504E | 149037.74 |  |  |  | TEX LMAJ ADDITION MUENSTER T | TEX LMAJ ADDITION MUENSTER TX POWERS | 2022-12-31
3561504E |  | 1490.38 | 364 | 0001 | SINGLE CROSSARM
3561504E |  | 5961.51 | 364 | 0280 | POLE, WOOD, 45'
3561504E |  | 35769.05 | 366 | 1010 | CONDUIT
3561504E |  | 14903.77 | 366 | 1150 | SECONDARY BOX
3561504E |  | 4471.13 | 366 | 1400 | PADS OR FOUNDATIONS, SMALL, LESS THAN 50 SQ FT
3561504E |  | 23846.04 | 367 | 0020 | CONDUCTOR, ALUMINUM, LESS THEN 4/0
3561504E |  | 22355.66 | 367 | 0025 | CONDUCTOR, ALUMINUM, 4/0 AND GREATER
3561504E |  | 1490.38 | 367 | 0100 | FAULT INDICATOR
3561504E |  | 1490.38 | 373 | 0025 | CONDUCTOR, ALUMINUM, UNDERGROUND
3561504E |  | 13413.4 | 373 | 1250 | LUMINAIRE, LED, 40W TO 150W
3561504E |  | 1490.38 | 373 | 1375 | CONDUIT
3561504E |  | 22355.66 | 373 | 1625 | STANDARD, OTHER, 25' AND UNDER
3561515E | 167825.78 |  |  |  | 2022NWAC002 CHSPG 2403 P1 P2 - | 2022NWAC002 CHSPG 2403 P1 P2 - S2 S3 S4 S5 PWR | 2022-08-09
3561515E |  | 10069.52 | 364 | 0001 | SINGLE CROSSARM
3561515E |  | 16782.56 | 364 | 0280 | POLE, WOOD, 45'
3561515E |  | 41956.43 | 365 | 6010 | AIRBREAK SWITCH, WITH OR WITHOUT OPERATOR
3561515E |  | 21817.35 | 365 | 6015 | RECLOSER,SINGLE PHASE,13.2KV AND UNDER,0-3000 AMP
3561515E |  | 77199.92 | 365 | 6030 | RECLOSER,2 OR 3 PHASE,OVER 13.2KV,0-3000 AMP
3561725E | 660665.84 |  |  |  | 2022 NODE001 ECTOR HARPOR 4911 | 2022 NODE001 ECTOR HARPOR 4911 P1 S1-2-3-4-5-9 | 2022-09-06
3561725E |  | 66066.58 | 364 | 0001 | SINGLE CROSSARM
3561725E |  | 6606.66 | 364 | 0002 | DOUBLE CROSSARMS
3561725E |  | 231233.04 | 364 | 0280 | POLE, WOOD, 45'
3561725E |  | 92493.22 | 365 | 0010 | CONDUCTOR, ALUMINUM, LESS THAN 4/0
3561725E |  | 198199.75 | 365 | 0020 | CONDUCTOR, ALUMINUM, 4/0 AND GREATER
3561725E |  | 19819.98 | 365 | 6010 | AIRBREAK SWITCH, WITH OR WITHOUT OPERATOR
3561725E |  | 46246.61 | 365 | 6015 | RECLOSER,SINGLE PHASE,13.2KV AND UNDER,0-3000 AMP
3561733E | 399437.84 |  |  |  | 2022 NBWD002 LAKE BROWNWOOD 24 | 2022 NBWD002 LAKE BROWNWOOD 2402 S1-2-3-4-7-8-9 | 2022-07-25
3561733E |  | 35949.38 | 364 | 0001 | SINGLE CROSSARM
3561733E |  | 135809.03 | 364 | 0280 | POLE, WOOD, 45'
3561733E |  | 3994.35 | 364 | 0300 | POLE, WOOD, 50'
3561733E |  | 35949.38 | 365 | 0010 | CONDUCTOR, ALUMINUM, LESS THAN 4/0
3561733E |  | 131814.46 | 365 | 0020 | CONDUCTOR, ALUMINUM, 4/0 AND GREATER
3561733E |  | 15977.49 | 365 | 6015 | RECLOSER,SINGLE PHASE,13.2KV AND UNDER,0-3000 AMP
3561733E |  | 39943.75 | 365 | 6030 | RECLOSER,2 OR 3 PHASE,OVER 13.2KV,0-3000 AMP
3561734E | 323507.52 |  |  |  | 2022 NBWD002 LAKE BROWNWOOD 24 | 2022 NBWD002 LAKE BROWNWOOD 2402 S3-5-6 | 2022-05-13
3561734E |  | 32350.73 | 364 | 0001 | SINGLE CROSSARM
3561734E |  | 126167.9 | 364 | 0280 | POLE, WOOD, 45'
3561734E |  | 35585.8 | 365 | 0010 | CONDUCTOR, ALUMINUM, LESS THAN 4/0
3561734E |  | 129403.09 | 365 | 0020 | CONDUCTOR, ALUMINUM, 4/0 AND GREATER
3561777E | 418412.73 |  |  |  | OFF-SITE- AST SCIENCE ADDITION | OFF-SITE- AST SCIENCE ADDITION-ELR-BG | 2022-08-09
3561777E |  | 54393.65 | 364 | 0001 | SINGLE CROSSARM
3561777E |  | 100419.05 | 364 | 0260 | POLE, WOOD, 40'
3561777E |  | 58577.77 | 364 | 0280 | POLE, WOOD, 45'
3561777E |  | 4184.12 | 364 | 0320 | POLE, WOOD, 55'
3561777E |  | 25104.75 | 365 | 0010 | CONDUCTOR, ALUMINUM, LESS THAN 4/0
3561777E |  | 154812.77 | 365 | 0020 | CONDUCTOR, ALUMINUM, 4/0 AND GREATER
3561777E |  | 20920.62 | 365 | 6010 | AIRBREAK SWITCH, WITH OR WITHOUT OPERATOR
3561928E | 175713.33 |  |  |  | KRT/RRK-HOMESTEAD AT OLD SETTL | KRT/RRK-HOMESTEAD AT OLD SETTLERS PARK PH4/JJ | 2022-05-31
3561928E |  | 38657.18 | 366 | 1010 | CONDUIT
3561928E |  | 21085.56 | 366 | 1150 | SECONDARY BOX
3561928E |  | 12299.91 | 366 | 1400 | PADS OR FOUNDATIONS, SMALL, LESS THAN 50 SQ FT
3561928E |  | 35142.64 | 367 | 0020 | CONDUCTOR, ALUMINUM, LESS THEN 4/0
3561928E |  | 26356.97 | 367 | 0025 | CONDUCTOR, ALUMINUM, 4/0 AND GREATER
3561928E |  | 3514.24 | 367 | 0100 | FAULT INDICATOR
3561928E |  | 1757.12 | 373 | 0025 | CONDUCTOR, ALUMINUM, UNDERGROUND
3561928E |  | 7028.5 | 373 | 1250 | LUMINAIRE, LED, 40W TO 150W
3561928E |  | 3514.24 | 373 | 1375 | CONDUIT
3561928E |  | 26356.97 | 373 | 1520 | STANDARD, METAL, ABOVE 25'
3562015E | 1594706.25 |  |  |  | MEX TARGA MIDSTREAM PS 10 EXCL | MEX TARGA MIDSTREAM PS 10 EXCLUDED OFFSITE | 2022-10-07
3562015E |  | 15947.05 | 364 | 0001 | SINGLE CROSSARM
3562015E |  | 31894.11 | 364 | 0280 | POLE, WOOD, 45'
3562015E |  | 15947.05 | 364 | 0300 | POLE, WOOD, 50'
3562015E |  | 15947.05 | 364 | 0320 | POLE, WOOD, 55'
3562015E |  | 15947.05 | 364 | 0335 | POLE, WOOD, 60'
3562015E |  | 31894.11 | 364 | 0360 | POLE, OTHER, 65'
3562015E |  | 31894.11 | 364 | 0400 | POLE, OTHER, 80'
3562015E |  | 15947.05 | 365 | 0010 | CONDUCTOR, ALUMINUM, LESS THAN 4/0
3562015E |  | 111629.43 | 365 | 0020 | CONDUCTOR, ALUMINUM, 4/0 AND GREATER
3562015E |  | 31894.11 | 365 | 6010 | AIRBREAK SWITCH, WITH OR WITHOUT OPERATOR
3562015E |  | 191364.73 | 366 | 1010 | CONDUIT
3562015E |  | 111629.43 | 366 | 1100 | PRIMARY BOX
3562015E |  | 956823.92 | 367 | 0025 | CONDUCTOR, ALUMINUM, 4/0 AND GREATER
3562015E |  | 15947.05 | 367 | 0100 | FAULT INDICATOR
3562147E | 514723.53 |  |  |  | 2022MTER082 WILLIS POINT DIST | 2022MTER082 WILLIS POINT DIST RELOCATION P1 S1-S8 & S10 | 2022-03-31
3562147E |  | 87502.97 | 364 | 0001 | SINGLE CROSSARM
3562147E |  | 5147.2 | 364 | 0260 | POLE, WOOD, 40'
3562147E |  | 108091.91 | 364 | 0280 | POLE, WOOD, 45'
3562147E |  | 10294.44 | 364 | 0300 | POLE, WOOD, 50'
3562147E |  | 10294.44 | 364 | 0320 | POLE, WOOD, 55'
3562147E |  | 61766.81 | 365 | 0010 | CONDUCTOR, ALUMINUM, LESS THAN 4/0
3562147E |  | 226478.56 | 365 | 0020 | CONDUCTOR, ALUMINUM, 4/0 AND GREATER
3562147E |  | 5147.2 | 369 | 1300 | SERVICE, UNDERGROUND, 4/0 AND LESS,3 PHASES
3562175E | 106141.27 |  |  |  | MSQ - RKW - OFFSITE HARBOR HIL | MSQ - RKW - OFFSITE HARBOR HILLS - SM | 2022-11-01
3562175E |  | 7429.88 | 366 | 1010 | CONDUIT
3562175E |  | 6368.47 | 366 | 1410 | PADS OR FOUNDATIONS, MEDIUM, 50-100 SQ FT
3562175E |  | 18044.01 | 367 | 0025 | CONDUCTOR, ALUMINUM, 4/0 AND GREATER
3562175E |  | 2122.82 | 367 | 0100 | FAULT INDICATOR
3562175E |  | 72176.09 | 367 | 5190 | SWITCHGEAR, PADMOUNT, 25KV
3562176E | 272902.06 |  |  |  | MSQ:MILEONE90APARTMENTS:CR | MSQ:MILEONE90APARTMENTS:CR | 2022-10-06
3562176E |  | 2729.01 | 364 | 0001 | SINGLE CROSSARM
3562176E |  | 2729.01 | 364 | 0260 | POLE, WOOD, 40'
3562176E |  | 2729.01 | 365 | 0010 | CONDUCTOR, ALUMINUM, LESS THAN 4/0
3562176E |  | 60038.44 | 366 | 1010 | CONDUIT
3562176E |  | 21832.15 | 366 | 1400 | PADS OR FOUNDATIONS, SMALL, LESS THAN 50 SQ FT
3562176E |  | 8187.05 | 366 | 1410 | PADS OR FOUNDATIONS, MEDIUM, 50-100 SQ FT
3562176E |  | 65496.48 | 367 | 0020 | CONDUCTOR, ALUMINUM, LESS THEN 4/0
3562176E |  | 8187.05 | 367 | 0100 | FAULT INDICATOR
3562176E |  | 68225.63 | 367 | 5190 | SWITCHGEAR, PADMOUNT, 25KV
3562176E |  | 2729.01 | 369 | 1100 | SERVICE, UNDERGROUND, 4/0 AND LESS, SINGLE PHASE
3562176E |  | 30019.22 | 369 | 1200 | SERVICE, UNDERGROUND, GREATER THAN 4/0, SINGLE PH
3562181E | 184712.55 |  |  |  | KRTRRKLISSO PH2CV | KRTRRKLISSO PH2CV | 2022-10-28
3562181E |  | 1847.11 | 364 | 0001 | SINGLE CROSSARM
3562181E |  | 1847.11 | 364 | 0280 | POLE, WOOD, 45'
3562181E |  | 55413.91 | 366 | 1010 | CONDUIT
3562181E |  | 18471.24 | 366 | 1150 | SECONDARY BOX
3562181E |  | 11082.74 | 366 | 1400 | PADS OR FOUNDATIONS, SMALL, LESS THAN 50 SQ FT
3562181E |  | 36942.5 | 367 | 0020 | CONDUCTOR, ALUMINUM, LESS THEN 4/0
3562181E |  | 24012.62 | 367 | 0025 | CONDUCTOR, ALUMINUM, 4/0 AND GREATER
3562181E |  | 3694.24 | 367 | 0100 | FAULT INDICATOR
3562181E |  | 1847.11 | 373 | 0025 | CONDUCTOR, ALUMINUM, UNDERGROUND
3562181E |  | 5541.36 | 373 | 1250 | LUMINAIRE, LED, 40W TO 150W
3562181E |  | 3694.24 | 373 | 1375 | CONDUIT
3562181E |  | 20318.37 | 373 | 1520 | STANDARD, METAL, ABOVE 25'
3562220E | 136514.51 |  |  |  | TEX - SIMS-COUCH FIFTH ADDITIO | TEX - SIMS-COUCH FIFTH ADDITION - DENISON TX - POWERS | 2022-09-15
3562220E |  | 1365.13 | 364 | 0001 | SINGLE CROSSARM
3562220E |  | 5460.57 | 364 | 0280 | POLE, WOOD, 45'
3562220E |  | 42319.57 | 366 | 1010 | CONDUIT
3562220E |  | 10921.15 | 366 | 1150 | SECONDARY BOX
3562220E |  | 19112.02 | 366 | 1400 | PADS OR FOUNDATIONS, SMALL, LESS THAN 50 SQ FT
3562220E |  | 38224.05 | 367 | 0020 | CONDUCTOR, ALUMINUM, LESS THEN 4/0
3562220E |  | 13651.45 | 367 | 0025 | CONDUCTOR, ALUMINUM, 4/0 AND GREATER
3562220E |  | 5460.57 | 367 | 0100 | FAULT INDICATOR
3562257E | 166422.74 |  |  |  | MCK/FSO-THE STAR BAYLOR EAST B | MCK/FSO-THE STAR BAYLOR EAST BLDING-MA | 2022-07-01
3562257E |  | 51591.15 | 366 | 1010 | CONDUIT
3562257E |  | 14978.02 | 366 | 1100 | PRIMARY BOX
3562257E |  | 3328.44 | 366 | 1410 | PADS OR FOUNDATIONS, MEDIUM, 50-100 SQ FT
3562257E |  | 8321.13 | 366 | 1420 | PADS OR FOUNDATIONS, LARGE, OVER 100 SQ FT
3562257E |  | 3328.44 | 367 | 0020 | CONDUCTOR, ALUMINUM, LESS THEN 4/0
3562257E |  | 49926.8 | 367 | 0025 | CONDUCTOR, ALUMINUM, 4/0 AND GREATER
3562257E |  | 34948.76 | 367 | 5190 | SWITCHGEAR, PADMOUNT, 25KV
3562270E | 172575.3 |  |  |  | ODE: GAVIN DEVELOPMENT | ODE: GAVIN DEVELOPMENT | 2022-03-02
3562270E |  | 5177.25 | 364 | 0001 | SINGLE CROSSARM
3562270E |  | 13806.02 | 364 | 0300 | POLE, WOOD, 50'
3562270E |  | 48321.08 | 366 | 1010 | CONDUIT
3562270E |  | 8628.76 | 366 | 1100 | PRIMARY BOX
3562270E |  | 13806.02 | 366 | 1400 | PADS OR FOUNDATIONS, SMALL, LESS THAN 50 SQ FT
3562270E |  | 77658.92 | 367 | 0020 | CONDUCTOR, ALUMINUM, LESS THEN 4/0
3562270E |  | 5177.25 | 367 | 0100 | FAULT INDICATOR
3562288E | 760372.91 |  |  |  | 2022NSWE085R01 - S1-S2-S6-S13- | 2022BEACON HILL-ESKOTA-SWEETWATER P1 | 2022-10-20
3562288E |  | 121659.65 | 364 | 0001 | SINGLE CROSSARM
3562288E |  | 7603.72 | 364 | 0260 | POLE, WOOD, 40'
3562288E |  | 144470.84 | 364 | 0280 | POLE, WOOD, 45'
3562288E |  | 98848.46 | 364 | 0300 | POLE, WOOD, 50'
3562288E |  | 22811.17 | 364 | 0320 | POLE, WOOD, 55'
3562288E |  | 68433.55 | 365 | 0010 | CONDUCTOR, ALUMINUM, LESS THAN 4/0
3562288E |  | 243319.44 | 365 | 0020 | CONDUCTOR, ALUMINUM, 4/0 AND GREATER
3562288E |  | 38018.64 | 365 | 6010 | AIRBREAK SWITCH, WITH OR WITHOUT OPERATOR
3562288E |  | 7603.72 | 367 | 0020 | CONDUCTOR, ALUMINUM, LESS THEN 4/0
3562288E |  | 7603.72 | 373 | 0020 | CONDUCTOR, ALUMINUM, OVERHEAD
3562293E | 437526.24 |  |  |  | 2022NSWE085R01 - S15-S16- SWEE | BECON HILL-ESKOTA-SWEETWATER P1 | 2022-10-11
3562293E |  | 100631.02 | 364 | 0001 | SINGLE CROSSARM
3562293E |  | 205637.41 | 364 | 0280 | POLE, WOOD, 45'
3562293E |  | 8750.5 | 364 | 0320 | POLE, WOOD, 55'
3562293E |  | 118132.07 | 365 | 0010 | CONDUCTOR, ALUMINUM, LESS THAN 4/0
3562293E |  | 4375.24 | 366 | 1150 | SECONDARY BOX
3562297E | 300807.05 |  |  |  | 2022NSWE085R01 - NO S NUMBER - | BECON HILL-ESKOTA-SWEETWATER P1 | 2022-11-23
3562297E |  | 9024.2 | 364 | 0001 | SINGLE CROSSARM
3562297E |  | 39104.91 | 364 | 0300 | POLE, WOOD, 50'
3562297E |  | 3008.06 | 365 | 0010 | CONDUCTOR, ALUMINUM, LESS THAN 4/0
3562297E |  | 81217.98 | 366 | 1010 | CONDUIT
3562297E |  | 63169.47 | 366 | 1100 | PRIMARY BOX
3562297E |  | 45121.04 | 367 | 0020 | CONDUCTOR, ALUMINUM, LESS THEN 4/0
3562297E |  | 48129.12 | 367 | 0025 | CONDUCTOR, ALUMINUM, 4/0 AND GREATER
3562297E |  | 12032.27 | 367 | 0100 | FAULT INDICATOR
3562307E | 897254.6 |  |  |  | 2022NSWE085R01 - S5-S6-PART 1 | 2022NSWE085R01 - S5-S6-PART 1 SWEETWATER TUB - LAMAR | 2022-10-18
3562307E |  | 98698 | 364 | 0001 | SINGLE CROSSARM
3562307E |  | 35890.19 | 364 | 0260 | POLE, WOOD, 40'
3562307E |  | 161505.83 | 364 | 0280 | POLE, WOOD, 45'
3562307E |  | 8972.55 | 365 | 0010 | CONDUCTOR, ALUMINUM, LESS THAN 4/0
3562307E |  | 475544.93 | 365 | 0020 | CONDUCTOR, ALUMINUM, 4/0 AND GREATER
3562307E |  | 80752.91 | 365 | 6010 | AIRBREAK SWITCH, WITH OR WITHOUT OPERATOR
3562307E |  | 8972.55 | 366 | 1010 | CONDUIT
3562307E |  | 26917.64 | 367 | 0020 | CONDUCTOR, ALUMINUM, LESS THEN 4/0
3562308E | 563639.77 |  |  |  | 2022NSWE085R01-S6-PART2-SWEETW | BECON HILL-ESKOTA-SWEETWATER P1 | 2022-10-11
3562308E |  | 50727.58 | 364 | 0001 | SINGLE CROSSARM
3562308E |  | 95818.75 | 364 | 0280 | POLE, WOOD, 45'
3562308E |  | 95818.75 | 364 | 0330 | POLE, CONCRETE, 55'
3562308E |  | 101455.15 | 364 | 0360 | POLE, OTHER, 65'
3562308E |  | 16909.19 | 365 | 0010 | CONDUCTOR, ALUMINUM, LESS THAN 4/0
3562308E |  | 191637.57 | 365 | 0020 | CONDUCTOR, ALUMINUM, 4/0 AND GREATER
3562308E |  | 5636.39 | 366 | 1010 | CONDUIT
3562308E |  | 5636.39 | 367 | 0020 | CONDUCTOR, ALUMINUM, LESS THEN 4/0
3562312E | 2575982.35 |  |  |  | 2022NSWE085R01 S6-PART3 - SWEE | BECON HILL-ESKOTA-SWEETWATER P1 | 2022-09-27
3562312E |  | 257598.22 | 364 | 0001 | SINGLE CROSSARM
3562312E |  | 25759.82 | 364 | 0240 | POLE, WOOD, 35'
3562312E |  | 25759.82 | 364 | 0260 | POLE, WOOD, 40'
3562312E |  | 618235.75 | 364 | 0300 | POLE, WOOD, 50'
3562312E |  | 128799.1 | 364 | 0320 | POLE, WOOD, 55'
3562312E |  | 25759.82 | 364 | 0335 | POLE, WOOD, 60'
3562312E |  | 180318.76 | 365 | 0010 | CONDUCTOR, ALUMINUM, LESS THAN 4/0
3562312E |  | 1081912.68 | 365 | 0020 | CONDUCTOR, ALUMINUM, 4/0 AND GREATER
3562312E |  | 51519.64 | 365 | 6010 | AIRBREAK SWITCH, WITH OR WITHOUT OPERATOR
3562312E |  | 77279.46 | 366 | 1010 | CONDUIT
3562312E |  | 77279.46 | 367 | 0025 | CONDUCTOR, ALUMINUM, 4/0 AND GREATER
3562312E |  | 25759.82 | 367 | 0100 | FAULT INDICATOR
3562319E | 1217138.35 |  |  |  | 2022NSWE085R - S6-PART4 - SWEE | BEACON HILL-ESKOTA-SWEETWATER P1 | 2022-06-10
3562319E |  | 97371.06 | 364 | 0001 | SINGLE CROSSARM
3562319E |  | 12171.38 | 364 | 0260 | POLE, WOOD, 40'
3562319E |  | 12171.38 | 364 | 0280 | POLE, WOOD, 45'
3562319E |  | 352970.11 | 364 | 0300 | POLE, WOOD, 50'
3562319E |  | 48685.52 | 364 | 0320 | POLE, WOOD, 55'
3562319E |  | 85199.67 | 365 | 0010 | CONDUCTOR, ALUMINUM, LESS THAN 4/0
3562319E |  | 462512.66 | 365 | 0020 | CONDUCTOR, ALUMINUM, 4/0 AND GREATER
3562319E |  | 24342.75 | 366 | 1010 | CONDUIT
3562319E |  | 12171.38 | 367 | 0020 | CONDUCTOR, ALUMINUM, LESS THEN 4/0
3562319E |  | 97371.06 | 367 | 0025 | CONDUCTOR, ALUMINUM, 4/0 AND GREATER
3562319E |  | 12171.38 | 367 | 0100 | FAULT INDICATOR
3562352E | 242486.76 |  |  |  | FWN/FTW - NORTHPOINTE PHASE 7 | FWN/FTW - NORTHPOINTE PHASE 7 - OLD DECATUR RD @ HERITAGE/KW | 2022-11-02
3562352E |  | 2424.86 | 364 | 0260 | POLE, WOOD, 40'
3562352E |  | 82445.56 | 366 | 1010 | CONDUIT
3562352E |  | 26673.53 | 366 | 1150 | SECONDARY BOX
3562352E |  | 4849.72 | 366 | 1200 | MANHOLE, 0-100 CU FT
3562352E |  | 21823.8 | 366 | 1400 | PADS OR FOUNDATIONS, SMALL, LESS THAN 50 SQ FT
3562352E |  | 75170.89 | 367 | 0020 | CONDUCTOR, ALUMINUM, LESS THEN 4/0
3562352E |  | 21823.8 | 367 | 0025 | CONDUCTOR, ALUMINUM, 4/0 AND GREATER
3562352E |  | 7274.6 | 367 | 0100 | FAULT INDICATOR
3562399E | 259281.68 |  |  |  | 2022MWAX006R01 MIDLOTHIAN SOUT | 2022MWAX006R01 MIDLOTHIAN SUB P1 S13 | 2022-09-08
3562399E |  | 36299.42 | 364 | 0001 | SINGLE CROSSARM
3562399E |  | 51856.33 | 364 | 0280 | POLE, WOOD, 45'
3562399E |  | 18149.7 | 365 | 0010 | CONDUCTOR, ALUMINUM, LESS THAN 4/0
3562399E |  | 129640.9 | 365 | 0020 | CONDUCTOR, ALUMINUM, 4/0 AND GREATER
3562399E |  | 23335.33 | 365 | 6010 | AIRBREAK SWITCH, WITH OR WITHOUT OPERATOR
3562402E | 311859.77 |  |  |  | 2022MWAX006R01 MIDLOTHIAN SOUT | 2022MWAX006R01 MIDLOTHIAN SUB P1 S14 S15 | 2022-08-15
3562402E |  | 24948.77 | 364 | 0001 | SINGLE CROSSARM
3562402E |  | 3118.58 | 364 | 0002 | DOUBLE CROSSARMS
3562402E |  | 65490.54 | 364 | 0280 | POLE, WOOD, 45'
3562402E |  | 6237.18 | 364 | 0300 | POLE, WOOD, 50'
3562402E |  | 24948.77 | 365 | 0010 | CONDUCTOR, ALUMINUM, LESS THAN 4/0
3562402E |  | 165285.77 | 365 | 0020 | CONDUCTOR, ALUMINUM, 4/0 AND GREATER
3562402E |  | 18711.58 | 365 | 6010 | AIRBREAK SWITCH, WITH OR WITHOUT OPERATOR
3562402E |  | 3118.58 | 367 | 0020 | CONDUCTOR, ALUMINUM, LESS THEN 4/0
3562444E | 146281.94 |  |  |  | TYL/AIDEN CREEK-FLINT/TM | TYL/AIDEN CREEK-FLINT/TM | 2022-05-25
3562444E |  | 2925.63 | 364 | 0260 | POLE, WOOD, 40'
3562444E |  | 58512.77 | 366 | 1010 | CONDUIT
3562444E |  | 4388.45 | 366 | 1150 | SECONDARY BOX
3562444E |  | 5851.27 | 366 | 1400 | PADS OR FOUNDATIONS, SMALL, LESS THAN 50 SQ FT
3562444E |  | 67289.74 | 367 | 0020 | CONDUCTOR, ALUMINUM, LESS THEN 4/0
3562444E |  | 5851.27 | 367 | 0025 | CONDUCTOR, ALUMINUM, 4/0 AND GREATER
3562444E |  | 1462.81 | 367 | 0100 | FAULT INDICATOR
3562512E | 223469.66 |  |  |  | MSQ ELAVON 1C JED | MSQ ELAVON 1C JED | 2022-09-21
3562512E |  | 60336.8 | 366 | 1010 | CONDUIT
3562512E |  | 11173.48 | 366 | 1150 | SECONDARY BOX
3562512E |  | 8938.78 | 366 | 1400 | PADS OR FOUNDATIONS, SMALL, LESS THAN 50 SQ FT
3562512E |  | 84918.52 | 367 | 0020 | CONDUCTOR, ALUMINUM, LESS THEN 4/0
3562512E |  | 17877.57 | 367 | 0025 | CONDUCTOR, ALUMINUM, 4/0 AND GREATER
3562512E |  | 4469.39 | 367 | 0100 | FAULT INDICATOR
3562512E |  | 13408.17 | 373 | 1250 | LUMINAIRE, LED, 40W TO 150W
3562512E |  | 6704.08 | 373 | 1375 | CONDUIT
3562512E |  | 15642.87 | 373 | 1625 | STANDARD, OTHER, 25' AND UNDER
3562581E | 149258.73 |  |  |  | FNE UGCP HURST1811 P REPLACE U | FNE UGCP HURST1811 P REPLACE UG CABLE - 309 BILLY CREEK DR | 2022-02-01
3562581E |  | 26866.56 | 366 | 1010 | CONDUIT
3562581E |  | 108958.89 | 367 | 0020 | CONDUCTOR, ALUMINUM, LESS THEN 4/0
3562581E |  | 13433.28 | 367 | 0100 | FAULT INDICATOR
3562594E | 141811.15 |  |  |  | WAX:1000 & 2000 PRAIRIE RIDGE | WAX:1000 & 2000 PRAIRIE RIDGE BLVD, SERVE NEW IRRIGATION(EC) | 2022-01-28
3562594E |  | 48215.77 | 366 | 1150 | SECONDARY BOX
3562594E |  | 93595.38 | 369 | 1100 | SERVICE, UNDERGROUND, 4/0 AND LESS, SINGLE PHASE
3562708E | 224176.26 |  |  |  | KRTKILBELLA CHARCA PHASE 10DC | KRTKILBELLA CHARCA PHASE 10DC | 2022-09-23
3562708E |  | 51560.65 | 366 | 1010 | CONDUIT
3562708E |  | 17934.09 | 366 | 1150 | SECONDARY BOX
3562708E |  | 2241.75 | 366 | 1200 | MANHOLE, 0-100 CU FT
3562708E |  | 8967.04 | 366 | 1400 | PADS OR FOUNDATIONS, SMALL, LESS THAN 50 SQ FT
3562708E |  | 47077.01 | 367 | 0020 | CONDUCTOR, ALUMINUM, LESS THEN 4/0
3562708E |  | 40351.72 | 367 | 0025 | CONDUCTOR, ALUMINUM, 4/0 AND GREATER
3562708E |  | 2241.75 | 367 | 0100 | FAULT INDICATOR
3562708E |  | 2241.75 | 373 | 0025 | CONDUCTOR, ALUMINUM, UNDERGROUND
3562708E |  | 8967.04 | 373 | 1200 | LUMINAIRE, OTHER, 100W
3562708E |  | 6725.27 | 373 | 1375 | CONDUIT
3562708E |  | 35868.19 | 373 | 1520 | STANDARD, METAL, ABOVE 25'
3562765E | 103181.85 |  |  |  | TER FORNEY OFFSITE FORNEY GATE | TER FORNEY OFFSITE FORNEY GATEWAY INDUSTRIAL MS | 2022-07-07
3562765E |  | 2063.62 | 364 | 0001 | SINGLE CROSSARM
3562765E |  | 1031.81 | 364 | 0280 | POLE, WOOD, 45'
3562765E |  | 2063.62 | 364 | 0320 | POLE, WOOD, 55'
3562765E |  | 11349.99 | 365 | 6010 | AIRBREAK SWITCH, WITH OR WITHOUT OPERATOR
3562765E |  | 44368.31 | 365 | 6030 | RECLOSER,2 OR 3 PHASE,OVER 13.2KV,0-3000 AMP
3562765E |  | 10318.16 | 366 | 1010 | CONDUIT
3562765E |  | 29922.72 | 367 | 0025 | CONDUCTOR, ALUMINUM, 4/0 AND GREATER
3562765E |  | 2063.62 | 367 | 0100 | FAULT INDICATOR
3562785E | 196149.1 |  |  |  | DSW-2022MDSW102 KLEBURG SUB-FE | DSW-2022MDSW102 KLEBURG SUB-FEEDER EXITS RECONDUCTORS | 2022-05-12
3562785E |  | 1961.46 | 365 | 0010 | CONDUCTOR, ALUMINUM, LESS THAN 4/0
3562785E |  | 23537.87 | 366 | 1010 | CONDUIT
3562785E |  | 170649.77 | 367 | 0025 | CONDUCTOR, ALUMINUM, 4/0 AND GREATER
3562856E | 114035.2 |  |  |  | FWN 20-TS-2021 TRIPSAVERS PH.6 | FWN: 18-TS-2021 TRIPSAVERS PH.6_FORT WORTH NORTH FEEDERS_BA | 2022-01-19
3562856E |  | 4561.4 | 364 | 0001 | SINGLE CROSSARM
3562856E |  | 109473.8 | 365 | 6015 | RECLOSER,SINGLE PHASE,13.2KV AND UNDER,0-3000 AMP
3562874E | 103061.97 |  |  |  | FWN 15-TS-2021 TRIPSAVERS PH.6 | FWN: 15-TS-2021 TRIPSAVERS PH.6_FORT WORTH NORTH FEEDERS_BA | 2022-01-11
3562874E |  | 4122.46 | 364 | 0001 | SINGLE CROSSARM
3562874E |  | 2061.23 | 364 | 0280 | POLE, WOOD, 45'
3562874E |  | 96878.28 | 365 | 6015 | RECLOSER,SINGLE PHASE,13.2KV AND UNDER,0-3000 AMP
3562911E | 134646.44 |  |  |  | WAC 18-TS-2021 TRIPSAVERS PH.6 | WAC 19-TS-2021 TRIPSAVERS PH.6_WACO FEEDERS_BA | 2022-01-24
3562911E |  | 4039.38 | 364 | 0001 | SINGLE CROSSARM
3562911E |  | 6732.31 | 364 | 0280 | POLE, WOOD, 45'
3562911E |  | 5385.85 | 364 | 0300 | POLE, WOOD, 50'
3562911E |  | 118488.9 | 365 | 6015 | RECLOSER,SINGLE PHASE,13.2KV AND UNDER,0-3000 AMP
3563034E | 763029.08 |  |  |  | STN PETROLEGACY SXSW OFFSITE-M | STN PETROLEGACY SXSW OFFSITE-MB-BG | 2022-04-19
3563034E |  | 83933.2 | 364 | 0001 | SINGLE CROSSARM
3563034E |  | 183126.98 | 364 | 0300 | POLE, WOOD, 50'
3563034E |  | 15260.59 | 364 | 0320 | POLE, WOOD, 55'
3563034E |  | 45781.75 | 364 | 0335 | POLE, WOOD, 60'
3563034E |  | 366253.94 | 365 | 0020 | CONDUCTOR, ALUMINUM, 4/0 AND GREATER
3563034E |  | 68672.62 | 365 | 6030 | RECLOSER,2 OR 3 PHASE,OVER 13.2KV,0-3000 AMP
3563071E | 211671.38 |  |  |  | FWN/FTW - PIONEER POINT PHASE | FWN/FTW - PIONEER POINT PHASE 3 - BOAT CLUB ROAD/KW | 2022-07-26
3563071E |  | 63501.49 | 366 | 1010 | CONDUIT
3563071E |  | 29633.98 | 366 | 1150 | SECONDARY BOX
3563071E |  | 14816.98 | 366 | 1400 | PADS OR FOUNDATIONS, SMALL, LESS THAN 50 SQ FT
3563071E |  | 52917.84 | 367 | 0020 | CONDUCTOR, ALUMINUM, LESS THEN 4/0
3563071E |  | 46567.69 | 367 | 0025 | CONDUCTOR, ALUMINUM, 4/0 AND GREATER
3563071E |  | 4233.4 | 367 | 0100 | FAULT INDICATOR
3563184E | 269257.64 |  |  |  | LUF OFFSITE 1 OF 2 TO SERVE AL | LUF OFFSITE TO SERVE ALAZAN VISTA/DO | 2022-05-25
3563184E |  | 61929.24 | 364 | 0260 | POLE, WOOD, 40'
3563184E |  | 110395.67 | 364 | 0280 | POLE, WOOD, 45'
3563184E |  | 18848.03 | 364 | 0300 | POLE, WOOD, 50'
3563184E |  | 78084.7 | 365 | 0010 | CONDUCTOR, ALUMINUM, LESS THAN 4/0
3563187E | 167981.08 |  |  |  | DNO-22-P080-PY-DNO-FSTVW0005-P | DNO-22-P080-PY-DNO-FSTVW0005-PROAD0008-DA 1400' RECONDUCTOR | 2022-09-13
3563187E |  | 6719.25 | 364 | 0001 | SINGLE CROSSARM
3563187E |  | 11758.68 | 364 | 0280 | POLE, WOOD, 45'
3563187E |  | 26876.98 | 364 | 0300 | POLE, WOOD, 50'
3563187E |  | 62152.98 | 365 | 0020 | CONDUCTOR, ALUMINUM, 4/0 AND GREATER
3563187E |  | 30236.6 | 365 | 6010 | AIRBREAK SWITCH, WITH OR WITHOUT OPERATOR
3563187E |  | 1679.81 | 366 | 1010 | CONDUIT
3563187E |  | 28556.78 | 367 | 0020 | CONDUCTOR, ALUMINUM, LESS THEN 4/0
3563216E | 147676.42 |  |  |  | ATH/CLOVERLEAF ESTATES-MABANK/ | ATH/CLOVERLEAF ESTATES-MABANK/JJ | 2022-06-06
3563216E |  | 2953.52 | 364 | 0260 | POLE, WOOD, 40'
3563216E |  | 41349.48 | 366 | 1010 | CONDUIT
3563216E |  | 13290.87 | 366 | 1150 | SECONDARY BOX
3563216E |  | 8860.57 | 366 | 1400 | PADS OR FOUNDATIONS, SMALL, LESS THAN 50 SQ FT
3563216E |  | 38395.86 | 367 | 0020 | CONDUCTOR, ALUMINUM, LESS THEN 4/0
3563216E |  | 25104.98 | 367 | 0025 | CONDUCTOR, ALUMINUM, 4/0 AND GREATER
3563216E |  | 2953.52 | 367 | 0100 | FAULT INDICATOR
3563216E |  | 5907.05 | 373 | 1250 | LUMINAIRE, LED, 40W TO 150W
3563216E |  | 1476.76 | 373 | 1375 | CONDUIT
3563216E |  | 7383.81 | 373 | 1625 | STANDARD, OTHER, 25' AND UNDER
3563340E | 100590.48 |  |  |  | WAX: MID: ONCOR TRC NEW SRV @ | WAX: MID: ONCOR TRC NEW SRV @ 4700 N HWY 67 - SV | 2022-03-11
3563340E |  | 6035.42 | 364 | 0280 | POLE, WOOD, 45'
3563340E |  | 17100.37 | 366 | 1010 | CONDUIT
3563340E |  | 13076.75 | 366 | 1100 | PRIMARY BOX
3563340E |  | 8047.22 | 366 | 1410 | PADS OR FOUNDATIONS, MEDIUM, 50-100 SQ FT
3563340E |  | 56330.72 | 367 | 0020 | CONDUCTOR, ALUMINUM, LESS THEN 4/0
3563407E | 488609.14 |  |  |  | 2022NPAR202 PARIS NORTH 1404 U | 2022NPAR202 PARIS NORTH 1404 UG RADIAL TAP P1 S1 UG | 2022-07-11
3563407E |  | 4886.08 | 365 | 0010 | CONDUCTOR, ALUMINUM, LESS THAN 4/0
3563407E |  | 156354.91 | 366 | 1010 | CONDUIT
3563407E |  | 53746.99 | 366 | 1200 | MANHOLE, 0-100 CU FT
3563407E |  | 273621.16 | 367 | 0020 | CONDUCTOR, ALUMINUM, LESS THEN 4/0
3563575E | 886759.61 |  |  |  | 2022MMSQ005 MESQN1507 S1-2 FLX | 2022MMSQ005 MESQN1507 FLX | 2022-12-31
3563575E |  | 26602.79 | 364 | 0001 | SINGLE CROSSARM
3563575E |  | 35470.38 | 364 | 0280 | POLE, WOOD, 45'
3563575E |  | 17735.19 | 364 | 0300 | POLE, WOOD, 50'
3563575E |  | 8867.6 | 364 | 0320 | POLE, WOOD, 55'
3563575E |  | 26602.79 | 364 | 0335 | POLE, WOOD, 60'
3563575E |  | 8867.6 | 365 | 0010 | CONDUCTOR, ALUMINUM, LESS THAN 4/0
3563575E |  | 44337.98 | 365 | 0020 | CONDUCTOR, ALUMINUM, 4/0 AND GREATER
3563575E |  | 26602.79 | 365 | 5635 | DIST AUTOMATION REPEATER OVERHEAD
3563575E |  | 17735.19 | 365 | 5645 | DIST AUTOMATION COMMUNICATION UNIT RF OH
3563575E |  | 79808.36 | 365 | 5650 | DIST AUTOMATION CONTROL OVERHEAD
3563575E |  | 35470.38 | 365 | 5660 | DIST AUTOMATION POWER SUPPLY UNIT OH
3563575E |  | 195087.12 | 365 | 6000 | DIST AUTOMATION SWITCH OVERHEAD
3563575E |  | 44337.98 | 366 | 1010 | CONDUIT
3563575E |  | 17735.19 | 366 | 1100 | PRIMARY BOX
3563575E |  | 8867.6 | 366 | 1410 | PADS OR FOUNDATIONS, MEDIUM, 50-100 SQ FT
3563575E |  | 106411.15 | 367 | 0025 | CONDUCTOR, ALUMINUM, 4/0 AND GREATER
3563575E |  | 8867.6 | 367 | 0100 | FAULT INDICATOR
3563575E |  | 177351.92 | 367 | 5190 | SWITCHGEAR, PADMOUNT, 25KV
3563665E | 351948.11 |  |  |  | RRK: OFFSITE #2 - JARRELL WAST | RRK: OFFSITE #2 - JARRELL WASTEWATER TREATMENT PLANT JK | 2022-07-08
3563665E |  | 38714.29 | 364 | 0001 | SINGLE CROSSARM
3563665E |  | 3519.48 | 364 | 0002 | DOUBLE CROSSARMS
3563665E |  | 56311.69 | 364 | 0280 | POLE, WOOD, 45'
3563665E |  | 14077.92 | 364 | 0300 | POLE, WOOD, 50'
3563665E |  | 56311.69 | 364 | 0345 | POLE, OTHER, 60'
3563665E |  | 14077.92 | 365 | 0010 | CONDUCTOR, ALUMINUM, LESS THAN 4/0
3563665E |  | 91506.55 | 365 | 0020 | CONDUCTOR, ALUMINUM, 4/0 AND GREATER
3563665E |  | 3519.48 | 365 | 1000 | FAULT INDICATOR
3563665E |  | 17597.4 | 365 | 6010 | AIRBREAK SWITCH, WITH OR WITHOUT OPERATOR
3563665E |  | 7038.96 | 366 | 1010 | CONDUIT
3563665E |  | 35194.81 | 366 | 1100 | PRIMARY BOX
3563665E |  | 3519.48 | 366 | 1410 | PADS OR FOUNDATIONS, MEDIUM, 50-100 SQ FT
3563665E |  | 10558.44 | 367 | 0025 | CONDUCTOR, ALUMINUM, 4/0 AND GREATER
3563691E | 139187.1 |  |  |  | TAY ELGIN MR NEW SERIVCE TO 5 | TAY ELGIN MR NEW SERIVCE TO 5 LOTS AT 13401 PFLUGER-BERKMAN | 2022-06-07
3563691E |  | 1391.86 | 364 | 0001 | SINGLE CROSSARM
3563691E |  | 77944.81 | 364 | 0260 | POLE, WOOD, 40'
3563691E |  | 2783.73 | 364 | 0280 | POLE, WOOD, 45'
3563691E |  | 57066.7 | 365 | 0010 | CONDUCTOR, ALUMINUM, LESS THAN 4/0
3563894E | 216741.18 |  |  |  | JKV/HIGH HILL DEVELOPMENT-ARP/ | JKV/HIGH HILL DEVELOPMENT-ARP/TM | 2022-10-27
3563894E |  | 2167.39 | 364 | 0001 | SINGLE CROSSARM
3563894E |  | 4334.81 | 364 | 0260 | POLE, WOOD, 40'
3563894E |  | 69357.17 | 366 | 1010 | CONDUIT
3563894E |  | 6502.22 | 366 | 1150 | SECONDARY BOX
3563894E |  | 8669.63 | 366 | 1200 | MANHOLE, 0-100 CU FT
3563894E |  | 13004.46 | 366 | 1400 | PADS OR FOUNDATIONS, SMALL, LESS THAN 50 SQ FT
3563894E |  | 82361.76 | 367 | 0020 | CONDUCTOR, ALUMINUM, LESS THEN 4/0
3563894E |  | 26008.93 | 367 | 0025 | CONDUCTOR, ALUMINUM, 4/0 AND GREATER
3563894E |  | 4334.81 | 367 | 0100 | FAULT INDICATOR
3563967E | 166513.43 |  |  |  | ODE FIRE BIRD ENERGY EAST AVER | ODE FIRE BIRD ENERGY EAST AVERITT - PWR | 2022-06-01
3563967E |  | 16651.33 | 364 | 0001 | SINGLE CROSSARM
3563967E |  | 6660.53 | 364 | 0260 | POLE, WOOD, 40'
3563967E |  | 64940.23 | 364 | 0280 | POLE, WOOD, 45'
3563967E |  | 1665.12 | 365 | 0010 | CONDUCTOR, ALUMINUM, LESS THAN 4/0
3563967E |  | 76596.22 | 365 | 0020 | CONDUCTOR, ALUMINUM, 4/0 AND GREATER
3563996E | 557123.29 |  |  |  | 2022MFWE101 ROCKY CREEK SUB P1 | 2022MFWE101 ROCKY CREEK SUB P1 S4 | 2022-06-12
3563996E |  | 50141.06 | 364 | 0001 | SINGLE CROSSARM
3563996E |  | 77997.25 | 364 | 0280 | POLE, WOOD, 45'
3563996E |  | 72425.99 | 364 | 0300 | POLE, WOOD, 50'
3563996E |  | 11142.44 | 364 | 0350 | POLE, WOOD, 65'
3563996E |  | 167137.21 | 365 | 0020 | CONDUCTOR, ALUMINUM, 4/0 AND GREATER
3563996E |  | 16713.67 | 366 | 1010 | CONDUIT
3563996E |  | 5571.21 | 367 | 0015 | CONDUCTOR, COPPER, 2/0 AND GREATER
3563996E |  | 144852.02 | 367 | 0025 | CONDUCTOR, ALUMINUM, 4/0 AND GREATER
3563996E |  | 11142.44 | 367 | 0100 | FAULT INDICATOR
3564037E | 173973.76 |  |  |  | MCK:DR:SERVE NEW WAREHOUSE: E | MCK:DR:SERVE NEW WAREHOUSE: E PLANO PKWY | 2022-05-10
3564037E |  | 1739.72 | 365 | 0010 | CONDUCTOR, ALUMINUM, LESS THAN 4/0
3564037E |  | 1739.72 | 366 | 1010 | CONDUIT
3564037E |  | 6958.94 | 366 | 1100 | PRIMARY BOX
3564037E |  | 38274.22 | 367 | 0020 | CONDUCTOR, ALUMINUM, LESS THEN 4/0
3564037E |  | 20876.84 | 367 | 0025 | CONDUCTOR, ALUMINUM, 4/0 AND GREATER
3564037E |  | 1739.72 | 367 | 0100 | FAULT INDICATOR
3564037E |  | 102644.6 | 367 | 5190 | SWITCHGEAR, PADMOUNT, 25KV
3564077E | 724616.81 |  |  |  | 2022NTEM005 HOLLAND BKSTND SAL | 2022NTEM005 HOLLAND BKSTND SALADO P1 S1 S2 S3 | 2022-06-14
3564077E |  | 14492.31 | 364 | 0001 | SINGLE CROSSARM
3564077E |  | 7246.13 | 364 | 0002 | DOUBLE CROSSARMS
3564077E |  | 7246.13 | 364 | 0260 | POLE, WOOD, 40'
3564077E |  | 297093.1 | 364 | 0280 | POLE, WOOD, 45'
3564077E |  | 28984.65 | 364 | 0300 | POLE, WOOD, 50'
3564077E |  | 72461.65 | 364 | 0345 | POLE, OTHER, 60'
3564077E |  | 28984.65 | 365 | 0010 | CONDUCTOR, ALUMINUM, LESS THAN 4/0
3564077E |  | 268108.19 | 365 | 0020 | CONDUCTOR, ALUMINUM, 4/0 AND GREATER
3564291E | 108110.29 |  |  |  | TAY: SERVE 5700 FM 1063 THRALL | TAY: SERVE 5700 FM 1063 THRALL : JAD | 2022-03-06
3564291E |  | 60541.77 | 364 | 0260 | POLE, WOOD, 40'
3564291E |  | 47568.52 | 365 | 0010 | CONDUCTOR, ALUMINUM, LESS THAN 4/0
3564292E | 272956.25 |  |  |  | FSE INCR-SEAS-PREP BOWENS3132 | FSE INCR-SEAS-PREP BOWENS3132 RECOND 5200 FT 795 | 2022-08-18
3564292E |  | 49132.1 | 364 | 0001 | SINGLE CROSSARM
3564292E |  | 2729.55 | 364 | 0002 | DOUBLE CROSSARMS
3564292E |  | 16377.35 | 364 | 0260 | POLE, WOOD, 40'
3564292E |  | 10918.22 | 364 | 0280 | POLE, WOOD, 45'
3564292E |  | 8188.66 | 364 | 0300 | POLE, WOOD, 50'
3564292E |  | 5459.11 | 364 | 0320 | POLE, WOOD, 55'
3564292E |  | 10918.22 | 365 | 0010 | CONDUCTOR, ALUMINUM, LESS THAN 4/0
3564292E |  | 152855.69 | 365 | 0020 | CONDUCTOR, ALUMINUM, 4/0 AND GREATER
3564292E |  | 16377.35 | 365 | 6010 | AIRBREAK SWITCH, WITH OR WITHOUT OPERATOR
3564321E | 159133.77 |  |  |  | BEN KRC(PS, UG PRIM, UG XFMR) | BEN KRC(PS, UG PRIM, UG XFMR) 6601 OAK GROVE RD | 2022-08-16
3564321E |  | 1591.33 | 364 | 0001 | SINGLE CROSSARM
3564321E |  | 6365.34 | 364 | 0280 | POLE, WOOD, 45'
3564321E |  | 36600.76 | 366 | 1010 | CONDUIT
3564321E |  | 114576.34 | 367 | 0020 | CONDUCTOR, ALUMINUM, LESS THEN 4/0
3564325E | 976293.01 |  |  |  | 2022NTEM005 HOLLAND BKSTND SAL | 2022NTEM005 HOLLAND BKSTND SALADO P1 S16 S15 S14 | 2022-06-14
3564325E |  | 29288.76 | 364 | 0001 | SINGLE CROSSARM
3564325E |  | 9762.9 | 364 | 0240 | POLE, WOOD, 35'
3564325E |  | 429569.05 | 364 | 0280 | POLE, WOOD, 45'
3564325E |  | 58577.56 | 364 | 0300 | POLE, WOOD, 50'
3564325E |  | 97629.28 | 365 | 0010 | CONDUCTOR, ALUMINUM, LESS THAN 4/0
3564325E |  | 351465.46 | 365 | 0020 | CONDUCTOR, ALUMINUM, 4/0 AND GREATER
3564326E | 983142 |  |  |  | 2022NTEM005 HOLLAND BKSTND SAL | 2022NTEM005 HOLLAND BKSTND SALADO P1 S8 S9 S10 S11 S12 S13 | 2022-06-14
3564326E |  | 29494.25 | 364 | 0001 | SINGLE CROSSARM
3564326E |  | 9831.4 | 364 | 0260 | POLE, WOOD, 40'
3564326E |  | 334268.51 | 364 | 0280 | POLE, WOOD, 45'
3564326E |  | 39325.66 | 364 | 0300 | POLE, WOOD, 50'
3564326E |  | 19662.82 | 364 | 0320 | POLE, WOOD, 55'
3564326E |  | 9831.4 | 364 | 0335 | POLE, WOOD, 60'
3564326E |  | 19662.82 | 364 | 0350 | POLE, WOOD, 65'
3564326E |  | 88482.76 | 365 | 0010 | CONDUCTOR, ALUMINUM, LESS THAN 4/0
3564326E |  | 334268.26 | 365 | 0020 | CONDUCTOR, ALUMINUM, 4/0 AND GREATER
3564326E |  | 9831.4 | 365 | 1000 | FAULT INDICATOR
3564326E |  | 19662.82 | 365 | 6010 | AIRBREAK SWITCH, WITH OR WITHOUT OPERATOR
3564326E |  | 19662.82 | 366 | 1010 | CONDUIT
3564326E |  | 49157.08 | 367 | 0025 | CONDUCTOR, ALUMINUM, 4/0 AND GREATER
3564327E | 634299.5 |  |  |  | 2022NTEM005 HOLLAND BKSTND SAL | 2022NTEM005 HOLLAND BKSTND SALADO P1 S4 S5 S6 S7 | 2022-06-14
3564327E |  | 31714.95 | 364 | 0001 | SINGLE CROSSARM
3564327E |  | 266405.95 | 364 | 0280 | POLE, WOOD, 45'
3564327E |  | 31714.95 | 364 | 0300 | POLE, WOOD, 50'
3564327E |  | 6342.97 | 364 | 0320 | POLE, WOOD, 55'
3564327E |  | 6342.97 | 364 | 0335 | POLE, WOOD, 60'
3564327E |  | 63429.92 | 365 | 0010 | CONDUCTOR, ALUMINUM, LESS THAN 4/0
3564327E |  | 228347.79 | 365 | 0020 | CONDUCTOR, ALUMINUM, 4/0 AND GREATER
3564362E | 226337.36 |  |  |  | DES 2022MDES006 P1 S1JLV | DES 2022MDES006 P1 S1JLV | 2022-08-09
3564362E |  | 13580.22 | 364 | 0001 | SINGLE CROSSARM
3564362E |  | 6790.1 | 364 | 0240 | POLE, WOOD, 35'
3564362E |  | 6790.1 | 364 | 0260 | POLE, WOOD, 40'
3564362E |  | 31687.21 | 364 | 0280 | POLE, WOOD, 45'
3564362E |  | 18106.97 | 365 | 0010 | CONDUCTOR, ALUMINUM, LESS THAN 4/0
3564362E |  | 147119.4 | 365 | 0020 | CONDUCTOR, ALUMINUM, 4/0 AND GREATER
3564362E |  | 2263.36 | 367 | 0020 | CONDUCTOR, ALUMINUM, LESS THEN 4/0
3564495E | 112795.58 |  |  |  | TYL/ SWG TO SERVE LEGACY BEND | TYL/ SWG TO SERVE LEGACY BEND PH 3/TM | 2022-07-26
3564495E |  | 14663.42 | 366 | 1010 | CONDUIT
3564495E |  | 13535.47 | 366 | 1100 | PRIMARY BOX
3564495E |  | 3383.87 | 366 | 1410 | PADS OR FOUNDATIONS, MEDIUM, 50-100 SQ FT
3564495E |  | 47374.15 | 367 | 0025 | CONDUCTOR, ALUMINUM, 4/0 AND GREATER
3564495E |  | 1127.95 | 367 | 0100 | FAULT INDICATOR
3564495E |  | 32710.72 | 367 | 5190 | SWITCHGEAR, PADMOUNT, 25KV
3564663E | 163674.01 |  |  |  | DN MJE 6313 N PRESIDENT GEORGE | DN MJE 6313 N PRESIDENT GEORGE BUSH OFFSITE | 2022-08-11
3564663E |  | 1636.73 | 364 | 0001 | SINGLE CROSSARM
3564663E |  | 4910.21 | 364 | 0300 | POLE, WOOD, 50'
3564663E |  | 1636.73 | 365 | 0010 | CONDUCTOR, ALUMINUM, LESS THAN 4/0
3564663E |  | 24551.09 | 366 | 1010 | CONDUIT
3564663E |  | 32734.79 | 366 | 1100 | PRIMARY BOX
3564663E |  | 98204.46 | 367 | 0025 | CONDUCTOR, ALUMINUM, 4/0 AND GREATER
3564755E | 375786.53 |  |  |  | DSW-22-P001 RL DSW LVBRD0008 S | DSW-22-P001-RL-DSW-LVBRD0008-SORCY0001-DA-PWR | 2022-05-24
3564755E |  | 11273.57 | 364 | 0001 | SINGLE CROSSARM
3564755E |  | 37578.63 | 364 | 0335 | POLE, WOOD, 60'
3564755E |  | 3757.84 | 365 | 0010 | CONDUCTOR, ALUMINUM, LESS THAN 4/0
3564755E |  | 90188.75 | 365 | 5635 | DIST AUTOMATION REPEATER OVERHEAD
3564755E |  | 15031.44 | 365 | 5645 | DIST AUTOMATION COMMUNICATION UNIT RF OH
3564755E |  | 56367.95 | 365 | 5650 | DIST AUTOMATION CONTROL OVERHEAD
3564755E |  | 26305.03 | 365 | 5660 | DIST AUTOMATION POWER SUPPLY UNIT OH
3564755E |  | 135283.32 | 365 | 6000 | DIST AUTOMATION SWITCH OVERHEAD
3564756E | 279715.23 |  |  |  | DNE-22-P002-OC-DNE-CLLVL0003-M | DNE-22-P002-OC-DNE-CLLVL0003-MAPLE0002-FIBER-DA-PWR | 2022-03-10
3564756E |  | 2797.1 | 364 | 0001 | SINGLE CROSSARM
3564756E |  | 2797.1 | 364 | 0300 | POLE, WOOD, 50'
3564756E |  | 5594.26 | 364 | 0320 | POLE, WOOD, 55'
3564756E |  | 8391.41 | 365 | 5640 | DIST AUTOMATION COMMUNICATION UNIT FIBER OH
3564756E |  | 64334.46 | 365 | 5650 | DIST AUTOMATION CONTROL OVERHEAD
3564756E |  | 30768.64 | 365 | 5660 | DIST AUTOMATION POWER SUPPLY UNIT OH
3564756E |  | 165032.26 | 365 | 6000 | DIST AUTOMATION SWITCH OVERHEAD
3564757E | 279510.57 |  |  |  | DNE-22-P003 OD DNE CLLVL0006 R | DNE-22-P003-OD-DNE-CLLVL0006-RECCR0005-FIBER-DA | 2022-07-05
3564757E |  | 2795.1 | 364 | 0001 | SINGLE CROSSARM
3564757E |  | 2795.1 | 364 | 0300 | POLE, WOOD, 50'
3564757E |  | 5590.21 | 364 | 0335 | POLE, WOOD, 60'
3564757E |  | 2795.1 | 365 | 0010 | CONDUCTOR, ALUMINUM, LESS THAN 4/0
3564757E |  | 8385.31 | 365 | 5640 | DIST AUTOMATION COMMUNICATION UNIT FIBER OH
3564757E |  | 64287.43 | 365 | 5650 | DIST AUTOMATION CONTROL OVERHEAD
3564757E |  | 30746.16 | 365 | 5660 | DIST AUTOMATION POWER SUPPLY UNIT OH
3564757E |  | 162116.16 | 365 | 6000 | DIST AUTOMATION SWITCH OVERHEAD
3564758E | 425783.38 |  |  |  | DNO-22-P004-OI-DNO-LMBLN0001-D | DNO-22-P004-OI-DNO-LMBLN0001-DENDR0003-DA-PWR | 2022-06-28
3564758E |  | 4257.82 | 364 | 0001 | SINGLE CROSSARM
3564758E |  | 17031.31 | 364 | 0335 | POLE, WOOD, 60'
3564758E |  | 4257.82 | 365 | 0010 | CONDUCTOR, ALUMINUM, LESS THAN 4/0
3564758E |  | 4257.82 | 365 | 0020 | CONDUCTOR, ALUMINUM, 4/0 AND GREATER
3564758E |  | 8515.65 | 365 | 5635 | DIST AUTOMATION REPEATER OVERHEAD
3564758E |  | 21289.16 | 365 | 5645 | DIST AUTOMATION COMMUNICATION UNIT RF OH
3564758E |  | 89414.49 | 365 | 5650 | DIST AUTOMATION CONTROL OVERHEAD
3564758E |  | 42578.32 | 365 | 5660 | DIST AUTOMATION POWER SUPPLY UNIT OH
3564758E |  | 234180.99 | 365 | 6000 | DIST AUTOMATION SWITCH OVERHEAD
3564759E | 255886.53 |  |  |  | DNO-22-P005-RH-DNO-LMBLN0005-C | DNO-22-P005-RH-DNO-LMBLN0005-CRNRD0007-DA-PWR | 2022-05-18
3564759E |  | 5117.71 | 364 | 0001 | SINGLE CROSSARM
3564759E |  | 17912.04 | 364 | 0335 | POLE, WOOD, 60'
3564759E |  | 5117.71 | 365 | 0010 | CONDUCTOR, ALUMINUM, LESS THAN 4/0
3564759E |  | 28147.5 | 365 | 5635 | DIST AUTOMATION REPEATER OVERHEAD
3564759E |  | 12794.3 | 365 | 5645 | DIST AUTOMATION COMMUNICATION UNIT RF OH
3564759E |  | 46059.56 | 365 | 5650 | DIST AUTOMATION CONTROL OVERHEAD
3564759E |  | 20470.91 | 365 | 5660 | DIST AUTOMATION POWER SUPPLY UNIT OH
3564759E |  | 120266.8 | 365 | 6000 | DIST AUTOMATION SWITCH OVERHEAD
3564760E | 211482.02 |  |  |  | DNO-22-P006-ZT-DNO-MSLSW0002-L | DNO-22-P006-ZT-DNO-MSLSW0002-LKMNT0007-DA-PWR | 2022-06-02
3564760E |  | 4229.63 | 364 | 0001 | SINGLE CROSSARM
3564760E |  | 6344.45 | 364 | 0335 | POLE, WOOD, 60'
3564760E |  | 12688.91 | 365 | 5645 | DIST AUTOMATION COMMUNICATION UNIT RF OH
3564760E |  | 46526.03 | 365 | 5650 | DIST AUTOMATION CONTROL OVERHEAD
3564760E |  | 21148.19 | 365 | 5660 | DIST AUTOMATION POWER SUPPLY UNIT OH
3564760E |  | 120544.81 | 365 | 6000 | DIST AUTOMATION SWITCH OVERHEAD
3564761E | 198090.71 |  |  |  | DNO-22-P007-ZU-DNO-MSLSW0005-L | DNO-22-P007-ZU-DNO-MSLSW0005-LKMNT0004-DA-PWR | 2022-08-02
3564761E |  | 3961.81 | 364 | 0001 | SINGLE CROSSARM
3564761E |  | 3961.81 | 364 | 0335 | POLE, WOOD, 60'
3564761E |  | 9904.53 | 365 | 5645 | DIST AUTOMATION COMMUNICATION UNIT RF OH
3564761E |  | 43579.95 | 365 | 5650 | DIST AUTOMATION CONTROL OVERHEAD
3564761E |  | 19809.06 | 365 | 5660 | DIST AUTOMATION POWER SUPPLY UNIT OH
3564761E |  | 116873.55 | 365 | 6000 | DIST AUTOMATION SWITCH OVERHEAD
3564764E | 779743.72 |  |  |  | DNE-22-P009-RA-DNE-LEMON0001,0 | DNE-22-P009-RA-DNE-LEMON0001,0002-ARMST0005-REGST0003-FIBER- | 2022-12-27
3564764E |  | 7797.43 | 364 | 0001 | SINGLE CROSSARM
3564764E |  | 7797.43 | 364 | 0280 | POLE, WOOD, 45'
3564764E |  | 7797.43 | 364 | 0300 | POLE, WOOD, 50'
3564764E |  | 7797.43 | 364 | 0320 | POLE, WOOD, 55'
3564764E |  | 23392.31 | 365 | 5640 | DIST AUTOMATION COMMUNICATION UNIT FIBER OH
3564764E |  | 179341.05 | 365 | 5650 | DIST AUTOMATION CONTROL OVERHEAD
3564764E |  | 85771.8 | 365 | 5660 | DIST AUTOMATION POWER SUPPLY UNIT OH
3564764E |  | 460048.84 | 365 | 6000 | DIST AUTOMATION SWITCH OVERHEAD
3564766E | 141883.39 |  |  |  | DNE-22-P010-RB-DNE-LEMON0006-A | DNE-22-P010-RB-DNE-LEMON0006-ARMST0004-FIBER-DA-PWR | 2022-03-11
3564766E |  | 2837.64 | 364 | 0001 | SINGLE CROSSARM
3564766E |  | 2837.64 | 364 | 0300 | POLE, WOOD, 50'
3564766E |  | 4256.48 | 365 | 5640 | DIST AUTOMATION COMMUNICATION UNIT FIBER OH
3564766E |  | 32633.15 | 365 | 5650 | DIST AUTOMATION CONTROL OVERHEAD
3564766E |  | 15607.15 | 365 | 5660 | DIST AUTOMATION POWER SUPPLY UNIT OH
3564766E |  | 83711.33 | 365 | 6000 | DIST AUTOMATION SWITCH OVERHEAD
3564768E | 263063.11 |  |  |  | DNE-22-P011-RC-DNE-MAPLE0001-R | DNE-22-P011-RC-DNE-MAPLE0001-REGST0004-FIBER-DA-PWR | 2022-05-10
3564768E |  | 2630.61 | 364 | 0280 | POLE, WOOD, 45'
3564768E |  | 2630.61 | 364 | 0300 | POLE, WOOD, 50'
3564768E |  | 7891.87 | 365 | 5640 | DIST AUTOMATION COMMUNICATION UNIT FIBER OH
3564768E |  | 60504.48 | 365 | 5650 | DIST AUTOMATION CONTROL OVERHEAD
3564768E |  | 28936.91 | 365 | 5660 | DIST AUTOMATION POWER SUPPLY UNIT OH
3564768E |  | 160468.63 | 365 | 6000 | DIST AUTOMATION SWITCH OVERHEAD
3564769E | 135602.42 |  |  |  | DNO-22-P012-SY-DNE-LOMAL0016-A | DNO-22-P012-SY-DNE-LOMAL0016-ARMST0009-FIBER-DA-PWR | 2022-05-04
3564769E |  | 5424.05 | 364 | 0001 | SINGLE CROSSARM
3564769E |  | 8136.12 | 364 | 0300 | POLE, WOOD, 50'
3564769E |  | 10848.15 | 365 | 5640 | DIST AUTOMATION COMMUNICATION UNIT FIBER OH
3564769E |  | 27120.46 | 365 | 5650 | DIST AUTOMATION CONTROL OVERHEAD
3564769E |  | 13560.22 | 365 | 5660 | DIST AUTOMATION POWER SUPPLY UNIT OH
3564769E |  | 70513.42 | 365 | 6000 | DIST AUTOMATION SWITCH OVERHEAD
3564770E | 179053.51 |  |  |  | DNE-22-P013-RD-DNE-LOMAL0011-L | DNE-22-P013-RD-DNE-LOMAL0011-LOMAL0013-FIBER-DA-PWR | 2022-05-04
3564770E |  | 3581.05 | 364 | 0001 | SINGLE CROSSARM
3564770E |  | 1790.52 | 364 | 0280 | POLE, WOOD, 45'
3564770E |  | 5371.59 | 365 | 5640 | DIST AUTOMATION COMMUNICATION UNIT FIBER OH
3564770E |  | 41182.29 | 365 | 5650 | DIST AUTOMATION CONTROL OVERHEAD
3564770E |  | 19695.86 | 365 | 5660 | DIST AUTOMATION POWER SUPPLY UNIT OH
3564770E |  | 107432.2 | 365 | 6000 | DIST AUTOMATION SWITCH OVERHEAD
3564771E | 189794.72 |  |  |  | DNE-22-P014-SX-DNE-LOMAL0003-L | DNE-22-P014-SX-DNE-LOMAL0003-LOMAL0012-FIBER-DA-PWR | 2022-04-21
3564771E |  | 1897.93 | 364 | 0001 | SINGLE CROSSARM
3564771E |  | 1897.93 | 364 | 0300 | POLE, WOOD, 50'
3564771E |  | 3795.87 | 364 | 0320 | POLE, WOOD, 55'
3564771E |  | 5693.82 | 365 | 5640 | DIST AUTOMATION COMMUNICATION UNIT FIBER OH
3564771E |  | 43652.77 | 365 | 5650 | DIST AUTOMATION CONTROL OVERHEAD
3564771E |  | 20877.4 | 365 | 5660 | DIST AUTOMATION POWER SUPPLY UNIT OH
3564771E |  | 111979 | 365 | 6000 | DIST AUTOMATION SWITCH OVERHEAD
3564772E | 145432.88 |  |  |  | MSQ-22-P015-AAO-MSQ-MESQT1303- | MSQ-22-P015-AAO-MSQ-MESQT1303-MESQW1807-DA-PWR | 2022-03-29
3564772E |  | 2908.63 | 364 | 0001 | SINGLE CROSSARM
3564772E |  | 7271.63 | 364 | 0335 | POLE, WOOD, 60'
3564772E |  | 1454.3 | 365 | 0010 | CONDUCTOR, ALUMINUM, LESS THAN 4/0
3564772E |  | 10180.28 | 365 | 5635 | DIST AUTOMATION REPEATER OVERHEAD
3564772E |  | 7271.63 | 365 | 5645 | DIST AUTOMATION COMMUNICATION UNIT RF OH
3564772E |  | 29086.57 | 365 | 5650 | DIST AUTOMATION CONTROL OVERHEAD
3564772E |  | 13088.94 | 365 | 5660 | DIST AUTOMATION POWER SUPPLY UNIT OH
3564772E |  | 74170.9 | 365 | 6000 | DIST AUTOMATION SWITCH OVERHEAD
3564817E | 120334.52 |  |  |  | TYL/LEGACY GARDEN HOMES-TYLER/ | TYL/LEGACY GARDEN HOMES-TYLER/TM | 2022-11-01
3564817E |  | 48133.83 | 366 | 1010 | CONDUIT
3564817E |  | 18050.17 | 366 | 1150 | SECONDARY BOX
3564817E |  | 7220.07 | 366 | 1400 | PADS OR FOUNDATIONS, SMALL, LESS THAN 50 SQ FT
3564817E |  | 22863.55 | 367 | 0020 | CONDUCTOR, ALUMINUM, LESS THEN 4/0
3564817E |  | 21660.21 | 367 | 0025 | CONDUCTOR, ALUMINUM, 4/0 AND GREATER
3564817E |  | 2406.69 | 367 | 0100 | FAULT INDICATOR
3565098E | 398796.27 |  |  |  | ARL - 2021MARL004 BROOKEHOLLOW | ARL - 2021MARL004 BROOKEHOLLOW - LAMAR BORE S4,S5,S6 -KMKJ | 2022-06-10
3565098E |  | 143566.64 | 366 | 1030 | DUCT BANK, 5 - 8 HOLES
3565098E |  | 251241.68 | 366 | 1240 | MANHOLE, OVER 400 CU FT
3565098E |  | 3987.95 | 367 | 0020 | CONDUCTOR, ALUMINUM, LESS THEN 4/0
3565145E | 320608.91 |  |  |  | 2022 MWAX001 WAX SUB P2 S5-8 S | 2022 MWAX001 WAX SUB P2 S5-8 | 2022-07-06
3565145E |  | 32060.9 | 364 | 0001 | SINGLE CROSSARM
3565145E |  | 3206.09 | 364 | 0002 | DOUBLE CROSSARMS
3565145E |  | 3206.09 | 364 | 0260 | POLE, WOOD, 40'
3565145E |  | 92976.58 | 364 | 0280 | POLE, WOOD, 45'
3565145E |  | 3206.09 | 364 | 0300 | POLE, WOOD, 50'
3565145E |  | 3206.09 | 364 | 0320 | POLE, WOOD, 55'
3565145E |  | 38473.08 | 365 | 0010 | CONDUCTOR, ALUMINUM, LESS THAN 4/0
3565145E |  | 112213.07 | 365 | 0020 | CONDUCTOR, ALUMINUM, 4/0 AND GREATER
3565145E |  | 9618.28 | 365 | 6010 | AIRBREAK SWITCH, WITH OR WITHOUT OPERATOR
3565145E |  | 3206.09 | 366 | 1010 | CONDUIT
3565145E |  | 16030.46 | 367 | 0025 | CONDUCTOR, ALUMINUM, 4/0 AND GREATER
3565145E |  | 3206.09 | 367 | 0100 | FAULT INDICATOR
3565146E | 1848619.74 |  |  |  | 2022 MWAX001 WAX SUB P2 S9 S4- | 2022 MWAX001 WAX SUB P2 S9 | 2022-08-30
3565146E |  | 73944.77 | 364 | 0001 | SINGLE CROSSARM
3565146E |  | 18486.18 | 364 | 0002 | DOUBLE CROSSARMS
3565146E |  | 18486.18 | 364 | 0260 | POLE, WOOD, 40'
3565146E |  | 184861.96 | 364 | 0280 | POLE, WOOD, 45'
3565146E |  | 73944.77 | 364 | 0335 | POLE, WOOD, 60'
3565146E |  | 36972.38 | 364 | 0365 | POLE, WOOD, 70'
3565146E |  | 18486.18 | 365 | 0010 | CONDUCTOR, ALUMINUM, LESS THAN 4/0
3565146E |  | 1164630.62 | 365 | 0020 | CONDUCTOR, ALUMINUM, 4/0 AND GREATER
3565146E |  | 92430.97 | 365 | 6010 | AIRBREAK SWITCH, WITH OR WITHOUT OPERATOR
3565146E |  | 36972.38 | 366 | 1010 | CONDUIT
3565146E |  | 110917.17 | 367 | 0025 | CONDUCTOR, ALUMINUM, 4/0 AND GREATER
3565146E |  | 18486.18 | 367 | 0100 | FAULT INDICATOR
3565148E | 604272.79 |  |  |  | 2022 MWAX001 WAX SUB P1 S10 | 2022 MWAX001 WAX SUB P1 S10 | 2022-07-06
3565148E |  | 12085.46 | 364 | 0001 | SINGLE CROSSARM
3565148E |  | 24170.91 | 364 | 0280 | POLE, WOOD, 45'
3565148E |  | 6042.72 | 365 | 0010 | CONDUCTOR, ALUMINUM, LESS THAN 4/0
3565148E |  | 36256.36 | 365 | 0020 | CONDUCTOR, ALUMINUM, 4/0 AND GREATER
3565148E |  | 138982.74 | 366 | 1010 | CONDUIT
3565148E |  | 114811.82 | 366 | 1100 | PRIMARY BOX
3565148E |  | 265880.06 | 367 | 0025 | CONDUCTOR, ALUMINUM, 4/0 AND GREATER
3565148E |  | 6042.72 | 367 | 0100 | FAULT INDICATOR
3565152E | 107399.66 |  |  |  | 2022MDSW003 PRAIRIE CREEK SUB | 2022MDSW003 PRAIRIE CREEK SUB P2 S12,13,14,16 | 2022-04-21
3565152E |  | 6443.95 | 364 | 0001 | SINGLE CROSSARM
3565152E |  | 7517.95 | 364 | 0280 | POLE, WOOD, 45'
3565152E |  | 3221.97 | 364 | 0335 | POLE, WOOD, 60'
3565152E |  | 5369.96 | 365 | 5645 | DIST AUTOMATION COMMUNICATION UNIT RF OH
3565152E |  | 24701.9 | 365 | 5650 | DIST AUTOMATION CONTROL OVERHEAD
3565152E |  | 10739.94 | 365 | 5660 | DIST AUTOMATION POWER SUPPLY UNIT OH
3565152E |  | 49403.99 | 365 | 6010 | AIRBREAK SWITCH, WITH OR WITHOUT OPERATOR
3565155E | 1242299.17 |  |  |  | 2022MDSW003 PRAIRIE CREEK SUB | 2022MDSW003 PRAIRIE CREEK SUB P2 S11 & S14 | 2022-10-11
3565155E |  | 24845.96 | 364 | 0001 | SINGLE CROSSARM
3565155E |  | 12422.97 | 364 | 0260 | POLE, WOOD, 40'
3565155E |  | 161498.87 | 364 | 0280 | POLE, WOOD, 45'
3565155E |  | 37268.96 | 364 | 0300 | POLE, WOOD, 50'
3565155E |  | 12422.97 | 364 | 0320 | POLE, WOOD, 55'
3565155E |  | 12422.97 | 364 | 0335 | POLE, WOOD, 60'
3565155E |  | 24845.96 | 364 | 0350 | POLE, WOOD, 65'
3565155E |  | 49691.95 | 365 | 0010 | CONDUCTOR, ALUMINUM, LESS THAN 4/0
3565155E |  | 372690 | 365 | 0020 | CONDUCTOR, ALUMINUM, 4/0 AND GREATER
3565155E |  | 24845.96 | 365 | 6010 | AIRBREAK SWITCH, WITH OR WITHOUT OPERATOR
3565155E |  | 111806.92 | 366 | 1010 | CONDUIT
3565155E |  | 62114.94 | 366 | 1100 | PRIMARY BOX
3565155E |  | 322997.77 | 367 | 0025 | CONDUCTOR, ALUMINUM, 4/0 AND GREATER
3565155E |  | 12422.97 | 367 | 0100 | FAULT INDICATOR
3565178E | 103358.55 |  |  |  | 2022 MMCK002 ANNA SE1903 P3 & | 2022 MMCK002 ANNA SE1903 P3 S3 S4 | 2022-05-13
3565178E |  | 23772.47 | 364 | 0001 | SINGLE CROSSARM
3565178E |  | 14470.19 | 364 | 0280 | POLE, WOOD, 45'
3565178E |  | 33074.74 | 364 | 0300 | POLE, WOOD, 50'
3565178E |  | 9302.27 | 364 | 0320 | POLE, WOOD, 55'
3565178E |  | 3100.76 | 365 | 0010 | CONDUCTOR, ALUMINUM, LESS THAN 4/0
3565178E |  | 19638.12 | 365 | 0020 | CONDUCTOR, ALUMINUM, 4/0 AND GREATER
3565185E | 444706.79 |  |  |  | 2022 MMCK109 MURPHY RD 2752 P1 | 2022 MMCK109 MURPHY RD 2752 P1 S1 - S6 | 2022-08-05
3565185E |  | 40023.61 | 364 | 0001 | SINGLE CROSSARM
3565185E |  | 71153.09 | 364 | 0280 | POLE, WOOD, 45'
3565185E |  | 53364.81 | 364 | 0300 | POLE, WOOD, 50'
3565185E |  | 62258.95 | 364 | 0310 | POLE, CONCRETE, 50'
3565185E |  | 8894.14 | 364 | 0335 | POLE, WOOD, 60'
3565185E |  | 40023.61 | 365 | 0010 | CONDUCTOR, ALUMINUM, LESS THAN 4/0
3565185E |  | 137859.1 | 365 | 0020 | CONDUCTOR, ALUMINUM, 4/0 AND GREATER
3565185E |  | 4447.07 | 366 | 1010 | CONDUIT
3565185E |  | 4447.07 | 367 | 0020 | CONDUCTOR, ALUMINUM, LESS THEN 4/0
3565185E |  | 17788.27 | 369 | 1100 | SERVICE, UNDERGROUND, 4/0 AND LESS, SINGLE PHASE
3565185E |  | 4447.07 | 369 | 1300 | SERVICE, UNDERGROUND, 4/0 AND LESS,3 PHASES
3565190E | 146682.97 |  |  |  | MNW NEW SERV 4 LOTS KEECHI RAN | MNW NEW SERV 4 LOTS KEECHI RANCH RD TED APODACA ILD OFFSITE | 2022-08-15
3565190E |  | 1466.81 | 364 | 0001 | SINGLE CROSSARM
3565190E |  | 54272.79 | 364 | 0260 | POLE, WOOD, 40'
3565190E |  | 41071.22 | 364 | 0280 | POLE, WOOD, 45'
3565190E |  | 42538.04 | 365 | 0010 | CONDUCTOR, ALUMINUM, LESS THAN 4/0
3565190E |  | 2933.65 | 366 | 1010 | CONDUIT
3565190E |  | 2933.65 | 367 | 0020 | CONDUCTOR, ALUMINUM, LESS THEN 4/0
3565190E |  | 1466.81 | 367 | 0100 | FAULT INDICATOR
3565205E | 213978.37 |  |  |  | BRN BRNWD1203 CITY OF EARLY PR | BRN BRNWD1203 CITY OF EARLY PRIMARY RELOCATE | 2022-03-17
3565205E |  | 10698.91 | 364 | 0001 | SINGLE CROSSARM
3565205E |  | 6419.34 | 364 | 0280 | POLE, WOOD, 45'
3565205E |  | 4279.56 | 364 | 0300 | POLE, WOOD, 50'
3565205E |  | 2139.78 | 365 | 0010 | CONDUCTOR, ALUMINUM, LESS THAN 4/0
3565205E |  | 2139.78 | 365 | 0020 | CONDUCTOR, ALUMINUM, 4/0 AND GREATER
3565205E |  | 40655.88 | 366 | 1010 | CONDUIT
3565205E |  | 6419.34 | 366 | 1410 | PADS OR FOUNDATIONS, MEDIUM, 50-100 SQ FT
3565205E |  | 64193.5 | 367 | 0025 | CONDUCTOR, ALUMINUM, 4/0 AND GREATER
3565205E |  | 8559.12 | 367 | 0100 | FAULT INDICATOR
3565205E |  | 68473.16 | 367 | 5190 | SWITCHGEAR, PADMOUNT, 25KV
3565376E | 159932.85 |  |  |  | MSQ-22-P016-AAP-MSQ-MESQT1307- | MSQ-22-P016-AAP-MSQ-MESQT1307-MESQT1306-DA-PWR | 2022-06-28
3565376E |  | 1599.31 | 364 | 0001 | SINGLE CROSSARM
3565376E |  | 4797.98 | 364 | 0335 | POLE, WOOD, 60'
3565376E |  | 6397.31 | 365 | 5635 | DIST AUTOMATION REPEATER OVERHEAD
3565376E |  | 9595.97 | 365 | 5645 | DIST AUTOMATION COMMUNICATION UNIT RF OH
3565376E |  | 33585.89 | 365 | 5650 | DIST AUTOMATION CONTROL OVERHEAD
3565376E |  | 15993.27 | 365 | 5660 | DIST AUTOMATION POWER SUPPLY UNIT OH
3565376E |  | 87963.12 | 365 | 6000 | DIST AUTOMATION SWITCH OVERHEAD
3565392E | 118325.75 |  |  |  | ARL- PANTEGO SUB RELOCATE FEED | ARL- PANTEGO SUB RELOCATE FEEDER 7111 RISER POLE- JMS | 2022-04-27
3565392E |  | 2366.5 | 364 | 0001 | SINGLE CROSSARM
3565392E |  | 1183.23 | 365 | 0010 | CONDUCTOR, ALUMINUM, LESS THAN 4/0
3565392E |  | 16565.59 | 366 | 1010 | CONDUIT
3565392E |  | 98210.43 | 367 | 0025 | CONDUCTOR, ALUMINUM, 4/0 AND GREATER
3565407E | 578379.94 |  |  |  | ODE APACHE CORP EAST TIPPETT O | ODE APACHE CORP EAST TIPPETT OFFSITE 1 OF 2-WG-BG | 2022-08-25
3565407E |  | 46270.39 | 364 | 0001 | SINGLE CROSSARM
3565407E |  | 5783.8 | 364 | 0260 | POLE, WOOD, 40'
3565407E |  | 5783.8 | 364 | 0280 | POLE, WOOD, 45'
3565407E |  | 190865.37 | 364 | 0300 | POLE, WOOD, 50'
3565407E |  | 11567.6 | 364 | 0320 | POLE, WOOD, 55'
3565407E |  | 46270.39 | 365 | 0010 | CONDUCTOR, ALUMINUM, LESS THAN 4/0
3565407E |  | 248703.39 | 365 | 0020 | CONDUCTOR, ALUMINUM, 4/0 AND GREATER
3565407E |  | 23135.2 | 365 | 6010 | AIRBREAK SWITCH, WITH OR WITHOUT OPERATOR
3565440E | 327832.49 |  |  |  | DES 2022MDES081 L6 S26,S28,S29 | DES 2022MDES081_L6_S26,S28,S29 RECNDTR 2700FT PJW | 2022-08-09
3565440E |  | 42618.2 | 364 | 0001 | SINGLE CROSSARM
3565440E |  | 55731.5 | 364 | 0280 | POLE, WOOD, 45'
3565440E |  | 22948.26 | 364 | 0300 | POLE, WOOD, 50'
3565440E |  | 147524.72 | 365 | 0020 | CONDUCTOR, ALUMINUM, 4/0 AND GREATER
3565440E |  | 59009.81 | 365 | 6010 | AIRBREAK SWITCH, WITH OR WITHOUT OPERATOR
3565449E | 147092.96 |  |  |  | DES_2022MDES081_P1-S19,20,21_K | DES_2022MDES081_P1-S19,20,21_KP | 2022-09-06
3565449E |  | 35302.28 | 364 | 0001 | SINGLE CROSSARM
3565449E |  | 55895.37 | 364 | 0280 | POLE, WOOD, 45'
3565449E |  | 55895.31 | 365 | 0020 | CONDUCTOR, ALUMINUM, 4/0 AND GREATER
3565451E | 278854.26 |  |  |  | ODE:ODE BETENBOUGH-MARDIGRAS 2 | ODE:ODE BETENBOUGH-MARDIGRAS 2ND FILING - EJO | 2022-06-13
3565451E |  | 2788.53 | 364 | 0001 | SINGLE CROSSARM
3565451E |  | 2788.53 | 364 | 0280 | POLE, WOOD, 45'
3565451E |  | 2788.53 | 364 | 0300 | POLE, WOOD, 50'
3565451E |  | 55770.84 | 366 | 1010 | CONDUIT
3565451E |  | 33462.5 | 366 | 1150 | SECONDARY BOX
3565451E |  | 13942.7 | 366 | 1400 | PADS OR FOUNDATIONS, SMALL, LESS THAN 50 SQ FT
3565451E |  | 64136.63 | 367 | 0020 | CONDUCTOR, ALUMINUM, LESS THEN 4/0
3565451E |  | 30673.96 | 367 | 0025 | CONDUCTOR, ALUMINUM, 4/0 AND GREATER
3565451E |  | 2788.53 | 367 | 0100 | FAULT INDICATOR
3565451E |  | 2788.53 | 373 | 0025 | CONDUCTOR, ALUMINUM, UNDERGROUND
3565451E |  | 11154.16 | 373 | 1250 | LUMINAIRE, LED, 40W TO 150W
3565451E |  | 2788.53 | 373 | 1260 | LUMINAIRE, LED, 151W TO 300W
3565451E |  | 8365.62 | 373 | 1375 | CONDUIT
3565451E |  | 44616.67 | 373 | 1520 | STANDARD, METAL, ABOVE 25'
3565453E | 347733.57 |  |  |  | MSQ-22-P017-UW-MSQ-MESQT1301,1 | MSQ-22-P017-UW-MSQ-MESQT1301,1302-MESQW1804,1806-DA-PWR | 2022-06-14
3565453E |  | 3477.32 | 364 | 0001 | SINGLE CROSSARM
3565453E |  | 3477.32 | 364 | 0260 | POLE, WOOD, 40'
3565453E |  | 10432 | 364 | 0335 | POLE, WOOD, 60'
3565453E |  | 6954.66 | 365 | 5635 | DIST AUTOMATION REPEATER OVERHEAD
3565453E |  | 20864.01 | 365 | 5645 | DIST AUTOMATION COMMUNICATION UNIT RF OH
3565453E |  | 76501.38 | 365 | 5650 | DIST AUTOMATION CONTROL OVERHEAD
3565453E |  | 34773.35 | 365 | 5660 | DIST AUTOMATION POWER SUPPLY UNIT OH
3565453E |  | 191253.53 | 365 | 6000 | DIST AUTOMATION SWITCH OVERHEAD
3565455E | 158969.57 |  |  |  | MSQ-22-P018-VA-MSQ-MESWE3621-M | MSQ-22-P018-VA-MSQ-MESWE3621-MESQW1802-DA-PWR | 2022-04-07
3565455E |  | 1589.68 | 364 | 0001 | SINGLE CROSSARM
3565455E |  | 4769.07 | 364 | 0335 | POLE, WOOD, 60'
3565455E |  | 1589.68 | 365 | 0010 | CONDUCTOR, ALUMINUM, LESS THAN 4/0
3565455E |  | 9538.16 | 365 | 5645 | DIST AUTOMATION COMMUNICATION UNIT RF OH
3565455E |  | 34973.29 | 365 | 5650 | DIST AUTOMATION CONTROL OVERHEAD
3565455E |  | 15896.95 | 365 | 5660 | DIST AUTOMATION POWER SUPPLY UNIT OH
3565455E |  | 90612.74 | 365 | 6000 | DIST AUTOMATION SWITCH OVERHEAD
3565456E | 196200.95 |  |  |  | DES2022MDES081-P1-S16,S17,S18, | DES2022MDES081-P1-S16,S17,S18,S19-TMS | 2022-07-05
3565456E |  | 35316.16 | 364 | 0001 | SINGLE CROSSARM
3565456E |  | 3924.01 | 364 | 0002 | DOUBLE CROSSARMS
3565456E |  | 27468.13 | 364 | 0280 | POLE, WOOD, 45'
3565456E |  | 9810.04 | 364 | 0300 | POLE, WOOD, 50'
3565456E |  | 84366.45 | 365 | 0020 | CONDUCTOR, ALUMINUM, 4/0 AND GREATER
3565456E |  | 35316.16 | 365 | 6010 | AIRBREAK SWITCH, WITH OR WITHOUT OPERATOR
3565464E | 278097.19 |  |  |  | DNO-22-P019-OG-DNO-CNEXP0004-N | DNO-22-P019-OG-DNO-CNEXP0004-NHNSW0002-FIBER-DA-PWR | 2022-05-08
3565464E |  | 5561.93 | 364 | 0001 | SINGLE CROSSARM
3565464E |  | 19466.79 | 364 | 0335 | POLE, WOOD, 60'
3565464E |  | 2780.96 | 365 | 0010 | CONDUCTOR, ALUMINUM, LESS THAN 4/0
3565464E |  | 30590.68 | 365 | 5635 | DIST AUTOMATION REPEATER OVERHEAD
3565464E |  | 13904.85 | 365 | 5645 | DIST AUTOMATION COMMUNICATION UNIT RF OH
3565464E |  | 50057.49 | 365 | 5650 | DIST AUTOMATION CONTROL OVERHEAD
3565464E |  | 22247.76 | 365 | 5660 | DIST AUTOMATION POWER SUPPLY UNIT OH
3565464E |  | 133486.73 | 365 | 6000 | DIST AUTOMATION SWITCH OVERHEAD
3565466E | 106416.78 |  |  |  | DNO-22-P020-OF-DNO-CNEXP0002-F | DNO-22-P020-OF-DNO-CNEXP0002-FIBER-DA-PWR | 2022-04-27
3565466E |  | 2128.32 | 364 | 0001 | SINGLE CROSSARM
3565466E |  | 1064.16 | 364 | 0280 | POLE, WOOD, 45'
3565466E |  | 1064.16 | 364 | 0300 | POLE, WOOD, 50'
3565466E |  | 3192.5 | 365 | 5640 | DIST AUTOMATION COMMUNICATION UNIT FIBER OH
3565466E |  | 24475.85 | 365 | 5650 | DIST AUTOMATION CONTROL OVERHEAD
3565466E |  | 11705.83 | 365 | 5660 | DIST AUTOMATION POWER SUPPLY UNIT OH
3565466E |  | 62785.96 | 365 | 6000 | DIST AUTOMATION SWITCH OVERHEAD
3565468E | 188502.4 |  |  |  | DNO-22-P021-OH-DNO-CNEXP0006-C | DNO-22-P021-OH-DNO-CNEXP0006-CNEXP0003-FIBER-DA-PWR | 2022-04-17
3565468E |  | 1885.01 | 364 | 0001 | SINGLE CROSSARM
3565468E |  | 1885.01 | 364 | 0260 | POLE, WOOD, 40'
3565468E |  | 1885.01 | 364 | 0280 | POLE, WOOD, 45'
3565468E |  | 5655.05 | 365 | 5640 | DIST AUTOMATION COMMUNICATION UNIT FIBER OH
3565468E |  | 43355.53 | 365 | 5650 | DIST AUTOMATION CONTROL OVERHEAD
3565468E |  | 20735.24 | 365 | 5660 | DIST AUTOMATION POWER SUPPLY UNIT OH
3565468E |  | 113101.55 | 365 | 6000 | DIST AUTOMATION SWITCH OVERHEAD
3565583E | 105701.86 |  |  |  | TER 20 TS 2021 TRIPSAVERS PH 7 | TER 20 TS 2021 TRIPSAVERS PH 7 TERRELL FEEDERS BA | 2022-01-11
3565583E |  | 3171.05 | 364 | 0001 | SINGLE CROSSARM
3565583E |  | 102530.81 | 365 | 6015 | RECLOSER,SINGLE PHASE,13.2KV AND UNDER,0-3000 AMP
3565590E | 111981.01 |  |  |  | TEM 17 TS 2021 TRIPSAVERS PH 7 | TEM 17 TS 2021 TRIPSAVERS PH 7 TEMPLE FEEDERS BA | 2022-02-18
3565590E |  | 5599.04 | 364 | 0001 | SINGLE CROSSARM
3565590E |  | 3359.42 | 364 | 0280 | POLE, WOOD, 45'
3565590E |  | 103022.55 | 365 | 6015 | RECLOSER,SINGLE PHASE,13.2KV AND UNDER,0-3000 AMP
3565605E | 614380.08 |  |  |  | ODE APACHE CORP EAST TIPPETT O | ODE APACHE CORP EAST TIPPETT OFFSITE 2 OF 2-WG-BG | 2022-12-13
3565605E |  | 61438 | 364 | 0001 | SINGLE CROSSARM
3565605E |  | 6143.8 | 364 | 0260 | POLE, WOOD, 40'
3565605E |  | 6143.8 | 364 | 0280 | POLE, WOOD, 45'
3565605E |  | 153595.02 | 364 | 0300 | POLE, WOOD, 50'
3565605E |  | 6143.8 | 364 | 0320 | POLE, WOOD, 55'
3565605E |  | 43006.6 | 365 | 0010 | CONDUCTOR, ALUMINUM, LESS THAN 4/0
3565605E |  | 301046.26 | 365 | 0020 | CONDUCTOR, ALUMINUM, 4/0 AND GREATER
3565605E |  | 36862.8 | 365 | 6010 | AIRBREAK SWITCH, WITH OR WITHOUT OPERATOR
3565631E | 1428437.55 |  |  |  | ODE FOUNDERS OIL AND GAS NPU O | ODE FOUNDERS OIL AND GAS NPU OFFSITE 2 OF 5 - FDR EXITS | 2022-07-27
3565631E |  | 14284.35 | 364 | 0001 | SINGLE CROSSARM
3565631E |  | 14284.35 | 364 | 0280 | POLE, WOOD, 45'
3565631E |  | 14284.35 | 364 | 0300 | POLE, WOOD, 50'
3565631E |  | 14284.35 | 364 | 0350 | POLE, WOOD, 65'
3565631E |  | 42853.11 | 365 | 0020 | CONDUCTOR, ALUMINUM, 4/0 AND GREATER
3565631E |  | 14284.35 | 365 | 1000 | FAULT INDICATOR
3565631E |  | 57137.49 | 365 | 6010 | AIRBREAK SWITCH, WITH OR WITHOUT OPERATOR
3565631E |  | 242834.35 | 366 | 1010 | CONDUIT
3565631E |  | 142843.74 | 366 | 1100 | PRIMARY BOX
3565631E |  | 28568.73 | 367 | 0015 | CONDUCTOR, COPPER, 2/0 AND GREATER
3565631E |  | 842778.38 | 367 | 0025 | CONDUCTOR, ALUMINUM, 4/0 AND GREATER
3565632E | 496803.07 |  |  |  | ODE FOUNDERS OIL AND GAS NPU O | ODE FOUNDERS OIL AND GAS NPU OFFSITE 3 OF 5 | 2022-07-25
3565632E |  | 49680.3 | 364 | 0001 | SINGLE CROSSARM
3565632E |  | 94392.58 | 364 | 0320 | POLE, WOOD, 55'
3565632E |  | 29808.17 | 364 | 0335 | POLE, WOOD, 60'
3565632E |  | 29808.17 | 364 | 0350 | POLE, WOOD, 65'
3565632E |  | 283177.8 | 365 | 0020 | CONDUCTOR, ALUMINUM, 4/0 AND GREATER
3565632E |  | 9936.05 | 365 | 6010 | AIRBREAK SWITCH, WITH OR WITHOUT OPERATOR
3565643E | 284901.46 |  |  |  | KRT TAY DURANGO FARMS PH2 CV | KRT TAY DURANGO FARMS PH2 CV | 2022-10-10
3565643E |  | 54131.41 | 366 | 1010 | CONDUIT
3565643E |  | 31339.15 | 366 | 1150 | SECONDARY BOX
3565643E |  | 14245.06 | 366 | 1400 | PADS OR FOUNDATIONS, SMALL, LESS THAN 50 SQ FT
3565643E |  | 51282.26 | 367 | 0020 | CONDUCTOR, ALUMINUM, LESS THEN 4/0
3565643E |  | 37037.17 | 367 | 0025 | CONDUCTOR, ALUMINUM, 4/0 AND GREATER
3565643E |  | 2849 | 367 | 0100 | FAULT INDICATOR
3565643E |  | 2849 | 373 | 0025 | CONDUCTOR, ALUMINUM, UNDERGROUND
3565643E |  | 42735.2 | 373 | 1250 | LUMINAIRE, LED, 40W TO 150W
3565643E |  | 2849 | 373 | 1375 | CONDUIT
3565643E |  | 45584.21 | 373 | 1515 | STANDARD, METAL, 25' AND UNDER
3565652E | 268835.5 |  |  |  | ODE FOUNDERS OIL AND GAS NPU O | ODE FOUNDERS OIL AND GAS NPU OFFSITE 4 OF 5 | 2022-10-26
3565652E |  | 45702.03 | 364 | 0001 | SINGLE CROSSARM
3565652E |  | 10753.42 | 364 | 0280 | POLE, WOOD, 45'
3565652E |  | 5376.7 | 364 | 0300 | POLE, WOOD, 50'
3565652E |  | 13441.77 | 364 | 0320 | POLE, WOOD, 55'
3565652E |  | 10753.42 | 364 | 0335 | POLE, WOOD, 60'
3565652E |  | 10753.42 | 364 | 0350 | POLE, WOOD, 65'
3565652E |  | 51078.74 | 364 | 0400 | POLE, OTHER, 80'
3565652E |  | 2688.34 | 365 | 0010 | CONDUCTOR, ALUMINUM, LESS THAN 4/0
3565652E |  | 118287.66 | 365 | 0020 | CONDUCTOR, ALUMINUM, 4/0 AND GREATER
3565653E | 630183.9 |  |  |  | ODE FOUNDERS OIL AND GAS NPU O | ODE FOUNDERS OIL AND GAS NPU OFFSITE 5 OF 5 | 2022-08-03
3565653E |  | 56716.53 | 364 | 0001 | SINGLE CROSSARM
3565653E |  | 6301.82 | 364 | 0280 | POLE, WOOD, 45'
3565653E |  | 132338.6 | 364 | 0300 | POLE, WOOD, 50'
3565653E |  | 56716.53 | 364 | 0320 | POLE, WOOD, 55'
3565653E |  | 12603.65 | 364 | 0335 | POLE, WOOD, 60'
3565653E |  | 6301.82 | 364 | 0350 | POLE, WOOD, 65'
3565653E |  | 37811.01 | 365 | 0010 | CONDUCTOR, ALUMINUM, LESS THAN 4/0
3565653E |  | 302488.44 | 365 | 0020 | CONDUCTOR, ALUMINUM, 4/0 AND GREATER
3565653E |  | 18905.5 | 365 | 6010 | AIRBREAK SWITCH, WITH OR WITHOUT OPERATOR
3565662E | 105630.63 |  |  |  | DNO BELTLINE & MAIN CORE GATEW | DNO BELTLINE & MAIN CORE GATEWAY MF JED | 2022-10-18
3565662E |  | 24295.03 | 366 | 1010 | CONDUIT
3565662E |  | 11619.36 | 366 | 1400 | PADS OR FOUNDATIONS, SMALL, LESS THAN 50 SQ FT
3565662E |  | 5281.52 | 366 | 1420 | PADS OR FOUNDATIONS, LARGE, OVER 100 SQ FT
3565662E |  | 39083.39 | 367 | 0020 | CONDUCTOR, ALUMINUM, LESS THEN 4/0
3565662E |  | 4225.21 | 367 | 0100 | FAULT INDICATOR
3565662E |  | 21126.12 | 369 | 1200 | SERVICE, UNDERGROUND, GREATER THAN 4/0, SINGLE PH
3565704E | 101693.6 |  |  |  | TAY 21 TS 2021 TRIPSAVERS PH 7 | TAY 19 TS 2021 TRIPSAVERS PH 7 TAYLOR FEEDERS BA | 2022-01-27
3565704E |  | 4067.72 | 364 | 0001 | SINGLE CROSSARM
3565704E |  | 97625.88 | 365 | 6015 | RECLOSER,SINGLE PHASE,13.2KV AND UNDER,0-3000 AMP
3565797E | 117237.56 |  |  |  | PAR 19 TS 2021 TRIPSAVERS PH 7 | PAR 19 TS 2021 TRIPSAVERS PH 7 PARIS FEEDERS BA | 2022-09-26
3565797E |  | 5861.87 | 364 | 0001 | SINGLE CROSSARM
3565797E |  | 1172.37 | 364 | 0280 | POLE, WOOD, 45'
3565797E |  | 110203.32 | 365 | 6015 | RECLOSER,SINGLE PHASE,13.2KV AND UNDER,0-3000 AMP
3565800E | 112202.1 |  |  |  | MSQ 19 TS 2021 TRIPSAVERS PH 7 | MSQ 19 TS 2021 TRIPSAVERS PH 7 MESQUITE FEEDERS BA | 2022-01-20
3565800E |  | 4488.07 | 364 | 0001 | SINGLE CROSSARM
3565800E |  | 7854.13 | 364 | 0280 | POLE, WOOD, 45'
3565800E |  | 2244.03 | 364 | 0300 | POLE, WOOD, 50'
3565800E |  | 97615.87 | 365 | 6015 | RECLOSER,SINGLE PHASE,13.2KV AND UNDER,0-3000 AMP
3565802E | 158530.02 |  |  |  | MSQ 18 TS 2021 TRIPSAVERS PH 7 | MSQ 7 TS 2021 TRIPSAVERS PH 7 MESQUITE FEEDERS BA | 2022-02-21
3565802E |  | 6341.2 | 364 | 0001 | SINGLE CROSSARM
3565802E |  | 1585.3 | 364 | 0002 | DOUBLE CROSSARMS
3565802E |  | 7926.5 | 364 | 0280 | POLE, WOOD, 45'
3565802E |  | 4755.9 | 364 | 0300 | POLE, WOOD, 50'
3565802E |  | 137921.12 | 365 | 6015 | RECLOSER,SINGLE PHASE,13.2KV AND UNDER,0-3000 AMP
3565815E | 123180.57 |  |  |  | KIL 17 TS 2021 TRIPSAVERS PH 7 | KIL 19 TS 2021 TRIPSAVERS PH 7 KILLEEN FEEDERS BA | 2022-01-06
3565815E |  | 6159.02 | 364 | 0001 | SINGLE CROSSARM
3565815E |  | 9854.44 | 364 | 0280 | POLE, WOOD, 45'
3565815E |  | 107167.11 | 365 | 6015 | RECLOSER,SINGLE PHASE,13.2KV AND UNDER,0-3000 AMP
3565833E | 119723.64 |  |  |  | KIL 17 TS 2021 TRIPSAVERS PH 7 | KIL 17 TS 2021 TRIPSAVERS PH 7 KILLEEN FEEDERS BA | 2022-01-24
3565833E |  | 5986.18 | 364 | 0001 | SINGLE CROSSARM
3565833E |  | 1197.23 | 364 | 0280 | POLE, WOOD, 45'
3565833E |  | 1197.23 | 364 | 0300 | POLE, WOOD, 50'
3565833E |  | 2394.47 | 364 | 0320 | POLE, WOOD, 55'
3565833E |  | 108948.53 | 365 | 6015 | RECLOSER,SINGLE PHASE,13.2KV AND UNDER,0-3000 AMP
3565837E | 424908.03 |  |  |  | CLE GVW: VISTA POINT PH 1-GS. | CLE GVW: VISTA POINT PH 1-GS | 2022-12-31
3565837E |  | 114725.17 | 366 | 1010 | CONDUIT
3565837E |  | 42490.8 | 366 | 1150 | SECONDARY BOX
3565837E |  | 16996.32 | 366 | 1400 | PADS OR FOUNDATIONS, SMALL, LESS THAN 50 SQ FT
3565837E |  | 84981.61 | 367 | 0020 | CONDUCTOR, ALUMINUM, LESS THEN 4/0
3565837E |  | 42490.8 | 367 | 0025 | CONDUCTOR, ALUMINUM, 4/0 AND GREATER
3565837E |  | 4249.08 | 367 | 0100 | FAULT INDICATOR
3565837E |  | 4249.08 | 373 | 0025 | CONDUCTOR, ALUMINUM, UNDERGROUND
3565837E |  | 38241.72 | 373 | 1250 | LUMINAIRE, LED, 40W TO 150W
3565837E |  | 8498.16 | 373 | 1375 | CONDUIT
3565837E |  | 63736.21 | 373 | 1625 | STANDARD, OTHER, 25' AND UNDER
3565837E |  | 4249.08 | 373 | 1640 | MANHOLE (USED EXCLUSIVELY FOR STREET LIGHTING)
3565866E | 117633.35 |  |  |  | DSW 20 TS 2021 TRIPSAVERS PH 7 | DSW 20 TS 2021 TRIPSAVERS PH 7 DALLAS SOUTH WEST FEEDERS BA | 2022-03-11
3565866E |  | 3528.99 | 364 | 0001 | SINGLE CROSSARM
3565866E |  | 2352.66 | 364 | 0280 | POLE, WOOD, 45'
3565866E |  | 111751.7 | 365 | 6015 | RECLOSER,SINGLE PHASE,13.2KV AND UNDER,0-3000 AMP
3565871E | 121274.98 |  |  |  | DSW 20 TS 2021 TRIPSAVERS PH 7 | DSW 20 TS 2021 TRIPSAVERS PH 7 DALLAS SOUTH WEST FEEDERS BA | 2022-03-03
3565871E |  | 4850.99 | 364 | 0001 | SINGLE CROSSARM
3565871E |  | 3638.24 | 364 | 0280 | POLE, WOOD, 45'
3565871E |  | 112785.75 | 365 | 6015 | RECLOSER,SINGLE PHASE,13.2KV AND UNDER,0-3000 AMP
3565912E | 103964.68 |  |  |  | DES 18 TS 2021 TRIPSAVERS PH 7 | DES 18 TS 2021 TRIPSAVERS PH 7 DESOTO FEEDERS BA | 2022-01-04
3565912E |  | 3118.93 | 364 | 0001 | SINGLE CROSSARM
3565912E |  | 100845.75 | 365 | 6015 | RECLOSER,SINGLE PHASE,13.2KV AND UNDER,0-3000 AMP
3565930E | 205555.81 |  |  |  | STN PIONEER NATURAL MCCLINTIC | STN PIONEER NATURAL MCCLINTIC E PME ADD LD RECONDUCT-AW-SE | 2022-01-13
3565930E |  | 22611.14 | 364 | 0001 | SINGLE CROSSARM
3565930E |  | 57555.62 | 364 | 0300 | POLE, WOOD, 50'
3565930E |  | 16444.46 | 365 | 0010 | CONDUCTOR, ALUMINUM, LESS THAN 4/0
3565930E |  | 106889.03 | 365 | 0020 | CONDUCTOR, ALUMINUM, 4/0 AND GREATER
3565930E |  | 2055.56 | 369 | 0100 | SERVICE, OVERHEAD, 4/0 AND LESS, SINGLE PHASE
3565949E | 226012.47 |  |  |  | MTNMSQELEVON SECTION 1 PHASE 2 | MTNMSQELEVON SECTION 1 PHASE 2JJ | 2022-09-30
3565949E |  | 2260.12 | 364 | 0260 | POLE, WOOD, 40'
3565949E |  | 56503.16 | 366 | 1010 | CONDUIT
3565949E |  | 24861.37 | 366 | 1150 | SECONDARY BOX
3565949E |  | 9040.49 | 366 | 1400 | PADS OR FOUNDATIONS, SMALL, LESS THAN 50 SQ FT
3565949E |  | 29381.62 | 367 | 0020 | CONDUCTOR, ALUMINUM, LESS THEN 4/0
3565949E |  | 31641.74 | 367 | 0025 | CONDUCTOR, ALUMINUM, 4/0 AND GREATER
3565949E |  | 2260.12 | 367 | 0100 | FAULT INDICATOR
3565949E |  | 2260.12 | 373 | 0025 | CONDUCTOR, ALUMINUM, UNDERGROUND
3565949E |  | 24861.37 | 373 | 1250 | LUMINAIRE, LED, 40W TO 150W
3565949E |  | 4520.24 | 373 | 1375 | CONDUIT
3565949E |  | 38422.12 | 373 | 1515 | STANDARD, METAL, 25' AND UNDER
3565954E | 102925.34 |  |  |  | PAR TMP HNYGR2403 REPLACE DET | PAR TMP HNYGR2403 REPLACE DET OH FAC | 2022-12-27
3565954E |  | 17497.3 | 364 | 0001 | SINGLE CROSSARM
3565954E |  | 2058.5 | 364 | 0240 | POLE, WOOD, 35'
3565954E |  | 26760.58 | 364 | 0260 | POLE, WOOD, 40'
3565954E |  | 26760.63 | 364 | 0280 | POLE, WOOD, 45'
3565954E |  | 8234.02 | 364 | 0300 | POLE, WOOD, 50'
3565954E |  | 4117.01 | 364 | 0320 | POLE, WOOD, 55'
3565954E |  | 17497.3 | 365 | 0010 | CONDUCTOR, ALUMINUM, LESS THAN 4/0
3565957E | 180558.9 |  |  |  | MCK:DR:RELOCATE SWITCH:HEB PRE | MCK:DR:RELOCATE SWITCH:HEB PRESTON RD | 2022-06-24
3565957E |  | 5416.75 | 366 | 1100 | PRIMARY BOX
3565957E |  | 3611.16 | 366 | 1410 | PADS OR FOUNDATIONS, MEDIUM, 50-100 SQ FT
3565957E |  | 135419.25 | 367 | 0025 | CONDUCTOR, ALUMINUM, 4/0 AND GREATER
3565957E |  | 1805.57 | 367 | 0100 | FAULT INDICATOR
3565957E |  | 34306.17 | 367 | 5190 | SWITCHGEAR, PADMOUNT, 25KV
3565987E | 251776.3 |  |  |  | MCK-22-P033-YD-MCK-PCOIT1024-N | MCK-22-P033-YD-MCK-PCOIT1024-NPKWY0005-DA-PWR | 2022-07-08
3565987E |  | 2517.74 | 364 | 0001 | SINGLE CROSSARM
3565987E |  | 15106.56 | 364 | 0335 | POLE, WOOD, 60'
3565987E |  | 2517.74 | 365 | 0010 | CONDUCTOR, ALUMINUM, LESS THAN 4/0
3565987E |  | 17624.31 | 365 | 5635 | DIST AUTOMATION REPEATER OVERHEAD
3565987E |  | 10071.02 | 365 | 5645 | DIST AUTOMATION COMMUNICATION UNIT RF OH
3565987E |  | 47837.47 | 365 | 5650 | DIST AUTOMATION CONTROL OVERHEAD
3565987E |  | 22659.85 | 365 | 5660 | DIST AUTOMATION POWER SUPPLY UNIT OH
3565987E |  | 133441.61 | 365 | 6000 | DIST AUTOMATION SWITCH OVERHEAD
3565991E | 231368.07 |  |  |  | DNO-22-P036-ZV-DNO-NPKWY0009-R | DNO-22-P036-ZV-DNO-NPKWY0009-RENSW3124-DA-PWR | 2022-06-06
3565991E |  | 4627.33 | 364 | 0001 | SINGLE CROSSARM
3565991E |  | 9254.7 | 364 | 0335 | POLE, WOOD, 60'
3565991E |  | 11568.38 | 365 | 5635 | DIST AUTOMATION REPEATER OVERHEAD
3565991E |  | 11568.38 | 365 | 5645 | DIST AUTOMATION COMMUNICATION UNIT RF OH
3565991E |  | 46273.59 | 365 | 5650 | DIST AUTOMATION CONTROL OVERHEAD
3565991E |  | 20823.11 | 365 | 5660 | DIST AUTOMATION POWER SUPPLY UNIT OH
3565991E |  | 127252.58 | 365 | 6000 | DIST AUTOMATION SWITCH OVERHEAD
3565996E | 136283.67 |  |  |  | MSQ-22-P041-OU-MSQ-BBTWN1501-D | MSQ-22-P041-OU-MSQ-BBTWN1501-DA-PWR | 2022-12-29
3565996E |  | 1362.83 | 364 | 0001 | SINGLE CROSSARM
3565996E |  | 6814.18 | 364 | 0335 | POLE, WOOD, 60'
3565996E |  | 5451.34 | 365 | 5635 | DIST AUTOMATION REPEATER OVERHEAD
3565996E |  | 6814.18 | 365 | 5645 | DIST AUTOMATION COMMUNICATION UNIT RF OH
3565996E |  | 28619.57 | 365 | 5650 | DIST AUTOMATION CONTROL OVERHEAD
3565996E |  | 13628.36 | 365 | 5660 | DIST AUTOMATION POWER SUPPLY UNIT OH
3565996E |  | 73593.21 | 365 | 6000 | DIST AUTOMATION SWITCH OVERHEAD
3566000E | 290808.35 |  |  |  | DNO-22-P043-PW-DNO-FRNKF0001-F | DNO-22-P043-PW-DNO-FRNKF0001-FRNKF0006-DA-PWR | 2022-06-15
3566000E |  | 2908.07 | 364 | 0001 | SINGLE CROSSARM
3566000E |  | 8724.23 | 364 | 0335 | POLE, WOOD, 60'
3566000E |  | 17448.48 | 365 | 5645 | DIST AUTOMATION COMMUNICATION UNIT RF OH
3566000E |  | 63977.81 | 365 | 5650 | DIST AUTOMATION CONTROL OVERHEAD
3566000E |  | 29080.82 | 365 | 5660 | DIST AUTOMATION POWER SUPPLY UNIT OH
3566000E |  | 168668.94 | 365 | 6000 | DIST AUTOMATION SWITCH OVERHEAD
3566001E | 273252.45 |  |  |  | DNO 22 P044 TC DNO FRNKF0002 P | DNO-22-P044-TC-DNO-FRNKF0002-PRSTN0008-DA-PWR | 2022-07-26
3566001E |  | 5465.03 | 364 | 0001 | SINGLE CROSSARM
3566001E |  | 19127.65 | 364 | 0335 | POLE, WOOD, 60'
3566001E |  | 30057.76 | 365 | 5635 | DIST AUTOMATION REPEATER OVERHEAD
3566001E |  | 13662.61 | 365 | 5645 | DIST AUTOMATION COMMUNICATION UNIT RF OH
3566001E |  | 49185.43 | 365 | 5650 | DIST AUTOMATION CONTROL OVERHEAD
3566001E |  | 21860.17 | 365 | 5660 | DIST AUTOMATION POWER SUPPLY UNIT OH
3566001E |  | 133893.8 | 365 | 6000 | DIST AUTOMATION SWITCH OVERHEAD
3566003E | 137862.2 |  |  |  | DNO-22-P045-XN-DNO-PRSTN0006-P | DNO-22-P045-XN-DNO-PRSTN0006-PRSTN0005-DA-PWR | 2022-06-29
3566003E |  | 1378.6 | 364 | 0001 | SINGLE CROSSARM
3566003E |  | 4135.85 | 364 | 0335 | POLE, WOOD, 60'
3566003E |  | 1378.6 | 365 | 0010 | CONDUCTOR, ALUMINUM, LESS THAN 4/0
3566003E |  | 8271.72 | 365 | 5645 | DIST AUTOMATION COMMUNICATION UNIT RF OH
3566003E |  | 30329.67 | 365 | 5650 | DIST AUTOMATION CONTROL OVERHEAD
3566003E |  | 13786.21 | 365 | 5660 | DIST AUTOMATION POWER SUPPLY UNIT OH
3566003E |  | 78581.55 | 365 | 6000 | DIST AUTOMATION SWITCH OVERHEAD
3566004E | 214619.77 |  |  |  | TER-22-P046-VQ-TER-TRNTH1501-T | TER-22-P046-VQ-TER-TRNTH1501-TRNTH1504-DA-PWR | 2022-08-09
3566004E |  | 2146.18 | 364 | 0001 | SINGLE CROSSARM
3566004E |  | 8584.78 | 364 | 0335 | POLE, WOOD, 60'
3566004E |  | 6438.58 | 365 | 5635 | DIST AUTOMATION REPEATER OVERHEAD
3566004E |  | 12877.16 | 365 | 5645 | DIST AUTOMATION COMMUNICATION UNIT RF OH
3566004E |  | 45070.13 | 365 | 5650 | DIST AUTOMATION CONTROL OVERHEAD
3566004E |  | 21461.97 | 365 | 5660 | DIST AUTOMATION POWER SUPPLY UNIT OH
3566004E |  | 118040.97 | 365 | 6000 | DIST AUTOMATION SWITCH OVERHEAD
3566116E | 409092.54 |  |  |  | FWE 2022MFWE081 TRAIL LAKE DR | FWE_2022MFWE081_TRAIL LAKE DR_BMB_P1-S22 | 2022-11-21
3566116E |  | 57272.95 | 364 | 0001 | SINGLE CROSSARM
3566116E |  | 61363.88 | 364 | 0280 | POLE, WOOD, 45'
3566116E |  | 40909.26 | 365 | 0010 | CONDUCTOR, ALUMINUM, LESS THAN 4/0
3566116E |  | 249546.45 | 365 | 0020 | CONDUCTOR, ALUMINUM, 4/0 AND GREATER
3566183E | 130018.42 |  |  |  | FWE 2022MFWE081 LUBBOCK ST WRK | FWE_2022MFWE081_LUBBOCK_ST_WRK_P1-S21,S26,S27 | 2022-07-28
3566183E |  | 23403.29 | 364 | 0001 | SINGLE CROSSARM
3566183E |  | 36405.13 | 364 | 0280 | POLE, WOOD, 45'
3566183E |  | 3900.53 | 364 | 0300 | POLE, WOOD, 50'
3566183E |  | 45506.54 | 365 | 0020 | CONDUCTOR, ALUMINUM, 4/0 AND GREATER
3566183E |  | 20802.93 | 365 | 6010 | AIRBREAK SWITCH, WITH OR WITHOUT OPERATOR
3566308E | 735239.34 |  |  |  | GRH IVANS1612 HB4150 POSSUM KI | GRH IVANS1612 HB4150 POSSUM KING 1 3 12 14 19 23 | 2022-01-25
3566308E |  | 95581.11 | 364 | 0001 | SINGLE CROSSARM
3566308E |  | 7352.39 | 364 | 0002 | DOUBLE CROSSARMS
3566308E |  | 29409.56 | 364 | 0260 | POLE, WOOD, 40'
3566308E |  | 51466.74 | 364 | 0280 | POLE, WOOD, 45'
3566308E |  | 58819.14 | 364 | 0300 | POLE, WOOD, 50'
3566308E |  | 88228.71 | 364 | 0320 | POLE, WOOD, 55'
3566308E |  | 22057.17 | 364 | 0335 | POLE, WOOD, 60'
3566308E |  | 117638.29 | 364 | 0380 | POLE, WOOD, 75'
3566308E |  | 36761.96 | 365 | 0010 | CONDUCTOR, ALUMINUM, LESS THAN 4/0
3566308E |  | 139695.55 | 365 | 0020 | CONDUCTOR, ALUMINUM, 4/0 AND GREATER
3566308E |  | 14704.79 | 366 | 1010 | CONDUIT
3566308E |  | 73523.93 | 367 | 0020 | CONDUCTOR, ALUMINUM, LESS THEN 4/0
3566318E | 269147.25 |  |  |  | ARL-22-P071-SE-ARL-ARLNG1282-S | ARL-22-P071-SE-ARL-ARLNG1282-SHRSW6621-DA-PWR | 2022-08-17
3566318E |  | 2691.45 | 364 | 0001 | SINGLE CROSSARM
3566318E |  | 2691.45 | 364 | 0260 | POLE, WOOD, 40'
3566318E |  | 5382.92 | 364 | 0280 | POLE, WOOD, 45'
3566318E |  | 8074.4 | 364 | 0335 | POLE, WOOD, 60'
3566318E |  | 2691.45 | 365 | 0010 | CONDUCTOR, ALUMINUM, LESS THAN 4/0
3566318E |  | 32297.64 | 365 | 5635 | DIST AUTOMATION REPEATER OVERHEAD
3566318E |  | 13457.34 | 365 | 5645 | DIST AUTOMATION COMMUNICATION UNIT RF OH
3566318E |  | 51137.96 | 365 | 5650 | DIST AUTOMATION CONTROL OVERHEAD
3566318E |  | 24223.23 | 365 | 5660 | DIST AUTOMATION POWER SUPPLY UNIT OH
3566318E |  | 126499.41 | 365 | 6000 | DIST AUTOMATION SWITCH OVERHEAD
3566321E | 211770.94 |  |  |  | ARL-22-P072-ZL-ARL-ARLNG1223-S | ARL-22-P072-ZL-ARL-ARLNG1223-SHRSW6622-DA-PWR | 2022-05-18
3566321E |  | 2117.67 | 364 | 0001 | SINGLE CROSSARM
3566321E |  | 6353.1 | 364 | 0335 | POLE, WOOD, 60'
3566321E |  | 12706.23 | 365 | 5645 | DIST AUTOMATION COMMUNICATION UNIT RF OH
3566321E |  | 46589.59 | 365 | 5650 | DIST AUTOMATION CONTROL OVERHEAD
3566321E |  | 21177.07 | 365 | 5660 | DIST AUTOMATION POWER SUPPLY UNIT OH
3566321E |  | 122827.28 | 365 | 6000 | DIST AUTOMATION SWITCH OVERHEAD
3566331E | 378668.23 |  |  |  | TYL/SENTINEL PARK-TYLER/OFFSIT | TYL/SENTINEL PARK-TYLER/OFFSITE-DO | 2022-12-31
3566331E |  | 3786.68 | 365 | 0010 | CONDUCTOR, ALUMINUM, LESS THAN 4/0
3566331E |  | 64373.6 | 366 | 1010 | CONDUIT
3566331E |  | 22720.09 | 366 | 1100 | PRIMARY BOX
3566331E |  | 3786.68 | 366 | 1420 | PADS OR FOUNDATIONS, LARGE, OVER 100 SQ FT
3566331E |  | 219627.58 | 367 | 0025 | CONDUCTOR, ALUMINUM, 4/0 AND GREATER
3566331E |  | 64373.6 | 367 | 5190 | SWITCHGEAR, PADMOUNT, 25KV
3566430E | 277071.54 |  |  |  | MSQ - WOODCREEK PHS 8D - FATE | MSQ - WOODCREEK PHS 8D - FATE - JJ | 2022-09-07
3566430E |  | 80350.7 | 366 | 1010 | CONDUIT
3566430E |  | 27707.16 | 366 | 1150 | SECONDARY BOX
3566430E |  | 11082.87 | 366 | 1400 | PADS OR FOUNDATIONS, SMALL, LESS THAN 50 SQ FT
3566430E |  | 69267.88 | 367 | 0020 | CONDUCTOR, ALUMINUM, LESS THEN 4/0
3566430E |  | 38790.03 | 367 | 0025 | CONDUCTOR, ALUMINUM, 4/0 AND GREATER
3566430E |  | 5541.44 | 367 | 0100 | FAULT INDICATOR
3566430E |  | 2770.72 | 373 | 0025 | CONDUCTOR, ALUMINUM, UNDERGROUND
3566430E |  | 13853.58 | 373 | 1250 | LUMINAIRE, LED, 40W TO 150W
3566430E |  | 13853.58 | 373 | 1375 | CONDUIT
3566430E |  | 13853.58 | 373 | 1625 | STANDARD, OTHER, 25' AND UNDER
3566437E | 212439.34 |  |  |  | ATH/LAKEVIEW ESTATES-CANTON/JJ | ATH/LAKEVIEW ESTATES-CANTON/JJ | 2022-10-25
3566437E |  | 6373.16 | 364 | 0300 | POLE, WOOD, 50'
3566437E |  | 27617.1 | 365 | 6015 | RECLOSER,SINGLE PHASE,13.2KV AND UNDER,0-3000 AMP
3566437E |  | 63731.79 | 366 | 1010 | CONDUIT
3566437E |  | 10621.95 | 366 | 1150 | SECONDARY BOX
3566437E |  | 10621.95 | 366 | 1400 | PADS OR FOUNDATIONS, SMALL, LESS THAN 50 SQ FT
3566437E |  | 63731.98 | 367 | 0020 | CONDUCTOR, ALUMINUM, LESS THEN 4/0
3566437E |  | 12746.34 | 367 | 0025 | CONDUCTOR, ALUMINUM, 4/0 AND GREATER
3566437E |  | 2124.38 | 367 | 0100 | FAULT INDICATOR
3566437E |  | 2124.38 | 373 | 0025 | CONDUCTOR, ALUMINUM, UNDERGROUND
3566437E |  | 4248.77 | 373 | 1250 | LUMINAIRE, LED, 40W TO 150W
3566437E |  | 4248.77 | 373 | 1375 | CONDUIT
3566437E |  | 4248.77 | 373 | 1625 | STANDARD, OTHER, 25' AND UNDER
3566479E | 227431.72 |  |  |  | DES_2022MDES081_LAKE_CREST_SUB | DES_2022MDES081_LAKE_CREST_SUB_1 | 2022-07-12
3566479E |  | 31840.41 | 364 | 0001 | SINGLE CROSSARM
3566479E |  | 43212.01 | 364 | 0280 | POLE, WOOD, 45'
3566479E |  | 36389.06 | 364 | 0300 | POLE, WOOD, 50'
3566479E |  | 6822.94 | 364 | 0320 | POLE, WOOD, 55'
3566479E |  | 84149.83 | 365 | 0020 | CONDUCTOR, ALUMINUM, 4/0 AND GREATER
3566479E |  | 20468.85 | 365 | 6010 | AIRBREAK SWITCH, WITH OR WITHOUT OPERATOR
3566479E |  | 4548.62 | 367 | 0100 | FAULT INDICATOR
3566614E | 367273.94 |  |  |  | FWS: CHAPEL CREEK PH 5 OFFSITE | FWS: CHAPEL CREEK PH 5 OFFSITE -RSE | 2022-11-02
3566614E |  | 25709.17 | 364 | 0001 | SINGLE CROSSARM
3566614E |  | 58763.82 | 364 | 0280 | POLE, WOOD, 45'
3566614E |  | 14690.95 | 364 | 0300 | POLE, WOOD, 50'
3566614E |  | 14690.95 | 365 | 0010 | CONDUCTOR, ALUMINUM, LESS THAN 4/0
3566614E |  | 102836.7 | 365 | 0020 | CONDUCTOR, ALUMINUM, 4/0 AND GREATER
3566614E |  | 3672.73 | 365 | 1000 | FAULT INDICATOR
3566614E |  | 29381.91 | 366 | 1010 | CONDUIT
3566614E |  | 11018.21 | 366 | 1100 | PRIMARY BOX
3566614E |  | 106509.5 | 367 | 0025 | CONDUCTOR, ALUMINUM, 4/0 AND GREATER
3566670E | 132683.74 |  |  |  | STN WTG MIDSTREAM LLC RED LAKE | STN WTG MIDSTREAM LLC RED LAKE GAS PLANT PME | 2022-10-04
3566670E |  | 6634.17 | 364 | 0001 | SINGLE CROSSARM
3566670E |  | 6634.17 | 364 | 0280 | POLE, WOOD, 45'
3566670E |  | 3980.51 | 364 | 0300 | POLE, WOOD, 50'
3566670E |  | 3980.51 | 364 | 0320 | POLE, WOOD, 55'
3566670E |  | 1326.83 | 365 | 0010 | CONDUCTOR, ALUMINUM, LESS THAN 4/0
3566670E |  | 1326.83 | 365 | 0020 | CONDUCTOR, ALUMINUM, 4/0 AND GREATER
3566670E |  | 42458.79 | 365 | 5650 | DIST AUTOMATION CONTROL OVERHEAD
3566670E |  | 53073.58 | 365 | 6030 | RECLOSER,2 OR 3 PHASE,OVER 13.2KV,0-3000 AMP
3566670E |  | 3980.51 | 366 | 1010 | CONDUIT
3566670E |  | 6634.17 | 367 | 0025 | CONDUCTOR, ALUMINUM, 4/0 AND GREATER
3566670E |  | 2653.67 | 367 | 0100 | FAULT INDICATOR
3566682E | 166254.72 |  |  |  | RRK: VILLAGES AT NORTHTOWN PH | RRK: VILLAGES AT NORTHTOWN PH 1 & 2 JK | 2022-12-31
3566682E |  | 46551.32 | 366 | 1010 | CONDUIT
3566682E |  | 23275.66 | 366 | 1150 | SECONDARY BOX
3566682E |  | 8312.74 | 366 | 1400 | PADS OR FOUNDATIONS, SMALL, LESS THAN 50 SQ FT
3566682E |  | 21613.11 | 367 | 0020 | CONDUCTOR, ALUMINUM, LESS THEN 4/0
3566682E |  | 23275.66 | 367 | 0025 | CONDUCTOR, ALUMINUM, 4/0 AND GREATER
3566682E |  | 1662.55 | 373 | 0025 | CONDUCTOR, ALUMINUM, UNDERGROUND
3566682E |  | 8312.74 | 373 | 1250 | LUMINAIRE, LED, 40W TO 150W
3566682E |  | 3325.09 | 373 | 1375 | CONDUIT
3566682E |  | 29925.85 | 373 | 1520 | STANDARD, METAL, ABOVE 25'
3566723E | 348957.92 |  |  |  | STN PIONEER NATURAL RESOURCES | STN PIONEER NATURAL RESOURCES CARLILE PME OFFSITE | 2022-09-05
3566723E |  | 34895.77 | 364 | 0001 | SINGLE CROSSARM
3566723E |  | 10468.72 | 364 | 0280 | POLE, WOOD, 45'
3566723E |  | 66301.99 | 364 | 0300 | POLE, WOOD, 50'
3566723E |  | 13958.31 | 364 | 0320 | POLE, WOOD, 55'
3566723E |  | 20937.47 | 365 | 0010 | CONDUCTOR, ALUMINUM, LESS THAN 4/0
3566723E |  | 139583.26 | 365 | 0020 | CONDUCTOR, ALUMINUM, 4/0 AND GREATER
3566723E |  | 20937.47 | 365 | 5650 | DIST AUTOMATION CONTROL OVERHEAD
3566723E |  | 13958.31 | 365 | 6010 | AIRBREAK SWITCH, WITH OR WITHOUT OPERATOR
3566723E |  | 24427.04 | 365 | 6030 | RECLOSER,2 OR 3 PHASE,OVER 13.2KV,0-3000 AMP
3566723E |  | 3489.58 | 367 | 0100 | FAULT INDICATOR
3566724E | 171409.87 |  |  |  | 2021MARL008: KENNEDALE SUB FDR | 2021MARL008: KENNEDALE SUB FDR EXIT BKR6362 6352 - KMKJ | 2022-05-24
3566724E |  | 5142.29 | 366 | 1025 | DUCT BANK, 2 - 4 HOLES
3566724E |  | 166267.58 | 367 | 0025 | CONDUCTOR, ALUMINUM, 4/0 AND GREATER
3566740E | 182107.66 |  |  |  | DFW AA FULFILMENT CENTER S1 MH | DFW AA FULFILMENT CENTER S1 MH NE17C SW10741 DFWNW2401 | 2022-03-25
3566740E |  | 3642.15 | 367 | 0020 | CONDUCTOR, ALUMINUM, LESS THEN 4/0
3566740E |  | 74664.13 | 367 | 0025 | CONDUCTOR, ALUMINUM, 4/0 AND GREATER
3566740E |  | 103801.38 | 367 | 5200 | SWITCHGEAR, PADMOUNT, 25KV, AUTOMATED
3566874E | 501018.11 |  |  |  | DNE: HOME 2 SUITES HOTEL OFFSI | DNE: HOME 2 SUITES HOTEL OFFSITE FOR REAGAN 10 | 2022-08-21
3566874E |  | 5010.19 | 366 | 1025 | DUCT BANK, 2 - 4 HOLES
3566874E |  | 30061.09 | 366 | 1030 | DUCT BANK, 5 - 8 HOLES
3566874E |  | 40081.45 | 366 | 1240 | MANHOLE, OVER 400 CU FT
3566874E |  | 280570.13 | 367 | 0015 | CONDUCTOR, COPPER, 2/0 AND GREATER
3566874E |  | 145295.25 | 367 | 0025 | CONDUCTOR, ALUMINUM, 4/0 AND GREATER
3566903E | 246103.5 |  |  |  | WAX/WAX-CUNNINGHAME ESTATES-OL | WAX/WAX-CUNNINGHAME ESTATES-OLD MAYPEARL//OFFSITE-DO | 2022-10-14
3566903E |  | 7383.09 | 364 | 0001 | SINGLE CROSSARM
3566903E |  | 76292.07 | 364 | 0280 | POLE, WOOD, 45'
3566903E |  | 2461.03 | 364 | 0300 | POLE, WOOD, 50'
3566903E |  | 22149.3 | 365 | 0010 | CONDUCTOR, ALUMINUM, LESS THAN 4/0
3566903E |  | 83675.29 | 365 | 0020 | CONDUCTOR, ALUMINUM, 4/0 AND GREATER
3566903E |  | 34454.47 | 365 | 6015 | RECLOSER,SINGLE PHASE,13.2KV AND UNDER,0-3000 AMP
3566903E |  | 12305.16 | 366 | 1010 | CONDUIT
3566903E |  | 7383.09 | 367 | 0025 | CONDUCTOR, ALUMINUM, 4/0 AND GREATER
3566909E | 350319.7 |  |  |  | STN 2021NSTN001R01 DRIVER DUCT | STN 2021NSTN001R01 DRIVER DUCT - UG EXTENSION BREAKER 2112 | 2022-03-01
3566909E |  | 3503.17 | 365 | 0010 | CONDUCTOR, ALUMINUM, LESS THAN 4/0
3566909E |  | 343313.36 | 367 | 0025 | CONDUCTOR, ALUMINUM, 4/0 AND GREATER
3566909E |  | 3503.17 | 367 | 0100 | FAULT INDICATOR
3567154E | 255703.4 |  |  |  | DES UGCP2021 URD FAULT REPAIR | DES UGCP2021 URD FAULT REPAIR & INJECT - CAPITAL | 2022-01-18
3567154E |  | 255703.4 | 367 | 0020 | CONDUCTOR, ALUMINUM, LESS THEN 4/0
3567308E | 258689.5 |  |  |  | TXDOT RELOCATE FACILITES HWY 2 | TXDOT RELOCATE FACILITES HWY 285 & FM 652 | 2022-06-13
3567308E |  | 43977.21 | 364 | 0001 | SINGLE CROSSARM
3567308E |  | 23282.05 | 364 | 0280 | POLE, WOOD, 45'
3567308E |  | 38803.42 | 364 | 0300 | POLE, WOOD, 50'
3567308E |  | 2586.89 | 365 | 0010 | CONDUCTOR, ALUMINUM, LESS THAN 4/0
3567308E |  | 18108.26 | 365 | 0020 | CONDUCTOR, ALUMINUM, 4/0 AND GREATER
3567308E |  | 2586.89 | 366 | 1010 | CONDUIT
3567308E |  | 129344.78 | 367 | 0025 | CONDUCTOR, ALUMINUM, 4/0 AND GREATER
3567327E | 188680.31 |  |  |  | TEX SUMMER COVE ADDITION POTTS | TEX SUMMER COVE ADDITION POTTSBORO TX GLEN ELLEN RD POWERS | 2022-09-01
3567327E |  | 5660.4 | 364 | 0260 | POLE, WOOD, 40'
3567327E |  | 69811.72 | 366 | 1010 | CONDUIT
3567327E |  | 5660.4 | 366 | 1150 | SECONDARY BOX
3567327E |  | 15094.43 | 366 | 1400 | PADS OR FOUNDATIONS, SMALL, LESS THAN 50 SQ FT
3567327E |  | 71698.54 | 367 | 0020 | CONDUCTOR, ALUMINUM, LESS THEN 4/0
3567327E |  | 16981.22 | 367 | 0025 | CONDUCTOR, ALUMINUM, 4/0 AND GREATER
3567327E |  | 3773.6 | 367 | 0100 | FAULT INDICATOR
3567345E | 101554.69 |  |  |  | TYL/HILLSIDE AT GUINN ESTATES- | TYL/HILLSIDE AT GUINN ESTATES-TYLER/TM | 2022-11-02
3567345E |  | 31482.05 | 366 | 1010 | CONDUIT
3567345E |  | 12186.55 | 366 | 1150 | SECONDARY BOX
3567345E |  | 6093.27 | 366 | 1400 | PADS OR FOUNDATIONS, SMALL, LESS THAN 50 SQ FT
3567345E |  | 17264.29 | 367 | 0020 | CONDUCTOR, ALUMINUM, LESS THEN 4/0
3567345E |  | 16248.74 | 367 | 0025 | CONDUCTOR, ALUMINUM, 4/0 AND GREATER
3567345E |  | 4062.17 | 367 | 0100 | FAULT INDICATOR
3567345E |  | 1015.54 | 373 | 0025 | CONDUCTOR, ALUMINUM, UNDERGROUND
3567345E |  | 5077.73 | 373 | 1250 | LUMINAIRE, LED, 40W TO 150W
3567345E |  | 2031.08 | 373 | 1375 | CONDUIT
3567345E |  | 6093.27 | 373 | 1625 | STANDARD, OTHER, 25' AND UNDER
3567416E | 438399.34 |  |  |  | 2022MWAX006R01 MIDLOTHIAN SOUT | 2022MWAX006R01 MIDLOTHIAN SOUTH P1 S33 S34 | 2022-07-19
3567416E |  | 35071.93 | 364 | 0001 | SINGLE CROSSARM
3567416E |  | 74527.86 | 364 | 0280 | POLE, WOOD, 45'
3567416E |  | 48223.91 | 364 | 0300 | POLE, WOOD, 50'
3567416E |  | 26303.93 | 365 | 0010 | CONDUCTOR, ALUMINUM, LESS THAN 4/0
3567416E |  | 140287.98 | 365 | 0020 | CONDUCTOR, ALUMINUM, 4/0 AND GREATER
3567416E |  | 4383.97 | 365 | 1000 | FAULT INDICATOR
3567416E |  | 26303.93 | 365 | 6010 | AIRBREAK SWITCH, WITH OR WITHOUT OPERATOR
3567416E |  | 8767.97 | 366 | 1010 | CONDUIT
3567416E |  | 74527.86 | 367 | 0025 | CONDUCTOR, ALUMINUM, 4/0 AND GREATER
3567470E | 278944.61 |  |  |  | ARL-22-P074-XH-ARL-BOWEN3122-B | ARL-22-P074-XH-ARL-BOWEN3122-BOWEN3132-DA-PWR | 2022-10-12
3567470E |  | 5578.87 | 364 | 0001 | SINGLE CROSSARM
3567470E |  | 13947.22 | 364 | 0335 | POLE, WOOD, 60'
3567470E |  | 19526.11 | 365 | 5635 | DIST AUTOMATION REPEATER OVERHEAD
3567470E |  | 13947.22 | 365 | 5645 | DIST AUTOMATION COMMUNICATION UNIT RF OH
3567470E |  | 55788.91 | 365 | 5650 | DIST AUTOMATION CONTROL OVERHEAD
3567470E |  | 25105 | 365 | 5660 | DIST AUTOMATION POWER SUPPLY UNIT OH
3567470E |  | 145051.28 | 365 | 6000 | DIST AUTOMATION SWITCH OVERHEAD
3567471E | 143440.64 |  |  |  | ARL-22-P075-ZM-ARL-BRHLW7632-D | ARL-22-P075-ZM-ARL-BRHLW7632-DAVIS3741-DA-PWR | 2022-08-08
3567471E |  | 1434.38 | 364 | 0001 | SINGLE CROSSARM
3567471E |  | 4303.19 | 364 | 0335 | POLE, WOOD, 60'
3567471E |  | 8606.41 | 365 | 5645 | DIST AUTOMATION COMMUNICATION UNIT RF OH
3567471E |  | 32991.33 | 365 | 5650 | DIST AUTOMATION CONTROL OVERHEAD
3567471E |  | 14344.04 | 365 | 5660 | DIST AUTOMATION POWER SUPPLY UNIT OH
3567471E |  | 81761.29 | 365 | 6000 | DIST AUTOMATION SWITCH OVERHEAD
3567472E | 250332.1 |  |  |  | ARL-22-P076-ZN-ARL-BRHLW7642-G | ARL-22-P076-ZN-ARL-BRHLW7642-GSTHW1623-DA-PWR | 2022-08-31
3567472E |  | 5006.63 | 364 | 0001 | SINGLE CROSSARM
3567472E |  | 12516.59 | 364 | 0335 | POLE, WOOD, 60'
3567472E |  | 17523.22 | 365 | 5635 | DIST AUTOMATION REPEATER OVERHEAD
3567472E |  | 12516.59 | 365 | 5645 | DIST AUTOMATION COMMUNICATION UNIT RF OH
3567472E |  | 50066.4 | 365 | 5650 | DIST AUTOMATION CONTROL OVERHEAD
3567472E |  | 22529.87 | 365 | 5660 | DIST AUTOMATION POWER SUPPLY UNIT OH
3567472E |  | 130172.8 | 365 | 6000 | DIST AUTOMATION SWITCH OVERHEAD
3567503E | 506187.72 |  |  |  | DNO-22-P080-PY-DNO-FSTVW0005-P | DNO-22-P080-PY-DNO-FSTVW0005-PROAD0008-DA-PWR | 2022-09-27
3567503E |  | 5061.86 | 364 | 0001 | SINGLE CROSSARM
3567503E |  | 15185.61 | 364 | 0335 | POLE, WOOD, 60'
3567503E |  | 30371.25 | 365 | 5645 | DIST AUTOMATION COMMUNICATION UNIT RF OH
3567503E |  | 111361.28 | 365 | 5650 | DIST AUTOMATION CONTROL OVERHEAD
3567503E |  | 50618.75 | 365 | 5660 | DIST AUTOMATION POWER SUPPLY UNIT OH
3567503E |  | 293588.97 | 365 | 6000 | DIST AUTOMATION SWITCH OVERHEAD
3567515E | 232808.54 |  |  |  | FWS-22-P087-MV-BEN-CMTSW0916-C | FWS-22-P087-MV-BEN-CMTSW0916-CMTSW0927-DA-PWR | 2022-08-17
3567515E |  | 4656.14 | 364 | 0001 | SINGLE CROSSARM
3567515E |  | 6984.23 | 364 | 0335 | POLE, WOOD, 60'
3567515E |  | 6984.23 | 365 | 5635 | DIST AUTOMATION REPEATER OVERHEAD
3567515E |  | 13968.49 | 365 | 5645 | DIST AUTOMATION COMMUNICATION UNIT RF OH
3567515E |  | 51217.86 | 365 | 5650 | DIST AUTOMATION CONTROL OVERHEAD
3567515E |  | 23280.83 | 365 | 5660 | DIST AUTOMATION POWER SUPPLY UNIT OH
3567515E |  | 125716.76 | 365 | 6000 | DIST AUTOMATION SWITCH OVERHEAD
3567518E | 241974.59 |  |  |  | FWS-22-P088-MW-BEN-CMTSW0922-C | FWS-22-P088-MW-BEN-CMTSW0922-CMTSW0983-DA-PWR | 2022-08-31
3567518E |  | 4839.47 | 364 | 0001 | SINGLE CROSSARM
3567518E |  | 9678.97 | 364 | 0335 | POLE, WOOD, 60'
3567518E |  | 12098.7 | 365 | 5635 | DIST AUTOMATION REPEATER OVERHEAD
3567518E |  | 12098.7 | 365 | 5645 | DIST AUTOMATION COMMUNICATION UNIT RF OH
3567518E |  | 50814.64 | 365 | 5650 | DIST AUTOMATION CONTROL OVERHEAD
3567518E |  | 21777.69 | 365 | 5660 | DIST AUTOMATION POWER SUPPLY UNIT OH
3567518E |  | 130666.42 | 365 | 6000 | DIST AUTOMATION SWITCH OVERHEAD
3567519E | 538597.1 |  |  |  | FWS-22-P089-ZG-BEN-HORNE1934,1 | FWS-22-P089-ZG-BEN-HORNE1934,1922-CMTSW0946,0973-DA-PWR | 2022-10-11
3567519E |  | 10771.93 | 364 | 0001 | SINGLE CROSSARM
3567519E |  | 21543.87 | 364 | 0335 | POLE, WOOD, 60'
3567519E |  | 21543.87 | 365 | 5635 | DIST AUTOMATION REPEATER OVERHEAD
3567519E |  | 26929.85 | 365 | 5645 | DIST AUTOMATION COMMUNICATION UNIT RF OH
3567519E |  | 113105.38 | 365 | 5650 | DIST AUTOMATION CONTROL OVERHEAD
3567519E |  | 48473.73 | 365 | 5660 | DIST AUTOMATION POWER SUPPLY UNIT OH
3567519E |  | 296228.47 | 365 | 6000 | DIST AUTOMATION SWITCH OVERHEAD
3567520E | 245654.58 |  |  |  | FWS-22-P090-ZB-BEN-EDGCF2231-E | FWS-22-P090-ZB-BEN-EDGCF2231-EDGCF2282-DA-PWR | 2022-09-29
3567520E |  | 2456.52 | 364 | 0001 | SINGLE CROSSARM
3567520E |  | 9826.16 | 364 | 0335 | POLE, WOOD, 60'
3567520E |  | 7369.61 | 365 | 5635 | DIST AUTOMATION REPEATER OVERHEAD
3567520E |  | 14739.25 | 365 | 5645 | DIST AUTOMATION COMMUNICATION UNIT RF OH
3567520E |  | 54043.99 | 365 | 5650 | DIST AUTOMATION CONTROL OVERHEAD
3567520E |  | 24565.44 | 365 | 5660 | DIST AUTOMATION POWER SUPPLY UNIT OH
3567520E |  | 132653.61 | 365 | 6000 | DIST AUTOMATION SWITCH OVERHEAD
3567521E | 216771.23 |  |  |  | FWS-22-P091-ZC-BEN-EDGCF2272-W | FWS-22-P091-ZC-BEN-EDGCF2272-WDGWD1512-DA-PWR | 2022-09-21
3567521E |  | 2167.69 | 364 | 0001 | SINGLE CROSSARM
3567521E |  | 6503.11 | 364 | 0335 | POLE, WOOD, 60'
3567521E |  | 13006.25 | 365 | 5645 | DIST AUTOMATION COMMUNICATION UNIT RF OH
3567521E |  | 49857.36 | 365 | 5650 | DIST AUTOMATION CONTROL OVERHEAD
3567521E |  | 21677.1 | 365 | 5660 | DIST AUTOMATION POWER SUPPLY UNIT OH
3567521E |  | 123559.72 | 365 | 6000 | DIST AUTOMATION SWITCH OVERHEAD
3567522E | 358667.39 |  |  |  | FWS-22-P092-ZD-BEN-EDGCF221,22 | FWS-22-P092-ZD-BEN-EDGCF221,2241,2262-DA-PWR | 2022-10-17
3567522E |  | 3586.65 | 364 | 0001 | SINGLE CROSSARM
3567522E |  | 14346.68 | 364 | 0335 | POLE, WOOD, 60'
3567522E |  | 3586.65 | 365 | 0010 | CONDUCTOR, ALUMINUM, LESS THAN 4/0
3567522E |  | 10760 | 365 | 5635 | DIST AUTOMATION REPEATER OVERHEAD
3567522E |  | 17933.35 | 365 | 5645 | DIST AUTOMATION COMMUNICATION UNIT RF OH
3567522E |  | 78906.81 | 365 | 5650 | DIST AUTOMATION CONTROL OVERHEAD
3567522E |  | 32280.05 | 365 | 5660 | DIST AUTOMATION POWER SUPPLY UNIT OH
3567522E |  | 197267.2 | 365 | 6000 | DIST AUTOMATION SWITCH OVERHEAD
3567523E | 452680.44 |  |  |  | FWS-22-P093-ZE-BEN-HORNE1914-H | FWS-22-P093-ZE-BEN-HORNE1914-HORNE1924-HORNE1933-DA-PWR | 2022-09-21
3567523E |  | 9053.59 | 364 | 0001 | SINGLE CROSSARM
3567523E |  | 22634 | 364 | 0335 | POLE, WOOD, 60'
3567523E |  | 31687.62 | 365 | 5635 | DIST AUTOMATION REPEATER OVERHEAD
3567523E |  | 22634 | 365 | 5645 | DIST AUTOMATION COMMUNICATION UNIT RF OH
3567523E |  | 90536.07 | 365 | 5650 | DIST AUTOMATION CONTROL OVERHEAD
3567523E |  | 40741.22 | 365 | 5660 | DIST AUTOMATION POWER SUPPLY UNIT OH
3567523E |  | 235393.94 | 365 | 6000 | DIST AUTOMATION SWITCH OVERHEAD
3567527E | 434139.48 |  |  |  | FWS-22-P097-ZI-BEN-OAKHL3021-O | FWS-22-P097-ZI-BEN-OAKHL3021-OAKHL3062-OAKHL3072-DA-PWR | 2022-12-29
3567527E |  | 8682.78 | 364 | 0001 | SINGLE CROSSARM
3567527E |  | 13024.18 | 364 | 0335 | POLE, WOOD, 60'
3567527E |  | 26048.36 | 365 | 5645 | DIST AUTOMATION COMMUNICATION UNIT RF OH
3567527E |  | 95510.68 | 365 | 5650 | DIST AUTOMATION CONTROL OVERHEAD
3567527E |  | 43413.94 | 365 | 5660 | DIST AUTOMATION POWER SUPPLY UNIT OH
3567527E |  | 247459.54 | 365 | 6000 | DIST AUTOMATION SWITCH OVERHEAD
3567531E | 196161.1 |  |  |  | TER/OVERLAND GROVE PHASE 5B-FO | TER/OVERLAND GROVE PHASE 5B-FORNEY/JJ | 2022-12-14
3567531E |  | 1961.61 | 364 | 0001 | SINGLE CROSSARM
3567531E |  | 1961.61 | 364 | 0260 | POLE, WOOD, 40'
3567531E |  | 62771.59 | 366 | 1010 | CONDUIT
3567531E |  | 23539.33 | 366 | 1150 | SECONDARY BOX
3567531E |  | 7846.44 | 366 | 1400 | PADS OR FOUNDATIONS, SMALL, LESS THAN 50 SQ FT
3567531E |  | 37270.6 | 367 | 0020 | CONDUCTOR, ALUMINUM, LESS THEN 4/0
3567531E |  | 27462.55 | 367 | 0025 | CONDUCTOR, ALUMINUM, 4/0 AND GREATER
3567531E |  | 1961.61 | 367 | 0100 | FAULT INDICATOR
3567531E |  | 11769.66 | 373 | 1250 | LUMINAIRE, LED, 40W TO 150W
3567531E |  | 5884.83 | 373 | 1375 | CONDUIT
3567531E |  | 13731.27 | 373 | 1625 | STANDARD, OTHER, 25' AND UNDER
3567593E | 110571.92 |  |  |  | FBR:DR:SERVE NEW COMMERCIAL:16 | FBR:DR:SERVE NEW COMMERCIAL:1601 E TRINITY MILLS | 2022-03-28
3567593E |  | 33171.56 | 364 | 0350 | POLE, WOOD, 65'
3567593E |  | 1105.69 | 365 | 0010 | CONDUCTOR, ALUMINUM, LESS THAN 4/0
3567593E |  | 12162.87 | 366 | 1010 | CONDUIT
3567593E |  | 12162.87 | 366 | 1200 | MANHOLE, 0-100 CU FT
3567593E |  | 51968.93 | 367 | 0020 | CONDUCTOR, ALUMINUM, LESS THEN 4/0
3567663E | 213611.97 |  |  |  | FWS-22-P098-ZJ-BEN-OAKHL3052-O | FWS-22-P098-ZJ-BEN-OAKHL3052-OAKHL3082-DA-PWR | 2022-08-31
3567663E |  | 2136.1 | 364 | 0001 | SINGLE CROSSARM
3567663E |  | 8544.47 | 364 | 0335 | POLE, WOOD, 60'
3567663E |  | 6408.34 | 365 | 5635 | DIST AUTOMATION REPEATER OVERHEAD
3567663E |  | 12816.7 | 365 | 5645 | DIST AUTOMATION COMMUNICATION UNIT RF OH
3567663E |  | 46994.62 | 365 | 5650 | DIST AUTOMATION CONTROL OVERHEAD
3567663E |  | 21361.19 | 365 | 5660 | DIST AUTOMATION POWER SUPPLY UNIT OH
3567663E |  | 115350.55 | 365 | 6000 | DIST AUTOMATION SWITCH OVERHEAD
3567664E | 190418.17 |  |  |  | DNE-22-P106-RE-DNE-PROAD0002-L | 22-P106-RE-DNE-PROAD0002-LKHLD0007-FIBER-DA-PWR | 2022-06-28
3567664E |  | 3808.36 | 364 | 0001 | SINGLE CROSSARM
3567664E |  | 3808.36 | 364 | 0300 | POLE, WOOD, 50'
3567664E |  | 5712.53 | 365 | 5640 | DIST AUTOMATION COMMUNICATION UNIT FIBER OH
3567664E |  | 43796.17 | 365 | 5650 | DIST AUTOMATION CONTROL OVERHEAD
3567664E |  | 20945.98 | 365 | 5660 | DIST AUTOMATION POWER SUPPLY UNIT OH
3567664E |  | 112346.77 | 365 | 6000 | DIST AUTOMATION SWITCH OVERHEAD
3567665E | 197650.04 |  |  |  | FNO-22-P099-SJ-BEN-RDLML2561-S | FNO-22-P099-SJ-BEN-RDLML2561-SPRDL4841-DA-PWR | 2022-09-14
3567665E |  | 3952.99 | 364 | 0001 | SINGLE CROSSARM
3567665E |  | 13835.48 | 364 | 0335 | POLE, WOOD, 60'
3567665E |  | 25694.49 | 365 | 5635 | DIST AUTOMATION REPEATER OVERHEAD
3567665E |  | 9882.48 | 365 | 5645 | DIST AUTOMATION COMMUNICATION UNIT RF OH
3567665E |  | 35576.99 | 365 | 5650 | DIST AUTOMATION CONTROL OVERHEAD
3567665E |  | 15811.99 | 365 | 5660 | DIST AUTOMATION POWER SUPPLY UNIT OH
3567665E |  | 92895.62 | 365 | 6000 | DIST AUTOMATION SWITCH OVERHEAD
3567666E | 140639.49 |  |  |  | FNO-22-P100-TU-FWN-RDLML2552-S | FNO-22-P100-TU-FWN-RDLML2552-SPRDL4841-DA-PWR | 2022-09-14
3567666E |  | 1406.39 | 364 | 0001 | SINGLE CROSSARM
3567666E |  | 4219.18 | 364 | 0335 | POLE, WOOD, 60'
3567666E |  | 8438.36 | 365 | 5645 | DIST AUTOMATION COMMUNICATION UNIT RF OH
3567666E |  | 32347.07 | 365 | 5650 | DIST AUTOMATION CONTROL OVERHEAD
3567666E |  | 14063.94 | 365 | 5660 | DIST AUTOMATION POWER SUPPLY UNIT OH
3567666E |  | 80164.55 | 365 | 6000 | DIST AUTOMATION SWITCH OVERHEAD
3567668E | 237398.26 |  |  |  | TER/FRNY FORSW2052 OFFISTE/JJ | TER/FRNY FORSW2052 OFFISTE/JJ | 2022-06-30
3567668E |  | 47479.63 | 366 | 1010 | CONDUIT
3567668E |  | 30861.75 | 366 | 1100 | PRIMARY BOX
3567668E |  | 4747.93 | 366 | 1420 | PADS OR FOUNDATIONS, LARGE, OVER 100 SQ FT
3567668E |  | 97333.39 | 367 | 0025 | CONDUCTOR, ALUMINUM, 4/0 AND GREATER
3567668E |  | 56975.56 | 367 | 5190 | SWITCHGEAR, PADMOUNT, 25KV
3568121E | 652485.23 |  |  |  | GPR_2022MDES081_P1-S24,S25,S26 | GPR_2022MDES081_P1-S24,S25,S26,S27_DAC | 2022-10-10
3568121E |  | 65248.52 | 364 | 0001 | SINGLE CROSSARM
3568121E |  | 19574.56 | 364 | 0280 | POLE, WOOD, 45'
3568121E |  | 91347.93 | 364 | 0300 | POLE, WOOD, 50'
3568121E |  | 97872.78 | 364 | 0390 | POLE, OTHER, 75'
3568121E |  | 6524.85 | 365 | 0010 | CONDUCTOR, ALUMINUM, LESS THAN 4/0
3568121E |  | 150071.62 | 365 | 0020 | CONDUCTOR, ALUMINUM, 4/0 AND GREATER
3568121E |  | 26099.41 | 365 | 6010 | AIRBREAK SWITCH, WITH OR WITHOUT OPERATOR
3568121E |  | 117447.34 | 366 | 1010 | CONDUIT
3568121E |  | 65248.52 | 367 | 0025 | CONDUCTOR, ALUMINUM, 4/0 AND GREATER
3568121E |  | 13049.7 | 367 | 0100 | FAULT INDICATOR
3568327E | 144321.72 |  |  |  | MDL PIONEER PEMBROOK EAST ADDE | MDL PIONEER PEMBROOK EAST ADDED LD OFFSITE-AW-BG | 2022-10-17
3568327E |  | 21648.25 | 364 | 0001 | SINGLE CROSSARM
3568327E |  | 7216.08 | 364 | 0280 | POLE, WOOD, 45'
3568327E |  | 23091.46 | 364 | 0300 | POLE, WOOD, 50'
3568327E |  | 7216.08 | 364 | 0320 | POLE, WOOD, 55'
3568327E |  | 70717.7 | 364 | 0330 | POLE, CONCRETE, 55'
3568327E |  | 1443.21 | 365 | 0010 | CONDUCTOR, ALUMINUM, LESS THAN 4/0
3568327E |  | 12988.94 | 365 | 0020 | CONDUCTOR, ALUMINUM, 4/0 AND GREATER
3568575E | 395182.22 |  |  |  | BIG OXY RODEO LOMAX PME OFFSIT | BIG OXY RODEO LOMAX PME OFFSITE-CS-PWR | 2022-10-17
3568575E |  | 39518.21 | 364 | 0001 | SINGLE CROSSARM
3568575E |  | 19759.09 | 364 | 0260 | POLE, WOOD, 40'
3568575E |  | 7903.63 | 364 | 0280 | POLE, WOOD, 45'
3568575E |  | 98795.54 | 364 | 0300 | POLE, WOOD, 50'
3568575E |  | 15807.27 | 364 | 0320 | POLE, WOOD, 55'
3568575E |  | 27662.75 | 365 | 0010 | CONDUCTOR, ALUMINUM, LESS THAN 4/0
3568575E |  | 177832.11 | 365 | 0020 | CONDUCTOR, ALUMINUM, 4/0 AND GREATER
3568575E |  | 3951.81 | 366 | 1010 | CONDUIT
3568575E |  | 3951.81 | 369 | 0100 | SERVICE, OVERHEAD, 4/0 AND LESS, SINGLE PHASE
3568763E | 378868.4 |  |  |  | GPR 2022MDES081 P1-S10,S22-S23 | GPR_2022MDES081_P1-S10,S22-S23_JTK | 2022-10-04
3568763E |  | 37886.83 | 364 | 0001 | SINGLE CROSSARM
3568763E |  | 7577.36 | 364 | 0002 | DOUBLE CROSSARMS
3568763E |  | 7577.36 | 364 | 0260 | POLE, WOOD, 40'
3568763E |  | 49252.88 | 364 | 0280 | POLE, WOOD, 45'
3568763E |  | 7577.36 | 364 | 0300 | POLE, WOOD, 50'
3568763E |  | 3788.67 | 365 | 0010 | CONDUCTOR, ALUMINUM, LESS THAN 4/0
3568763E |  | 257630.6 | 365 | 0020 | CONDUCTOR, ALUMINUM, 4/0 AND GREATER
3568763E |  | 3788.67 | 371 | 0015 | FLOOD LITE
3568763E |  | 3788.67 | 373 | 1515 | STANDARD, METAL, 25' AND UNDER
3568883E | 1093816.56 |  |  |  | 2020MMCK10 WESTON SUB US-75_AA | 2020MMCK10 WESTON SUB US-75_AA | 2022-11-03
3568883E |  | 76567.16 | 366 | 1025 | DUCT BANK, 2 - 4 HOLES
3568883E |  | 229701.48 | 366 | 1030 | DUCT BANK, 5 - 8 HOLES
3568883E |  | 229701.48 | 366 | 1240 | MANHOLE, OVER 400 CU FT
3568883E |  | 557846.44 | 367 | 0025 | CONDUCTOR, ALUMINUM, 4/0 AND GREATER
3568884E | 730331.41 |  |  |  | 2021MDES103DAR01 REINDEER SUB_ | 2021MDES103DAR01 REINDEER SUB_AA | 2022-01-11
3568884E |  | 7303.29 | 364 | 0280 | POLE, WOOD, 45'
3568884E |  | 43819.86 | 366 | 1025 | DUCT BANK, 2 - 4 HOLES
3568884E |  | 65729.8 | 366 | 1030 | DUCT BANK, 5 - 8 HOLES
3568884E |  | 65729.8 | 366 | 1240 | MANHOLE, OVER 400 CU FT
3568884E |  | 7303.29 | 366 | 1420 | PADS OR FOUNDATIONS, LARGE, OVER 100 SQ FT
3568884E |  | 460108.94 | 367 | 0025 | CONDUCTOR, ALUMINUM, 4/0 AND GREATER
3568884E |  | 80336.43 | 367 | 5190 | SWITCHGEAR, PADMOUNT, 25KV
3568944E | 473091.67 |  |  |  | ETX DR 078 LONG LAKE FEEDER 16 | ETX DR 078 LONG LAKE FEEDER 1604 | 2022-10-11
3568944E |  | 85156.49 | 364 | 0001 | SINGLE CROSSARM
3568944E |  | 4730.91 | 364 | 0002 | DOUBLE CROSSARMS
3568944E |  | 9461.82 | 364 | 0260 | POLE, WOOD, 40'
3568944E |  | 137196.57 | 364 | 0280 | POLE, WOOD, 45'
3568944E |  | 9461.82 | 364 | 0300 | POLE, WOOD, 50'
3568944E |  | 61501.9 | 365 | 0010 | CONDUCTOR, ALUMINUM, LESS THAN 4/0
3568944E |  | 151389.43 | 365 | 0020 | CONDUCTOR, ALUMINUM, 4/0 AND GREATER
3568944E |  | 4730.91 | 369 | 0100 | SERVICE, OVERHEAD, 4/0 AND LESS, SINGLE PHASE
3568944E |  | 4730.91 | 371 | 0010 | GUARD LITE
3568944E |  | 4730.91 | 373 | 1515 | STANDARD, METAL, 25' AND UNDER
3568962E | 1180241.96 |  |  |  | ALLIANCE CENTER EAST 1 - OFF S | ALLIANCE CENTER EAST 1 - OFF SITE - 13600 N FWY - HILLWOOD | 2022-12-31
3568962E |  | 247850.81 | 366 | 1010 | CONDUIT
3568962E |  | 153431.45 | 366 | 1100 | PRIMARY BOX
3568962E |  | 11802.42 | 366 | 1410 | PADS OR FOUNDATIONS, MEDIUM, 50-100 SQ FT
3568962E |  | 613725.82 | 367 | 0025 | CONDUCTOR, ALUMINUM, 4/0 AND GREATER
3568962E |  | 11802.42 | 367 | 0100 | FAULT INDICATOR
3568962E |  | 141629.04 | 367 | 5190 | SWITCHGEAR, PADMOUNT, 25KV
3568984E | 227470.46 |  |  |  | MDL:UGCP_TCITY2104-(P)- REPLAC | MDL:UGCP_TCITY2104-(P)- REPLACE UG CABLE- 6807 ISLAND CIR | 2022-03-29
3568984E |  | 45494.09 | 366 | 1010 | CONDUIT
3568984E |  | 168328.15 | 367 | 0020 | CONDUCTOR, ALUMINUM, LESS THEN 4/0
3568984E |  | 13648.22 | 367 | 0100 | FAULT INDICATOR
3568989E | 359299.76 |  |  |  | MDL:UGCP_TCITY2101-(P)- REPLAC | MDL:UGCP_TCITY2101-(P)- REPLACE UG CABLE- 4959 RUSTIC TR | 2022-05-20
3568989E |  | 64673.94 | 366 | 1010 | CONDUIT
3568989E |  | 28743.97 | 366 | 1200 | MANHOLE, 0-100 CU FT
3568989E |  | 258695.87 | 367 | 0020 | CONDUCTOR, ALUMINUM, LESS THEN 4/0
3568989E |  | 7185.98 | 367 | 0100 | FAULT INDICATOR
3569048E | 264333.6 |  |  |  | BGS LAREDO PETROLEUM SUN TUPEL | BGS LAREDO PETROLEUM SUN TUPELO PME-AG-BG | 2022-09-25
3569048E |  | 7929.99 | 364 | 0001 | SINGLE CROSSARM
3569048E |  | 13216.67 | 364 | 0280 | POLE, WOOD, 45'
3569048E |  | 2643.32 | 365 | 0010 | CONDUCTOR, ALUMINUM, LESS THAN 4/0
3569048E |  | 2643.32 | 365 | 0020 | CONDUCTOR, ALUMINUM, 4/0 AND GREATER
3569048E |  | 60796.71 | 365 | 5650 | DIST AUTOMATION CONTROL OVERHEAD
3569048E |  | 142740.27 | 365 | 6030 | RECLOSER,2 OR 3 PHASE,OVER 13.2KV,0-3000 AMP
3569048E |  | 7929.99 | 366 | 1010 | CONDUIT
3569048E |  | 18503.34 | 367 | 0025 | CONDUCTOR, ALUMINUM, 4/0 AND GREATER
3569048E |  | 7929.99 | 367 | 0100 | FAULT INDICATOR
3569490E | 128501.14 |  |  |  | TEX/SUL - WOODCREEK ADDITION - | TEX/SUL - WOODCREEK ADDITION - SULPHUR SPRINGS - DK | 2022-08-24
3569490E |  | 1285.01 | 364 | 0001 | SINGLE CROSSARM
3569490E |  | 5140.04 | 364 | 0260 | POLE, WOOD, 40'
3569490E |  | 39835.39 | 366 | 1010 | CONDUIT
3569490E |  | 10280.09 | 366 | 1150 | SECONDARY BOX
3569490E |  | 10280.09 | 366 | 1400 | PADS OR FOUNDATIONS, SMALL, LESS THAN 50 SQ FT
3569490E |  | 32125.28 | 367 | 0020 | CONDUCTOR, ALUMINUM, LESS THEN 4/0
3569490E |  | 12850.11 | 367 | 0025 | CONDUCTOR, ALUMINUM, 4/0 AND GREATER
3569490E |  | 2570.02 | 367 | 0100 | FAULT INDICATOR
3569490E |  | 5140.04 | 373 | 1250 | LUMINAIRE, LED, 40W TO 150W
3569490E |  | 2570.02 | 373 | 1375 | CONDUIT
3569490E |  | 6425.05 | 373 | 1625 | STANDARD, OTHER, 25' AND UNDER
3569499E | 498969.48 |  |  |  | 2021MFWE081-DUVAL SUBSTATION-I | 2021MFWE081-DUVAL SUBSTATION-INSTALL UG CIVIL PHASE 1-MR | 2022-07-29
3569499E |  | 4989.68 | 366 | 1010 | CONDUIT
3569499E |  | 4989.68 | 366 | 1025 | DUCT BANK, 2 - 4 HOLES
3569499E |  | 219546.64 | 366 | 1030 | DUCT BANK, 5 - 8 HOLES
3569499E |  | 44907.25 | 366 | 1035 | DUCT BANK, 9 - 12 HOLES
3569499E |  | 219546.55 | 366 | 1240 | MANHOLE, OVER 400 CU FT
3569499E |  | 4989.68 | 367 | 0020 | CONDUCTOR, ALUMINUM, LESS THEN 4/0
3569508E | 628657.31 |  |  |  | MDL PIONEER NATURAL RESOURCES | MDL PIONEER NATURAL RESOURCES TEXAS TEN 37 RECONDUC ABW-SE | 2022-07-06
3569508E |  | 69152.28 | 364 | 0001 | SINGLE CROSSARM
3569508E |  | 6286.56 | 364 | 0002 | DOUBLE CROSSARMS
3569508E |  | 6286.56 | 364 | 0260 | POLE, WOOD, 40'
3569508E |  | 6286.56 | 364 | 0280 | POLE, WOOD, 45'
3569508E |  | 194883.75 | 364 | 0300 | POLE, WOOD, 50'
3569508E |  | 31432.85 | 364 | 0320 | POLE, WOOD, 55'
3569508E |  | 44005.99 | 365 | 0010 | CONDUCTOR, ALUMINUM, LESS THAN 4/0
3569508E |  | 238889.94 | 365 | 0020 | CONDUCTOR, ALUMINUM, 4/0 AND GREATER
3569508E |  | 18859.7 | 365 | 6010 | AIRBREAK SWITCH, WITH OR WITHOUT OPERATOR
3569508E |  | 6286.56 | 366 | 1150 | SECONDARY BOX
3569508E |  | 6286.56 | 369 | 0100 | SERVICE, OVERHEAD, 4/0 AND LESS, SINGLE PHASE
3569588E | 167874.78 |  |  |  | HIL INCR SEAS PREP HLSBR1203 A | HIL INCR SEAS PREP HLSBR1203 ADD 1 PH-HILLSBORO PT3 JP | 2022-10-29
3569588E |  | 33574.95 | 364 | 0001 | SINGLE CROSSARM
3569588E |  | 6714.97 | 364 | 0260 | POLE, WOOD, 40'
3569588E |  | 11751.22 | 364 | 0280 | POLE, WOOD, 45'
3569588E |  | 5036.23 | 364 | 0300 | POLE, WOOD, 50'
3569588E |  | 11751.22 | 364 | 0320 | POLE, WOOD, 55'
3569588E |  | 6714.97 | 364 | 0335 | POLE, WOOD, 60'
3569588E |  | 40289.94 | 365 | 0010 | CONDUCTOR, ALUMINUM, LESS THAN 4/0
3569588E |  | 52041.28 | 365 | 6015 | RECLOSER,SINGLE PHASE,13.2KV AND UNDER,0-3000 AMP
3569596E | 180939.93 |  |  |  | ODE: BATES ESTATES SECT 5. W. | ODE: BATES ESTATES SECT 5. W. CR171.EJO | 2022-08-31
3569596E |  | 115801.58 | 364 | 0260 | POLE, WOOD, 40'
3569596E |  | 56091.37 | 365 | 0010 | CONDUCTOR, ALUMINUM, LESS THAN 4/0
3569596E |  | 9046.98 | 365 | 0020 | CONDUCTOR, ALUMINUM, 4/0 AND GREATER
3569937E | 282506.7 |  |  |  | 2022 N BRA002 CAMP BOWIE ISP P | 2022 N BRA002 CAMP BOWIE ISP P1 S1-3 | 2022-08-09
3569937E |  | 8475.18 | 364 | 0001 | SINGLE CROSSARM
3569937E |  | 45201.06 | 364 | 0280 | POLE, WOOD, 45'
3569937E |  | 8475.18 | 364 | 0335 | POLE, WOOD, 60'
3569937E |  | 14125.32 | 365 | 0010 | CONDUCTOR, ALUMINUM, LESS THAN 4/0
3569937E |  | 96052.39 | 365 | 0020 | CONDUCTOR, ALUMINUM, 4/0 AND GREATER
3569937E |  | 28250.66 | 365 | 5650 | DIST AUTOMATION CONTROL OVERHEAD
3569937E |  | 11300.25 | 365 | 5660 | DIST AUTOMATION POWER SUPPLY UNIT OH
3569937E |  | 70626.66 | 365 | 6000 | DIST AUTOMATION SWITCH OVERHEAD
3569939E | 685281.78 |  |  |  | 2022 NHIL002 ISP WEST P1 S1 PA | 2022 NHIL002 ISP WEST P1 S1 PART 1 | 2022-05-09
3569939E |  | 34264.05 | 364 | 0001 | SINGLE CROSSARM
3569939E |  | 68528.14 | 364 | 0280 | POLE, WOOD, 45'
3569939E |  | 6852.77 | 364 | 0300 | POLE, WOOD, 50'
3569939E |  | 6852.77 | 364 | 0320 | POLE, WOOD, 55'
3569939E |  | 41116.87 | 364 | 0330 | POLE, CONCRETE, 55'
3569939E |  | 54822.5 | 364 | 0375 | POLE, OTHER, 70'
3569939E |  | 47969.7 | 364 | 0390 | POLE, OTHER, 75'
3569939E |  | 13705.58 | 365 | 0010 | CONDUCTOR, ALUMINUM, LESS THAN 4/0
3569939E |  | 411169.4 | 365 | 0020 | CONDUCTOR, ALUMINUM, 4/0 AND GREATER
3570109E | 1420189.21 |  |  |  | PLA-2021MMCK007R02 SHILOH XFME | PLA-2021MMCK007R02 SHILOH XFMER4 CIVIL - KMKJ | 2022-05-18
3570109E |  | 14201.88 | 366 | 1025 | DUCT BANK, 2 - 4 HOLES
3570109E |  | 482864.32 | 366 | 1030 | DUCT BANK, 5 - 8 HOLES
3570109E |  | 908921.13 | 366 | 1240 | MANHOLE, OVER 400 CU FT
3570109E |  | 14201.88 | 367 | 0020 | CONDUCTOR, ALUMINUM, LESS THEN 4/0
3570204E | 100744.25 |  |  |  | BNW TXDOT US 377 & FM 2524 RE | BNW TXDOT US 377 & FM 2524 RELOCATION GDC | 2022-10-19
3570204E |  | 21156.29 | 364 | 0001 | SINGLE CROSSARM
3570204E |  | 3022.33 | 364 | 0002 | DOUBLE CROSSARMS
3570204E |  | 19141.41 | 364 | 0260 | POLE, WOOD, 40'
3570204E |  | 17126.52 | 364 | 0280 | POLE, WOOD, 45'
3570204E |  | 37275.38 | 365 | 0010 | CONDUCTOR, ALUMINUM, LESS THAN 4/0
3570204E |  | 1007.44 | 366 | 1150 | SECONDARY BOX
3570204E |  | 2014.88 | 373 | 1250 | LUMINAIRE, LED, 40W TO 150W
3570652E | 171332.69 |  |  |  | DSW: LED CONVERSION - 181 LIGH | DSW: LED CONVERSION - 181 LIGHTS - MARSALIS - DALLAS_ BA | 2022-05-09
3570652E |  | 44546.49 | 373 | 1250 | LUMINAIRE, LED, 40W TO 150W
3570652E |  | 126786.2 | 373 | 1260 | LUMINAIRE, LED, 151W TO 300W
3570668E | 445829.05 |  |  |  | DNE-22-P102-OB-DNE-BKWST0005,0 | 22-P102-OB-DNE-BKWST0005,0007JNKNS0003FROKS0007FIBER-DA-PWR | 2022-09-19
3570668E |  | 8916.56 | 364 | 0001 | SINGLE CROSSARM
3570668E |  | 4458.27 | 364 | 0280 | POLE, WOOD, 45'
3570668E |  | 8916.56 | 364 | 0300 | POLE, WOOD, 50'
3570668E |  | 13374.85 | 365 | 5640 | DIST AUTOMATION COMMUNICATION UNIT FIBER OH
3570668E |  | 102540.65 | 365 | 5650 | DIST AUTOMATION CONTROL OVERHEAD
3570668E |  | 49041.17 | 365 | 5660 | DIST AUTOMATION POWER SUPPLY UNIT OH
3570668E |  | 258580.99 | 365 | 6000 | DIST AUTOMATION SWITCH OVERHEAD
3570670E | 131268.24 |  |  |  | DNE-22-P103-PT-DNE-FROKS0002-L | 22-P103-PT-DNE-FROKS0002-LKHLD0005-FIBER-DA-PWR | 2022-06-28
3570670E |  | 2625.34 | 364 | 0001 | SINGLE CROSSARM
3570670E |  | 1312.66 | 364 | 0280 | POLE, WOOD, 45'
3570670E |  | 1312.66 | 364 | 0320 | POLE, WOOD, 55'
3570670E |  | 3938.03 | 365 | 5640 | DIST AUTOMATION COMMUNICATION UNIT FIBER OH
3570670E |  | 30191.67 | 365 | 5650 | DIST AUTOMATION CONTROL OVERHEAD
3570670E |  | 14439.48 | 365 | 5660 | DIST AUTOMATION POWER SUPPLY UNIT OH
3570670E |  | 77448.4 | 365 | 6000 | DIST AUTOMATION SWITCH OVERHEAD
3570704E | 231753.17 |  |  |  | FWN-22-P107-XX-FWN-BLKST1721-B | FWN-22-P107-XX-FWN-BLKST1721-BLKST1752-DA-PWR | 2022-10-11
3570704E |  | 2317.52 | 364 | 0001 | SINGLE CROSSARM
3570704E |  | 6952.58 | 364 | 0335 | POLE, WOOD, 60'
3570704E |  | 13905.17 | 365 | 5645 | DIST AUTOMATION COMMUNICATION UNIT RF OH
3570704E |  | 53303.22 | 365 | 5650 | DIST AUTOMATION CONTROL OVERHEAD
3570704E |  | 23175.31 | 365 | 5660 | DIST AUTOMATION POWER SUPPLY UNIT OH
3570704E |  | 132099.37 | 365 | 6000 | DIST AUTOMATION SWITCH OVERHEAD
3570709E | 808501.98 |  |  |  | FWN-22-P108-XWFWNBLKST1711BLKS | FWN-22-P108-XWFWNBLKST1711BLKST1781RSNHT1181BLKST1732-DA-PWR | 2022-12-29
3570709E |  | 8085.01 | 364 | 0001 | SINGLE CROSSARM
3570709E |  | 40425.09 | 364 | 0335 | POLE, WOOD, 60'
3570709E |  | 8085.01 | 365 | 0010 | CONDUCTOR, ALUMINUM, LESS THAN 4/0
3570709E |  | 48510.11 | 365 | 5635 | DIST AUTOMATION REPEATER OVERHEAD
3570709E |  | 40425.09 | 365 | 5645 | DIST AUTOMATION COMMUNICATION UNIT RF OH
3570709E |  | 169785.41 | 365 | 5650 | DIST AUTOMATION CONTROL OVERHEAD
3570709E |  | 72765.17 | 365 | 5660 | DIST AUTOMATION POWER SUPPLY UNIT OH
3570709E |  | 420421.09 | 365 | 6000 | DIST AUTOMATION SWITCH OVERHEAD
3570712E | 424221.66 |  |  |  | FWN-22-P109-AAA-FWN-ALLNC6412- | FWN-22-P109-AAA-FWN-ALLNC6412-FSCRK6712,6711-DA-PWR | 2022-11-08
3570712E |  | 8484.43 | 364 | 0001 | SINGLE CROSSARM
3570712E |  | 25453.29 | 364 | 0335 | POLE, WOOD, 60'
3570712E |  | 4242.21 | 365 | 0010 | CONDUCTOR, ALUMINUM, LESS THAN 4/0
3570712E |  | 33937.72 | 365 | 5635 | DIST AUTOMATION REPEATER OVERHEAD
3570712E |  | 25453.29 | 365 | 5645 | DIST AUTOMATION COMMUNICATION UNIT RF OH
3570712E |  | 80602.11 | 365 | 5650 | DIST AUTOMATION CONTROL OVERHEAD
3570712E |  | 33937.72 | 365 | 5660 | DIST AUTOMATION POWER SUPPLY UNIT OH
3570712E |  | 212110.89 | 365 | 6000 | DIST AUTOMATION SWITCH OVERHEAD
3570716E | 138223.6 |  |  |  | FWN-22-P111-AAV-FWN-RCHHL0332- | FWN-22-P111-AAV-FWN-RCHHL0332-RCHHL0342-DA-PWR | 2022-10-18
3570716E |  | 1382.22 | 364 | 0001 | SINGLE CROSSARM
3570716E |  | 1382.22 | 364 | 0335 | POLE, WOOD, 60'
3570716E |  | 8293.4 | 365 | 5645 | DIST AUTOMATION COMMUNICATION UNIT RF OH
3570716E |  | 31791.42 | 365 | 5650 | DIST AUTOMATION CONTROL OVERHEAD
3570716E |  | 13822.35 | 365 | 5660 | DIST AUTOMATION POWER SUPPLY UNIT OH
3570716E |  | 81551.99 | 365 | 6000 | DIST AUTOMATION SWITCH OVERHEAD
3570717E | 141753.34 |  |  |  | HEB-22-P112-YZ-HEB-BDFRD8832-B | HEB-22-P112-YZ-HEB-BDFRD8832-BDFWD8932-DA-PWR | 2022-10-12
3570717E |  | 1417.53 | 364 | 0001 | SINGLE CROSSARM
3570717E |  | 4252.59 | 364 | 0335 | POLE, WOOD, 60'
3570717E |  | 8505.19 | 365 | 5645 | DIST AUTOMATION COMMUNICATION UNIT RF OH
3570717E |  | 32603.26 | 365 | 5650 | DIST AUTOMATION CONTROL OVERHEAD
3570717E |  | 14175.33 | 365 | 5660 | DIST AUTOMATION POWER SUPPLY UNIT OH
3570717E |  | 80799.44 | 365 | 6000 | DIST AUTOMATION SWITCH OVERHEAD
3570726E | 175361.13 |  |  |  | HEB-22-P116-YB-HEB-EULSO9132-E | HEB-22-P116-YB-HEB-EULSO9132-EULSO9111-DA-PWR | 2022-10-25
3570726E |  | 3507.21 | 364 | 0001 | SINGLE CROSSARM
3570726E |  | 10521.65 | 364 | 0335 | POLE, WOOD, 60'
3570726E |  | 12275.26 | 365 | 5635 | DIST AUTOMATION REPEATER OVERHEAD
3570726E |  | 8768.04 | 365 | 5645 | DIST AUTOMATION COMMUNICATION UNIT RF OH
3570726E |  | 35072.21 | 365 | 5650 | DIST AUTOMATION CONTROL OVERHEAD
3570726E |  | 15782.49 | 365 | 5660 | DIST AUTOMATION POWER SUPPLY UNIT OH
3570726E |  | 89434.27 | 365 | 6000 | DIST AUTOMATION SWITCH OVERHEAD
3570733E | 244133.86 |  |  |  | DES-22-P119-XO-DES-DESPR1402-D | DES-22-P119-XO-DES-DESPR1402-DESPR1405-DA-PWR | 2022-11-17
3570733E |  | 2441.33 | 364 | 0001 | SINGLE CROSSARM
3570733E |  | 9765.35 | 364 | 0335 | POLE, WOOD, 60'
3570733E |  | 7324.01 | 365 | 5635 | DIST AUTOMATION REPEATER OVERHEAD
3570733E |  | 14648.03 | 365 | 5645 | DIST AUTOMATION COMMUNICATION UNIT RF OH
3570733E |  | 53709.44 | 365 | 5650 | DIST AUTOMATION CONTROL OVERHEAD
3570733E |  | 24413.38 | 365 | 5660 | DIST AUTOMATION POWER SUPPLY UNIT OH
3570733E |  | 131832.32 | 365 | 6000 | DIST AUTOMATION SWITCH OVERHEAD
3570735E | 266950.75 |  |  |  | DSW-22-P120-XS-DSW-PLKST0003,0 | DSW-22-P120-XS-DSW-PLKST0003,0007-HMTRD0002-OKCLS0001-DA-PWR | 2022-10-25
3570735E |  | 2669.5 | 364 | 0001 | SINGLE CROSSARM
3570735E |  | 8008.51 | 364 | 0335 | POLE, WOOD, 60'
3570735E |  | 16017.03 | 365 | 5645 | DIST AUTOMATION COMMUNICATION UNIT RF OH
3570735E |  | 61398.66 | 365 | 5650 | DIST AUTOMATION CONTROL OVERHEAD
3570735E |  | 26695.07 | 365 | 5660 | DIST AUTOMATION POWER SUPPLY UNIT OH
3570735E |  | 152161.98 | 365 | 6000 | DIST AUTOMATION SWITCH OVERHEAD
3570743E | 130278.43 |  |  |  | FSE:CURE2021_WHITE3542_7506 AC | FSE:CURE2021_WHITE3542_7506 ACAPULCO RD- C PHASE | 2022-01-06
3570743E |  | 130278.43 | 367 | 0020 | CONDUCTOR, ALUMINUM, LESS THEN 4/0
3570745E | 173436.38 |  |  |  | DSW-22-P123-QB-DSW-DAVST0001-W | DSW-22-P123-QB-DSW-DAVST0001-WMRNR0001-DA-PWR | 2022-11-04
3570745E |  | 3468.72 | 364 | 0001 | SINGLE CROSSARM
3570745E |  | 6937.45 | 364 | 0335 | POLE, WOOD, 60'
3570745E |  | 1734.36 | 365 | 0010 | CONDUCTOR, ALUMINUM, LESS THAN 4/0
3570745E |  | 6937.45 | 365 | 5635 | DIST AUTOMATION REPEATER OVERHEAD
3570745E |  | 8671.81 | 365 | 5645 | DIST AUTOMATION COMMUNICATION UNIT RF OH
3570745E |  | 36421.63 | 365 | 5650 | DIST AUTOMATION CONTROL OVERHEAD
3570745E |  | 15609.27 | 365 | 5660 | DIST AUTOMATION POWER SUPPLY UNIT OH
3570745E |  | 93655.69 | 365 | 6000 | DIST AUTOMATION SWITCH OVERHEAD
3570746E | 171198.08 |  |  |  | DSW 22 P124 XT DSW PLKST0008 D | DSW 22 P124 XT DSW PLKST0008 DAVST0004 DAVST0005 DA PWR | 2022-12-29
3570746E |  | 1711.98 | 364 | 0001 | SINGLE CROSSARM
3570746E |  | 6847.92 | 364 | 0335 | POLE, WOOD, 60'
3570746E |  | 6847.92 | 365 | 5635 | DIST AUTOMATION REPEATER OVERHEAD
3570746E |  | 8559.9 | 365 | 5645 | DIST AUTOMATION COMMUNICATION UNIT RF OH
3570746E |  | 37663.57 | 365 | 5650 | DIST AUTOMATION CONTROL OVERHEAD
3570746E |  | 15407.82 | 365 | 5660 | DIST AUTOMATION POWER SUPPLY UNIT OH
3570746E |  | 94158.97 | 365 | 6000 | DIST AUTOMATION SWITCH OVERHEAD
3570747E | 143209.34 |  |  |  | DSW-22-P125-RJ-DSW-HMTRD0003-H | DSW-22-P125-RJ-DSW-HMTRD0003-HMTRD0004-DA-PWR | 2022-11-02
3570747E |  | 1432.08 | 364 | 0001 | SINGLE CROSSARM
3570747E |  | 4296.27 | 364 | 0335 | POLE, WOOD, 60'
3570747E |  | 8592.55 | 365 | 5645 | DIST AUTOMATION COMMUNICATION UNIT RF OH
3570747E |  | 32938.14 | 365 | 5650 | DIST AUTOMATION CONTROL OVERHEAD
3570747E |  | 14320.92 | 365 | 5660 | DIST AUTOMATION POWER SUPPLY UNIT OH
3570747E |  | 81629.38 | 365 | 6000 | DIST AUTOMATION SWITCH OVERHEAD
3570749E | 168092.15 |  |  |  | DSW-22-P126-TH-DSW-SMPST0003-S | DSW-22-P126-TH-DSW-SMPST0003-SMPST0005-DA-PWR | 2022-12-05
3570749E |  | 3361.84 | 364 | 0001 | SINGLE CROSSARM
3570749E |  | 6723.68 | 364 | 0335 | POLE, WOOD, 60'
3570749E |  | 1680.92 | 365 | 0010 | CONDUCTOR, ALUMINUM, LESS THAN 4/0
3570749E |  | 6723.68 | 365 | 5635 | DIST AUTOMATION REPEATER OVERHEAD
3570749E |  | 8404.6 | 365 | 5645 | DIST AUTOMATION COMMUNICATION UNIT RF OH
3570749E |  | 35299.35 | 365 | 5650 | DIST AUTOMATION CONTROL OVERHEAD
3570749E |  | 15128.29 | 365 | 5660 | DIST AUTOMATION POWER SUPPLY UNIT OH
3570749E |  | 90769.79 | 365 | 6000 | DIST AUTOMATION SWITCH OVERHEAD
3570789E | 171160.07 |  |  |  | BGS OVERFLOW ENERGY LUTHER SWD | BGS OVERFLOW ENERGY LUTHER SWD PME OFFSITE-AC-PWR | 2022-08-21
3570789E |  | 32520.39 | 364 | 0001 | SINGLE CROSSARM
3570789E |  | 15404.39 | 364 | 0260 | POLE, WOOD, 40'
3570789E |  | 54771.2 | 364 | 0280 | POLE, WOOD, 45'
3570789E |  | 68464.09 | 365 | 6010 | AIRBREAK SWITCH, WITH OR WITHOUT OPERATOR
3570790E | 176608.73 |  |  |  | MDL TARGA RESOURCES RED DOG EL | MDL TARGA RESOURCES RED DOG ELECT COMPRESSORS OFFSITE-AC-PWR | 2022-07-06
3570790E |  | 14640.86 | 364 | 0001 | SINGLE CROSSARM
3570790E |  | 29281.72 | 364 | 0280 | POLE, WOOD, 45'
3570790E |  | 11408.92 | 364 | 0300 | POLE, WOOD, 50'
3570790E |  | 3602.81 | 365 | 0010 | CONDUCTOR, ALUMINUM, LESS THAN 4/0
3570790E |  | 22694.22 | 365 | 0020 | CONDUCTOR, ALUMINUM, 4/0 AND GREATER
3570790E |  | 8530.2 | 365 | 1000 | FAULT INDICATOR
3570790E |  | 10826.11 | 365 | 6010 | AIRBREAK SWITCH, WITH OR WITHOUT OPERATOR
3570790E |  | 15470.92 | 366 | 1010 | CONDUIT
3570790E |  | 60152.97 | 367 | 0025 | CONDUCTOR, ALUMINUM, 4/0 AND GREATER
3570793E | 170378.41 |  |  |  | MDL TARGA RESOURCES RED DOG EL | MDL TARGA RESOURCES RED DOG ELECTRIC COMPRESSORS OFFSITE-AC- | 2022-07-06
3570793E |  | 9438.96 | 364 | 0001 | SINGLE CROSSARM
3570793E |  | 6167.69 | 364 | 0300 | POLE, WOOD, 50'
3570793E |  | 13800.65 | 364 | 0320 | POLE, WOOD, 55'
3570793E |  | 13766.57 | 365 | 1000 | FAULT INDICATOR
3570793E |  | 32917.1 | 365 | 5650 | DIST AUTOMATION CONTROL OVERHEAD
3570793E |  | 50534.28 | 365 | 6030 | RECLOSER,2 OR 3 PHASE,OVER 13.2KV,0-3000 AMP
3570793E |  | 8297.42 | 366 | 1010 | CONDUIT
3570793E |  | 8195.2 | 366 | 1410 | PADS OR FOUNDATIONS, MEDIUM, 50-100 SQ FT
3570793E |  | 27260.54 | 367 | 0025 | CONDUCTOR, ALUMINUM, 4/0 AND GREATER
3570809E | 117434.84 |  |  |  | MSQ REACTIVE REPLACE NOVA30242 | MSQ REACTIVE REPLACE NOVA30242 & SCADA50659 | 2022-07-28
3570809E |  | 1174.32 | 364 | 0001 | SINGLE CROSSARM
3570809E |  | 1174.32 | 364 | 0280 | POLE, WOOD, 45'
3570809E |  | 3523.03 | 365 | 5645 | DIST AUTOMATION COMMUNICATION UNIT RF OH
3570809E |  | 15266.51 | 365 | 5650 | DIST AUTOMATION CONTROL OVERHEAD
3570809E |  | 7046.08 | 365 | 5660 | DIST AUTOMATION POWER SUPPLY UNIT OH
3570809E |  | 43450.86 | 365 | 6000 | DIST AUTOMATION SWITCH OVERHEAD
3570809E |  | 45799.72 | 365 | 6030 | RECLOSER,2 OR 3 PHASE,OVER 13.2KV,0-3000 AMP
3570818E | 189628.62 |  |  |  | 2022NMDL081 TEXACO MABEE DIP M | 2022NMDL081 TEXACO MABEE DIP MKNG5312 - S1 S2 S3 | 2022-07-05
3570818E |  | 5688.85 | 364 | 0001 | SINGLE CROSSARM
3570818E |  | 1896.28 | 365 | 0010 | CONDUCTOR, ALUMINUM, LESS THAN 4/0
3570818E |  | 47407.15 | 366 | 1010 | CONDUIT
3570818E |  | 36029.42 | 366 | 1100 | PRIMARY BOX
3570818E |  | 92918.07 | 367 | 0025 | CONDUCTOR, ALUMINUM, 4/0 AND GREATER
3570818E |  | 5688.85 | 367 | 0100 | FAULT INDICATOR
3570858E | 131237.63 |  |  |  | FSE:CURE2021_CNTRY2824_808 MEL | FSE:CURE2021_CNTRY2824_808 MELVILLE DR- B PHASE | 2022-01-18
3570858E |  | 131237.63 | 367 | 0020 | CONDUCTOR, ALUMINUM, LESS THEN 4/0
3571059E | 129803.82 |  |  |  | FWE:CURE2021_PRFTW4211_4217 LO | FWE:CURE2021_PRFTW4211_4217 LONGMEADOW WAY- B PHASE | 2022-03-23
3571059E |  | 129803.82 | 367 | 0020 | CONDUCTOR, ALUMINUM, LESS THEN 4/0
3571188E | 142773.57 |  |  |  | FNO UGCP GMINI5812 R REPLACE U | FNO UGCP GMINI5812 R REPLACE UG CABLE NORTH FRWY AND MEACHAM | 2022-03-17
3571188E |  | 19988.29 | 366 | 1010 | CONDUIT
3571188E |  | 11421.88 | 366 | 1100 | PRIMARY BOX
3571188E |  | 111363.4 | 367 | 0025 | CONDUCTOR, ALUMINUM, 4/0 AND GREATER
3571239E | 168470.34 |  |  |  | MDL: PECAN GROVE EJO | MDL: PECAN GROVE EJO | 2022-08-05
3571239E |  | 33694 | 366 | 1010 | CONDUIT
3571239E |  | 16847.04 | 366 | 1150 | SECONDARY BOX
3571239E |  | 6738.82 | 366 | 1400 | PADS OR FOUNDATIONS, SMALL, LESS THAN 50 SQ FT
3571239E |  | 30324.67 | 367 | 0020 | CONDUCTOR, ALUMINUM, LESS THEN 4/0
3571239E |  | 16847.04 | 367 | 0025 | CONDUCTOR, ALUMINUM, 4/0 AND GREATER
3571239E |  | 1684.71 | 367 | 0100 | FAULT INDICATOR
3571239E |  | 3369.41 | 373 | 0025 | CONDUCTOR, ALUMINUM, UNDERGROUND
3571239E |  | 25270.56 | 373 | 1250 | LUMINAIRE, LED, 40W TO 150W
3571239E |  | 6738.82 | 373 | 1375 | CONDUIT
3571239E |  | 26955.27 | 373 | 1625 | STANDARD, OTHER, 25' AND UNDER
3571267E | 130085.26 |  |  |  | DEC:RUNAWAY BAY WATER TREATMEN | DEC:RUNAWAY BAY WATER TREATMENT PLANT SNAKE ISLAND- OFFSITE | 2022-03-02
3571267E |  | 31220.46 | 364 | 0001 | SINGLE CROSSARM
3571267E |  | 68945.19 | 364 | 0280 | POLE, WOOD, 45'
3571267E |  | 29919.61 | 365 | 0010 | CONDUCTOR, ALUMINUM, LESS THAN 4/0
3571282E | 549693.07 |  |  |  | RRK: OFFSITE #1: SAMSUNG CONST | RRK: OFFSITE #1: SAMSUNG CONSTRUCTION | 2022-06-06
3571282E |  | 60466.23 | 364 | 0001 | SINGLE CROSSARM
3571282E |  | 21987.72 | 364 | 0280 | POLE, WOOD, 45'
3571282E |  | 164907.92 | 364 | 0300 | POLE, WOOD, 50'
3571282E |  | 10993.86 | 364 | 0320 | POLE, WOOD, 55'
3571282E |  | 38478.51 | 365 | 0010 | CONDUCTOR, ALUMINUM, LESS THAN 4/0
3571282E |  | 247361.9 | 365 | 0020 | CONDUCTOR, ALUMINUM, 4/0 AND GREATER
3571282E |  | 5496.93 | 369 | 0100 | SERVICE, OVERHEAD, 4/0 AND LESS, SINGLE PHASE
3571283E | 275583.59 |  |  |  | RRK: OFFSITE #2 - SAMSUNG CONS | RRK: OFFSITE #2 - SAMSUNG CONSTRUCTION | 2022-09-22
3571283E |  | 35302.25 | 364 | 0001 | SINGLE CROSSARM
3571283E |  | 95847.97 | 364 | 0280 | POLE, WOOD, 45'
3571283E |  | 18822.35 | 365 | 0010 | CONDUCTOR, ALUMINUM, LESS THAN 4/0
3571283E |  | 125611.02 | 365 | 0020 | CONDUCTOR, ALUMINUM, 4/0 AND GREATER
3571366E | 618154.46 |  |  |  | MHN PDC PERMIAN FORTUNE PME OF | MHN PDC PERMIAN FORTUNE PME OFFSITE-CS-PE | 2022-05-15
3571366E |  | 67996.99 | 364 | 0001 | SINGLE CROSSARM
3571366E |  | 12363.08 | 364 | 0280 | POLE, WOOD, 45'
3571366E |  | 166901.7 | 364 | 0300 | POLE, WOOD, 50'
3571366E |  | 6181.54 | 364 | 0320 | POLE, WOOD, 55'
3571366E |  | 49452.35 | 365 | 0010 | CONDUCTOR, ALUMINUM, LESS THAN 4/0
3571366E |  | 315258.8 | 365 | 0020 | CONDUCTOR, ALUMINUM, 4/0 AND GREATER
3571459E | 137749.56 |  |  |  | FWE:CURE2021_RKCRK6111_7929 MO | FWE:CURE2021_RKCRK6111_7929 MORNING LN- B PHASE | 2022-01-04
3571459E |  | 137749.56 | 367 | 0020 | CONDUCTOR, ALUMINUM, LESS THEN 4/0
3571464E | 126224.78 |  |  |  | FWE:CURE2021_RKCRK6111_8045 SU | FWE:CURE2021_RKCRK6111_8045 SUNSCAPE LN- C PHASE | 2022-01-03
3571464E |  | 126224.78 | 367 | 0020 | CONDUCTOR, ALUMINUM, LESS THEN 4/0
3571671E | 406171.85 |  |  |  | SWE_2022NSTN012 ISP SLTMN APTR | SWE_2022NSTN012 ISP SLTMN APTRD_S1_BMB | 2022-10-06
3571671E |  | 48740.61 | 364 | 0001 | SINGLE CROSSARM
3571671E |  | 125913.26 | 364 | 0280 | POLE, WOOD, 45'
3571671E |  | 4061.7 | 364 | 0300 | POLE, WOOD, 50'
3571671E |  | 48740.61 | 365 | 0010 | CONDUCTOR, ALUMINUM, LESS THAN 4/0
3571671E |  | 178715.67 | 365 | 0020 | CONDUCTOR, ALUMINUM, 4/0 AND GREATER
3571746E | 101625.2 |  |  |  | FBR UGCP LIGSW1621 P REPLACE U | FBR UGCP LIGSW1621 P REPLACE UG CABLE 5430 FAA BLVD | 2022-04-22
3571746E |  | 15243.78 | 366 | 1010 | CONDUIT
3571746E |  | 83332.66 | 367 | 0025 | CONDUCTOR, ALUMINUM, 4/0 AND GREATER
3571746E |  | 3048.76 | 367 | 0100 | FAULT INDICATOR
3571762E | 110958.41 |  |  |  | DES/DES-FERRIS RANCH PHASE 2-D | DES/DES-FERRIS RANCH PHASE 2-DO | 2022-11-09
3571762E |  | 2219.16 | 364 | 0280 | POLE, WOOD, 45'
3571762E |  | 2219.16 | 365 | 0010 | CONDUCTOR, ALUMINUM, LESS THAN 4/0
3571762E |  | 36616.35 | 366 | 1010 | CONDUIT
3571762E |  | 6657.5 | 366 | 1150 | SECONDARY BOX
3571762E |  | 5547.91 | 366 | 1400 | PADS OR FOUNDATIONS, SMALL, LESS THAN 50 SQ FT
3571762E |  | 34397.09 | 367 | 0020 | CONDUCTOR, ALUMINUM, LESS THEN 4/0
3571762E |  | 19972.5 | 367 | 0025 | CONDUCTOR, ALUMINUM, 4/0 AND GREATER
3571762E |  | 3328.74 | 367 | 0100 | FAULT INDICATOR
3571764E | 150136.32 |  |  |  | WFS, BACKBONE LINE FOR FUTURE | WFS, BACKBONE LINE FOR FUTURE SOUTHSIDE FARMS | 2022-05-12
3571764E |  | 1501.36 | 364 | 0001 | SINGLE CROSSARM
3571764E |  | 82574.99 | 364 | 0280 | POLE, WOOD, 45'
3571764E |  | 3002.72 | 364 | 0300 | POLE, WOOD, 50'
3571764E |  | 63057.25 | 365 | 0010 | CONDUCTOR, ALUMINUM, LESS THAN 4/0
3571831E | 630932.36 |  |  |  | STN PIONEER NATURAL RESOURCES | STN PIONEER NATURAL RESOURCES YATER 10 PADS PME OFFSIT-GD-GB | 2022-09-26
3571831E |  | 18927.96 | 364 | 0001 | SINGLE CROSSARM
3571831E |  | 25237.28 | 364 | 0280 | POLE, WOOD, 45'
3571831E |  | 82021.19 | 364 | 0300 | POLE, WOOD, 50'
3571831E |  | 6309.31 | 364 | 0320 | POLE, WOOD, 55'
3571831E |  | 164042.4 | 365 | 0020 | CONDUCTOR, ALUMINUM, 4/0 AND GREATER
3571831E |  | 18927.96 | 365 | 6010 | AIRBREAK SWITCH, WITH OR WITHOUT OPERATOR
3571831E |  | 56783.9 | 366 | 1010 | CONDUIT
3571831E |  | 25237.28 | 366 | 1100 | PRIMARY BOX
3571831E |  | 227135.77 | 367 | 0025 | CONDUCTOR, ALUMINUM, 4/0 AND GREATER
3571831E |  | 6309.31 | 367 | 0100 | FAULT INDICATOR
3571839E | 219383.69 |  |  |  | BGS LAREDO PETROLEUM MR PHILLI | BGS LAREDO PETROLEUM MR PHILLIPS ADDED LOAD OFFSITE-AG-BG | 2022-08-05
3571839E |  | 26326.04 | 364 | 0001 | SINGLE CROSSARM
3571839E |  | 8775.34 | 364 | 0280 | POLE, WOOD, 45'
3571839E |  | 57039.75 | 364 | 0300 | POLE, WOOD, 50'
3571839E |  | 4387.67 | 364 | 0320 | POLE, WOOD, 55'
3571839E |  | 15356.85 | 365 | 0010 | CONDUCTOR, ALUMINUM, LESS THAN 4/0
3571839E |  | 107498.04 | 365 | 0020 | CONDUCTOR, ALUMINUM, 4/0 AND GREATER
3571851E | 413219.62 |  |  |  | BGS LAREDO PETROLEUM SUN TUPEL | BGS LAREDO PETROLEUM SUN TUPELO PME OFFSITE-AG-BG | 2022-09-25
3571851E |  | 57850.75 | 364 | 0001 | SINGLE CROSSARM
3571851E |  | 12396.58 | 364 | 0280 | POLE, WOOD, 45'
3571851E |  | 95040.51 | 364 | 0300 | POLE, WOOD, 50'
3571851E |  | 24793.17 | 364 | 0320 | POLE, WOOD, 55'
3571851E |  | 28925.38 | 365 | 0010 | CONDUCTOR, ALUMINUM, LESS THAN 4/0
3571851E |  | 194213.23 | 365 | 0020 | CONDUCTOR, ALUMINUM, 4/0 AND GREATER
3571855E | 494725.44 |  |  |  | BGS LAREDO PETROLEUM SATNIN AD | BGS LAREDO PETROLEUM SATNIN ADDED LOAD OFFSITE-AG-PE | 2022-08-09
3571855E |  | 44525.27 | 364 | 0001 | SINGLE CROSSARM
3571855E |  | 4947.25 | 364 | 0280 | POLE, WOOD, 45'
3571855E |  | 128628.59 | 364 | 0300 | POLE, WOOD, 50'
3571855E |  | 39578.02 | 365 | 0010 | CONDUCTOR, ALUMINUM, LESS THAN 4/0
3571855E |  | 277046.31 | 365 | 0020 | CONDUCTOR, ALUMINUM, 4/0 AND GREATER
3571858E | 285536.4 |  |  |  | 2022MIRV003 INWOOD RD SUB P2 S | 2022MIRV003 INWOOD RD SUB P2 S8 S9 S10S11 | 2022-07-05
3571858E |  | 42830.45 | 364 | 0001 | SINGLE CROSSARM
3571858E |  | 5710.72 | 364 | 0002 | DOUBLE CROSSARMS
3571858E |  | 5710.72 | 364 | 0280 | POLE, WOOD, 45'
3571858E |  | 77094.82 | 364 | 0300 | POLE, WOOD, 50'
3571858E |  | 22842.9 | 364 | 0320 | POLE, WOOD, 55'
3571858E |  | 5710.72 | 365 | 0010 | CONDUCTOR, ALUMINUM, LESS THAN 4/0
3571858E |  | 99937.8 | 365 | 0020 | CONDUCTOR, ALUMINUM, 4/0 AND GREATER
3571858E |  | 25698.27 | 365 | 6010 | AIRBREAK SWITCH, WITH OR WITHOUT OPERATOR
3571872E | 251131.3 |  |  |  | WAX:OFFSITE BLUE BONNETT RIDGE | WAX:OFFSITE BLUE BONNETT RIDGE APART: NH | 2022-07-27
3571872E |  | 17579.17 | 364 | 0001 | SINGLE CROSSARM
3571872E |  | 35158.36 | 364 | 0280 | POLE, WOOD, 45'
3571872E |  | 12556.54 | 364 | 0300 | POLE, WOOD, 50'
3571872E |  | 2511.3 | 364 | 0320 | POLE, WOOD, 55'
3571872E |  | 5022.61 | 364 | 0335 | POLE, WOOD, 60'
3571872E |  | 35158.36 | 364 | 0400 | POLE, OTHER, 80'
3571872E |  | 55249.08 | 364 | 0415 | POLE, OTHER, 85'
3571872E |  | 42692.31 | 365 | 0010 | CONDUCTOR, ALUMINUM, LESS THAN 4/0
3571872E |  | 12556.54 | 365 | 0020 | CONDUCTOR, ALUMINUM, 4/0 AND GREATER
3571872E |  | 30135.73 | 365 | 6015 | RECLOSER,SINGLE PHASE,13.2KV AND UNDER,0-3000 AMP
3571872E |  | 2511.3 | 369 | 0100 | SERVICE, OVERHEAD, 4/0 AND LESS, SINGLE PHASE
3571899E | 221227.78 |  |  |  | FWN INCR-SEAS-PREP ALLNC6411 R | FWN INCR-SEAS-PREP ALLNC6411 RELOCATE WR 3543039 | 2022-05-26
3571899E |  | 28759.59 | 364 | 0001 | SINGLE CROSSARM
3571899E |  | 19910.49 | 364 | 0280 | POLE, WOOD, 45'
3571899E |  | 37608.71 | 364 | 0300 | POLE, WOOD, 50'
3571899E |  | 2212.26 | 365 | 0010 | CONDUCTOR, ALUMINUM, LESS THAN 4/0
3571899E |  | 26547.31 | 366 | 1010 | CONDUIT
3571899E |  | 95128.04 | 367 | 0025 | CONDUCTOR, ALUMINUM, 4/0 AND GREATER
3571899E |  | 11061.38 | 367 | 0100 | FAULT INDICATOR
3572235E | 148191.53 |  |  |  | TRINIDAD SUBSTATION FEEDER EXI | TRINIDAD SUBSTATION FEEDER EXIT RELOCATION | 2022-06-22
3572235E |  | 37047.86 | 364 | 0001 | SINGLE CROSSARM
3572235E |  | 37047.86 | 364 | 0280 | POLE, WOOD, 45'
3572235E |  | 31120.19 | 364 | 0300 | POLE, WOOD, 50'
3572235E |  | 41493.74 | 365 | 0020 | CONDUCTOR, ALUMINUM, 4/0 AND GREATER
3572235E |  | 1481.88 | 366 | 1150 | SECONDARY BOX
3572456E | 669191.98 |  |  |  | FTW NET: 969 COMMERCE VAULTS - | FTW NET: 969 COMMERCE VAULTS -- CIVIL OFFSITE | 2022-12-16
3572456E |  | 254292.95 | 366 | 1035 | DUCT BANK, 9 - 12 HOLES
3572456E |  | 408207.12 | 366 | 1240 | MANHOLE, OVER 400 CU FT
3572456E |  | 6691.91 | 367 | 0020 | CONDUCTOR, ALUMINUM, LESS THEN 4/0
3572508E | 446760.06 |  |  |  | 2022NSTN181 DESERT WIND P1 - S | 2022NSTN181 DESERT WIND P1 - S1, 2, 3, 8, 9, 10 | 2022-08-08
3572508E |  | 26805.57 | 364 | 0001 | SINGLE CROSSARM
3572508E |  | 4467.59 | 364 | 0260 | POLE, WOOD, 40'
3572508E |  | 49143.58 | 364 | 0280 | POLE, WOOD, 45'
3572508E |  | 8935.18 | 364 | 0300 | POLE, WOOD, 50'
3572508E |  | 22337.98 | 365 | 0020 | CONDUCTOR, ALUMINUM, 4/0 AND GREATER
3572508E |  | 62546.39 | 365 | 6015 | RECLOSER,SINGLE PHASE,13.2KV AND UNDER,0-3000 AMP
3572508E |  | 40208.37 | 366 | 1010 | CONDUIT
3572508E |  | 227847.81 | 367 | 0025 | CONDUCTOR, ALUMINUM, 4/0 AND GREATER
3572508E |  | 4467.59 | 367 | 0100 | FAULT INDICATOR
3572522E | 127065.5 |  |  |  | MID:LONESTAR TRAILS II SECTION | MID:LONESTAR TRAILS II SECTION 13 - EJO | 2022-07-03
3572522E |  | 35578.43 | 366 | 1010 | CONDUIT
3572522E |  | 16518.5 | 366 | 1150 | SECONDARY BOX
3572522E |  | 6353.27 | 366 | 1400 | PADS OR FOUNDATIONS, SMALL, LESS THAN 50 SQ FT
3572522E |  | 25413.09 | 367 | 0020 | CONDUCTOR, ALUMINUM, LESS THEN 4/0
3572522E |  | 24142.43 | 367 | 0025 | CONDUCTOR, ALUMINUM, 4/0 AND GREATER
3572522E |  | 2541.3 | 367 | 0100 | FAULT INDICATOR
3572522E |  | 1270.64 | 373 | 0025 | CONDUCTOR, ALUMINUM, UNDERGROUND
3572522E |  | 6353.27 | 373 | 1250 | LUMINAIRE, LED, 40W TO 150W
3572522E |  | 2541.3 | 373 | 1375 | CONDUIT
3572522E |  | 6353.27 | 373 | 1625 | STANDARD, OTHER, 25' AND UNDER
3572530E | 127060.57 |  |  |  | MID: LONESTAR TRAIL II SECTION | MID: LONESTAR TRAIL II SECTION 14 | 2022-06-20
3572530E |  | 2541.2 | 364 | 0001 | SINGLE CROSSARM
3572530E |  | 6353.02 | 364 | 0300 | POLE, WOOD, 50'
3572530E |  | 1270.59 | 365 | 0010 | CONDUCTOR, ALUMINUM, LESS THAN 4/0
3572530E |  | 6353.02 | 365 | 0020 | CONDUCTOR, ALUMINUM, 4/0 AND GREATER
3572530E |  | 30494.68 | 366 | 1010 | CONDUIT
3572530E |  | 13976.65 | 366 | 1150 | SECONDARY BOX
3572530E |  | 5082.41 | 366 | 1400 | PADS OR FOUNDATIONS, SMALL, LESS THAN 50 SQ FT
3572530E |  | 21600.29 | 367 | 0020 | CONDUCTOR, ALUMINUM, LESS THEN 4/0
3572530E |  | 20329.68 | 367 | 0025 | CONDUCTOR, ALUMINUM, 4/0 AND GREATER
3572530E |  | 2541.2 | 367 | 0100 | FAULT INDICATOR
3572530E |  | 1270.59 | 373 | 0025 | CONDUCTOR, ALUMINUM, UNDERGROUND
3572530E |  | 6353.02 | 373 | 1250 | LUMINAIRE, LED, 40W TO 150W
3572530E |  | 1270.59 | 373 | 1375 | CONDUIT
3572530E |  | 7623.63 | 373 | 1625 | STANDARD, OTHER, 25' AND UNDER
3572531E | 306625.77 |  |  |  | FSE:UGCP_LKWOD7442-(P)- REPLAC | FSE:UGCP_LKWOD7442-(P)- REPLACE UG CABLE- 2104 VALLEYDALE DR | 2022-06-29
3572531E |  | 58258.86 | 366 | 1010 | CONDUIT
3572531E |  | 27596.29 | 366 | 1200 | MANHOLE, 0-100 CU FT
3572531E |  | 214638.13 | 367 | 0020 | CONDUCTOR, ALUMINUM, LESS THEN 4/0
3572531E |  | 6132.49 | 367 | 0100 | FAULT INDICATOR
3572570E | 287869.74 |  |  |  | MCK:PLA/ CITY OF PLANO POLE RE | MCK:PLA/ CITY OF PLANO POLE RELOCATION - LEGACY & CUSTER -SD | 2022-09-12
3572570E |  | 37423.04 | 364 | 0001 | SINGLE CROSSARM
3572570E |  | 5757.38 | 364 | 0002 | DOUBLE CROSSARMS
3572570E |  | 77724.8 | 364 | 0280 | POLE, WOOD, 45'
3572570E |  | 5757.38 | 364 | 0300 | POLE, WOOD, 50'
3572570E |  | 17272.17 | 364 | 0335 | POLE, WOOD, 60'
3572570E |  | 2878.68 | 365 | 0010 | CONDUCTOR, ALUMINUM, LESS THAN 4/0
3572570E |  | 2878.68 | 365 | 0020 | CONDUCTOR, ALUMINUM, 4/0 AND GREATER
3572570E |  | 28786.96 | 365 | 6010 | AIRBREAK SWITCH, WITH OR WITHOUT OPERATOR
3572570E |  | 2878.68 | 366 | 1010 | CONDUIT
3572570E |  | 83482.43 | 367 | 0025 | CONDUCTOR, ALUMINUM, 4/0 AND GREATER
3572570E |  | 20150.86 | 373 | 0025 | CONDUCTOR, ALUMINUM, UNDERGROUND
3572570E |  | 2878.68 | 373 | 1640 | MANHOLE (USED EXCLUSIVELY FOR STREET LIGHTING)
3572840E | 751217.15 |  |  |  | 2022NMDL001 MDL SUB P1 AND P3 | 2022NMDL001 MDL SUB P1 AND P3 - S3 | 2022-09-20
3572840E |  | 67609.53 | 364 | 0001 | SINGLE CROSSARM
3572840E |  | 120194.74 | 364 | 0280 | POLE, WOOD, 45'
3572840E |  | 52585.19 | 364 | 0300 | POLE, WOOD, 50'
3572840E |  | 37560.85 | 364 | 0320 | POLE, WOOD, 55'
3572840E |  | 90146.05 | 364 | 0360 | POLE, OTHER, 65'
3572840E |  | 180292.2 | 365 | 0020 | CONDUCTOR, ALUMINUM, 4/0 AND GREATER
3572840E |  | 52585.19 | 366 | 1010 | CONDUIT
3572840E |  | 142731.24 | 367 | 0025 | CONDUCTOR, ALUMINUM, 4/0 AND GREATER
3572840E |  | 7512.16 | 367 | 0100 | FAULT INDICATOR
3572841E | 406219.6 |  |  |  | 2022NMDL001 MDL SUB P1 AND P3 | 2022NMDL001 MDL SUB P1 AND P3 - S3 S4 | 2022-09-20
3572841E |  | 48746.32 | 364 | 0001 | SINGLE CROSSARM
3572841E |  | 4062.18 | 364 | 0002 | DOUBLE CROSSARMS
3572841E |  | 56870.73 | 364 | 0280 | POLE, WOOD, 45'
3572841E |  | 69057.31 | 364 | 0300 | POLE, WOOD, 50'
3572841E |  | 48746.32 | 364 | 0360 | POLE, OTHER, 65'
3572841E |  | 174674.56 | 365 | 0020 | CONDUCTOR, ALUMINUM, 4/0 AND GREATER
3572841E |  | 4062.18 | 367 | 0020 | CONDUCTOR, ALUMINUM, LESS THEN 4/0
3572877E | 268722.27 |  |  |  | MDL PIONEER NATURAL RESOURCES | MDL PIONEER NATURAL RESOURCES MABEE ELKINS OFFSITE AW | 2022-09-02
3572877E |  | 29559.44 | 364 | 0001 | SINGLE CROSSARM
3572877E |  | 10748.89 | 364 | 0280 | POLE, WOOD, 45'
3572877E |  | 40308.34 | 364 | 0300 | POLE, WOOD, 50'
3572877E |  | 26872.22 | 364 | 0320 | POLE, WOOD, 55'
3572877E |  | 8061.66 | 365 | 0010 | CONDUCTOR, ALUMINUM, LESS THAN 4/0
3572877E |  | 59118.94 | 365 | 0020 | CONDUCTOR, ALUMINUM, 4/0 AND GREATER
3572877E |  | 45682.78 | 365 | 5650 | DIST AUTOMATION CONTROL OVERHEAD
3572877E |  | 45682.78 | 365 | 6015 | RECLOSER,SINGLE PHASE,13.2KV AND UNDER,0-3000 AMP
3572877E |  | 2687.22 | 367 | 0020 | CONDUCTOR, ALUMINUM, LESS THEN 4/0
3572908E | 223366.66 |  |  |  | STN PIONEER NATURAL SHACKELFOR | STN PIONEER NATURAL SHACKELFORD 7H WEST OFFSITE-AW-SE | 2022-08-16
3572908E |  | 24570.32 | 364 | 0001 | SINGLE CROSSARM
3572908E |  | 8934.65 | 364 | 0280 | POLE, WOOD, 45'
3572908E |  | 62542.66 | 364 | 0300 | POLE, WOOD, 50'
3572908E |  | 15635.66 | 365 | 0010 | CONDUCTOR, ALUMINUM, LESS THAN 4/0
3572908E |  | 111683.37 | 365 | 0020 | CONDUCTOR, ALUMINUM, 4/0 AND GREATER
3572942E | 469704.93 |  |  |  | BGS LAREDO PETROLEUM SATNIN AD | BGS LAREDO PETROLEUM SATNIN ADDED LOAD OFFSITE #2-AG-PE | 2022-11-07
3572942E |  | 46970.48 | 364 | 0001 | SINGLE CROSSARM
3572942E |  | 131517.37 | 364 | 0300 | POLE, WOOD, 50'
3572942E |  | 4697.04 | 364 | 0320 | POLE, WOOD, 55'
3572942E |  | 37576.39 | 365 | 0010 | CONDUCTOR, ALUMINUM, LESS THAN 4/0
3572942E |  | 248943.65 | 365 | 0020 | CONDUCTOR, ALUMINUM, 4/0 AND GREATER
3573192E | 179444.83 |  |  |  | RRK: OFFST 2020-1658-MICROCHEM | RRK: OFFST 2020-1658-MICROCHEM-1700 CHISHOLM TRL, RRK-LS | 2022-08-23
3573192E |  | 1794.43 | 364 | 0001 | SINGLE CROSSARM
3573192E |  | 3588.88 | 364 | 0300 | POLE, WOOD, 50'
3573192E |  | 3588.88 | 364 | 0320 | POLE, WOOD, 55'
3573192E |  | 3588.88 | 366 | 1100 | PRIMARY BOX
3573192E |  | 7177.77 | 366 | 1410 | PADS OR FOUNDATIONS, MEDIUM, 50-100 SQ FT
3573192E |  | 37683.4 | 367 | 0020 | CONDUCTOR, ALUMINUM, LESS THEN 4/0
3573192E |  | 1794.43 | 367 | 0100 | FAULT INDICATOR
3573192E |  | 120228.16 | 367 | 5190 | SWITCHGEAR, PADMOUNT, 25KV
3573340E | 117300.18 |  |  |  | FNO:CURE2021_WGROB8411_1204 GE | FNO:CURE2021_WGROB8411_1204 GEORGIAN RD E- B PHASE | 2022-02-24
3573340E |  | 117300.18 | 367 | 0020 | CONDUCTOR, ALUMINUM, LESS THEN 4/0
3573368E | 485811.13 |  |  |  | 2022MMSQ003_MESQUITE_P1S1-AA | 2022MMSQ003_MESQUITE_P1S1-AA | 2022-07-15
3573368E |  | 24290.54 | 364 | 0001 | SINGLE CROSSARM
3573368E |  | 58297.32 | 364 | 0280 | POLE, WOOD, 45'
3573368E |  | 19432.43 | 364 | 0300 | POLE, WOOD, 50'
3573368E |  | 14574.32 | 364 | 0320 | POLE, WOOD, 55'
3573368E |  | 58297.32 | 364 | 0330 | POLE, CONCRETE, 55'
3573368E |  | 9716.2 | 364 | 0335 | POLE, WOOD, 60'
3573368E |  | 29148.65 | 365 | 0010 | CONDUCTOR, ALUMINUM, LESS THAN 4/0
3573368E |  | 174892.16 | 365 | 0020 | CONDUCTOR, ALUMINUM, 4/0 AND GREATER
3573368E |  | 29148.65 | 366 | 1100 | PRIMARY BOX
3573368E |  | 68013.54 | 367 | 0020 | CONDUCTOR, ALUMINUM, LESS THEN 4/0
3573693E | 389082.98 |  |  |  | DPS: REPLACE VS AND XFMR - FDR | DPS: REPLACE VS AND XFMR - FDRS 902 AND 914 - 1445 ROSS AVE | 2022-07-08
3573693E |  | 70034.93 | 367 | 0015 | CONDUCTOR, COPPER, 2/0 AND GREATER
3573693E |  | 319048.05 | 367 | 5050 | SWITCH, VACUUM, THREE PHASE
3573745E | 124400.28 |  |  |  | FSE UGCP WHITE3521 P REPLACE U | FSE UGCP WHITE3521 P REPLACE UG CABLE 856 HUNTERS GLEN TRL | 2022-02-11
3573745E |  | 23636.04 | 366 | 1010 | CONDUIT
3573745E |  | 12440.02 | 366 | 1200 | MANHOLE, 0-100 CU FT
3573745E |  | 84592.22 | 367 | 0020 | CONDUCTOR, ALUMINUM, LESS THEN 4/0
3573745E |  | 3732 | 367 | 0100 | FAULT INDICATOR
3573860E | 775210.91 |  |  |  | 2022NATH006ISP CROSS ROADS DAS | 2022NATH006ISP CROSS ROADS DAS P1 - S4, S5 | 2022-10-06
3573860E |  | 93025.29 | 364 | 0001 | SINGLE CROSSARM
3573860E |  | 217059.04 | 364 | 0280 | POLE, WOOD, 45'
3573860E |  | 62016.86 | 365 | 0010 | CONDUCTOR, ALUMINUM, LESS THAN 4/0
3573860E |  | 403109.72 | 365 | 0020 | CONDUCTOR, ALUMINUM, 4/0 AND GREATER
3573880E | 2090028.65 |  |  |  | 2022NTAY002 TAYLOR W SUB P1/P2 | 2022NTAY002 TAYLOR W SUB P1/P2 - TBD | 2022-10-06
3573880E |  | 104501.43 | 364 | 0001 | SINGLE CROSSARM
3573880E |  | 20900.27 | 364 | 0002 | DOUBLE CROSSARMS
3573880E |  | 41800.56 | 364 | 0260 | POLE, WOOD, 40'
3573880E |  | 522507.16 | 364 | 0280 | POLE, WOOD, 45'
3573880E |  | 20900.27 | 364 | 0300 | POLE, WOOD, 50'
3573880E |  | 20900.27 | 364 | 0320 | POLE, WOOD, 55'
3573880E |  | 292604 | 365 | 0010 | CONDUCTOR, ALUMINUM, LESS THAN 4/0
3573880E |  | 229903.13 | 365 | 0020 | CONDUCTOR, ALUMINUM, 4/0 AND GREATER
3573880E |  | 20900.27 | 365 | 6010 | AIRBREAK SWITCH, WITH OR WITHOUT OPERATOR
3573880E |  | 125401.7 | 366 | 1010 | CONDUIT
3573880E |  | 83601.13 | 366 | 1100 | PRIMARY BOX
3573880E |  | 20900.27 | 366 | 1400 | PADS OR FOUNDATIONS, SMALL, LESS THAN 50 SQ FT
3573880E |  | 20900.27 | 367 | 0020 | CONDUCTOR, ALUMINUM, LESS THEN 4/0
3573880E |  | 543407.65 | 367 | 0025 | CONDUCTOR, ALUMINUM, 4/0 AND GREATER
3573880E |  | 20900.27 | 367 | 0100 | FAULT INDICATOR
3573910E | 144487.13 |  |  |  | DES INTERSTATE COMMERCE OFFSIT | DES INTERSTATE COMMERCE OFFSITE PT1 3PH TO SITE | 2022-07-29
3573910E |  | 23117.94 | 364 | 0001 | SINGLE CROSSARM
3573910E |  | 52015.38 | 364 | 0300 | POLE, WOOD, 50'
3573910E |  | 7224.35 | 365 | 0010 | CONDUCTOR, ALUMINUM, LESS THAN 4/0
3573910E |  | 44791.01 | 365 | 0020 | CONDUCTOR, ALUMINUM, 4/0 AND GREATER
3573910E |  | 17338.45 | 365 | 6010 | AIRBREAK SWITCH, WITH OR WITHOUT OPERATOR
3573969E | 128191.2 |  |  |  | MCK:UGCP_ALLEN2403-(P)- REPLAC | MCK:UGCP_ALLEN2403-(P)- REPLACE UG CABLE- 801 VALLEY VIEW DR | 2022-06-29
3573969E |  | 24356.32 | 366 | 1010 | CONDUIT
3573969E |  | 83324.29 | 367 | 0020 | CONDUCTOR, ALUMINUM, LESS THEN 4/0
3573969E |  | 20510.59 | 367 | 0100 | FAULT INDICATOR
3574098E | 167473.22 |  |  |  | ODE AUTO 2021-P134-VD-MOSSW461 | ODE AUTO 2021-P134-VD-MOSSW4611-WOVER6162-DA | 2022-08-04
3574098E |  | 3349.45 | 364 | 0001 | SINGLE CROSSARM
3574098E |  | 6698.92 | 364 | 0335 | POLE, WOOD, 60'
3574098E |  | 6698.92 | 365 | 5635 | DIST AUTOMATION REPEATER OVERHEAD
3574098E |  | 8373.65 | 365 | 5645 | DIST AUTOMATION COMMUNICATION UNIT RF OH
3574098E |  | 35169.36 | 365 | 5650 | DIST AUTOMATION CONTROL OVERHEAD
3574098E |  | 15072.57 | 365 | 5660 | DIST AUTOMATION POWER SUPPLY UNIT OH
3574098E |  | 92110.35 | 365 | 6000 | DIST AUTOMATION SWITCH OVERHEAD
3574217E | 140059.34 |  |  |  | ATH: 3 NOVAS 2022 RECLOSERS PH | ATH: 3 NOVAS 2022 RECLOSERS PH.1 ATHENS FEEDERS_BA | 2022-04-13
3574217E |  | 2801.18 | 364 | 0001 | SINGLE CROSSARM
3574217E |  | 1400.58 | 364 | 0280 | POLE, WOOD, 45'
3574217E |  | 1400.58 | 364 | 0300 | POLE, WOOD, 50'
3574217E |  | 134457 | 365 | 6030 | RECLOSER,2 OR 3 PHASE,OVER 13.2KV,0-3000 AMP
3574256E | 194531.41 |  |  |  | DES UGCP MAYFD5521 F REPLACE U | DES UGCP MAYFD5521 F REPLACE UG CABLE 2928 SHANNON LN | 2022-02-28
3574256E |  | 25289.07 | 366 | 1010 | CONDUIT
3574256E |  | 23343.76 | 366 | 1100 | PRIMARY BOX
3574256E |  | 143953.28 | 367 | 0025 | CONDUCTOR, ALUMINUM, 4/0 AND GREATER
3574256E |  | 1945.3 | 367 | 0100 | FAULT INDICATOR
3574261E | 280807.99 |  |  |  | 2022NBIG087 FLGRV UNDERGROUND | 2022NBIG087 FLGRV UNDERGROUND DIP | 2022-04-13
3574261E |  | 5616.16 | 364 | 0001 | SINGLE CROSSARM
3574261E |  | 8424.24 | 364 | 0300 | POLE, WOOD, 50'
3574261E |  | 11232.32 | 364 | 0320 | POLE, WOOD, 55'
3574261E |  | 2808.08 | 365 | 0010 | CONDUCTOR, ALUMINUM, LESS THAN 4/0
3574261E |  | 47737.36 | 366 | 1010 | CONDUIT
3574261E |  | 25272.71 | 366 | 1100 | PRIMARY BOX
3574261E |  | 179717.12 | 367 | 0025 | CONDUCTOR, ALUMINUM, 4/0 AND GREATER
3574301E | 348267.07 |  |  |  | KRTTEMTHE RESERVE AT FRIARS CR | KRTTEMTHE RESERVE AT FRIARS CREEK IIILA | 2022-10-25
3574301E |  | 6965.33 | 364 | 0001 | SINGLE CROSSARM
3574301E |  | 13930.68 | 364 | 0280 | POLE, WOOD, 45'
3574301E |  | 3482.66 | 365 | 0010 | CONDUCTOR, ALUMINUM, LESS THAN 4/0
3574301E |  | 6965.33 | 365 | 0020 | CONDUCTOR, ALUMINUM, 4/0 AND GREATER
3574301E |  | 111445.57 | 366 | 1010 | CONDUIT
3574301E |  | 38309.38 | 366 | 1150 | SECONDARY BOX
3574301E |  | 17413.35 | 366 | 1400 | PADS OR FOUNDATIONS, SMALL, LESS THAN 50 SQ FT
3574301E |  | 83584.09 | 367 | 0020 | CONDUCTOR, ALUMINUM, LESS THEN 4/0
3574301E |  | 31344.03 | 367 | 0025 | CONDUCTOR, ALUMINUM, 4/0 AND GREATER
3574301E |  | 3482.66 | 367 | 0100 | FAULT INDICATOR
3574301E |  | 3482.66 | 373 | 0025 | CONDUCTOR, ALUMINUM, UNDERGROUND
3574301E |  | 3482.66 | 373 | 1200 | LUMINAIRE, OTHER, 100W
3574301E |  | 3482.66 | 373 | 1375 | CONDUIT
3574301E |  | 20896.01 | 373 | 1520 | STANDARD, METAL, ABOVE 25'
3574318E | 104441.89 |  |  |  | TER_2022NCEL002_P1_S1-S6 | TER_2022NCEL002_P1_S1-S6 | 2022-02-23
3574318E |  | 10444.17 | 364 | 0001 | SINGLE CROSSARM
3574318E |  | 2088.83 | 364 | 0240 | POLE, WOOD, 35'
3574318E |  | 2088.83 | 364 | 0260 | POLE, WOOD, 40'
3574318E |  | 21932.79 | 364 | 0280 | POLE, WOOD, 45'
3574318E |  | 8355.34 | 364 | 0320 | POLE, WOOD, 55'
3574318E |  | 8355.34 | 365 | 0010 | CONDUCTOR, ALUMINUM, LESS THAN 4/0
3574318E |  | 30288.22 | 365 | 0020 | CONDUCTOR, ALUMINUM, 4/0 AND GREATER
3574318E |  | 20888.37 | 365 | 6010 | AIRBREAK SWITCH, WITH OR WITHOUT OPERATOR
3574337E | 177833.94 |  |  |  | STN STONEHILL MARTIN PALO VERD | STN STONEHILL MARTIN PALO VERDE OFFSITE | 2022-04-11
3574337E |  | 19561.73 | 364 | 0001 | SINGLE CROSSARM
3574337E |  | 1778.34 | 364 | 0002 | DOUBLE CROSSARMS
3574337E |  | 24896.74 | 364 | 0280 | POLE, WOOD, 45'
3574337E |  | 19561.73 | 364 | 0300 | POLE, WOOD, 50'
3574337E |  | 24896.74 | 364 | 0320 | POLE, WOOD, 55'
3574337E |  | 10670.03 | 365 | 0010 | CONDUCTOR, ALUMINUM, LESS THAN 4/0
3574337E |  | 74690.29 | 365 | 0020 | CONDUCTOR, ALUMINUM, 4/0 AND GREATER
3574337E |  | 1778.34 | 369 | 1300 | SERVICE, UNDERGROUND, 4/0 AND LESS,3 PHASES
3574451E | 136027.57 |  |  |  | FNE:UGCP_BDFRD8842-(P)- REPLAC | FNE:UGCP_BDFRD8842-(P)- REPLACE UG CABLE- 812 TIMBER VIEW DR | 2022-05-18
3574451E |  | 28565.78 | 366 | 1010 | CONDUIT
3574451E |  | 100660.42 | 367 | 0020 | CONDUCTOR, ALUMINUM, LESS THEN 4/0
3574451E |  | 6801.37 | 367 | 0100 | FAULT INDICATOR
3574535E | 120480 |  |  |  | MNH: EAGLE CLAW PIG PEN OFFSIT | MNH: EAGLE CLAW PIG PEN OFFSITE-WG-SE | 2022-05-10
3574535E |  | 13252.79 | 364 | 0001 | SINGLE CROSSARM
3574535E |  | 51806.43 | 364 | 0300 | POLE, WOOD, 50'
3574535E |  | 6023.99 | 364 | 0320 | POLE, WOOD, 55'
3574535E |  | 49396.79 | 365 | 0010 | CONDUCTOR, ALUMINUM, LESS THAN 4/0
3574544E | 742950.86 |  |  |  | MDL BLACKSWAN OPERATING HYATT | MDL BLACKSWAN OPERATING HYATT SWD OFFSITE 1 OF 2-WG-BG | 2022-08-28
3574544E |  | 81724.59 | 364 | 0001 | SINGLE CROSSARM
3574544E |  | 7429.5 | 364 | 0280 | POLE, WOOD, 45'
3574544E |  | 200596.73 | 364 | 0300 | POLE, WOOD, 50'
3574544E |  | 22288.52 | 364 | 0320 | POLE, WOOD, 55'
3574544E |  | 59436.06 | 365 | 0010 | CONDUCTOR, ALUMINUM, LESS THAN 4/0
3574544E |  | 371475.46 | 365 | 0020 | CONDUCTOR, ALUMINUM, 4/0 AND GREATER
3574547E | 346927.71 |  |  |  | STN XTO ENERGY SHACKLEFORD PME | STN XTO ENERGY SHACKLEFORD PME ADD LD-VOLT CONV-RECON-AG-PWR | 2022-09-20
3574547E |  | 27754.2 | 364 | 0001 | SINGLE CROSSARM
3574547E |  | 6938.55 | 364 | 0260 | POLE, WOOD, 40'
3574547E |  | 6938.55 | 364 | 0280 | POLE, WOOD, 45'
3574547E |  | 27754.2 | 364 | 0300 | POLE, WOOD, 50'
3574547E |  | 24284.92 | 364 | 0320 | POLE, WOOD, 55'
3574547E |  | 3469.27 | 365 | 0010 | CONDUCTOR, ALUMINUM, LESS THAN 4/0
3574547E |  | 27754.2 | 365 | 0020 | CONDUCTOR, ALUMINUM, 4/0 AND GREATER
3574547E |  | 97139.75 | 365 | 5650 | DIST AUTOMATION CONTROL OVERHEAD
3574547E |  | 124894.07 | 365 | 6030 | RECLOSER,2 OR 3 PHASE,OVER 13.2KV,0-3000 AMP
3574552E | 115798.48 |  |  |  | FNO UGCP RSNHT1162 R REPLACE U | FNO UGCP RSNHT1162 R REPLACE UG CABLE 3800 LINCOLN AVE | 2022-04-01
3574552E |  | 38213.49 | 366 | 1010 | CONDUIT
3574552E |  | 13895.81 | 366 | 1100 | PRIMARY BOX
3574552E |  | 63689.18 | 367 | 0025 | CONDUCTOR, ALUMINUM, 4/0 AND GREATER
3574596E | 268379.66 |  |  |  | MON WATERBRIDGE STATELINE OFFS | MON WATERBRIDGE STATELINE OFFSITE | 2022-06-20
3574596E |  | 18786.56 | 364 | 0001 | SINGLE CROSSARM
3574596E |  | 96616.67 | 364 | 0300 | POLE, WOOD, 50'
3574596E |  | 24154.15 | 365 | 0010 | CONDUCTOR, ALUMINUM, LESS THAN 4/0
3574596E |  | 128822.28 | 365 | 0020 | CONDUCTOR, ALUMINUM, 4/0 AND GREATER
3574605E | 269941.56 |  |  |  | DES - WINDING CREEK ESTATESCP | DESWAXWINDING CREEK ESTATESCP | 2022-09-22
3574605E |  | 21595.32 | 364 | 0260 | POLE, WOOD, 40'
3574605E |  | 16196.48 | 365 | 0010 | CONDUCTOR, ALUMINUM, LESS THAN 4/0
3574605E |  | 59387.13 | 366 | 1010 | CONDUIT
3574605E |  | 5398.82 | 366 | 1150 | SECONDARY BOX
3574605E |  | 13497.07 | 366 | 1400 | PADS OR FOUNDATIONS, SMALL, LESS THAN 50 SQ FT
3574605E |  | 75583.74 | 367 | 0020 | CONDUCTOR, ALUMINUM, LESS THEN 4/0
3574605E |  | 16196.48 | 367 | 0025 | CONDUCTOR, ALUMINUM, 4/0 AND GREATER
3574605E |  | 5398.82 | 367 | 0100 | FAULT INDICATOR
3574605E |  | 2699.41 | 373 | 0025 | CONDUCTOR, ALUMINUM, UNDERGROUND
3574605E |  | 16196.48 | 373 | 1250 | LUMINAIRE, LED, 40W TO 150W
3574605E |  | 2699.41 | 373 | 1375 | CONDUIT
3574605E |  | 35092.4 | 373 | 1625 | STANDARD, OTHER, 25' AND UNDER
3574627E | 125791.92 |  |  |  | DSW: LED CONVERSION - 198 LIGH | DSW: LED CONVERSION - 198 LIGHT - SIMPSON STUART - DALLAS_CB | 2022-05-22
3574627E |  | 119502.33 | 373 | 1250 | LUMINAIRE, LED, 40W TO 150W
3574627E |  | 6289.59 | 373 | 1260 | LUMINAIRE, LED, 151W TO 300W
3574640E | 114462.26 |  |  |  | DSW: LED CONVERSION - 161 LIGH | DSW: LED CONVERSION - 161 LIGHTS - ILLINOIS AVE - DALLAS_CB | 2022-04-27
3574640E |  | 14880.09 | 373 | 1250 | LUMINAIRE, LED, 40W TO 150W
3574640E |  | 99582.17 | 373 | 1260 | LUMINAIRE, LED, 151W TO 300W
3574777E | 190056.87 |  |  |  | MSQ:CURE2022_BBTWN1504_5674 SA | MSQ:CURE2022_BBTWN1504_5674 SADDLEBACK RD- A/B PHASE | 2022-02-17
3574777E |  | 190056.87 | 367 | 0020 | CONDUCTOR, ALUMINUM, LESS THEN 4/0
3574787E | 119845.88 |  |  |  | FSE UGCP F REPLACE UG CABLE HA | FSE UGCP F REPLACE UG CABLE HANDLEY SUB | 2022-02-01
3574787E |  | 16778.4 | 366 | 1010 | CONDUIT
3574787E |  | 103067.48 | 367 | 0025 | CONDUCTOR, ALUMINUM, 4/0 AND GREATER
3574843E | 510894.69 |  |  |  | MDL BLACKSWAN OPERATING HYATT | MDL BLACKSWAN OPERATING HYATT SWD OFFSITE 2 OF 2-WG-BG | 2022-09-28
3574843E |  | 51089.46 | 364 | 0001 | SINGLE CROSSARM
3574843E |  | 5108.93 | 364 | 0280 | POLE, WOOD, 45'
3574843E |  | 137941.55 | 364 | 0300 | POLE, WOOD, 50'
3574843E |  | 10217.88 | 364 | 0320 | POLE, WOOD, 55'
3574843E |  | 40871.56 | 365 | 0010 | CONDUCTOR, ALUMINUM, LESS THAN 4/0
3574843E |  | 265665.31 | 365 | 0020 | CONDUCTOR, ALUMINUM, 4/0 AND GREATER
3574864E | 303984.49 |  |  |  | RRK: OFFSITE - VILLAGES OF NOR | RRK: OFFSITE - VILLAGES OF NORTHTOWN | 2022-12-31
3574864E |  | 18239.07 | 364 | 0001 | SINGLE CROSSARM
3574864E |  | 21278.91 | 364 | 0280 | POLE, WOOD, 45'
3574864E |  | 161111.79 | 364 | 0345 | POLE, OTHER, 60'
3574864E |  | 39517.98 | 364 | 0375 | POLE, OTHER, 70'
3574864E |  | 27358.6 | 365 | 0010 | CONDUCTOR, ALUMINUM, LESS THAN 4/0
3574864E |  | 36478.14 | 365 | 0020 | CONDUCTOR, ALUMINUM, 4/0 AND GREATER
3574868E | 557757.57 |  |  |  | KIL/KIL - LEVY CROSSING PHASE | KIL/KIL - LEVY CROSSING PHASE 2 & 3 CV | 2022-10-11
3574868E |  | 172904.93 | 366 | 1010 | CONDUIT
3574868E |  | 61353.33 | 366 | 1150 | SECONDARY BOX
3574868E |  | 22310.29 | 366 | 1400 | PADS OR FOUNDATIONS, SMALL, LESS THAN 50 SQ FT
3574868E |  | 156172.12 | 367 | 0020 | CONDUCTOR, ALUMINUM, LESS THEN 4/0
3574868E |  | 72508.48 | 367 | 0025 | CONDUCTOR, ALUMINUM, 4/0 AND GREATER
3574868E |  | 5577.56 | 367 | 0100 | FAULT INDICATOR
3574868E |  | 5577.56 | 373 | 0025 | CONDUCTOR, ALUMINUM, UNDERGROUND
3574868E |  | 11155.14 | 373 | 1250 | LUMINAIRE, LED, 40W TO 150W
3574868E |  | 11155.14 | 373 | 1375 | CONDUIT
3574868E |  | 39043.02 | 373 | 1520 | STANDARD, METAL, ABOVE 25'
3574921E | 188369.45 |  |  |  | WFS UGCP SIKES2411 L REPLACE U | WFS UGCP SIKES2411 L REPLACE UG CABLE 2623 SAN SIMEON | 2022-01-19
3574921E |  | 35790.19 | 366 | 1010 | CONDUIT
3574921E |  | 20720.63 | 366 | 1200 | MANHOLE, 0-100 CU FT
3574921E |  | 131858.63 | 367 | 0020 | CONDUCTOR, ALUMINUM, LESS THEN 4/0
3575213E | 135312.89 |  |  |  | WAC: WAC OFFSITE 10231 S IH-35 | WAC: WAC OFFSITE 10231 S IH-35 SERVICE RD - GEM | 2022-10-07
3575213E |  | 5412.5 | 364 | 0001 | SINGLE CROSSARM
3575213E |  | 9471.89 | 365 | 0010 | CONDUCTOR, ALUMINUM, LESS THAN 4/0
3575213E |  | 1353.11 | 366 | 1010 | CONDUIT
3575213E |  | 1353.11 | 367 | 0020 | CONDUCTOR, ALUMINUM, LESS THEN 4/0
3575213E |  | 113662.91 | 367 | 0025 | CONDUCTOR, ALUMINUM, 4/0 AND GREATER
3575213E |  | 4059.37 | 367 | 0100 | FAULT INDICATOR
3575258E | 337638.62 |  |  |  | 2022MDSW083 WALL ST SUB BANK 1 | 2022MDSW083 WALL ST SUB BANK 1 FDR RELOCATE CIVIL - KMKJ | 2022-06-10
3575258E |  | 337638.62 | 366 | 1025 | DUCT BANK, 2 - 4 HOLES
3575262E | 215132.17 |  |  |  | 2022MDSW083 WALL ST SUB BANK 2 | 2022MDSW083 WALL ST SUB BANK 2 FDR RELOCATE CIVIL - KMKJ | 2022-06-10
3575262E |  | 215132.17 | 366 | 1025 | DUCT BANK, 2 - 4 HOLES
3575263E | 132812.49 |  |  |  | 2022MDSW083 WALL ST SUB BANK 2 | 2022MDSW083 WALL ST SUB BANK 2 FDR RELOCATE ELEC - KMKJ | 2022-06-22
3575263E |  | 132812.49 | 367 | 0025 | CONDUCTOR, ALUMINUM, 4/0 AND GREATER
3575335E | 125646.34 |  |  |  | MDL UGCP ADMDS6521 L REPLACE U | MDL UGCP ADMDS6521 L REPLACE UG CABLE 4715 BISHOPS CASTLE DR | 2022-05-31
3575335E |  | 21359.87 | 366 | 1010 | CONDUIT
3575335E |  | 20103.41 | 366 | 1200 | MANHOLE, 0-100 CU FT
3575335E |  | 80413.67 | 367 | 0020 | CONDUCTOR, ALUMINUM, LESS THEN 4/0
3575335E |  | 3769.39 | 367 | 0100 | FAULT INDICATOR
3575355E | 116127.96 |  |  |  | KRTTEMSUNSET TRAILSMM | KRTTEMSUNSET TRAILSMM | 2022-12-31
3575355E |  | 46451.18 | 366 | 1010 | CONDUIT
3575355E |  | 5806.4 | 366 | 1150 | SECONDARY BOX
3575355E |  | 4645.12 | 366 | 1400 | PADS OR FOUNDATIONS, SMALL, LESS THAN 50 SQ FT
3575355E |  | 45289.9 | 367 | 0020 | CONDUCTOR, ALUMINUM, LESS THEN 4/0
3575355E |  | 12774.08 | 367 | 0025 | CONDUCTOR, ALUMINUM, 4/0 AND GREATER
3575355E |  | 1161.28 | 367 | 0100 | FAULT INDICATOR
3575516E | 811785.53 |  |  |  | 2022NMDL001 MDL SUB P4 S18-26 | 2022NMDL001 MDL SUB P4 S18-26 FLX | 2022-10-22
3575516E |  | 24353.55 | 364 | 0001 | SINGLE CROSSARM
3575516E |  | 32471.4 | 364 | 0335 | POLE, WOOD, 60'
3575516E |  | 48707.12 | 365 | 5645 | DIST AUTOMATION COMMUNICATION UNIT RF OH
3575516E |  | 146121.38 | 365 | 5650 | DIST AUTOMATION CONTROL OVERHEAD
3575516E |  | 64942.83 | 365 | 5660 | DIST AUTOMATION POWER SUPPLY UNIT OH
3575516E |  | 470835.7 | 365 | 6000 | DIST AUTOMATION SWITCH OVERHEAD
3575516E |  | 24353.55 | 365 | 6010 | AIRBREAK SWITCH, WITH OR WITHOUT OPERATOR
3575548E | 330384.75 |  |  |  | DPS: REBUILD SH TO 4-WAY MH - | DPS: REBUILD SH TO 3-WAY MH - 2207 COMMERCE - CS, TW | 2022-08-09
3575548E |  | 327080.91 | 366 | 1220 | MANHOLE, 201-300 CU FT
3575548E |  | 3303.84 | 367 | 0020 | CONDUCTOR, ALUMINUM, LESS THEN 4/0
3575632E | 1587546.41 |  |  |  | COLNY2405 - FRISCO 45 DEVELOPM | COLNY2405 - FRISCO 45 DEVELOPMENT HWY121 ONSITE CIVIL - KMKJ | 2022-11-08
3575632E |  | 15875.45 | 364 | 0280 | POLE, WOOD, 45'
3575632E |  | 31750.92 | 366 | 1025 | DUCT BANK, 2 - 4 HOLES
3575632E |  | 952527.9 | 366 | 1030 | DUCT BANK, 5 - 8 HOLES
3575632E |  | 571516.69 | 366 | 1240 | MANHOLE, OVER 400 CU FT
3575632E |  | 15875.45 | 367 | 0020 | CONDUCTOR, ALUMINUM, LESS THEN 4/0
3575785E | 154904.15 |  |  |  | HOTWACOWATERS EDGE PH 2MM | HOTWACOWATERS EDGE PH 2MM | 2022-10-07
3575785E |  | 55765.53 | 366 | 1010 | CONDUIT
3575785E |  | 10843.29 | 366 | 1150 | SECONDARY BOX
3575785E |  | 6196.16 | 366 | 1400 | PADS OR FOUNDATIONS, SMALL, LESS THAN 50 SQ FT
3575785E |  | 38726.03 | 367 | 0020 | CONDUCTOR, ALUMINUM, LESS THEN 4/0
3575785E |  | 27882.74 | 367 | 0025 | CONDUCTOR, ALUMINUM, 4/0 AND GREATER
3575785E |  | 1549.04 | 367 | 0100 | FAULT INDICATOR
3575785E |  | 6196.16 | 373 | 1200 | LUMINAIRE, OTHER, 100W
3575785E |  | 1549.04 | 373 | 1375 | CONDUIT
3575785E |  | 6196.16 | 373 | 1625 | STANDARD, OTHER, 25' AND UNDER
3575871E | 860626.64 |  |  |  | 2022NWFS085 TOWER ONE S1 TO S1 | 2022NWFS085 TOWER ONE S1 TO S15 | 2022-09-19
3575871E |  | 86062.65 | 364 | 0001 | SINGLE CROSSARM
3575871E |  | 17212.52 | 364 | 0240 | POLE, WOOD, 35'
3575871E |  | 77456.37 | 364 | 0260 | POLE, WOOD, 40'
3575871E |  | 129093.98 | 364 | 0280 | POLE, WOOD, 45'
3575871E |  | 34425.04 | 364 | 0300 | POLE, WOOD, 50'
3575871E |  | 51637.59 | 364 | 0330 | POLE, CONCRETE, 55'
3575871E |  | 86062.65 | 365 | 0010 | CONDUCTOR, ALUMINUM, LESS THAN 4/0
3575871E |  | 146306.71 | 365 | 0020 | CONDUCTOR, ALUMINUM, 4/0 AND GREATER
3575871E |  | 77456.37 | 366 | 1010 | CONDUIT
3575871E |  | 129093.98 | 367 | 0025 | CONDUCTOR, ALUMINUM, 4/0 AND GREATER
3575871E |  | 25818.78 | 367 | 0100 | FAULT INDICATOR
3575899E | 335073.77 |  |  |  | 2022NWFS086 SMITH CREEK S1 TO | 2022NWFS086 SMITH CREEK S1 TO S6 | 2022-12-08
3575899E |  | 43559.59 | 364 | 0001 | SINGLE CROSSARM
3575899E |  | 30156.63 | 364 | 0260 | POLE, WOOD, 40'
3575899E |  | 60313.27 | 364 | 0280 | POLE, WOOD, 45'
3575899E |  | 3350.73 | 364 | 0300 | POLE, WOOD, 50'
3575899E |  | 33507.37 | 365 | 0010 | CONDUCTOR, ALUMINUM, LESS THAN 4/0
3575899E |  | 67014.8 | 365 | 0020 | CONDUCTOR, ALUMINUM, 4/0 AND GREATER
3575899E |  | 40208.85 | 366 | 1010 | CONDUIT
3575899E |  | 10052.21 | 367 | 0020 | CONDUCTOR, ALUMINUM, LESS THEN 4/0
3575899E |  | 43559.59 | 367 | 0025 | CONDUCTOR, ALUMINUM, 4/0 AND GREATER
3575899E |  | 3350.73 | 367 | 0100 | FAULT INDICATOR
3575931E | 117646.47 |  |  |  | 2022NSWE051 - OFFSITE BEACONHI | 2022BEACON HILL SUB FEEDER EXIT | 2022-06-27
3575931E |  | 17646.94 | 364 | 0001 | SINGLE CROSSARM
3575931E |  | 5882.29 | 364 | 0300 | POLE, WOOD, 50'
3575931E |  | 49411.64 | 364 | 0320 | POLE, WOOD, 55'
3575931E |  | 23529.28 | 365 | 0020 | CONDUCTOR, ALUMINUM, 4/0 AND GREATER
3575931E |  | 19999.88 | 365 | 6010 | AIRBREAK SWITCH, WITH OR WITHOUT OPERATOR
3575931E |  | 1176.44 | 366 | 1150 | SECONDARY BOX
3575988E | 124395.74 |  |  |  | AND 15 TS 2022 TRIPSAVERS PH 1 | AND 8 TS 2022 TRIPSAVERS PH 1 ANDREWS FEEDERS BA | 2022-08-11
3575988E |  | 3731.87 | 364 | 0001 | SINGLE CROSSARM
3575988E |  | 120663.87 | 365 | 6015 | RECLOSER,SINGLE PHASE,13.2KV AND UNDER,0-3000 AMP
3575989E | 172443.64 |  |  |  | ATH 25 TS 2022 TRIPSAVERS PH 1 | ATH 25 TS 2022 TRIPSAVERS PH 1 ATHENS FEEDERS BA | 2022-08-08
3575989E |  | 6897.74 | 364 | 0001 | SINGLE CROSSARM
3575989E |  | 1724.43 | 364 | 0260 | POLE, WOOD, 40'
3575989E |  | 8622.17 | 364 | 0280 | POLE, WOOD, 45'
3575989E |  | 155199.3 | 365 | 6015 | RECLOSER,SINGLE PHASE,13.2KV AND UNDER,0-3000 AMP
3575990E | 108915.42 |  |  |  | ATH 15 TS 2022 TRIPSAVERS PH 1 | ATH 15 TS 2022 TRIPSAVERS PH 1 ATHENS FEEDERS BA | 2022-03-11
3575990E |  | 7624.07 | 364 | 0001 | SINGLE CROSSARM
3575990E |  | 1089.15 | 364 | 0280 | POLE, WOOD, 45'
3575990E |  | 3267.46 | 364 | 0300 | POLE, WOOD, 50'
3575990E |  | 96934.74 | 365 | 6015 | RECLOSER,SINGLE PHASE,13.2KV AND UNDER,0-3000 AMP
3576060E | 110238.82 |  |  |  | TAY 21 TS 2022 TRIPSAVERS PH 1 | TAY 15 TS 2022 TRIPSAVERS PH 1 TAYLOR FEEDERS BA | 2022-04-04
3576060E |  | 4409.55 | 364 | 0001 | SINGLE CROSSARM
3576060E |  | 105829.27 | 365 | 6015 | RECLOSER,SINGLE PHASE,13.2KV AND UNDER,0-3000 AMP
3576080E | 151729.55 |  |  |  | TYL 19 TS 2022 TRIPSAVERS PH 1 | TYL 19 TS 2022 TRIPSAVERS PH 1 TYLER FEEDERS BA | 2022-09-13
3576080E |  | 7586.47 | 364 | 0001 | SINGLE CROSSARM
3576080E |  | 6069.17 | 364 | 0280 | POLE, WOOD, 45'
3576080E |  | 1517.28 | 364 | 0300 | POLE, WOOD, 50'
3576080E |  | 132004.79 | 365 | 6015 | RECLOSER,SINGLE PHASE,13.2KV AND UNDER,0-3000 AMP
3576080E |  | 1517.28 | 366 | 1010 | CONDUIT
3576080E |  | 1517.28 | 366 | 1150 | SECONDARY BOX
3576080E |  | 1517.28 | 367 | 0020 | CONDUCTOR, ALUMINUM, LESS THEN 4/0
3576090E | 104401.44 |  |  |  | FWE:UGCP_MSTLT1054-(F)- REPLAC | FWE:UGCP_MSTLT1054-(F)- REPLACE UG CABLE- I30 & PARVIEW DR | 2022-01-21
3576090E |  | 14616.2 | 366 | 1010 | CONDUIT
3576090E |  | 11484.16 | 366 | 1100 | PRIMARY BOX
3576090E |  | 78301.08 | 367 | 0025 | CONDUCTOR, ALUMINUM, 4/0 AND GREATER
3576226E | 102196.88 |  |  |  | DESWAXGLADIATOR ESTATESCP | DESWAXGLADIATOR ESTATESCP | 2022-11-07
3576226E |  | 2043.93 | 364 | 0260 | POLE, WOOD, 40'
3576226E |  | 1021.96 | 365 | 0010 | CONDUCTOR, ALUMINUM, LESS THAN 4/0
3576226E |  | 32703.06 | 366 | 1010 | CONDUIT
3576226E |  | 8175.75 | 366 | 1150 | SECONDARY BOX
3576226E |  | 5109.84 | 366 | 1400 | PADS OR FOUNDATIONS, SMALL, LESS THAN 50 SQ FT
3576226E |  | 24527.25 | 367 | 0020 | CONDUCTOR, ALUMINUM, LESS THEN 4/0
3576226E |  | 11241.65 | 367 | 0025 | CONDUCTOR, ALUMINUM, 4/0 AND GREATER
3576226E |  | 1021.96 | 367 | 0100 | FAULT INDICATOR
3576226E |  | 1021.96 | 373 | 0025 | CONDUCTOR, ALUMINUM, UNDERGROUND
3576226E |  | 5109.84 | 373 | 1250 | LUMINAIRE, LED, 40W TO 150W
3576226E |  | 4087.87 | 373 | 1375 | CONDUIT
3576226E |  | 6131.81 | 373 | 1625 | STANDARD, OTHER, 25' AND UNDER
3576366E | 121023.75 |  |  |  | GRH 21 TS 2022 TRIPSAVERS PH 1 | GRH 21 TS 2022 TRIPSAVERS PH 1 GRAHAM FEEDERS BA | 2022-07-28
3576366E |  | 3630.7 | 364 | 0001 | SINGLE CROSSARM
3576366E |  | 117393.05 | 365 | 6015 | RECLOSER,SINGLE PHASE,13.2KV AND UNDER,0-3000 AMP
3576510E | 119153.83 |  |  |  | ODE 5000 NE LOOP 338 - PERMIAN | ODE 5000 NE LOOP 338 - PERMIAN OASIS PLAZA | 2022-09-12
3576510E |  | 3574.61 | 364 | 0001 | SINGLE CROSSARM
3576510E |  | 8340.76 | 364 | 0260 | POLE, WOOD, 40'
3576510E |  | 32171.53 | 366 | 1010 | CONDUIT
3576510E |  | 13106.92 | 366 | 1410 | PADS OR FOUNDATIONS, MEDIUM, 50-100 SQ FT
3576510E |  | 60768.48 | 367 | 0020 | CONDUCTOR, ALUMINUM, LESS THEN 4/0
3576510E |  | 1191.53 | 369 | 1300 | SERVICE, UNDERGROUND, 4/0 AND LESS,3 PHASES
3576569E | 114637.06 |  |  |  | CATS WR 2319 CREST RIDGE DR DA | CATS WO:060DNE2021122716292177552401775524 | 2022-01-27
3576569E |  | 114637.06 | 367 | 0015 | CONDUCTOR, COPPER, 2/0 AND GREATER
3576633E | 107106.75 |  |  |  | DNO LED CONVERSION 105 LIGHTS | DNO LED CONVERSION 105 LIGHTS WALNUT HILL DALLAS BA | 2022-04-20
3576633E |  | 74974.73 | 373 | 1250 | LUMINAIRE, LED, 40W TO 150W
3576633E |  | 32132.02 | 373 | 1260 | LUMINAIRE, LED, 151W TO 300W
3576841E | 114127.47 |  |  |  | JKV/BUL - BLUE RIDGE ESTATES P | JKV/BUL - BLUE RIDGE ESTATES PHASE 3 - CR 188, BULLARD/CP | 2022-08-01
3576841E |  | 1141.26 | 364 | 0001 | SINGLE CROSSARM
3576841E |  | 6847.63 | 364 | 0280 | POLE, WOOD, 45'
3576841E |  | 38803.45 | 366 | 1010 | CONDUIT
3576841E |  | 7988.9 | 366 | 1150 | SECONDARY BOX
3576841E |  | 5706.36 | 366 | 1400 | PADS OR FOUNDATIONS, SMALL, LESS THAN 50 SQ FT
3576841E |  | 28531.86 | 367 | 0020 | CONDUCTOR, ALUMINUM, LESS THEN 4/0
3576841E |  | 22825.48 | 367 | 0025 | CONDUCTOR, ALUMINUM, 4/0 AND GREATER
3576841E |  | 2282.53 | 367 | 0100 | FAULT INDICATOR
3577086E | 191120.14 |  |  |  | CATS WR 8350 DENTON DRIVE DALL | CATS WO:060DNE2022010308091779408001794080 | 2022-06-03
3577086E |  | 57336.04 | 366 | 1025 | DUCT BANK, 2 - 4 HOLES
3577086E |  | 133784.1 | 367 | 0015 | CONDUCTOR, COPPER, 2/0 AND GREATER
3577387E | 216354.05 |  |  |  | FWE:UGCP_HORNE1931-(F)-REPLACE | FWE:UGCP_HORNE1931-(F)-REPLACE UG CABLE- 3300 MOSS HOLLOW | 2022-05-11
3577387E |  | 30289.58 | 366 | 1010 | CONDUIT
3577387E |  | 12981.25 | 366 | 1100 | PRIMARY BOX
3577387E |  | 173083.22 | 367 | 0025 | CONDUCTOR, ALUMINUM, 4/0 AND GREATER
3577654E | 214543.08 |  |  |  | DES:GRP:RELOCATION CRICKET STA | DES:GRP:RELOCATION CRICKET STADIUM 1600 LONESTAR:TH | 2022-09-23
3577654E |  | 214543.08 | 367 | 0020 | CONDUCTOR, ALUMINUM, LESS THEN 4/0
3577672E | 537329.4 |  |  |  | 2022MDES081 LAKECREST SUB FDR | 2022MDES081 LAKECREST SUB FDR EXIT CIVIL - TBD | 2022-07-19
3577672E |  | 85972.69 | 366 | 1025 | DUCT BANK, 2 - 4 HOLES
3577672E |  | 182691.97 | 366 | 1030 | DUCT BANK, 5 - 8 HOLES
3577672E |  | 263291.46 | 366 | 1240 | MANHOLE, OVER 400 CU FT
3577672E |  | 5373.28 | 367 | 0020 | CONDUCTOR, ALUMINUM, LESS THEN 4/0
3577697E | 313045.2 |  |  |  | 2022NSTN005 TRIANGLE SUB FDR E | 2022NSTN005 TRIANGLE SUB FDR EXIT CIVIL - TBD | 2022-07-13
3577697E |  | 313045.2 | 366 | 1025 | DUCT BANK, 2 - 4 HOLES
3577699E | 145984.95 |  |  |  | 2022NSTN005 - TRIANGLE SUB FDR | 2022NSTN005 - TRIANGLE SUB FDR EXIT ELEC-TBD | 2022-08-18
3577699E |  | 145984.95 | 367 | 0025 | CONDUCTOR, ALUMINUM, 4/0 AND GREATER
3577788E | 155902.66 |  |  |  | FWE:UGCP_CRWLY7021-(P)- REPLAC | FWE:UGCP_CRWLY7021-(P)- REPLACE UG CABLE- 1121 LEE ANN ST | 2022-04-14
3577788E |  | 31180.53 | 366 | 1010 | CONDUIT
3577788E |  | 110690.9 | 367 | 0020 | CONDUCTOR, ALUMINUM, LESS THEN 4/0
3577788E |  | 14031.23 | 367 | 0100 | FAULT INDICATOR
3577818E | 113467.36 |  |  |  | WAC:UGCP_WSANG2802-(P)- REPLAC | WAC:UGCP_WSANG2802-(P)- REPLACE UG CABLE- 5701 EDMOND | 2022-05-09
3577818E |  | 20424.11 | 366 | 1010 | CONDUIT
3577818E |  | 12481.39 | 366 | 1200 | MANHOLE, 0-100 CU FT
3577818E |  | 71484.49 | 367 | 0020 | CONDUCTOR, ALUMINUM, LESS THEN 4/0
3577818E |  | 9077.37 | 367 | 0100 | FAULT INDICATOR
3577862E | 120062.37 |  |  |  | CATS WO:060DSW2022010921433282 | CATS WO:060DSW2022010921433282431401824314 | 2022-02-23
3577862E |  | 120062.37 | 367 | 0015 | CONDUCTOR, COPPER, 2/0 AND GREATER
3578031E | 498936.22 |  |  |  | MCK-OFFSITE 2022-0033 - THE WO | MCK-OFFSITE 2022-0033 - THE WOODS AT LINDSEY ANNA-SH | 2022-11-22
3578031E |  | 4989.36 | 364 | 0001 | SINGLE CROSSARM
3578031E |  | 4989.36 | 364 | 0280 | POLE, WOOD, 45'
3578031E |  | 29936.17 | 364 | 0300 | POLE, WOOD, 50'
3578031E |  | 4989.36 | 365 | 0010 | CONDUCTOR, ALUMINUM, LESS THAN 4/0
3578031E |  | 34925.54 | 365 | 0020 | CONDUCTOR, ALUMINUM, 4/0 AND GREATER
3578031E |  | 4989.36 | 365 | 1000 | FAULT INDICATOR
3578031E |  | 59872.35 | 366 | 1010 | CONDUIT
3578031E |  | 34925.54 | 366 | 1100 | PRIMARY BOX
3578031E |  | 4989.36 | 366 | 1410 | PADS OR FOUNDATIONS, MEDIUM, 50-100 SQ FT
3578031E |  | 4989.36 | 366 | 1420 | PADS OR FOUNDATIONS, LARGE, OVER 100 SQ FT
3578031E |  | 224521.31 | 367 | 0025 | CONDUCTOR, ALUMINUM, 4/0 AND GREATER
3578031E |  | 4989.36 | 367 | 0100 | FAULT INDICATOR
3578031E |  | 79829.79 | 367 | 5190 | SWITCHGEAR, PADMOUNT, 25KV
3578242E | 124818.6 |  |  |  | 2021 MWAX103 WAXAHACHIE NORTH | 2021 MWAX103 WAXAHACHIE NORTH P1 ADDITIONAL | 2022-06-24
3578242E |  | 1248.17 | 364 | 0001 | SINGLE CROSSARM
3578242E |  | 3744.55 | 364 | 0280 | POLE, WOOD, 45'
3578242E |  | 19970.97 | 364 | 0350 | POLE, WOOD, 65'
3578242E |  | 36197.38 | 365 | 5650 | DIST AUTOMATION CONTROL OVERHEAD
3578242E |  | 63657.53 | 365 | 6030 | RECLOSER,2 OR 3 PHASE,OVER 13.2KV,0-3000 AMP
3578294E | 432751.54 |  |  |  | MDL DIAMONDBACK ENERGY BUTTE P | MID: DIAMONDBACK ENERGY BUTTE PME ADDED LD OFFSITE RB | 2022-08-18
3578294E |  | 43275.15 | 364 | 0001 | SINGLE CROSSARM
3578294E |  | 4327.5 | 364 | 0260 | POLE, WOOD, 40'
3578294E |  | 99532.84 | 364 | 0280 | POLE, WOOD, 45'
3578294E |  | 8655.02 | 364 | 0300 | POLE, WOOD, 50'
3578294E |  | 8655.02 | 364 | 0320 | POLE, WOOD, 55'
3578294E |  | 25965.09 | 365 | 0010 | CONDUCTOR, ALUMINUM, LESS THAN 4/0
3578294E |  | 186083.26 | 365 | 0020 | CONDUCTOR, ALUMINUM, 4/0 AND GREATER
3578294E |  | 47602.66 | 365 | 6010 | AIRBREAK SWITCH, WITH OR WITHOUT OPERATOR
3578294E |  | 4327.5 | 367 | 0020 | CONDUCTOR, ALUMINUM, LESS THEN 4/0
3578294E |  | 4327.5 | 369 | 0100 | SERVICE, OVERHEAD, 4/0 AND LESS, SINGLE PHASE
3578408E | 132059.45 |  |  |  | MNH INSTALL SLT 23 LIGHTS THO | MNH: INSTALL SLT - 23 LIGHTS - THORNTONVILLE_BA | 2022-03-14
3578408E |  | 1320.59 | 364 | 0001 | SINGLE CROSSARM
3578408E |  | 38297.24 | 364 | 0240 | POLE, WOOD, 35'
3578408E |  | 17167.72 | 364 | 0260 | POLE, WOOD, 40'
3578408E |  | 25091.29 | 373 | 0020 | CONDUCTOR, ALUMINUM, OVERHEAD
3578408E |  | 50182.61 | 373 | 1250 | LUMINAIRE, LED, 40W TO 150W
3578762E | 146946.19 |  |  |  | MSQ MSQ TOWN EAST UG RELOCATE | MSQ MSQ TOWN EAST UG RELOCATE TJR | 2022-06-09
3578762E |  | 41144.91 | 366 | 1010 | CONDUIT
3578762E |  | 11755.66 | 366 | 1150 | SECONDARY BOX
3578762E |  | 41144.91 | 367 | 0020 | CONDUCTOR, ALUMINUM, LESS THEN 4/0
3578762E |  | 52900.71 | 367 | 0025 | CONDUCTOR, ALUMINUM, 4/0 AND GREATER
3578779E | 574252.88 |  |  |  | ALP: VISTA POINT PH 1 - GRANDV | ALP: VISTA POINT PH 1 - GRANDVIEW -OFFSITE | 2022-12-31
3578779E |  | 11485.06 | 364 | 0001 | SINGLE CROSSARM
3578779E |  | 11485.06 | 364 | 0260 | POLE, WOOD, 40'
3578779E |  | 5742.53 | 364 | 0280 | POLE, WOOD, 45'
3578779E |  | 5742.53 | 365 | 0010 | CONDUCTOR, ALUMINUM, LESS THAN 4/0
3578779E |  | 17227.59 | 365 | 0020 | CONDUCTOR, ALUMINUM, 4/0 AND GREATER
3578779E |  | 17227.59 | 365 | 5650 | DIST AUTOMATION CONTROL OVERHEAD
3578779E |  | 40197.7 | 365 | 6030 | RECLOSER,2 OR 3 PHASE,OVER 13.2KV,0-3000 AMP
3578779E |  | 195245.96 | 366 | 1010 | CONDUIT
3578779E |  | 103365.52 | 366 | 1100 | PRIMARY BOX
3578779E |  | 5742.53 | 366 | 1420 | PADS OR FOUNDATIONS, LARGE, OVER 100 SQ FT
3578779E |  | 103365.52 | 367 | 0020 | CONDUCTOR, ALUMINUM, LESS THEN 4/0
3578779E |  | 5742.53 | 367 | 0100 | FAULT INDICATOR
3578779E |  | 51682.76 | 367 | 5190 | SWITCHGEAR, PADMOUNT, 25KV
3578794E | 250083.67 |  |  |  | OFFSITE FOR 3518793 ENNIS TRAI | OFFSITE FOR 3518793 ENNIS TRAILS ENNIS BS SC | 2022-08-01
3578794E |  | 45015.06 | 366 | 1010 | CONDUIT
3578794E |  | 20006.69 | 366 | 1100 | PRIMARY BOX
3578794E |  | 7502.51 | 366 | 1420 | PADS OR FOUNDATIONS, LARGE, OVER 100 SQ FT
3578794E |  | 67522.59 | 367 | 0020 | CONDUCTOR, ALUMINUM, LESS THEN 4/0
3578794E |  | 2500.83 | 367 | 0100 | FAULT INDICATOR
3578794E |  | 107535.99 | 367 | 5190 | SWITCHGEAR, PADMOUNT, 25KV
3578866E | 223203.6 |  |  |  | DES - SUNRIDGE 2 OFFSITE PORTI | DES - SUNRIDGE 2 OFFSITE PORTION -DT | 2022-10-12
3578866E |  | 2232.03 | 364 | 0001 | SINGLE CROSSARM
3578866E |  | 4464.07 | 364 | 0280 | POLE, WOOD, 45'
3578866E |  | 2232.03 | 365 | 0010 | CONDUCTOR, ALUMINUM, LESS THAN 4/0
3578866E |  | 37944.61 | 366 | 1010 | CONDUIT
3578866E |  | 17856.28 | 366 | 1100 | PRIMARY BOX
3578866E |  | 4464.07 | 366 | 1410 | PADS OR FOUNDATIONS, MEDIUM, 50-100 SQ FT
3578866E |  | 104905.73 | 367 | 0025 | CONDUCTOR, ALUMINUM, 4/0 AND GREATER
3578866E |  | 2232.03 | 367 | 0100 | FAULT INDICATOR
3578866E |  | 46872.75 | 367 | 5190 | SWITCHGEAR, PADMOUNT, 25KV
3578898E | 150080.04 |  |  |  | DSD/DSC 21016 CAPEX ASBUILTS- | DSD/DSC 21016 CAPEX ASBUILTS- WICHITA FALLSISTRICT/AREA | 2022-02-23
3578898E |  | 31516.8 | 364 | 0001 | SINGLE CROSSARM
3578898E |  | 1500.79 | 364 | 0002 | DOUBLE CROSSARMS
3578898E |  | 6003.19 | 364 | 0240 | POLE, WOOD, 35'
3578898E |  | 76540.87 | 364 | 0260 | POLE, WOOD, 40'
3578898E |  | 31516.8 | 364 | 0280 | POLE, WOOD, 45'
3578898E |  | 3001.59 | 364 | 0335 | POLE, WOOD, 60'
3578904E | 331043.45 |  |  |  | BLATTNER ENERGY OFFSITE PT2 | BLATTNER ENERGY OFFSITE PT2 | 2022-11-02
3578904E |  | 125796.51 | 364 | 0260 | POLE, WOOD, 40'
3578904E |  | 13241.74 | 364 | 0280 | POLE, WOOD, 45'
3578904E |  | 192005.2 | 365 | 0010 | CONDUCTOR, ALUMINUM, LESS THAN 4/0
3579353E | 188370.41 |  |  |  | DES:DES: 3701 MIDPOINT OFFSITE | DES:DES: 3701 MIDPOINT OFFSITE (NH) | 2022-12-31
3579353E |  | 1883.7 | 364 | 0001 | SINGLE CROSSARM
3579353E |  | 3767.41 | 364 | 0280 | POLE, WOOD, 45'
3579353E |  | 13185.93 | 365 | 6010 | AIRBREAK SWITCH, WITH OR WITHOUT OPERATOR
3579353E |  | 167649.67 | 367 | 0025 | CONDUCTOR, ALUMINUM, 4/0 AND GREATER
3579353E |  | 1883.7 | 367 | 0100 | FAULT INDICATOR
3579404E | 1060364.12 |  |  |  | TEX SHERMAN OFFSITE FOR TI NEA | TEX SHERMAN OFFSITE FOR TI NEAR 6412 US 75 RY | 2022-10-25
3579404E |  | 21207.27 | 364 | 0001 | SINGLE CROSSARM
3579404E |  | 31810.9 | 364 | 0280 | POLE, WOOD, 45'
3579404E |  | 10603.63 | 364 | 0300 | POLE, WOOD, 50'
3579404E |  | 74225.47 | 365 | 0020 | CONDUCTOR, ALUMINUM, 4/0 AND GREATER
3579404E |  | 21207.27 | 365 | 6010 | AIRBREAK SWITCH, WITH OR WITHOUT OPERATOR
3579404E |  | 63621.83 | 365 | 6030 | RECLOSER,2 OR 3 PHASE,OVER 13.2KV,0-3000 AMP
3579404E |  | 286298.3 | 366 | 1010 | CONDUIT
3579404E |  | 137847.33 | 366 | 1100 | PRIMARY BOX
3579404E |  | 10603.63 | 366 | 1410 | PADS OR FOUNDATIONS, MEDIUM, 50-100 SQ FT
3579404E |  | 360523.93 | 367 | 0025 | CONDUCTOR, ALUMINUM, 4/0 AND GREATER
3579404E |  | 42414.56 | 367 | 5190 | SWITCHGEAR, PADMOUNT, 25KV
3579515E | 407601.25 |  |  |  | MHN WATERBRIDGE OPERATING CREO | MHN WATERBRIDGE OPERATING CREOLE CAUSEWAY-OFFSITE- RCJ-SE | 2022-09-15
3579515E |  | 44836.12 | 364 | 0001 | SINGLE CROSSARM
3579515E |  | 4076.01 | 364 | 0280 | POLE, WOOD, 45'
3579515E |  | 110052.33 | 364 | 0300 | POLE, WOOD, 50'
3579515E |  | 8152.02 | 364 | 0320 | POLE, WOOD, 55'
3579515E |  | 4076.01 | 364 | 0335 | POLE, WOOD, 60'
3579515E |  | 8152.02 | 364 | 0350 | POLE, WOOD, 65'
3579515E |  | 4076.01 | 365 | 0010 | CONDUCTOR, ALUMINUM, LESS THAN 4/0
3579515E |  | 224180.73 | 365 | 0020 | CONDUCTOR, ALUMINUM, 4/0 AND GREATER
3579519E | 204781.42 |  |  |  | MDL UGCP WNDWD3611 F REPLACE U | MDL UGCP WNDWD3611 F REPLACE UG CABLE 6 DESTA DR | 2022-03-08
3579519E |  | 32765.02 | 366 | 1010 | CONDUIT
3579519E |  | 45051.91 | 366 | 1100 | PRIMARY BOX
3579519E |  | 124916.68 | 367 | 0025 | CONDUCTOR, ALUMINUM, 4/0 AND GREATER
3579519E |  | 2047.81 | 367 | 0100 | FAULT INDICATOR
3579592E | 104673.17 |  |  |  | FWE:CURE2022_WSMWS9811_10300 S | FWE:CURE2022_WSMWS9811_10300 STONEY BRIDGE RD-A PHASE | 2022-03-23
3579592E |  | 104673.17 | 367 | 0020 | CONDUCTOR, ALUMINUM, LESS THEN 4/0
3579749E | 121652.84 |  |  |  | WAX/DES - FRANCE ADDITION PH 2 | WAX/DES - FRANCE ADDITION PH 2 - RICE - CC | 2022-10-21
3579749E |  | 52310.75 | 364 | 0280 | POLE, WOOD, 45'
3579749E |  | 13381.81 | 365 | 0010 | CONDUCTOR, ALUMINUM, LESS THAN 4/0
3579749E |  | 8515.69 | 365 | 0020 | CONDUCTOR, ALUMINUM, 4/0 AND GREATER
3579749E |  | 47444.59 | 369 | 1100 | SERVICE, UNDERGROUND, 4/0 AND LESS, SINGLE PHASE
3579764E | 157856.79 |  |  |  | 2022NTAY001 BIRDNEST FDR EXITS | 2022NTAY001 BIRDNEST FDR EXITS CIVIL - CRS | 2022-12-31
3579764E |  | 156278.22 | 366 | 1025 | DUCT BANK, 2 - 4 HOLES
3579764E |  | 1578.57 | 367 | 0020 | CONDUCTOR, ALUMINUM, LESS THEN 4/0
3579812E | 218949.55 |  |  |  | DES/WAX - THUNDER RIDGE PH 2 - | DES/WAX - THUNDER RIDGE PH 2 - WAXAHACHIE - CC | 2022-12-31
3579812E |  | 2189.5 | 364 | 0001 | SINGLE CROSSARM
3579812E |  | 6568.49 | 364 | 0260 | POLE, WOOD, 40'
3579812E |  | 85390.31 | 366 | 1010 | CONDUIT
3579812E |  | 10947.48 | 366 | 1150 | SECONDARY BOX
3579812E |  | 15326.47 | 366 | 1400 | PADS OR FOUNDATIONS, SMALL, LESS THAN 50 SQ FT
3579812E |  | 70063.86 | 367 | 0020 | CONDUCTOR, ALUMINUM, LESS THEN 4/0
3579812E |  | 24084.45 | 367 | 0025 | CONDUCTOR, ALUMINUM, 4/0 AND GREATER
3579812E |  | 4378.99 | 367 | 0100 | FAULT INDICATOR
3580028E | 132335.58 |  |  |  | FNO:CURE2022_WTAUG4633_8033 KA | FNO:CURE2022_WTAUG4633_8033 KATIE LN- A PHASE | 2022-03-02
3580028E |  | 132335.58 | 367 | 0020 | CONDUCTOR, ALUMINUM, LESS THEN 4/0
3580032E | 148588.17 |  |  |  | FNO:CURE2022_WTAUG4633_8033 KA | FNO:CURE2022_WTAUG4633_8033 KATIE LN- C PHASE | 2022-05-03
3580032E |  | 148588.17 | 367 | 0020 | CONDUCTOR, ALUMINUM, LESS THEN 4/0
3580041E | 122266.11 |  |  |  | FBR:CURE2022_ADISN1607_3247 WH | FBR:CURE2022_ADISN1607_3247 WHISPERING OAK_A PHASE | 2022-03-09
3580041E |  | 122266.11 | 367 | 0020 | CONDUCTOR, ALUMINUM, LESS THEN 4/0
3580360E | 123028.09 |  |  |  | DNE: LED CONVERSION - 204 LIGH | DNE: LED CONVERSION - 204 LIGHTS - CEDAR SPRINGS RD - DALLAS | 2022-08-01
3580360E |  | 114416.13 | 373 | 1250 | LUMINAIRE, LED, 40W TO 150W
3580360E |  | 8611.96 | 373 | 1260 | LUMINAIRE, LED, 151W TO 300W
3580390E | 113859.26 |  |  |  | DNE LED CONVERSION 177 LIGHTS | DNE LED CONVERSION 177 LIGHTS EAST OF US75 DALLAS BA | 2022-12-20
3580390E |  | 113859.26 | 373 | 1250 | LUMINAIRE, LED, 40W TO 150W
3580459E | 115753.01 |  |  |  | MCK:CURE2022_ALLEN2404_738 BUS | MCK:CURE2022_ALLEN2404_738 BUSH ST_ A & B PHASE | 2022-04-06
3580459E |  | 115753.01 | 367 | 0020 | CONDUCTOR, ALUMINUM, LESS THEN 4/0
3580620E | 276680.04 |  |  |  | WES TXDOT WINKLER FM 874 POLE | WES TXDOT WINKLER FM 874 POLE RESIZE ACG | 2022-08-19
3580620E |  | 69170.21 | 364 | 0001 | SINGLE CROSSARM
3580620E |  | 11067.17 | 364 | 0002 | DOUBLE CROSSARMS
3580620E |  | 5533.58 | 364 | 0260 | POLE, WOOD, 40'
3580620E |  | 38735.19 | 364 | 0280 | POLE, WOOD, 45'
3580620E |  | 47035.59 | 364 | 0300 | POLE, WOOD, 50'
3580620E |  | 35968.38 | 364 | 0320 | POLE, WOOD, 55'
3580620E |  | 2766.77 | 365 | 0010 | CONDUCTOR, ALUMINUM, LESS THAN 4/0
3580620E |  | 8300.38 | 365 | 0020 | CONDUCTOR, ALUMINUM, 4/0 AND GREATER
3580620E |  | 52569.19 | 365 | 6010 | AIRBREAK SWITCH, WITH OR WITHOUT OPERATOR
3580620E |  | 5533.58 | 367 | 0100 | FAULT INDICATOR
3580684E | 178339.68 |  |  |  | MCK:CURE2022_ALLEN2404_1115 TI | MCK:CURE2022_ALLEN2404_1115 TIMBERCREEK DR_A & C PHASE | 2022-05-03
3580684E |  | 178339.68 | 367 | 0020 | CONDUCTOR, ALUMINUM, LESS THEN 4/0
3581048E | 107865.65 |  |  |  | FNO:CURE2022_KLRPR9011_ 7617 P | FNO:CURE2022_KLRPR9011_ 7617 PARK VISTA - A PHASE | 2022-06-22
3581048E |  | 107865.65 | 367 | 0020 | CONDUCTOR, ALUMINUM, LESS THEN 4/0
3581293E | 167408.41 |  |  |  | 2022MHEB082 HURST INTAIR SUB T | HURST INTAIR SUB TLINE CONFLICTS HIGH PRIORITY | 2022-10-20
3581293E |  | 6696.33 | 364 | 0001 | SINGLE CROSSARM
3581293E |  | 1674.07 | 364 | 0280 | POLE, WOOD, 45'
3581293E |  | 3348.16 | 365 | 1000 | FAULT INDICATOR
3581293E |  | 33481.67 | 366 | 1010 | CONDUIT
3581293E |  | 122208.18 | 367 | 0025 | CONDUCTOR, ALUMINUM, 4/0 AND GREATER
3581640E | 152494.09 |  |  |  | RRK AUTO 2021 ND06 RRSTH1705 - | RRK AUTO 2021 ND06 RRSTH1705 - RRNES2403 -DA | 2022-06-16
3581640E |  | 1524.94 | 364 | 0001 | SINGLE CROSSARM
3581640E |  | 4574.82 | 364 | 0335 | POLE, WOOD, 60'
3581640E |  | 9149.64 | 365 | 5645 | DIST AUTOMATION COMMUNICATION UNIT RF OH
3581640E |  | 32023.75 | 365 | 5650 | DIST AUTOMATION CONTROL OVERHEAD
3581640E |  | 15249.4 | 365 | 5660 | DIST AUTOMATION POWER SUPPLY UNIT OH
3581640E |  | 89971.54 | 365 | 6000 | DIST AUTOMATION SWITCH OVERHEAD
3582175E | 184325.28 |  |  |  | FNO UGCP FSCRK6721 F REPLACE U | FNO UGCP FSCRK6721 F REPLACE UG CABLE 3900 LONGSTRAW DR | 2022-03-07
3582175E |  | 33178.55 | 366 | 1010 | CONDUIT
3582175E |  | 22119.03 | 366 | 1100 | PRIMARY BOX
3582175E |  | 129027.7 | 367 | 0025 | CONDUCTOR, ALUMINUM, 4/0 AND GREATER
3582580E | 107289.59 |  |  |  | DNO UGCP RCLNS1407 P REPLACE U | DNO UGCP RCLNS1407 P REPLACE UG CABLE 1818 LINDA LN | 2022-05-24
3582580E |  | 22530.8 | 366 | 1010 | CONDUIT
3582580E |  | 82613.01 | 367 | 0020 | CONDUCTOR, ALUMINUM, LESS THEN 4/0
3582580E |  | 2145.78 | 367 | 0100 | FAULT INDICATOR
3582582E | 115373.32 |  |  |  | MSQ:UGCP_BBTWN1504-(P)- REPLAC | MSQ:UGCP_BBTWN1504-(P)- REPLACE UG CABLE- 3333 BLUFFVIEW DR | 2022-06-27
3582582E |  | 23074.66 | 366 | 1010 | CONDUIT
3582582E |  | 87683.73 | 367 | 0020 | CONDUCTOR, ALUMINUM, LESS THEN 4/0
3582582E |  | 4614.93 | 367 | 0100 | FAULT INDICATOR
3582656E | 1793739.3 |  |  |  | 2022NTAY002R01: INSTALL 400FT | 2022NTAY002R01: INSTALL 400FT 8E6 BORE IN 42" STEEL CASING | 2022-08-01
3582656E |  | 197311.32 | 366 | 1025 | DUCT BANK, 2 - 4 HOLES
3582656E |  | 771307.9 | 366 | 1030 | DUCT BANK, 5 - 8 HOLES
3582656E |  | 807182.68 | 366 | 1240 | MANHOLE, OVER 400 CU FT
3582656E |  | 17937.4 | 367 | 0020 | CONDUCTOR, ALUMINUM, LESS THEN 4/0
3582657E | 845131.2 |  |  |  | 2022NTAY002R01: INSTALL APPROX | 2022NTAY002R01: INSTALL APPROX. 1600FT 8E6 DB AND 5 4W MHS | 2022-05-11
3582657E |  | 8451.28 | 366 | 1025 | DUCT BANK, 2 - 4 HOLES
3582657E |  | 473273.58 | 366 | 1030 | DUCT BANK, 5 - 8 HOLES
3582657E |  | 354955.06 | 366 | 1240 | MANHOLE, OVER 400 CU FT
3582657E |  | 8451.28 | 367 | 0020 | CONDUCTOR, ALUMINUM, LESS THEN 4/0
3582689E | 241019.96 |  |  |  | MSQ GARLAND BOBTOWN RD RECONST | MSQ GARLAND BOBTOWN RD RECONSTRUCTION TJR | 2022-08-04
3582689E |  | 12050.99 | 364 | 0001 | SINGLE CROSSARM
3582689E |  | 62665.18 | 364 | 0280 | POLE, WOOD, 45'
3582689E |  | 33742.79 | 364 | 0300 | POLE, WOOD, 50'
3582689E |  | 7230.59 | 364 | 0320 | POLE, WOOD, 55'
3582689E |  | 14461.19 | 365 | 0010 | CONDUCTOR, ALUMINUM, LESS THAN 4/0
3582689E |  | 106048.84 | 365 | 0020 | CONDUCTOR, ALUMINUM, 4/0 AND GREATER
3582689E |  | 2410.19 | 367 | 0100 | FAULT INDICATOR
3582689E |  | 2410.19 | 369 | 0100 | SERVICE, OVERHEAD, 4/0 AND LESS, SINGLE PHASE
3582715E | 168147.91 |  |  |  | DES:CURE2022_CDHIL1613_1215 CA | DES:CURE2022_CDHIL1613_1215 CALVERT DR - A & B PHASE | 2022-05-03
3582715E |  | 168147.91 | 367 | 0020 | CONDUCTOR, ALUMINUM, LESS THEN 4/0
3582773E | 144809.44 |  |  |  | DES:CURE2022_CDHIL1613_800 NAF | DES:CURE2022_CDHIL1613_800 NAFUS ST - A & C PHASE | 2022-05-18
3582773E |  | 144809.44 | 367 | 0020 | CONDUCTOR, ALUMINUM, LESS THEN 4/0
3582824E | 122902.66 |  |  |  | TAY - TRAVIS COUNTY - CAMERON | TAY - TRAVIS COUNTY - CAMERON ROAD RELOCATION -JW | 2022-09-12
3582824E |  | 11061.22 | 364 | 0001 | SINGLE CROSSARM
3582824E |  | 41786.88 | 364 | 0280 | POLE, WOOD, 45'
3582824E |  | 3687.07 | 364 | 0300 | POLE, WOOD, 50'
3582824E |  | 63909.45 | 365 | 0010 | CONDUCTOR, ALUMINUM, LESS THAN 4/0
3582824E |  | 2458.04 | 365 | 0020 | CONDUCTOR, ALUMINUM, 4/0 AND GREATER
3582933E | 233853.17 |  |  |  | 2022MDSW083 WALL ST SUB BANK 1 | 2022MDSW083 WALL ST SUB BANK 1 ELEC - KMKJ | 2022-06-10
3582933E |  | 233853.17 | 367 | 0025 | CONDUCTOR, ALUMINUM, 4/0 AND GREATER
3583076E | 135964.41 |  |  |  | WAC 23 TS 2022 TRIPSAVERS PH 2 | WAC 23 TS 2022 TRIPSAVERS PH 2 WACO FEEDERS BA | 2022-06-16
3583076E |  | 5438.56 | 364 | 0001 | SINGLE CROSSARM
3583076E |  | 1359.63 | 364 | 0280 | POLE, WOOD, 45'
3583076E |  | 1359.63 | 364 | 0300 | POLE, WOOD, 50'
3583076E |  | 127806.59 | 365 | 6015 | RECLOSER,SINGLE PHASE,13.2KV AND UNDER,0-3000 AMP
3583280E | 103330.86 |  |  |  | TEMP SERVICE SANTANA RIDGE WE | TEMP SERVICE SANTANA RIDGE WEATHERFORD | 2022-06-07
3583280E |  | 4133.23 | 364 | 0260 | POLE, WOOD, 40'
3583280E |  | 1033.3 | 365 | 0010 | CONDUCTOR, ALUMINUM, LESS THAN 4/0
3583280E |  | 37199.18 | 366 | 1010 | CONDUIT
3583280E |  | 9299.77 | 366 | 1100 | PRIMARY BOX
3583280E |  | 1033.3 | 366 | 1150 | SECONDARY BOX
3583280E |  | 2066.61 | 366 | 1200 | MANHOLE, 0-100 CU FT
3583280E |  | 6199.84 | 366 | 1400 | PADS OR FOUNDATIONS, SMALL, LESS THAN 50 SQ FT
3583280E |  | 36165.79 | 367 | 0020 | CONDUCTOR, ALUMINUM, LESS THEN 4/0
3583280E |  | 4133.23 | 367 | 0025 | CONDUCTOR, ALUMINUM, 4/0 AND GREATER
3583280E |  | 2066.61 | 373 | 1375 | CONDUIT
3583706E | 497055.25 |  |  |  | TEM: OFFSITE FOR FEDEX SERVE N | TEM: OFFSITE FOR FEDEX SERVE NEW - LMA/RK | 2022-09-18
3583706E |  | 129234.34 | 364 | 0001 | SINGLE CROSSARM
3583706E |  | 119293.25 | 364 | 0300 | POLE, WOOD, 50'
3583706E |  | 49705.51 | 364 | 0320 | POLE, WOOD, 55'
3583706E |  | 9941.09 | 364 | 0335 | POLE, WOOD, 60'
3583706E |  | 188881.06 | 365 | 0020 | CONDUCTOR, ALUMINUM, 4/0 AND GREATER
3583752E | 107934.78 |  |  |  | FSE:CURE2022_VGCRK8041_2821 AU | FSE:CURE2022_VGCRK8041_2821 AUGUSTA LN - C PHASE | 2022-08-30
3583752E |  | 107934.78 | 367 | 0020 | CONDUCTOR, ALUMINUM, LESS THEN 4/0
3583970E | 186724.74 |  |  |  | RRK: OFFSITE: CSW DEVELOPMENT | RRK: OFFSITE: CSW DEVELOPMENT JK | 2022-10-27
3583970E |  | 18672.47 | 364 | 0001 | SINGLE CROSSARM
3583970E |  | 39212.19 | 364 | 0280 | POLE, WOOD, 45'
3583970E |  | 48548.43 | 365 | 0010 | CONDUCTOR, ALUMINUM, LESS THAN 4/0
3583970E |  | 18672.47 | 366 | 1010 | CONDUIT
3583970E |  | 61619.18 | 367 | 0020 | CONDUCTOR, ALUMINUM, LESS THEN 4/0
3584179E | 100808.09 |  |  |  | SUL: 2 NOVAS 2022 RECLOSERS PH | SUL: 2 NOVAS 2022 RECLOSERS PH.2 SULPHUR SPRINGS FEEDERS_BA | 2022-07-07
3584179E |  | 2016.16 | 364 | 0001 | SINGLE CROSSARM
3584179E |  | 2016.16 | 364 | 0300 | POLE, WOOD, 50'
3584179E |  | 96775.77 | 365 | 6030 | RECLOSER,2 OR 3 PHASE,OVER 13.2KV,0-3000 AMP
3584185E | 141868.92 |  |  |  | WAX: 3 NOVAS 2022 RECLOSERS PH | WAX: 3 NOVAS 2022 RECLOSERS PH.2 WAXAHACHIE FEEDERS_BA | 2022-08-08
3584185E |  | 2837.35 | 364 | 0001 | SINGLE CROSSARM
3584185E |  | 2837.35 | 364 | 0280 | POLE, WOOD, 45'
3584185E |  | 136194.22 | 365 | 6030 | RECLOSER,2 OR 3 PHASE,OVER 13.2KV,0-3000 AMP
3584191E | 136642.77 |  |  |  | TER: 3 NOVAS 2022 RECLOSERS PH | TER: 3 NOVAS 2022 RECLOSERS PH.2 TERRELL FEEDERS_BA | 2022-06-06
3584191E |  | 2732.84 | 364 | 0001 | SINGLE CROSSARM
3584191E |  | 2732.84 | 364 | 0280 | POLE, WOOD, 45'
3584191E |  | 131177.09 | 365 | 6030 | RECLOSER,2 OR 3 PHASE,OVER 13.2KV,0-3000 AMP
3584250E | 100948.22 |  |  |  | BEN:SOUTHLAND BUILDING PARK AD | BEN:SOUTHLAND BUILDING PARK ADDITION-OFFSITE-OH-CB | 2022-12-31
3584250E |  | 6056.89 | 364 | 0001 | SINGLE CROSSARM
3584250E |  | 1009.48 | 364 | 0260 | POLE, WOOD, 40'
3584250E |  | 7066.38 | 364 | 0280 | POLE, WOOD, 45'
3584250E |  | 2018.96 | 364 | 0300 | POLE, WOOD, 50'
3584250E |  | 1009.48 | 364 | 0335 | POLE, WOOD, 60'
3584250E |  | 1009.48 | 365 | 0010 | CONDUCTOR, ALUMINUM, LESS THAN 4/0
3584250E |  | 4037.93 | 365 | 0020 | CONDUCTOR, ALUMINUM, 4/0 AND GREATER
3584250E |  | 10094.82 | 365 | 5650 | DIST AUTOMATION CONTROL OVERHEAD
3584250E |  | 5047.41 | 365 | 5660 | DIST AUTOMATION POWER SUPPLY UNIT OH
3584250E |  | 30284.48 | 365 | 6000 | DIST AUTOMATION SWITCH OVERHEAD
3584250E |  | 21199.13 | 365 | 6010 | AIRBREAK SWITCH, WITH OR WITHOUT OPERATOR
3584250E |  | 11104.3 | 365 | 6015 | RECLOSER,SINGLE PHASE,13.2KV AND UNDER,0-3000 AMP
3584250E |  | 1009.48 | 367 | 0020 | CONDUCTOR, ALUMINUM, LESS THEN 4/0
3584280E | 127677.16 |  |  |  | DNO SCHRD0001 SERVE ADDED LOAD | DNO SCHRD0001 SERVE ADDED LOAD 8390 LBJ. | 2022-08-26
3584280E |  | 14044.47 | 366 | 0350 | PUMP, WATER 1HP OR LESS
3584280E |  | 44686.99 | 366 | 1480 | ATTACHMENT, FOREIGN VAULT
3584280E |  | 68945.7 | 367 | 0020 | CONDUCTOR, ALUMINUM, LESS THEN 4/0
3584525E | 167762.93 |  |  |  | DSW: LED CONVERSION-251 LIGHTS | DSW: LED CONVERSION-251 LIGHTS-SOUTH DALLAS 1A- DALLAS-BA | 2022-07-05
3584525E |  | 166085.31 | 373 | 1250 | LUMINAIRE, LED, 40W TO 150W
3584525E |  | 1677.62 | 373 | 1260 | LUMINAIRE, LED, 151W TO 300W
3584530E | 111876.87 |  |  |  | DSW: LED CONVERSION - 202 LIGH | DSW: LED CONVERSION - 202 LIGHTS - SOUTH DALLAS 1B - DALLAS | 2022-06-06
3584530E |  | 110758.11 | 373 | 1250 | LUMINAIRE, LED, 40W TO 150W
3584530E |  | 1118.76 | 373 | 1260 | LUMINAIRE, LED, 151W TO 300W
3584546E | 171904.47 |  |  |  | TEM TEMPLE OFFSITE FOR BLACKLA | TEM TEMPLE OFFSITE FOR BLACKLAND LINE RMV BARNHARDT RD JCW | 2022-09-16
3584546E |  | 18909.48 | 364 | 0001 | SINGLE CROSSARM
3584546E |  | 61885.68 | 364 | 0280 | POLE, WOOD, 45'
3584546E |  | 39538.01 | 365 | 0010 | CONDUCTOR, ALUMINUM, LESS THAN 4/0
3584546E |  | 15471.38 | 366 | 1010 | CONDUIT
3584546E |  | 36099.92 | 367 | 0020 | CONDUCTOR, ALUMINUM, LESS THEN 4/0
3584590E | 135673.82 |  |  |  | FNO:UGCP_WTAUG4632-(P)- REPLAC | FNO:UGCP_WTAUG4632-(P)- REPLACE UG CABLE- 7413 WINDHAVEN RD | 2022-04-11
3584590E |  | 27134.75 | 366 | 1010 | CONDUIT
3584590E |  | 94971.7 | 367 | 0020 | CONDUCTOR, ALUMINUM, LESS THEN 4/0
3584590E |  | 13567.37 | 367 | 0100 | FAULT INDICATOR
3584597E | 143358.23 |  |  |  | FNO:UGCP_WGROB8411-(P)- REPLAC | FNO:UGCP_WGROB8411-(P)- REPLACE UG CABLE- 1204 GEORGIAN RD E | 2022-05-27
3584597E |  | 28671.64 | 366 | 1010 | CONDUIT
3584597E |  | 101784.35 | 367 | 0020 | CONDUCTOR, ALUMINUM, LESS THEN 4/0
3584597E |  | 12902.24 | 367 | 0100 | FAULT INDICATOR
3584621E | 107874.93 |  |  |  | FWE:CURE2022_BNBRK4122_10196 W | FWE:CURE2022_BNBRK4122_10196 WANDERING WAY - B PHASE | 2022-10-14
3584621E |  | 107874.93 | 367 | 0020 | CONDUCTOR, ALUMINUM, LESS THEN 4/0
3584949E | 303369.79 |  |  |  | FWE UGCP HORNE1931 P REPLACE U | FWE UGCP HORNE1931 P REPLACE UG CABLE 3300 MOSS HOLLOW ST | 2022-03-24
3584949E |  | 63707.65 | 366 | 1010 | CONDUIT
3584949E |  | 233594.75 | 367 | 0020 | CONDUCTOR, ALUMINUM, LESS THEN 4/0
3584949E |  | 6067.39 | 367 | 0100 | FAULT INDICATOR
3585024E | 120059.43 |  |  |  | KRT/RRK OFFSITE UNIVERSITY HE | KRT/RRK OFFSITE UNIVERSITY HEIGHTS OVERHEAD EXTENSION CV | 2022-08-16
3585024E |  | 14407.11 | 364 | 0001 | SINGLE CROSSARM
3585024E |  | 38419 | 364 | 0280 | POLE, WOOD, 45'
3585024E |  | 67233.32 | 365 | 0010 | CONDUCTOR, ALUMINUM, LESS THAN 4/0
3585152E | 310925.19 |  |  |  | 2022MDSW003 - PRAIRIE CREEK UG | 2022MDSW003 - PRAIRIE CREEK UG CIVIL FDR EXIT - SM | 2022-10-17
3585152E |  | 18655.5 | 366 | 1025 | DUCT BANK, 2 - 4 HOLES
3585152E |  | 292269.69 | 366 | 1030 | DUCT BANK, 5 - 8 HOLES
3585247E | 118195.64 |  |  |  | FBR : CARR - BLUE LAKE ROW OFF | FBR : CARR - BLUE LAKE ROW OFFSITE | 2022-10-13
3585247E |  | 8273.68 | 366 | 1410 | PADS OR FOUNDATIONS, MEDIUM, 50-100 SQ FT
3585247E |  | 14183.46 | 367 | 0025 | CONDUCTOR, ALUMINUM, 4/0 AND GREATER
3585247E |  | 95738.5 | 367 | 5190 | SWITCHGEAR, PADMOUNT, 25KV
3585278E | 370826.89 |  |  |  | MCK-MCK/QUARRY PH 2-OFFSITE #2 | MCK-MCK/QUARRY PH 2-OFFSITE #2-CCO | 2022-07-11
3585278E |  | 48207.5 | 364 | 0001 | SINGLE CROSSARM
3585278E |  | 114956.33 | 364 | 0280 | POLE, WOOD, 45'
3585278E |  | 207663.06 | 365 | 0010 | CONDUCTOR, ALUMINUM, LESS THAN 4/0
3585453E | 192720.65 |  |  |  | ATH 23 TS 2022 TRIPSAVERS PH 2 | ATH 23 TS 2022 TRIPSAVERS PH 2 ATHENS FEEDERS BA | 2022-10-19
3585453E |  | 11563.22 | 364 | 0001 | SINGLE CROSSARM
3585453E |  | 9636.02 | 364 | 0280 | POLE, WOOD, 45'
3585453E |  | 171521.41 | 365 | 6015 | RECLOSER,SINGLE PHASE,13.2KV AND UNDER,0-3000 AMP
3585460E | 137290.05 |  |  |  | BIG 18 TS 2022 TRIPSAVERS PH 2 | BIG 18 TS 2022 TRIPSAVERS PH 2 BIG SPRING FEEDERS BA | 2022-10-19
3585460E |  | 5491.59 | 364 | 0001 | SINGLE CROSSARM
3585460E |  | 131798.46 | 365 | 6015 | RECLOSER,SINGLE PHASE,13.2KV AND UNDER,0-3000 AMP
3585512E | 105257.78 |  |  |  | JKV 18 TS 2022 TRIPSAVERS PH 2 | JKV 18 TS 2022 TRIPSAVERS PH 2 JACKSONVILLE FEEDERS BA | 2022-08-17
3585512E |  | 4210.29 | 364 | 0001 | SINGLE CROSSARM
3585512E |  | 101047.49 | 365 | 6015 | RECLOSER,SINGLE PHASE,13.2KV AND UNDER,0-3000 AMP
3585515E | 111791.4 |  |  |  | KIL 12 TS 2022 TRIPSAVERS PH 2 | KIL 12 TS 2022 TRIPSAVERS PH 2 KILLEEN FEEDERS BA | 2022-06-28
3585515E |  | 4471.64 | 364 | 0001 | SINGLE CROSSARM
3585515E |  | 4471.64 | 364 | 0280 | POLE, WOOD, 45'
3585515E |  | 102848.12 | 365 | 6015 | RECLOSER,SINGLE PHASE,13.2KV AND UNDER,0-3000 AMP
3585542E | 135154.79 |  |  |  | MDL 19 TS 2022 TRIPSAVERS PH 2 | MDL 18 TS 2022 TRIPSAVERS PH 2 MIDLAND FEEDERS BA | 2022-10-05
3585542E |  | 5406.19 | 364 | 0001 | SINGLE CROSSARM
3585542E |  | 129748.6 | 365 | 6015 | RECLOSER,SINGLE PHASE,13.2KV AND UNDER,0-3000 AMP
3585552E | 121215.68 |  |  |  | TRINITY CHRISTIAN ACADEMY LIFT | TRINITY CHRISTIAN ACADEMY LIFT STATION AND FIELD OFFSITE | 2022-09-16
3585552E |  | 21818.81 | 364 | 0001 | SINGLE CROSSARM
3585552E |  | 38789 | 364 | 0280 | POLE, WOOD, 45'
3585552E |  | 2424.3 | 364 | 0300 | POLE, WOOD, 50'
3585552E |  | 7272.93 | 365 | 0010 | CONDUCTOR, ALUMINUM, LESS THAN 4/0
3585552E |  | 50910.64 | 365 | 0020 | CONDUCTOR, ALUMINUM, 4/0 AND GREATER
3585579E | 105061.62 |  |  |  | STN 15 TS 2022 TRIPSAVERS PH 2 | STN 15 TS 2022 TRIPSAVERS PH 2 STANTON FEEDERS BA | 2022-10-24
3585579E |  | 6303.68 | 364 | 0001 | SINGLE CROSSARM
3585579E |  | 6303.68 | 364 | 0280 | POLE, WOOD, 45'
3585579E |  | 92454.26 | 365 | 6015 | RECLOSER,SINGLE PHASE,13.2KV AND UNDER,0-3000 AMP
3585585E | 121253.23 |  |  |  | SWE 17 TS 2022 TRIPSAVERS PH 2 | SWE 20 TS 2022 TRIPSAVERS PH 2 SWEETWATER FEEDERS BA | 2022-09-16
3585585E |  | 3637.58 | 364 | 0001 | SINGLE CROSSARM
3585585E |  | 1212.52 | 364 | 0260 | POLE, WOOD, 40'
3585585E |  | 1212.52 | 364 | 0280 | POLE, WOOD, 45'
3585585E |  | 115190.61 | 365 | 6015 | RECLOSER,SINGLE PHASE,13.2KV AND UNDER,0-3000 AMP
3585587E | 115621.22 |  |  |  | TAY 14 TS 2022 TRIPSAVERS PH 2 | TAY 14 TS 2022 TRIPSAVERS PH 2 TAYLOR FEEDERS BA | 2022-10-25
3585587E |  | 6937.27 | 364 | 0001 | SINGLE CROSSARM
3585587E |  | 3468.63 | 364 | 0280 | POLE, WOOD, 45'
3585587E |  | 2312.41 | 364 | 0320 | POLE, WOOD, 55'
3585587E |  | 102902.91 | 365 | 6015 | RECLOSER,SINGLE PHASE,13.2KV AND UNDER,0-3000 AMP
3585588E | 130352.41 |  |  |  | TEM 17 TS 2022 TRIPSAVERS PH 2 | TEM 15 TS 2022 TRIPSAVERS PH 2 TEMPLE FEEDERS BA | 2022-10-19
3585588E |  | 6517.61 | 364 | 0001 | SINGLE CROSSARM
3585588E |  | 1303.52 | 364 | 0280 | POLE, WOOD, 45'
3585588E |  | 3910.56 | 364 | 0300 | POLE, WOOD, 50'
3585588E |  | 118620.72 | 365 | 6015 | RECLOSER,SINGLE PHASE,13.2KV AND UNDER,0-3000 AMP
3585594E | 164536.82 |  |  |  | WAX 18 TS 2022 TRIPSAVERS PH 2 | WAX 18 TS 2022 TRIPSAVERS PH 2 WAXAHACHIE FEEDERS BA | 2022-09-23
3585594E |  | 9872.22 | 364 | 0001 | SINGLE CROSSARM
3585594E |  | 1645.39 | 364 | 0260 | POLE, WOOD, 40'
3585594E |  | 13162.97 | 364 | 0280 | POLE, WOOD, 45'
3585594E |  | 139856.24 | 365 | 6015 | RECLOSER,SINGLE PHASE,13.2KV AND UNDER,0-3000 AMP
3585597E | 127782.85 |  |  |  | WFS 19 TS 2022 TRIPSAVERS PH 2 | WFS 16 TS 2022 TRIPSAVERS PH 2 WICHITA FALLS FEEDERS BA | 2022-09-21
3585597E |  | 5111.29 | 364 | 0001 | SINGLE CROSSARM
3585597E |  | 122671.56 | 365 | 6015 | RECLOSER,SINGLE PHASE,13.2KV AND UNDER,0-3000 AMP
3585712E | 102389.84 |  |  |  | BGS SINCLAIR OIL HARRIS OFFSIT | BGS SINCLAIR OIL HARRIS OFFSITE | 2022-08-21
3585712E |  | 4095.58 | 364 | 0001 | SINGLE CROSSARM
3585712E |  | 11262.87 | 364 | 0280 | POLE, WOOD, 45'
3585712E |  | 7167.28 | 364 | 0300 | POLE, WOOD, 50'
3585712E |  | 34812.54 | 365 | 5650 | DIST AUTOMATION CONTROL OVERHEAD
3585712E |  | 45051.57 | 365 | 6030 | RECLOSER,2 OR 3 PHASE,OVER 13.2KV,0-3000 AMP
3586485E | 1428662.27 |  |  |  | CATS WO:070ESL2022031717584316 | CATS WO:070ESL2022031717584316091201160912 | 2022-06-02
3586485E |  | 242872.57 | 364 | 0001 | SINGLE CROSSARM
3586485E |  | 14286.62 | 364 | 0240 | POLE, WOOD, 35'
3586485E |  | 142866.23 | 364 | 0260 | POLE, WOOD, 40'
3586485E |  | 771477.66 | 364 | 0280 | POLE, WOOD, 45'
3586485E |  | 14286.62 | 364 | 0300 | POLE, WOOD, 50'
3586485E |  | 14286.62 | 364 | 0320 | POLE, WOOD, 55'
3586485E |  | 185726.09 | 365 | 0010 | CONDUCTOR, ALUMINUM, LESS THAN 4/0
3586485E |  | 28573.24 | 369 | 0100 | SERVICE, OVERHEAD, 4/0 AND LESS, SINGLE PHASE
3586485E |  | 14286.62 | 371 | 0010 | GUARD LITE
3587649E | 112286.96 |  |  |  | FSE:UGCP_CNTRY2824-(P)- REPLAC | FSE:UGCP_CNTRY2824-(P)- REPLACE UG CABLE-3617 RIVERHEAD DR | 2022-05-31
3587649E |  | 22457.38 | 366 | 1010 | CONDUIT
3587649E |  | 83092.38 | 367 | 0020 | CONDUCTOR, ALUMINUM, LESS THEN 4/0
3587649E |  | 6737.2 | 367 | 0100 | FAULT INDICATOR
3587775E | 144871.24 |  |  |  | MID: GREENWOOD COUNTRY ESTATES | MID: GREENWOOD COUNTRY ESTATES SECT 4 (36 LOTS) RB | 2022-10-10
3587775E |  | 1448.7 | 364 | 0001 | SINGLE CROSSARM
3587775E |  | 4346.13 | 364 | 0280 | POLE, WOOD, 45'
3587775E |  | 62294.7 | 366 | 1010 | CONDUIT
3587775E |  | 13038.4 | 366 | 1150 | SECONDARY BOX
3587775E |  | 4346.13 | 366 | 1400 | PADS OR FOUNDATIONS, SMALL, LESS THAN 50 SQ FT
3587775E |  | 34769.09 | 367 | 0020 | CONDUCTOR, ALUMINUM, LESS THEN 4/0
3587775E |  | 23179.39 | 367 | 0025 | CONDUCTOR, ALUMINUM, 4/0 AND GREATER
3587775E |  | 1448.7 | 367 | 0100 | FAULT INDICATOR
3588155E | 159850 |  |  |  | CATS WR 9211 E R L THORNTON FR | CATS WO:060DNE2022033002050822536601225366 | 2022-05-17
3588155E |  | 30371.49 | 364 | 0001 | SINGLE CROSSARM
3588155E |  | 15984.99 | 364 | 0280 | POLE, WOOD, 45'
3588155E |  | 7992.49 | 364 | 0300 | POLE, WOOD, 50'
3588155E |  | 27174.48 | 364 | 0365 | POLE, WOOD, 70'
3588155E |  | 1598.49 | 365 | 0010 | CONDUCTOR, ALUMINUM, LESS THAN 4/0
3588155E |  | 76728.06 | 365 | 0020 | CONDUCTOR, ALUMINUM, 4/0 AND GREATER
3588298E | 208641.7 |  |  |  | MID TRP ENERGY HALFF LEASE PM | MID: TRP ENERGY - HALFF LEASE PME OFFSITE 3:MRB | 2022-09-28
3588298E |  | 16691.33 | 364 | 0001 | SINGLE CROSSARM
3588298E |  | 2086.42 | 364 | 0280 | POLE, WOOD, 45'
3588298E |  | 39641.92 | 364 | 0300 | POLE, WOOD, 50'
3588298E |  | 18777.76 | 364 | 0320 | POLE, WOOD, 55'
3588298E |  | 16691.33 | 365 | 0010 | CONDUCTOR, ALUMINUM, LESS THAN 4/0
3588298E |  | 114752.94 | 365 | 0020 | CONDUCTOR, ALUMINUM, 4/0 AND GREATER
3588575E | 167467.34 |  |  |  | FWE:UGCP_WSMWS9811-(P)- REPLAC | FWE:UGCP_WSMWS9811-(P)- REPLACE UG CABLE- 10300 STONEY BRIDG | 2022-08-15
3588575E |  | 33493.46 | 366 | 1010 | CONDUIT
3588575E |  | 123925.85 | 367 | 0020 | CONDUCTOR, ALUMINUM, LESS THEN 4/0
3588575E |  | 10048.03 | 367 | 0100 | FAULT INDICATOR
3588804E | 594924.4 |  |  |  | WAX RETREAT AT NORTH GROVE OFF | WAX RETREAT AT NORTH GROVE OFFSITE CC | 2022-09-28
3588804E |  | 232020.6 | 366 | 1010 | CONDUIT
3588804E |  | 124934.1 | 366 | 1100 | PRIMARY BOX
3588804E |  | 5949.22 | 366 | 1410 | PADS OR FOUNDATIONS, MEDIUM, 50-100 SQ FT
3588804E |  | 184426.54 | 367 | 0025 | CONDUCTOR, ALUMINUM, 4/0 AND GREATER
3588804E |  | 47593.94 | 367 | 5190 | SWITCHGEAR, PADMOUNT, 25KV
3589163E | 167788.86 |  |  |  | FWE:UGCP_HORNE1931-(P)- REPLAC | FWE:UGCP_HORNE1931-(P)- REPLACE UG CABLE- 3451 MIST HOLLOW C | 2022-06-06
3589163E |  | 35235.66 | 366 | 1010 | CONDUIT
3589163E |  | 132553.2 | 367 | 0020 | CONDUCTOR, ALUMINUM, LESS THEN 4/0
3589490E | 226077.68 |  |  |  | ABC: 2022-1510 PROJECT PROVIDE | ABC: 2022-1510 PROJECT PROVIDE BACKSTAND FEED-OVERTON WOODS | 2022-05-04
3589490E |  | 31650.87 | 366 | 1010 | CONDUIT
3589490E |  | 24868.53 | 366 | 1100 | PRIMARY BOX
3589490E |  | 169558.28 | 367 | 0025 | CONDUCTOR, ALUMINUM, 4/0 AND GREATER
3589579E | 123711.52 |  |  |  | STN NUSTAR PERMIAN DIA SILVER | STN NUSTAR PERMIAN DIA SILVER SMOKE OFFSITE-RCJ-SE | 2022-10-09
3589579E |  | 19793.84 | 364 | 0001 | SINGLE CROSSARM
3589579E |  | 4948.46 | 364 | 0280 | POLE, WOOD, 45'
3589579E |  | 45773.26 | 364 | 0300 | POLE, WOOD, 50'
3589579E |  | 53195.96 | 365 | 0010 | CONDUCTOR, ALUMINUM, LESS THAN 4/0
3589831E | 264177.03 |  |  |  | MDL DIAMONDBACK ENERGY HOLT RA | MDL DIAMONDBACK ENERGY HOLT RANCH PME AL OFFSITE RB-SE | 2022-09-26
3589831E |  | 29059.45 | 364 | 0001 | SINGLE CROSSARM
3589831E |  | 2641.75 | 364 | 0260 | POLE, WOOD, 40'
3589831E |  | 2641.75 | 364 | 0280 | POLE, WOOD, 45'
3589831E |  | 76611.33 | 364 | 0300 | POLE, WOOD, 50'
3589831E |  | 18492.38 | 365 | 0010 | CONDUCTOR, ALUMINUM, LESS THAN 4/0
3589831E |  | 134730.37 | 365 | 0020 | CONDUCTOR, ALUMINUM, 4/0 AND GREATER
3589832E | 1178736.16 |  |  |  | WAX 2021MWAX101R01 WAXAHACHIE | WAX 2021MWAX101R01 WAXAHACHIE SUB FDR EXIT TO 877 | 2022-10-17
3589832E |  | 47149.43 | 366 | 1025 | DUCT BANK, 2 - 4 HOLES
3589832E |  | 648304.94 | 366 | 1030 | DUCT BANK, 5 - 8 HOLES
3589832E |  | 471494.45 | 366 | 1240 | MANHOLE, OVER 400 CU FT
3589832E |  | 11787.34 | 367 | 0020 | CONDUCTOR, ALUMINUM, LESS THEN 4/0
3590112E | 272005.87 |  |  |  | 2022NWAC083R01 HARRIS SUB P1 S | 2022NWAC083R01 HARRIS SUB P1 S9 S11 | 2022-12-31
3590112E |  | 10880.23 | 364 | 0001 | SINGLE CROSSARM
3590112E |  | 5440.12 | 364 | 0260 | POLE, WOOD, 40'
3590112E |  | 84321.82 | 364 | 0280 | POLE, WOOD, 45'
3590112E |  | 29920.65 | 365 | 0010 | CONDUCTOR, ALUMINUM, LESS THAN 4/0
3590112E |  | 141443.05 | 365 | 0020 | CONDUCTOR, ALUMINUM, 4/0 AND GREATER
3590119E | 127704.64 |  |  |  | ARL 2022 PABSR | ARL 2022 PABSR | 2022-11-16
3590119E |  | 11493.41 | 364 | 0001 | SINGLE CROSSARM
3590119E |  | 2554.08 | 364 | 0260 | POLE, WOOD, 40'
3590119E |  | 6385.22 | 364 | 0280 | POLE, WOOD, 45'
3590119E |  | 3831.13 | 364 | 0320 | POLE, WOOD, 55'
3590119E |  | 103440.8 | 365 | 6010 | AIRBREAK SWITCH, WITH OR WITHOUT OPERATOR
3590277E | 133092.86 |  |  |  | WAC 2022 PABSR | WAC 2022 PABSR | 2022-12-19
3590277E |  | 9316.5 | 364 | 0001 | SINGLE CROSSARM
3590277E |  | 11978.35 | 364 | 0280 | POLE, WOOD, 45'
3590277E |  | 2661.85 | 364 | 0300 | POLE, WOOD, 50'
3590277E |  | 109136.16 | 365 | 6010 | AIRBREAK SWITCH, WITH OR WITHOUT OPERATOR
3590282E | 168839.94 |  |  |  | MITCHELL ENERGY OFFSITE PT.2 | MITCHELL ENERGY OFFSITE PT.2 | 2022-12-31
3590282E |  | 37144.79 | 364 | 0001 | SINGLE CROSSARM
3590282E |  | 25325.99 | 364 | 0280 | POLE, WOOD, 45'
3590282E |  | 16883.99 | 364 | 0300 | POLE, WOOD, 50'
3590282E |  | 20260.79 | 364 | 0320 | POLE, WOOD, 55'
3590282E |  | 69224.38 | 365 | 0020 | CONDUCTOR, ALUMINUM, 4/0 AND GREATER
3590489E | 100527.04 |  |  |  | DSW: LED CONVERSION - 163 LIGH | DSW: LED CONVERSION - 163 LIGHTS - JIMTOWN P1 - DALLAS_BA | 2022-12-16
3590489E |  | 73384.74 | 373 | 1250 | LUMINAIRE, LED, 40W TO 150W
3590489E |  | 27142.3 | 373 | 1260 | LUMINAIRE, LED, 151W TO 300W
3590828E | 129457.58 |  |  |  | FRISCO: FBR : LEGACY DRIVE & S | FRISCO: FBR : LEGACY DRIVE & STATE HWY 121 : WRR | 2022-10-19
3590828E |  | 37542.69 | 366 | 1010 | CONDUIT
3590828E |  | 91914.89 | 367 | 0025 | CONDUCTOR, ALUMINUM, 4/0 AND GREATER
3590853E | 471821.38 |  |  |  | 2022NWAC083 HARRIS CREEK SUB P | 2022NWAC083 HARRIS CREEK SUB P1 S7 S8 | 2022-12-31
3590853E |  | 14154.64 | 364 | 0001 | SINGLE CROSSARM
3590853E |  | 4718.21 | 364 | 0002 | DOUBLE CROSSARMS
3590853E |  | 4718.21 | 364 | 0260 | POLE, WOOD, 40'
3590853E |  | 127391.77 | 364 | 0280 | POLE, WOOD, 45'
3590853E |  | 4718.21 | 364 | 0300 | POLE, WOOD, 50'
3590853E |  | 4718.21 | 365 | 0010 | CONDUCTOR, ALUMINUM, LESS THAN 4/0
3590853E |  | 254783.57 | 365 | 0020 | CONDUCTOR, ALUMINUM, 4/0 AND GREATER
3590853E |  | 51900.35 | 365 | 6010 | AIRBREAK SWITCH, WITH OR WITHOUT OPERATOR
3590853E |  | 4718.21 | 367 | 0020 | CONDUCTOR, ALUMINUM, LESS THEN 4/0
3591141E | 109977.14 |  |  |  | NAC: LED CONVERSION - 54 LIGHT | NAC: LED CONVERSION - 54 LIGHTS - E MAIN ST - NACOGDOCHES_BA | 2022-11-08
3591141E |  | 109977.14 | 373 | 1250 | LUMINAIRE, LED, 40W TO 150W
3591407E | 248946.83 |  |  |  | FWE:UGCP_BRIRV6911-(F)- REPLAC | FWE:UGCP_BRIRV6911-(F)- REPLACE UG CABLE-7104 LOST STAR CT | 2022-09-01
3591407E |  | 39831.48 | 366 | 1010 | CONDUIT
3591407E |  | 57257.75 | 366 | 1100 | PRIMARY BOX
3591407E |  | 151857.6 | 367 | 0025 | CONDUCTOR, ALUMINUM, 4/0 AND GREATER
3591441E | 143058.25 |  |  |  | DES:CURE2022_DCVSO1104_1415 GE | DES:CURE2022_DCVSO1104_1415 GENTLE MEADOW LN- B/C PHASE | 2022-08-02
3591441E |  | 143058.25 | 367 | 0020 | CONDUCTOR, ALUMINUM, LESS THEN 4/0
3591593E | 400201.92 |  |  |  | 2021MFWE081-DUVAL SUBSTATION-I | 2021MFWE081-DUVAL SUBSTATION-INSTALLING UG CIVIL PHASE 1 P2 | 2022-12-12
3591593E |  | 112056.53 | 366 | 1025 | DUCT BANK, 2 - 4 HOLES
3591593E |  | 100050.48 | 366 | 1030 | DUCT BANK, 5 - 8 HOLES
3591593E |  | 188094.91 | 366 | 1240 | MANHOLE, OVER 400 CU FT
3591706E | 144009.16 |  |  |  | FWE:UGCP_WSMWS9811-(P)- REPLAC | FWE:UGCP_WSMWS9811-(P)- REPLACE UG CABLE- 9900 FARMERS BRANC | 2022-08-15
3591706E |  | 27361.73 | 366 | 1010 | CONDUIT
3591706E |  | 108006.89 | 367 | 0020 | CONDUCTOR, ALUMINUM, LESS THEN 4/0
3591706E |  | 8640.54 | 367 | 0100 | FAULT INDICATOR
3591722E | 467318.25 |  |  |  | 2023MDSW051-BUNTIN SUB ALL FDR | 2023MDSW051-BUNTIN SUB ALL FDR EXITS CIVIL-KMKJ | 2022-09-13
3591722E |  | 23365.9 | 364 | 0001 | SINGLE CROSSARM
3591722E |  | 9346.35 | 364 | 0240 | POLE, WOOD, 35'
3591722E |  | 23365.9 | 364 | 0260 | POLE, WOOD, 40'
3591722E |  | 56078.17 | 366 | 1025 | DUCT BANK, 2 - 4 HOLES
3591722E |  | 126175.91 | 366 | 1030 | DUCT BANK, 5 - 8 HOLES
3591722E |  | 224312.86 | 366 | 1240 | MANHOLE, OVER 400 CU FT
3591722E |  | 4673.16 | 367 | 0020 | CONDUCTOR, ALUMINUM, LESS THEN 4/0
3591926E | 279068.21 |  |  |  | BGS CALLON PETROLEUM DUNCAN HO | BGS CALLON PETROLEUM DUNCAN HORTON OFFSITE CS-SE | 2022-10-17
3591926E |  | 33488.18 | 364 | 0001 | SINGLE CROSSARM
3591926E |  | 8372.04 | 364 | 0280 | POLE, WOOD, 45'
3591926E |  | 61394.99 | 364 | 0300 | POLE, WOOD, 50'
3591926E |  | 13953.4 | 364 | 0320 | POLE, WOOD, 55'
3591926E |  | 16744.09 | 365 | 0010 | CONDUCTOR, ALUMINUM, LESS THAN 4/0
3591926E |  | 108836.66 | 365 | 0020 | CONDUCTOR, ALUMINUM, 4/0 AND GREATER
3591926E |  | 2790.68 | 365 | 1000 | FAULT INDICATOR
3591926E |  | 30697.49 | 365 | 6010 | AIRBREAK SWITCH, WITH OR WITHOUT OPERATOR
3591926E |  | 2790.68 | 369 | 0300 | SERVICE, OVERHEAD, 4/0 AND LESS, 3 PHASE
3592000E | 200339.17 |  |  |  | DNE:UGCP_ARMST0005-(F)- REPLAC | DNE:UGCP_ARMST0005-(F)- REPLACE UG CABLE- 3315 OLIVER ST | 2022-06-02
3592000E |  | 2003.38 | 366 | 1010 | CONDUIT
3592000E |  | 198335.79 | 367 | 0015 | CONDUCTOR, COPPER, 2/0 AND GREATER
3592246E | 103722.45 |  |  |  | DES:CURE2022_DNCNV1904_442 E C | DES:CURE2022_DNCNV1904_442 E CHERRY ST- B/C PHASE | 2022-06-07
3592246E |  | 103722.45 | 367 | 0020 | CONDUCTOR, ALUMINUM, LESS THEN 4/0
3592534E | 255767.65 |  |  |  | FWE:UGCP_BRIRV6911-(F)- REPLAC | FWE:UGCP_BRIRV6911-(F)- REPLACE UG CABLE- 6801 TRINITY LANDI | 2022-05-23
3592534E |  | 46038.17 | 366 | 1010 | CONDUIT
3592534E |  | 33249.79 | 366 | 1100 | PRIMARY BOX
3592534E |  | 176479.69 | 367 | 0025 | CONDUCTOR, ALUMINUM, 4/0 AND GREATER
3592769E | 113386.69 |  |  |  | ONCOR-2022MWAX009 GAMMA 2203 P | ONCOR-2022MWAX009 GAMMA 2203 P1 - S1, S2 | 2022-06-15
3592769E |  | 19275.73 | 364 | 0001 | SINGLE CROSSARM
3592769E |  | 3401.6 | 364 | 0260 | POLE, WOOD, 40'
3592769E |  | 34016.03 | 364 | 0280 | POLE, WOOD, 45'
3592769E |  | 27212.8 | 365 | 0010 | CONDUCTOR, ALUMINUM, LESS THAN 4/0
3592769E |  | 28346.67 | 365 | 6010 | AIRBREAK SWITCH, WITH OR WITHOUT OPERATOR
3592769E |  | 1133.86 | 367 | 0020 | CONDUCTOR, ALUMINUM, LESS THEN 4/0
3592852E | 106783.4 |  |  |  | CATS WO:070MDL2022043009495840 | CATS WO:070MDL2022043009495840484901404849 | 2022-08-31
3592852E |  | 106783.4 | 367 | 0025 | CONDUCTOR, ALUMINUM, 4/0 AND GREATER
3593170E | 127814.58 |  |  |  | 2022NMDL083 CONSAVVY SWITCH | 2022NMDL083 CONSAVVY SWITCH | 2022-09-23
3593170E |  | 2556.29 | 364 | 0001 | SINGLE CROSSARM
3593170E |  | 10225.16 | 364 | 0260 | POLE, WOOD, 40'
3593170E |  | 5112.58 | 364 | 0280 | POLE, WOOD, 45'
3593170E |  | 1278.15 | 365 | 0010 | CONDUCTOR, ALUMINUM, LESS THAN 4/0
3593170E |  | 66463.59 | 366 | 1010 | CONDUIT
3593170E |  | 42178.81 | 367 | 0020 | CONDUCTOR, ALUMINUM, LESS THEN 4/0
3593986E | 103751.31 |  |  |  | STN 2 NOVA 2022 RECLOSERS PH 3 | STN 2 NOVA 2022 RECLOSERS PH 3 STANTON FEEDERS BA | 2022-08-29
3593986E |  | 2075.01 | 364 | 0001 | SINGLE CROSSARM
3593986E |  | 101676.3 | 365 | 6030 | RECLOSER,2 OR 3 PHASE,OVER 13.2KV,0-3000 AMP
3593991E | 139708.25 |  |  |  | STN 3 NOVA 2022 RECLOSERS PH 3 | STN 3 NOVA 2022 RECLOSERS PH 3 STANTON FEEDERS BA | 2022-10-12
3593991E |  | 2794.16 | 364 | 0001 | SINGLE CROSSARM
3593991E |  | 2794.16 | 364 | 0280 | POLE, WOOD, 45'
3593991E |  | 134119.93 | 365 | 6030 | RECLOSER,2 OR 3 PHASE,OVER 13.2KV,0-3000 AMP
3594002E | 139075.23 |  |  |  | STN 3 NOVA 2022 RECLOSERS PH 3 | STN 3 NOVA 2022 RECLOSERS PH 3 STANTON FEEDERS BA | 2022-09-01
3594002E |  | 2781.5 | 364 | 0001 | SINGLE CROSSARM
3594002E |  | 1390.74 | 364 | 0260 | POLE, WOOD, 40'
3594002E |  | 1390.74 | 364 | 0280 | POLE, WOOD, 45'
3594002E |  | 1390.74 | 364 | 0300 | POLE, WOOD, 50'
3594002E |  | 132121.51 | 365 | 6030 | RECLOSER,2 OR 3 PHASE,OVER 13.2KV,0-3000 AMP
3594005E | 103466.68 |  |  |  | STN 2 NOVA 2022 RECLOSERS STAN | STN 2 NOVA 2022 RECLOSERS STANTON FEEDERS BA | 2022-10-19
3594005E |  | 2069.33 | 364 | 0001 | SINGLE CROSSARM
3594005E |  | 2069.33 | 364 | 0280 | POLE, WOOD, 45'
3594005E |  | 2069.33 | 364 | 0300 | POLE, WOOD, 50'
3594005E |  | 97258.69 | 365 | 6030 | RECLOSER,2 OR 3 PHASE,OVER 13.2KV,0-3000 AMP
3594006E | 141052.89 |  |  |  | STN 3 NOVA 2022 RECLOSERS STAN | STN 3 NOVA 2022 RECLOSERS STANTON FEEDERS BA | 2022-08-08
3594006E |  | 2821.04 | 364 | 0001 | SINGLE CROSSARM
3594006E |  | 1410.51 | 364 | 0280 | POLE, WOOD, 45'
3594006E |  | 136821.34 | 365 | 6030 | RECLOSER,2 OR 3 PHASE,OVER 13.2KV,0-3000 AMP
3594009E | 108680.18 |  |  |  | STN 2 NOVA 2022 RECLOSERS STAN | STN 2 NOVA 2022 RECLOSERS STANTON FEEDERS BA | 2022-09-01
3594009E |  | 2173.59 | 364 | 0001 | SINGLE CROSSARM
3594009E |  | 2173.59 | 364 | 0280 | POLE, WOOD, 45'
3594009E |  | 104333 | 365 | 6030 | RECLOSER,2 OR 3 PHASE,OVER 13.2KV,0-3000 AMP
3594012E | 146745.71 |  |  |  | STN 3 NOVA 2022 RECLOSERS STAN | STN 3 NOVA 2022 RECLOSERS STANTON FEEDERS BA | 2022-08-17
3594012E |  | 2934.9 | 364 | 0001 | SINGLE CROSSARM
3594012E |  | 1467.43 | 364 | 0260 | POLE, WOOD, 40'
3594012E |  | 2934.9 | 364 | 0280 | POLE, WOOD, 45'
3594012E |  | 139408.48 | 365 | 6030 | RECLOSER,2 OR 3 PHASE,OVER 13.2KV,0-3000 AMP
3594146E | 325504.93 |  |  |  | DSD/DSC 22004 CAPEX ASBUILTS I | DSD/DSC 22004 CAPEX ASBUILTS IN THE MCK AND WFS DISTRICTS | 2022-07-14
3594146E |  | 58590.88 | 364 | 0001 | SINGLE CROSSARM
3594146E |  | 6510.09 | 364 | 0240 | POLE, WOOD, 35'
3594146E |  | 130202.03 | 364 | 0260 | POLE, WOOD, 40'
3594146E |  | 104161.57 | 364 | 0280 | POLE, WOOD, 45'
3594146E |  | 6510.09 | 364 | 0300 | POLE, WOOD, 50'
3594146E |  | 3255.04 | 364 | 0320 | POLE, WOOD, 55'
3594146E |  | 13020.19 | 365 | 0010 | CONDUCTOR, ALUMINUM, LESS THAN 4/0
3594146E |  | 3255.04 | 369 | 0100 | SERVICE, OVERHEAD, 4/0 AND LESS, SINGLE PHASE
3594628E | 241033.62 |  |  |  | FSE:UGCP_PNTGO7122-(P)- REPLAC | FSE:UGCP_PNTGO7122-(P)- REPLACE UG CABLE- 2714 SAINT GEORGE | 2022-08-29
3594628E |  | 40975.7 | 366 | 1010 | CONDUIT
3594628E |  | 38565.36 | 366 | 1100 | PRIMARY BOX
3594628E |  | 154261.56 | 367 | 0020 | CONDUCTOR, ALUMINUM, LESS THEN 4/0
3594628E |  | 7231 | 367 | 0100 | FAULT INDICATOR
3595067E | 115004.08 |  |  |  | 2022MWAX006R01 MIDLOTHIAN SUBS | 2022MWAX006R01 MIDLOTHIAN SUBSTATION FEEDER EXIT RELOCATION | 2022-09-06
3595067E |  | 1150.03 | 364 | 0001 | SINGLE CROSSARM
3595067E |  | 6900.23 | 364 | 0300 | POLE, WOOD, 50'
3595067E |  | 1150.03 | 365 | 0010 | CONDUCTOR, ALUMINUM, LESS THAN 4/0
3595067E |  | 21850.76 | 366 | 1010 | CONDUIT
3595067E |  | 83953.03 | 367 | 0025 | CONDUCTOR, ALUMINUM, 4/0 AND GREATER
3595310E | 123587.38 |  |  |  | ODE TARGA MIDWAY SANDHILLS REL | ODE TARGA MIDWAY SANDHILLS RELOCATE FACILITIES AT SUB CS-PWR | 2022-10-03
3595310E |  | 33368.58 | 364 | 0001 | SINGLE CROSSARM
3595310E |  | 28425.09 | 364 | 0300 | POLE, WOOD, 50'
3595310E |  | 61793.71 | 365 | 0020 | CONDUCTOR, ALUMINUM, 4/0 AND GREATER
3595406E | 196225.42 |  |  |  | 2022-0257 FLAT IRON CIVIL ONSI | 2022-0257 FLAT IRON CIVIL ONSITE PHASE 1 - KMKJ | 2022-07-25
3595406E |  | 80452.41 | 366 | 1025 | DUCT BANK, 2 - 4 HOLES
3595406E |  | 115773.01 | 366 | 1240 | MANHOLE, OVER 400 CU FT
3595879E | 110909.4 |  |  |  | MHN PETRO HUNT APR EAST PME OF | MHN PETRO HUNT APR EAST PME OFFSITE | 2022-09-20
3595879E |  | 2218.17 | 365 | 0020 | CONDUCTOR, ALUMINUM, 4/0 AND GREATER
3595879E |  | 17745.49 | 366 | 1010 | CONDUIT
3595879E |  | 86509.39 | 367 | 0025 | CONDUCTOR, ALUMINUM, 4/0 AND GREATER
3595879E |  | 4436.35 | 367 | 0100 | FAULT INDICATOR
3595963E | 102368.05 |  |  |  | 2022MWAX084 FRSTN1602-1604 S1- | 2022MWAX084 FRSTN1602-1604 S1-S4 AJJ | 2022-09-08
3595963E |  | 6142.07 | 364 | 0001 | SINGLE CROSSARM
3595963E |  | 1023.68 | 365 | 0010 | CONDUCTOR, ALUMINUM, LESS THAN 4/0
3595963E |  | 1023.68 | 366 | 1010 | CONDUIT
3595963E |  | 85989.18 | 367 | 0025 | CONDUCTOR, ALUMINUM, 4/0 AND GREATER
3595963E |  | 8189.44 | 367 | 0100 | FAULT INDICATOR
3596109E | 129280.46 |  |  |  | DNO:UGCP_REAST1502-(P)- REPLAC | DNO:UGCP_REAST1502-(P)- REPLACE UG CABLE- 2929 APOLLO RD | 2022-08-01
3596109E |  | 24563.27 | 366 | 1010 | CONDUIT
3596109E |  | 93081.96 | 367 | 0020 | CONDUCTOR, ALUMINUM, LESS THEN 4/0
3596109E |  | 11635.23 | 367 | 0100 | FAULT INDICATOR
3596116E | 124864.29 |  |  |  | FSE:UGCP_CNTRY2822-(P)- REPLAC | FSE:UGCP_CNTRY2822-(P)- REPLACE UG CABLE- 1602 ROSEMARY DR | 2022-07-12
3596116E |  | 23724.21 | 366 | 1010 | CONDUIT
3596116E |  | 89902.3 | 367 | 0020 | CONDUCTOR, ALUMINUM, LESS THEN 4/0
3596116E |  | 11237.78 | 367 | 0100 | FAULT INDICATOR
3596625E | 208766.55 |  |  |  | 2022MDSW181 COMPTON SUB XFMER | 2022MDSW181 COMPTON SUB XFMER 2 CIVIL - TC | 2022-10-18
3596625E |  | 25051.97 | 366 | 1030 | DUCT BANK, 5 - 8 HOLES
3596625E |  | 181626.92 | 366 | 1240 | MANHOLE, OVER 400 CU FT
3596625E |  | 2087.66 | 367 | 0020 | CONDUCTOR, ALUMINUM, LESS THEN 4/0
3596637E | 105762.61 |  |  |  | FNO:UGCP_GMINI5812(F)- REPLACE | FNO:UGCP_GMINI5812(F)- REPLACE UG CABLE- FOSSIL CREEK BLVD | 2022-06-17
3596637E |  | 21152.51 | 366 | 1010 | CONDUIT
3596637E |  | 84610.1 | 367 | 0025 | CONDUCTOR, ALUMINUM, 4/0 AND GREATER
3596750E | 135070.45 |  |  |  | BIG 23 TS 2022 TRIPSAVERS PH 3 | BIG 23 TS 2022 TRIPSAVERS PH 3 BIG SPRING FEEDERS BA | 2022-10-27
3596750E |  | 5402.8 | 364 | 0001 | SINGLE CROSSARM
3596750E |  | 129667.65 | 365 | 6015 | RECLOSER,SINGLE PHASE,13.2KV AND UNDER,0-3000 AMP
3596779E | 129830.06 |  |  |  | JKV 18 TS 2022 TRIPSAVERS PH 3 | JKV 18 TS 2022 TRIPSAVERS PH 3 JACKSONVILLE FEEDERS BA | 2022-10-19
3596779E |  | 7789.79 | 364 | 0001 | SINGLE CROSSARM
3596779E |  | 1298.29 | 364 | 0260 | POLE, WOOD, 40'
3596779E |  | 1298.29 | 364 | 0280 | POLE, WOOD, 45'
3596779E |  | 1298.29 | 364 | 0300 | POLE, WOOD, 50'
3596779E |  | 118145.4 | 365 | 6015 | RECLOSER,SINGLE PHASE,13.2KV AND UNDER,0-3000 AMP
3596814E | 108119.36 |  |  |  | STN 20 TS 2022 TRIPSAVERS PH 3 | STN 20 TS 2022 TRIPSAVERS PH 3 STANTON FEEDERS BA | 2022-11-01
3596814E |  | 1081.18 | 364 | 0001 | SINGLE CROSSARM
3596814E |  | 107038.18 | 365 | 6015 | RECLOSER,SINGLE PHASE,13.2KV AND UNDER,0-3000 AMP
3596839E | 118512.22 |  |  |  | TEM 14 TS 2022 TRIPSAVERS PH 3 | TEM 17 TS 2022 TRIPSAVERS PH 3 TEMPLE FEEDERS BA | 2022-09-21
3596839E |  | 9480.95 | 364 | 0001 | SINGLE CROSSARM
3596839E |  | 3555.35 | 364 | 0280 | POLE, WOOD, 45'
3596839E |  | 105475.92 | 365 | 6015 | RECLOSER,SINGLE PHASE,13.2KV AND UNDER,0-3000 AMP
3597001E | 117795.93 |  |  |  | 2022NWFS087 SEYMOUR P1-S1 | 2022NWFS087 SEYMOUR P1-S1 | 2022-10-10
3597001E |  | 24737.13 | 364 | 0001 | SINGLE CROSSARM
3597001E |  | 44762.44 | 364 | 0280 | POLE, WOOD, 45'
3597001E |  | 2355.91 | 365 | 0010 | CONDUCTOR, ALUMINUM, LESS THAN 4/0
3597001E |  | 45940.45 | 365 | 0020 | CONDUCTOR, ALUMINUM, 4/0 AND GREATER
3597222E | 188742.92 |  |  |  | DSD/DSC 22004 CAPEX ASBUILTS T | DSD/DSC 22004 CAPEX ASBUILTS TAYLOR TEMPLE | 2022-07-26
3597222E |  | 5662.28 | 364 | 0001 | SINGLE CROSSARM
3597222E |  | 1887.42 | 364 | 0002 | DOUBLE CROSSARMS
3597222E |  | 1887.42 | 364 | 0240 | POLE, WOOD, 35'
3597222E |  | 66060.01 | 364 | 0260 | POLE, WOOD, 40'
3597222E |  | 11324.57 | 364 | 0280 | POLE, WOOD, 45'
3597222E |  | 1887.42 | 364 | 0300 | POLE, WOOD, 50'
3597222E |  | 96258.95 | 365 | 0010 | CONDUCTOR, ALUMINUM, LESS THAN 4/0
3597222E |  | 3774.85 | 365 | 0020 | CONDUCTOR, ALUMINUM, 4/0 AND GREATER
3597704E | 100466.33 |  |  |  | WAC UGCP CHSPG2412 R REPLACE U | WAC UGCP CHSPG2412 R REPLACE UG CABLE 7909 KARL MAY DR | 2022-06-27
3597704E |  | 21097.92 | 366 | 1010 | CONDUIT
3597704E |  | 79368.41 | 367 | 0020 | CONDUCTOR, ALUMINUM, LESS THEN 4/0
3597938E | 101087.87 |  |  |  | WFS UGCP CTYVW2221 L REPLACE U | WFS UGCP CTYVW2221 L REPLACE UG CABLE 5511 PAGE DR | 2022-07-25
3597938E |  | 15163.16 | 366 | 1010 | CONDUIT
3597938E |  | 21228.44 | 366 | 1200 | MANHOLE, 0-100 CU FT
3597938E |  | 58631.01 | 367 | 0020 | CONDUCTOR, ALUMINUM, LESS THEN 4/0
3597938E |  | 6065.26 | 367 | 0100 | FAULT INDICATOR
3597947E | 270751.71 |  |  |  | DSW:UGCP_HMTRD0004_REPLACE PIL | DSW:UGCP_HMTRD0004_REPLACE PILC CABLE- 3500 S HAMPTON RD | 2022-10-21
3597947E |  | 2707.5 | 366 | 1010 | CONDUIT
3597947E |  | 268044.21 | 367 | 0015 | CONDUCTOR, COPPER, 2/0 AND GREATER
3598554E | 101321.81 |  |  |  | MCK:CURE2022_PCOIT1008_3101 CA | MCK:CURE2022_PCOIT1008_3101 CANTERBURY DR-A/B PHASE | 2022-08-18
3598554E |  | 101321.81 | 367 | 0020 | CONDUCTOR, ALUMINUM, LESS THEN 4/0
3598912E | 239018.6 |  |  |  | DES:UGCP_PLGRV0002_REPLACE PIL | DES:UGCP_PLGRV0002_REPLACE PILC CABLE- PLEASANT GROVE | 2022-11-03
3598912E |  | 2390.18 | 366 | 1010 | CONDUIT
3598912E |  | 236628.42 | 367 | 0015 | CONDUCTOR, COPPER, 2/0 AND GREATER
3598929E | 267173.4 |  |  |  | 2022NJKV031 P1,P2 - JEM | 2022NJKV031 P1,P2 - JEM | 2022-11-08
3598929E |  | 5343.46 | 364 | 0001 | SINGLE CROSSARM
3598929E |  | 2671.72 | 364 | 0280 | POLE, WOOD, 45'
3598929E |  | 8015.19 | 364 | 0335 | POLE, WOOD, 60'
3598929E |  | 58778.13 | 365 | 5650 | DIST AUTOMATION CONTROL OVERHEAD
3598929E |  | 26717.33 | 365 | 5660 | DIST AUTOMATION POWER SUPPLY UNIT OH
3598929E |  | 165647.57 | 365 | 6000 | DIST AUTOMATION SWITCH OVERHEAD
3600501E | 170865.49 |  |  |  | FSE UGCP BRHLW7621 L REPLACE U | FSE UGCP BRHLW7621 L REPLACE UG CABLE 744 TAFT DR | 2022-09-08
3600501E |  | 25629.82 | 366 | 1010 | CONDUIT
3600501E |  | 42716.36 | 366 | 1100 | PRIMARY BOX
3600501E |  | 99102.01 | 367 | 0020 | CONDUCTOR, ALUMINUM, LESS THEN 4/0
3600501E |  | 3417.3 | 367 | 0100 | FAULT INDICATOR
3600597E | 109024.58 |  |  |  | FSE UGCP DAVIS3741 L REPLACE U | FSE UGCP DAVIS3741 L REPLACE UG CABLE 712 WASHINGTON CIR | 2022-07-21
3600597E |  | 20714.66 | 366 | 1010 | CONDUIT
3600597E |  | 79587.97 | 367 | 0020 | CONDUCTOR, ALUMINUM, LESS THEN 4/0
3600597E |  | 8721.95 | 367 | 0100 | FAULT INDICATOR
3600628E | 102750.3 |  |  |  | FNO:UGCP_GMINI5812-(P)- REPLAC | FNO:UGCP_GMINI5812-(P)- REPLACE UG CABLE- 5757 N RIVERSIDE D | 2022-07-01
3600628E |  | 20550.05 | 366 | 1010 | CONDUIT
3600628E |  | 82200.25 | 367 | 0025 | CONDUCTOR, ALUMINUM, 4/0 AND GREATER
3600756E | 228987.01 |  |  |  | MCK UGCP PCOMM3314 R REPLACE U | MCK UGCP PCOMM3314 R REPLACE UG CABLE 7701 LEGACY DR | 2022-10-21
3600756E |  | 43507.52 | 366 | 1010 | CONDUIT
3600756E |  | 25188.56 | 366 | 1100 | PRIMARY BOX
3600756E |  | 158001.07 | 367 | 0020 | CONDUCTOR, ALUMINUM, LESS THEN 4/0
3600756E |  | 2289.86 | 367 | 0100 | FAULT INDICATOR
3600856E | 143194.59 |  |  |  | DES: INSTALL SLT - 30 LIGHTS - | DES: INSTALL SLT - 30 LIGHTS - BROAD & CEDAR - CEDAR HILL_BA | 2022-11-03
3600856E |  | 2863.89 | 373 | 0025 | CONDUCTOR, ALUMINUM, UNDERGROUND
3600856E |  | 38662.53 | 373 | 1250 | LUMINAIRE, LED, 40W TO 150W
3600856E |  | 101668.17 | 373 | 1515 | STANDARD, METAL, 25' AND UNDER
3600888E | 202000.5 |  |  |  | MCK UGCP MCWHT3511 F REPLACE U | MCK UGCP MCWHT3511 F REPLACE UG CABLE 919 PARKWOOD CT | 2022-09-02
3600888E |  | 202000.5 | 367 | 0025 | CONDUCTOR, ALUMINUM, 4/0 AND GREATER
3601592E | 135855.52 |  |  |  | DNO:UGCP_MDWCK0008-P-REPLACE U | DNO:UGCP_MDWCK0008-P-REPLACE UG CABLE AT 6219 LA COSA DR. | 2022-09-29
3601592E |  | 28529.64 | 366 | 1010 | CONDUIT
3601592E |  | 107325.88 | 367 | 0020 | CONDUCTOR, ALUMINUM, LESS THEN 4/0
3601712E | 211379.34 |  |  |  | FWE UGCP BRIRV6912 F REPLACE U | FWE UGCP BRIRV6912 F REPLACE UG CABLE 6000 BRYANT IRVIN | 2022-08-26
3601712E |  | 33820.68 | 366 | 1010 | CONDUIT
3601712E |  | 38048.27 | 366 | 1100 | PRIMARY BOX
3601712E |  | 139510.39 | 367 | 0025 | CONDUCTOR, ALUMINUM, 4/0 AND GREATER
3602111E | 106474.02 |  |  |  | FSE UGCP WHITE3542 P REPLACE U | FSE UGCP WHITE3542 P REPLACE UG CABLE 2100 MORRISON DR | 2022-09-16
3602111E |  | 15971.09 | 366 | 1010 | CONDUIT
3602111E |  | 29812.72 | 366 | 1100 | PRIMARY BOX
3602111E |  | 60690.21 | 367 | 0020 | CONDUCTOR, ALUMINUM, LESS THEN 4/0
3602179E | 163838.39 |  |  |  | COR CORSICANA W 13TH AVE RELOC | COR CORSICANA W 13TH AVE RELOCATION PHASE 2 OF 4 CA | 2022-11-03
3602179E |  | 18022.21 | 364 | 0001 | SINGLE CROSSARM
3602179E |  | 9830.29 | 364 | 0260 | POLE, WOOD, 40'
3602179E |  | 39321.21 | 364 | 0280 | POLE, WOOD, 45'
3602179E |  | 19660.6 | 365 | 0010 | CONDUCTOR, ALUMINUM, LESS THAN 4/0
3602179E |  | 44236.43 | 365 | 0020 | CONDUCTOR, ALUMINUM, 4/0 AND GREATER
3602179E |  | 21298.98 | 365 | 6010 | AIRBREAK SWITCH, WITH OR WITHOUT OPERATOR
3602179E |  | 9830.29 | 369 | 0100 | SERVICE, OVERHEAD, 4/0 AND LESS, SINGLE PHASE
3602179E |  | 1638.38 | 369 | 1100 | SERVICE, UNDERGROUND, 4/0 AND LESS, SINGLE PHASE
3602236E | 128463.54 |  |  |  | CATS WO:050FWE2022070609462476 | CATS WO:050FWE2022070609462476312201763122 | 2022-09-15
3602236E |  | 28261.96 | 366 | 1100 | PRIMARY BOX
3602236E |  | 100201.58 | 367 | 0025 | CONDUCTOR, ALUMINUM, 4/0 AND GREATER
3603346E | 280070.75 |  |  |  | MSQ FIRESIDE BOBTOWN RD OFFSIT | MSQ FIRESIDE BOBTOWN RD OFFSITE UG | 2022-10-15
3603346E |  | 2800.7 | 365 | 0010 | CONDUCTOR, ALUMINUM, LESS THAN 4/0
3603346E |  | 75619.16 | 366 | 1010 | CONDUIT
3603346E |  | 72818.38 | 366 | 1100 | PRIMARY BOX
3603346E |  | 5601.41 | 366 | 1410 | PADS OR FOUNDATIONS, MEDIUM, 50-100 SQ FT
3603346E |  | 47612.02 | 367 | 0025 | CONDUCTOR, ALUMINUM, 4/0 AND GREATER
3603346E |  | 2800.7 | 367 | 0100 | FAULT INDICATOR
3603346E |  | 72818.38 | 367 | 5190 | SWITCHGEAR, PADMOUNT, 25KV
3604582E | 135078.32 |  |  |  | FNO UGCP WGROB8422 P REPLACE U | FNO UGCP WGROB8422 P REPLACE UG CABLE 211 CAMBRIDGE | 2022-10-26
3604582E |  | 27015.65 | 366 | 1010 | CONDUIT
3604582E |  | 104010.33 | 367 | 0020 | CONDUCTOR, ALUMINUM, LESS THEN 4/0
3604582E |  | 4052.34 | 367 | 0100 | FAULT INDICATOR
3604634E | 108225.85 |  |  |  | FSE UGCP WATSN5352 P REPLACE U | FSE UGCP WATSN5352 P REPLACE UG CABLE 2408 SPILLWAY | 2022-09-08
3604634E |  | 21645.16 | 366 | 1010 | CONDUIT
3604634E |  | 81169.41 | 367 | 0020 | CONDUCTOR, ALUMINUM, LESS THEN 4/0
3604634E |  | 5411.28 | 367 | 0100 | FAULT INDICATOR
3605436E | 105059.44 |  |  |  | FSE UGCP BRHLW7613 L REPLACE U | FSE UGCP BRHLW7613 L REPLACE UG CABLE 1208 E LAMAR BLVD | 2022-09-26
3605436E |  | 16809.5 | 366 | 1010 | CONDUIT
3605436E |  | 21011.87 | 366 | 1200 | MANHOLE, 0-100 CU FT
3605436E |  | 64086.3 | 367 | 0020 | CONDUCTOR, ALUMINUM, LESS THEN 4/0
3605436E |  | 3151.77 | 367 | 0100 | FAULT INDICATOR
3605564E | 126627.97 |  |  |  | CATS WO:060DNO2022073005033287 | CATS WO:060DNO2022073005033287878401878784 | 2022-10-11
3605564E |  | 56982.58 | 367 | 0025 | CONDUCTOR, ALUMINUM, 4/0 AND GREATER
3605564E |  | 69645.39 | 367 | 5145 | SWITCHGEAR, PADMOUNT, 15KV
3605640E | 246043.71 |  |  |  | DNE:UGCP_BNDRA0006-REPLACE PIL | DNE:UGCP_BNDRA0006-REPLACE PILC CABLE- 8687 N CENTRAL EXPY | 2022-08-11
3605640E |  | 2460.42 | 366 | 1010 | CONDUIT
3605640E |  | 243583.29 | 367 | 0015 | CONDUCTOR, COPPER, 2/0 AND GREATER
3605894E | 112451.94 |  |  |  | DES UGCP MAYFD5522 L REPLACE U | DES UGCP MAYFD5522 L REPLACE UG CABLE 3035 OAK RIDGE PL | 2022-10-03
3605894E |  | 23614.9 | 366 | 1010 | CONDUIT
3605894E |  | 88837.04 | 367 | 0020 | CONDUCTOR, ALUMINUM, LESS THEN 4/0
3606916E | 210962.5 |  |  |  | DNE:UGCP_HSKAV0007- REPLACE PI | DNE:UGCP_HSKAV0007- REPLACE PILC CABLE- 4700 S BARRY AVE | 2022-10-03
3606916E |  | 2109.62 | 366 | 1010 | CONDUIT
3606916E |  | 208852.88 | 367 | 0015 | CONDUCTOR, COPPER, 2/0 AND GREATER
3607499E | 123269.86 |  |  |  | MHN 3 NOVA 2022 RECLOSER PH 4 | MHN 3 NOVA 2022 RECLOSER PH 4 MONAHANS FEEDERS BA | 2022-11-09
3607499E |  | 2465.38 | 364 | 0001 | SINGLE CROSSARM
3607499E |  | 120804.48 | 365 | 6030 | RECLOSER,2 OR 3 PHASE,OVER 13.2KV,0-3000 AMP
3608391E | 121434.85 |  |  |  | 2022MDES082:GRANDPRAIRIE SUB T | 2022MDES082:GRANDPRAIRIE SUB TEMP POLE RELOC FORMOBILE -KMKJ | 2022-09-20
3608391E |  | 20643.91 | 364 | 0001 | SINGLE CROSSARM
3608391E |  | 19429.55 | 364 | 0280 | POLE, WOOD, 45'
3608391E |  | 26715.64 | 364 | 0300 | POLE, WOOD, 50'
3608391E |  | 54645.75 | 365 | 0020 | CONDUCTOR, ALUMINUM, 4/0 AND GREATER
3608979E | 121485.86 |  |  |  | DFW REPL EOG PMH11 SWG 9090 SW | DFW REPL EOG PMH11 SWG 9090 SW10447 WITH NEW RSC PMH11 | 2022-12-31
3608979E |  | 121485.86 | 367 | 5145 | SWITCHGEAR, PADMOUNT, 15KV
3609113E | 118981.26 |  |  |  | FSE:UGCP-WHITE3534_(P) REPLACE | FSE:UGCP-WHITE3534_(P) REPLACE UG CABLE 2100 MORRISON DR | 2022-09-27
3609113E |  | 21416.61 | 366 | 1010 | CONDUIT
3609113E |  | 14277.74 | 366 | 1200 | MANHOLE, 0-100 CU FT
3609113E |  | 76148.05 | 367 | 0020 | CONDUCTOR, ALUMINUM, LESS THEN 4/0
3609113E |  | 7138.86 | 367 | 0100 | FAULT INDICATOR
3609645E | 138458.16 |  |  |  | FNE UGCP SLAKE8321 L REPLACE U | FNE UGCP SLAKE8321 L REPLACE UG CABLE 108 FOREST HILL DR | 2022-09-20
3609645E |  | 23537.88 | 366 | 1010 | CONDUIT
3609645E |  | 23537.88 | 366 | 1200 | MANHOLE, 0-100 CU FT
3609645E |  | 88613.24 | 367 | 0020 | CONDUCTOR, ALUMINUM, LESS THEN 4/0
3609645E |  | 2769.16 | 367 | 0100 | FAULT INDICATOR
3610126E | 362467.05 |  |  |  | 2022MMCK015- PRINCETON -MKNSW2 | 2022MMCK015- PRINCETON -MKNSW2601 RECONDUCTORING PART 1 MH | 2022-11-03
3610126E |  | 7249.33 | 364 | 0001 | SINGLE CROSSARM
3610126E |  | 10874 | 364 | 0280 | POLE, WOOD, 45'
3610126E |  | 47120.71 | 364 | 0300 | POLE, WOOD, 50'
3610126E |  | 7249.33 | 364 | 0320 | POLE, WOOD, 55'
3610126E |  | 50745.38 | 364 | 0390 | POLE, OTHER, 75'
3610126E |  | 14498.67 | 365 | 0010 | CONDUCTOR, ALUMINUM, LESS THAN 4/0
3610126E |  | 86992.08 | 365 | 0020 | CONDUCTOR, ALUMINUM, 4/0 AND GREATER
3610126E |  | 25372.69 | 365 | 6010 | AIRBREAK SWITCH, WITH OR WITHOUT OPERATOR
3610126E |  | 18123.34 | 366 | 1010 | CONDUIT
3610126E |  | 90616.86 | 367 | 0025 | CONDUCTOR, ALUMINUM, 4/0 AND GREATER
3610126E |  | 3624.66 | 373 | 1515 | STANDARD, METAL, 25' AND UNDER
3610459E | 119608.71 |  |  |  | DES:UGCP-DALWT2962_(P) REPLACE | DES:UGCP-DALWT2962_(P) REPLACE UG CABLE 1501 KING ARTHUR ST | 2022-11-02
3610459E |  | 22725.64 | 366 | 1010 | CONDUIT
3610459E |  | 88510.47 | 367 | 0020 | CONDUCTOR, ALUMINUM, LESS THEN 4/0
3610459E |  | 8372.6 | 367 | 0100 | FAULT INDICATOR
3610465E | 147721.55 |  |  |  | MCK:UGCP_PCUST2010-(F)- REPLAC | MCK:UGCP_PCUST2010-(F)- REPLACE UG CABLE- 3329 RILEY DR | 2022-09-29
3610465E |  | 26589.86 | 366 | 1010 | CONDUIT
3610465E |  | 20681 | 366 | 1100 | PRIMARY BOX
3610465E |  | 100450.69 | 367 | 0025 | CONDUCTOR, ALUMINUM, 4/0 AND GREATER
3610476E | 735385.91 |  |  |  | 2022MMCK015 P1 | 2022MMCK015 P1 | 2022-11-18
3610476E |  | 36769.29 | 364 | 0001 | SINGLE CROSSARM
3610476E |  | 36769.29 | 364 | 0335 | POLE, WOOD, 60'
3610476E |  | 125015.59 | 364 | 0345 | POLE, OTHER, 60'
3610476E |  | 44123.15 | 364 | 0350 | POLE, WOOD, 65'
3610476E |  | 66184.72 | 364 | 0360 | POLE, OTHER, 65'
3610476E |  | 44123.15 | 364 | 0400 | POLE, OTHER, 80'
3610476E |  | 7353.85 | 365 | 0010 | CONDUCTOR, ALUMINUM, LESS THAN 4/0
3610476E |  | 88246.3 | 365 | 0020 | CONDUCTOR, ALUMINUM, 4/0 AND GREATER
3610476E |  | 29415.43 | 365 | 5650 | DIST AUTOMATION CONTROL OVERHEAD
3610476E |  | 14707.71 | 365 | 5660 | DIST AUTOMATION POWER SUPPLY UNIT OH
3610476E |  | 44123.15 | 366 | 1010 | CONDUIT
3610476E |  | 51477.01 | 366 | 1100 | PRIMARY BOX
3610476E |  | 139723.42 | 367 | 0025 | CONDUCTOR, ALUMINUM, 4/0 AND GREATER
3610476E |  | 7353.85 | 367 | 0100 | FAULT INDICATOR
3610477E | 421545.11 |  |  |  | 2022MMCK015 P1 S11-13 | 2022MMCK015 P1 S11-13 | 2022-11-08
3610477E |  | 54800.86 | 364 | 0001 | SINGLE CROSSARM
3610477E |  | 113817.18 | 364 | 0335 | POLE, WOOD, 60'
3610477E |  | 29508.16 | 364 | 0350 | POLE, WOOD, 65'
3610477E |  | 168618.05 | 365 | 0020 | CONDUCTOR, ALUMINUM, 4/0 AND GREATER
3610477E |  | 12646.36 | 366 | 1010 | CONDUIT
3610477E |  | 16861.8 | 367 | 0020 | CONDUCTOR, ALUMINUM, LESS THEN 4/0
3610477E |  | 21077.25 | 367 | 0025 | CONDUCTOR, ALUMINUM, 4/0 AND GREATER
3610477E |  | 4215.45 | 367 | 0100 | FAULT INDICATOR
3611016E | 344658.35 |  |  |  | CATS WO:060DSW2022090418552104 | CATS WO:060DSW2022090418552104843501048435 | 2022-10-21
3611016E |  | 344658.35 | 367 | 0015 | CONDUCTOR, COPPER, 2/0 AND GREATER
3611066E | 151628.47 |  |  |  | DSD/DSC 22013 CAPEX ASBUILTS - | DSD/DSC 22013 CAPEX ASBUILTS - STANTON | 2022-10-03
3611066E |  | 42455.97 | 364 | 0001 | SINGLE CROSSARM
3611066E |  | 1516.28 | 364 | 0240 | POLE, WOOD, 35'
3611066E |  | 97042.25 | 364 | 0260 | POLE, WOOD, 40'
3611066E |  | 3032.56 | 364 | 0280 | POLE, WOOD, 45'
3611066E |  | 3032.56 | 364 | 0350 | POLE, WOOD, 65'
3611066E |  | 4548.85 | 365 | 0010 | CONDUCTOR, ALUMINUM, LESS THAN 4/0
3611220E | 189495.45 |  |  |  | 2022MMCK015- PRINCETON MKNSW26 | 2022MMCK015- PRINCETON MKNSW2601 RECONDUCTORING PART 2- MH | 2022-11-03
3611220E |  | 5684.85 | 364 | 0001 | SINGLE CROSSARM
3611220E |  | 18949.54 | 364 | 0280 | POLE, WOOD, 45'
3611220E |  | 15159.63 | 364 | 0300 | POLE, WOOD, 50'
3611220E |  | 9474.76 | 364 | 0335 | POLE, WOOD, 60'
3611220E |  | 17054.58 | 365 | 0010 | CONDUCTOR, ALUMINUM, LESS THAN 4/0
3611220E |  | 123172.09 | 365 | 0020 | CONDUCTOR, ALUMINUM, 4/0 AND GREATER
3611348E | 137052.47 |  |  |  | MCK:UGCP_MKNSW2601-(F)- REPLAC | MCK:UGCP_MKNSW2601-(F)- REPLACE UG CABLE- 1001 S CENTRAL EXP | 2022-10-17
3611348E |  | 1370.51 | 366 | 1010 | CONDUIT
3611348E |  | 135681.96 | 367 | 0025 | CONDUCTOR, ALUMINUM, 4/0 AND GREATER
3611588E | 136813.21 |  |  |  | FWE UGCP PFFRD3441 L REPLACE U | FWE UGCP PFFRD3441 L REPLACE UG CABLE 4317 BELLAIRE DR S | 2022-10-17
3611588E |  | 23258.23 | 366 | 1010 | CONDUIT
3611588E |  | 88928.61 | 367 | 0020 | CONDUCTOR, ALUMINUM, LESS THEN 4/0
3611588E |  | 24626.37 | 367 | 0100 | FAULT INDICATOR
3612263E | 126460.09 |  |  |  | DNO:UGCP_SCHRD0004-REPLACE PIL | DNO:UGCP_SCHRD0004-REPLACE PILC CABLE- 12511 SCHROEDER RD | 2022-12-20
3612263E |  | 1264.6 | 366 | 1010 | CONDUIT
3612263E |  | 125195.49 | 367 | 0015 | CONDUCTOR, COPPER, 2/0 AND GREATER
3612557E | 121409.11 |  |  |  | CATS WO:080WAX2022091910075411 | CATS WO:080WAX2022091910075411761801117618 | 2022-09-27
3612557E |  | 121409.11 | 367 | 0025 | CONDUCTOR, ALUMINUM, 4/0 AND GREATER
3614813E | 162287.73 |  |  |  | 2022MDSW181-S1,2,3,4-COMPTON S | 2022MDSW181-S1,2,3,4-COMPTON SUB-FEEDER EXITS-CIVIL ONLY | 2022-10-28
3614813E |  | 77898.1 | 366 | 1030 | DUCT BANK, 5 - 8 HOLES
3614813E |  | 82766.76 | 366 | 1240 | MANHOLE, OVER 400 CU FT
3614813E |  | 1622.87 | 367 | 0020 | CONDUCTOR, ALUMINUM, LESS THEN 4/0
3614951E | 105529.32 |  |  |  | FWE UGCP FARON4021 F REPLACE U | FWE UGCP FARON4021 F REPLACE UGCABLE WESTRIDGE AVE AND I30 | 2022-11-16
3614951E |  | 21105.86 | 366 | 1010 | CONDUIT
3614951E |  | 84423.46 | 367 | 0025 | CONDUCTOR, ALUMINUM, 4/0 AND GREATER
3615498E | 191669.51 |  |  |  | FBR UGCP LIGSW1621 F REPLACE U | FBR UGCP LIGSW1621 F REPLACE UG CABLE 5425 FAA BLVD | 2022-11-18
3615498E |  | 30667.12 | 366 | 1010 | CONDUIT
3615498E |  | 40250.6 | 366 | 1100 | PRIMARY BOX
3615498E |  | 120751.79 | 367 | 0025 | CONDUCTOR, ALUMINUM, 4/0 AND GREATER
3616007E | 233609.58 |  |  |  | FWE:UGCP_BRIRV6911-(F)- REPLAC | FWE:UGCP_BRIRV6911-(F)- REPLACE UG CABLE- 4601 BRYANT IRVIN | 2022-12-21
3616007E |  | 44385.82 | 366 | 1010 | CONDUIT
3616007E |  | 21024.86 | 366 | 1100 | PRIMARY BOX
3616007E |  | 168198.9 | 367 | 0025 | CONDUCTOR, ALUMINUM, 4/0 AND GREATER
| 877350696.81 | 877350696.81 | Total for Projects > $100,000 Plant Accounts 364 to 373 Only - 2022
| 182841759.4 | Total for Projects > $100,000 Related to 303, 391 and 397 FERC Accounts - 2022
| 203982202.05 | Total for Projects > $100,000 Related to Substation Accounts from WP/Schedule B-1/1/2/2022
| 256141612.0874 | Total for Projects < $100,000 from WP/Schedule B-1/1/2022
| 1520316270.3474 | 2022 DCRF Additions
| 851407659.98 | Six months ending June 30, 2023 Additions
| 2371723930.3274 | Additions from Schedule B-1 for 18 Months Ending June 30, 2023