## 23
LOAD
Demand Interval in Minutes: | 60
|  |  | ACTUALS | [7 empty] | PROJECTIONS | [18 empty] | ESTIMATED LOAD TYPE DISAGGREGATION
AGGREGATED LOADS |  |  | 2022 Winter Actual Peak Load |  |  | 2022 Summer Actual Peak Load |  |  | 2022 Summer Actuals at the time of ERCOT Minimum Load |  | 2023 Delivery Point Projections for TDSP | 2024 Delivery Point Projections for TDSP |  | 2025 Delivery Point Projections for TDSP |  | 2026 Delivery Point Projections for TDSP |  | 2027 Delivery Point Projections for TDSP |  | 2028 Delivery Point Projections for TDSP |  | 2029 Delivery Point Projections for TDSP |  | 2030 Delivery Point Projections for TDSP |  | 2031 Delivery Point Projections for TDSP |  | 2032 Delivery Point Projections for TDSP |  | 2021/2022 Winter Actual Delivery Point Load at ERCOT Winter System Peak (Feb 04, 2022 at 1000) | [23 empty] | 2022 Summer Actual Delivery Point Load at ERCOT Summer System Peak (Jul 20, 2022 at 1700)
|  |  | 2021/2022 Winter Actual Noncoincident Peak Load | 2021/2022 Winter Actual Delivery Point Load at ERCOT Winter System Peak |  | 2022 Summer Actual Noncoincident Peak Load | 2022 Summer Actual Delivery Point Load at ERCOT Summer System Peak |  | 2022 Actual Delivery Point Load at ERCOT System Minimum |  | 2023 Summer Noncoincident Peak | 2023/2024 Winter Noncoincident Peak | 2024 Summer Noncoincident Peak | 2024/2025 Winter Noncoincident Peak | 2025 Summer Noncoincident Peak | 2025/2026 Winter Noncoincident Peak | 2026 Summer Noncoincident Peak | 2026/2027 Winter Noncoincident Peak | 2027 Summer Noncoincident Peak | 2027/2028 Winter Noncoincident Peak | 2028 Summer Noncoincident Peak | 2028/2029 Winter Noncoincident Peak | 2029 Summer Noncoincident Peak | 2029/2030 Winter Noncoincident Peak | 2030 Summer Noncoincident Peak | 2030/2031 Winter Noncoincident Peak | 2031 Summer Noncoincident Peak | 2031/2032 Winter Noncoincident Peak | 2032 Summer Noncoincident Peak | Reactive Device, kVAR | Distributed Energy Resource Real Power kW (at generator terminal) | Distributed Energy Resource Reactive Power kVAR (at generator terminal) |  | Estimated Residential Breakdown | [6 empty] | Estimated Commercial Breakdown | [6 empty] | Estimated Industrial Breakdown | [5 empty] | Reactive Device, kVAR | Distributed Energy Resource Real Power kW (at generator terminal) | Distributed Energy Resource Reactive Power kVAR (at generator terminal) |  | Estimated Residential Breakdown | [6 empty] | Estimated Commercial Breakdown | [6 empty] | Estimated Industrial Breakdown
|  |  | (Dec 2021, Jan and Feb 2022) | (Feb 04, 2022 at 1000) |  | (Jun, Jul, Aug, Sep 2022) | Jul 20, 2022 at 1700 |  | Apr 07, 2022 at 0345 | [23 empty] | Motor A, kW | Motor B, kW | Motor C, kW | Air Conditioner, kW | Electronic Load, kW | Static load, kW | Total | Motor A, kW | Motor B, kW | Motor C, kW | Air Conditioner, kW | Electronic Load, kW | Static load, kW | Total | Motor A, kW | Motor B, kW | Motor C, kW | Air Conditioner, kW | Electronic Load, kW | Static load, kW | Total |  |  |  | Motor A, kW | Motor B, kW | Motor C, kW | Air Conditioner, kW | Electronic Load, kW | Static load, kW | Total | Motor A, kW | Motor B, kW | Motor C, kW | Air Conditioner, kW | Electronic Load, kW | Static load, kW | Total | Motor A, kW | Motor B, kW | Motor C, kW | Air Conditioner, kW | Electronic Load, kW | Static load, kW | Total
|  |  | Load, kW | Load, kW | Calculated Coincidence Factor | Load, kW | Load, kW | Calculated Coincidence Factor | Load, kW | Minimum/Peak | Load, kW | Load, kW | Load, kW | Load, kW | Load, kW | Load, kW | Load, kW | Load, kW | Load, kW | Load, kW | Load, kW | Load, kW | Load, kW | Load, kW | Load, kW | Load, kW | Load, kW | Load, kW | Load, kW |  |  |  | 0 | 43084.368 | 639831.9124 |  | 377345.9735 | 2909073.5305 | 5215293.9504 | 617764.6171 | 361581.7444 | 32487.9134 |  | 952712.7248 | 2161315.2696 | 4125862.2693 | 1255847.6278 | 1674463.5037 | 1674463.5037 |  | 1674463.5037 | 2093079.3797 | 8372317.5187 |  |  |  | 0 | 400287.4393 | 1729453.47 |  | 549295.6318 | 1020397.5141 | 7206047.5006 | 2516680.2554 | 477674.1646 | 292135.406 |  | 830196.4964 | 1322023.3664 | 5438709.6887 | 1315595.935 | 1754127.9134 | 1754127.9134 |  | 1754127.9134 | 2192659.8917 | 8770639.5669
Totals |  |  | 20083033.36 | 17713473.7384 | 88.2% | 24798248.8096 | 21415396.7563 | 86.36% | 10611756.8618 | 49.55% | 25939199.7915 | 21433625.4247 | 26593115.6993 | 21924844.1364 | 26868213.3954 | 22101403.1928 | 27003388.3612 | 22199684.2658 | 27172174.2203 | 22317829.6856 | 27328644.3565 | 22424834.5185 | 27479823.2351 | 22537877.8883 | 27630023.1659 | 22655148.5299 | 27786337.4139 | 22767419.124 | 27941830.6727 | 0 | 0 | 0 | 0 | 43084.368 | 639831.9124 | 1245958.1659 | 377345.9735 | 2909073.5305 | 5215293.9504 | 617764.6171 | 361581.7444 | 32487.9134 | 0 | 952712.7248 | 2161315.2696 | 4125862.2693 | 1255847.6278 | 1674463.5037 | 1674463.5037 | 0 | 1674463.5037 | 2093079.3797 | 8372317.5187 | 0 | 0 | 0 | 0 | 400287.4393 | 1729453.47 | 3506613.4454 | 549295.6318 | 1020397.5141 | 7206047.5006 | 2516680.2554 | 477674.1646 | 292135.406 | 0 | 830196.4964 | 1322023.3664 | 5438709.6887 | 1315595.935 | 1754127.9134 | 1754127.9134 | 0 | 1754127.9134 | 2192659.8917 | 8770639.5669
Total without Self-Serve and Dist. Gen. | Self Serve and Distributed Generation is reported as: |  | 17406078.28 | 15036518.6584 |  | 22121293.7296 | 18738441.6763 |  | 7934801.7818 |  | 23231244.7115 | 18725670.3447 | 23885160.6193 | 19216889.0564 | 24160258.3154 | 19393448.1128 | 24295433.2812 | 19491729.1858 | 24464219.1403 | 19609874.6056 | 24620689.2765 | 19716879.4385 | 24771868.1551 | 19829922.8083 | 24922068.0859 | 19947193.4499 | 25078382.3339 | 20059464.044 | 25233875.5927
Self-Serve |  |  | 2676955.08 | 2676955.08 |  | 2676955.08 | 2676955.08 |  | 2676955.08 |  | 2707955.08 | 2707955.08 | 2707955.08 | 2707955.08 | 2707955.08 | 2707955.08 | 2707955.08 | 2707955.08 | 2707955.08 | 2707955.08 | 2707955.08 | 2707955.08 | 2707955.08 | 2707955.08 | 2707955.08 | 2707955.08 | 2707955.08 | 2707955.08 | 2707955.08
Distributed Generation | Negative Load |  | 0 | 0 |  | 0 | 0 |  | 0 |  | 0 | 0 | 0 | 0 | 0 | 0 | 0 | 0 | 0 | 0 | 0 | 0 | 0 | 0 | 0 | 0 | 0 | 0 | 0
Direct Load Control, kW |  | Select one
Interruptible Load, kW
Energy Efficiency Programs, kW | [5 empty] | 966400 |  |  |  |  | 1018200 |  | 1069900 |  | 1121700 |  | 1173500 |  | 1225300 |  | 1277000 |  | 1328800 |  | 1380600 |  | 1432400 |  | 1484200
Note on BK11: Represents 3-phase compressor motors in commercial cooling and refrigeration systems typical of rooftop A/C at Walmart, Whole Foods, Malls, etc. Model data representative of 5-15 HP compressor motors or large commercial buildings with central cooling systems and chiller compressors (large motors, 200-500 HP)
Note on BL11: Represents fan motors used in residential and commercial buildings, ventilation fans in buildings, and air-handler fans. Model data is representative of 5-25 HP fan motors.
Note on BM11: Represents direct-connected pump motors used in commercial buildings, and water circulating pumps in central cooling systems. Model data is representative of a 5-25 HP pump motor.
Note on BN11: Single-phase compressor motors in residential and small commercial cooling and refrigeration. Model data representative of 3-5 HP compressor motors.
Note on BO11: Electronically connected motor drives, battery chargers, consumer electronics, etc.
Note on BP11: Static ZIP model, which consists of a combination of constant impedance (Z), constant current (I), and constant power (P) elements.
Note on BQ11: total sum of load components.
Note on BR11: Represents 3-phase compressor motors in commercial cooling and refrigeration systems typical of rooftop A/C at Walmart, Whole Foods, Malls, etc. Model data representative of 5-15 HP compressor motors or large commercial buildings with central cooling systems and chiller compressors (large motors, 200-500 HP)
Note on BS11: Represents fan motors used in residential and commercial buildings, ventilation fans in buildings, and air-handler fans. Model data is representative of 5-25 HP fan motors.
Note on BT11: Represents direct-connected pump motors used in commercial buildings, and water circulating pumps in central cooling systems. Model data is representative of a 5-25 HP pump motor.
Note on BU11: Single-phase compressor motors in residential and small commercial cooling and refrigeration. Model data representative of 3-5 HP compressor motors
Note on BV11: Electronically connected motor drives, battery chargers, consumer electronics, etc.
Note on BW11: static ZIP model, which consists of a combination of constant impedance (Z), constant current (I), and constant power (P) elements. In MW
Note on BX11: total sum of load components.
Note on BY11: Represents 3-phase compressor motors in commercial cooling and refrigeration systems typical of rooftop A/C at Walmart, Whole Foods, Malls, etc. Model data representative of 5-15 HP compressor motors or large commercial buildings with central cooling systems and chiller compressors (large motors, 200-500 HP)
Note on BZ11: Represents fan motors used in residential and commercial buildings, ventilation fans in buildings, and air-handler fans. Model data is representative of 5-25 HP fan motors.
Note on CA11: Represents direct-connected pump motors used in commercial buildings, and water circulating pumps in central cooling systems. Model data is representative of a 5-25 HP pump motor.
Note on CB11: Single-phase compressor motors in residential and small commercial cooling and refrigeration. Model data representative of 3-5 HP compressor motors.
Note on CC11: Electronically connected motor drives, battery chargers, consumer electronics, etc.
Note on CD11: static ZIP model, which consists of a combination of constant impedance (Z), constant current (I), and constant power (P) elements. In MW
Note on CE11: total sum of load components.
Note on CI11: Represents 3-phase compressor motors in commercial cooling and refrigeration systems typical of rooftop A/C at Walmart, Whole Foods, Malls, etc. Model data representative of 5-15 HP compressor motors or large commercial buildings with central cooling systems and chiller compressors (large motors, 200-500 HP)
Note on CJ11: Represents fan motors used in residential and commercial buildings, ventilation fans in buildings, and air-handler fans. Model data is representative of 5-25 HP fan motors.
Note on CK11: Represents direct-connected pump motors used in commercial buildings, and water circulating pumps in central cooling systems. Model data is representative of a 5-25 HP pump motor.
Note on CL11: Single-phase compressor motors in residential and small commercial cooling and refrigeration. Model data representative of 3-5 HP compressor motors.
Note on CM11: Electronically connected motor drives, battery chargers, consumer electronics, etc.
Note on CN11: static ZIP model, which consists of a combination of constant impedance (Z), constant current (I), and constant power (P) elements. In MW
Note on CO11: total sum of load components.
Note on CP11: Represents 3-phase compressor motors in commercial cooling and refrigeration systems typical of rooftop A/C at Walmart, Whole Foods, Malls, etc. Model data representative of 5-15 HP compressor motors or large commercial buildings with central cooling systems and chiller compressors (large motors, 200-500 HP)
Note on CQ11: Represents fan motors used in residential and commercial buildings, ventilation fans in buildings, and air-handler fans. Model data is representative of 5-25 HP fan motors.
Note on CR11: Represents direct-connected pump motors used in commercial buildings, and water circulating pumps in central cooling systems. Model data is representative of a 5-25 HP pump motor.
Note on CS11: Single-phase compressor motors in residential and small commercial cooling and refrigeration. Model data representative of 3-5 HP compressor motors.
Note on CT11: Electronically connected motor drives, battery chargers, consumer electronics, etc.
Note on CU11: static ZIP model, which consists of a combination of constant impedance (Z), constant current (I), and constant power (P) elements. In MW
Note on CV11: total sum of load components.
Note on CW11: Represents 3-phase compressor motors in commercial cooling and refrigeration systems typical of rooftop A/C at Walmart, Whole Foods, Malls, etc. Model data representative of 5-15 HP compressor motors or large commercial buildings with central cooling systems and chiller compressors (large motors, 200-500 HP)
Note on CX11: Represents fan motors used in residential and commercial buildings, ventilation fans in buildings, and air-handler fans. Model data is representative of 5-25 HP fan motors.
Note on CY11: Represents direct-connected pump motors used in commercial buildings, and water circulating pumps in central cooling systems. Model data is representative of a 5-25 HP pump motor.
Note on CZ11: Single-phase compressor motors in residential and small commercial cooling and refrigeration. Model data representative of 3-5 HP compressor motors.
Note on DA11: Electronically connected motor drives, battery chargers, consumer electronics, etc.
Note on DB11: static ZIP model, which consists of a combination of constant impedance (Z), constant current (I), and constant power (P) elements. In MW
Note on DC11: total sum of load components.

## ZoneNumbers (hidden)
BusNumber | BusName | Voltage | Zone
7041 | 'LOSTPN34' | 345 | 709
9000 | 'DECKR G1' | 24 | 709
9001 | 'DECKR G2' | 24 | 709
9002 | 'DECKR G3' | 13.8 | 709
9003 | 'DECKR G4' | 13.8 | 709
9004 | 'DECKR G5' | 13.8 | 709
9005 | 'DECKR G6' | 13.8 | 709
9014 | 'HOLLY G3' | 18 | 709
9015 | 'HOLLY G4' | 20 | 709
9016 | 'SANDH G1' | 13.8 | 709
9017 | 'SANDH G2' | 13.8 | 709
9018 | 'SANDH G3' | 13.8 | 709
9019 | 'SANDH G4' | 13.8 | 709
9020 | 'SANDHG5A' | 18 | 709
9021 | 'SANDHG5B' | 18 | 709
9025 | 'PE STATC' | 14.4 | 709
9040 | 'AUSTROP ' | 345 | 709
9071 | 'GARFIELD' | 138 | 691
9073 | 'HOLMAN ' | 345 | 695
9074 | 'LYTTON ' | 345 | 692
9075 | 'LYTTON ' | 138 | 692
9076 | 'MCNEILW ' | 138 | 709
9077 | 'MCNEILS ' | 138 | 709
9079 | 'MCNEILN ' | 138 | 709
9080 | 'MCNEIL ' | 69 | 709
9118 | 'PE_MB2 ' | 138 | 709
9119 | 'PE_MB1 ' | 69 | 709
9120 | 'BURLESON' | 138 | 709
9121 | 'BURLESON' | 69 | 709
9122 | 'KINGSMB1' | 138 | 709
9123 | 'KINGS DB' | 138 | 709
9125 | 'KINGSBRY' | 69 | 709
9128 | 'NORTHLND' | 138 | 709
9129 | 'NORTHLND' | 69 | 709
9130 | 'NL NEUT ' | 0 | 709
9132 | 'SEAHM8 ' | 138 | 709
9133 | 'SEAHM DB' | 69 | 709
9134 | 'SEAHMMB3' | 69 | 709
9139 | 'AUSTNDAM' | 138 | 709
9147 | 'HICRSMB2' | 138 | 709
9148 | 'HICRSMB1' | 138 | 709
9151 | 'AMD ' | 138 | 709
9155 | 'ANGUSVAL' | 138 | 709
9158 | 'BARTON ' | 138 | 709
9160 | 'BEECREEK' | 138 | 709
9163 | 'BERGSTRM' | 138 | 709
9164 | 'METCENTR' | 138 | 709
9166 | 'BRACK ' | 69 | 709
9169 | 'BRODIE ' | 138 | 709
9171 | 'CAMERON ' | 138 | 709
9175 | 'CARSON ' | 138 | 709
9179 | 'CARDINAL' | 69 | 709
9183 | 'COMMONFD' | 138 | 709
9184 | 'DAFFIN G' | 138 | 709
9187 | 'DECKER ' | 138 | 709
9188 | 'DECK MB2' | 138 | 709
9190 | 'TECHRIDG' | 138 | 709
9193 | 'DESSAU ' | 138 | 709
9195 | 'EAST ' | 138 | 709
9196 | 'ED BLUE ' | 138 | 709
9199 | 'FISKVILL' | 138 | 709
9200 | 'GROVE ' | 138 | 709
9202 | 'HAMILMB2' | 138 | 709
9203 | 'HAMILMB1' | 138 | 709
9204 | 'HARRIS ' | 69 | 709
9207 | 'HIDDENVL' | 138 | 709
9212 | 'HOLLYMB1' | 69 | 709
9213 | 'HOLLYMB2' | 69 | 709
9214 | 'HOLLYMB3' | 69 | 709
9215 | 'HOLLYMB4' | 69 | 709
9216 | 'SANDHSYD' | 138 | 709
9217 | 'HOWARD ' | 138 | 709
9220 | 'JETT ' | 138 | 709
9223 | 'JOLLYVIL' | 138 | 712
9227 | 'KOENIG ' | 69 | 709
9228 | 'LAKESHOR' | 138 | 709
9235 | 'LAKEWAY ' | 138 | 709
9236 | 'LINVISTA' | 138 | 709
9238 | 'MAGPLANT' | 138 | 709
9244 | 'FIESTA ' | 69 | 709
9245 | 'NORTHWES' | 138 | 712
9247 | 'OAKHILL ' | 138 | 709
9251 | 'ONION CK' | 138 | 709
9253 | 'PATTON ' | 138 | 709
9257 | 'PEDERNAL' | 69 | 709
9259 | 'PILOT KB' | 138 | 709
9260 | 'RIVERPLS' | 138 | 709
9261 | 'RAINEYST' | 138 | 709
9263 | 'SALEMWLK' | 138 | 709
9267 | 'SLAUGHTR' | 138 | 709
9269 | 'CENTAUS ' | 69 | 709
9271 | 'SPRINKLE' | 138 | 709
9275 | 'STECK ' | 138 | 709
9279 | 'SUMMITN ' | 138 | 709
9280 | 'SUMMITS ' | 138 | 709
9282 | 'TRADPOST' | 138 | 709
9284 | 'WALNUTCK' | 138 | 709
9286 | 'WARREN ' | 138 | 709
9291 | 'WHELESS ' | 138 | 709
9295 | 'WILIAMSN' | 138 | 709
9299 | 'ZILKER ' | 69 | 709
9342 | 'MUELLER ' | 138 | 709
99997 | 'STAR BUS' | 1 | 709
7000 | 'FERGUSG1' | 22.8 | 564
7004 | 'GIDEONG1' | 17.2 | 504
7005 | 'GIDEONG2' | 17.2 | 504
7006 | 'GIDEONG3' | 20.9 | 504
7007 | 'LOSTPN 1' | 18 | 504
7008 | 'LOSTPN 2' | 18 | 504
7009 | 'LOSTPN 3' | 18 | 504
7010 | 'FPP G1' | 22.8 | 528
7011 | 'FPP G2' | 22.8 | 528
7012 | 'FPP G3' | 26.6 | 528
7014 | 'HAYSN 1 ' | 21 | 543
7015 | 'HAYSN 2 ' | 21 | 543
7016 | 'HAYSN 3 ' | 21 | 543
7017 | 'HAYSN 4 ' | 21 | 543
7020 | 'AUSTING1' | 11.5 | 581
7022 | 'BUCHANG1' | 6.9 | 564
7023 | 'BUCHANG2' | 6.9 | 564
7024 | 'BUCHANG3' | 6.9 | 564
7026 | 'INKS G1' | 6.9 | 564
7028 | 'MARBFAG1' | 6.9 | 510
7029 | 'MARBFAG2' | 6.9 | 510
7031 | 'MARSFOG1' | 13.8 | 581
7032 | 'MARSFOG2' | 13.8 | 581
7033 | 'MARSFOG3' | 13.8 | 581
7035 | 'WIRTZ G1' | 13.8 | 510
7036 | 'WIRTZ G2' | 13.8 | 510
7038 | 'TWPP G1' | 34.5 | 522
7040 | 'AUSTRO34' | 345 | 581
7042 | 'ZORN 34' | 345 | 540
7043 | 'HAYSN 34' | 345 | 543
7044 | 'MARION34' | 345 | 540
7045 | 'ZORN 34' | 345 | 540
7046 | 'KENDAL34' | 345 | 546
7048 | 'GARFIE34' | 345 | 504
7049 | 'MAHA 34' | 345 | 504
7050 | 'CRLSPG34' | 345 | 540
7051 | 'RIONO 34' | 345 | 540
7055 | 'FPPYD234' | 345 | 528
7056 | 'FPPYD134' | 345 | 528
7057 | 'FAYETT34' | 345 | 528
7058 | 'SALEM 34' | 345 | 585
7060 | 'EBABES13' | 138 | 510
7061 | 'COPPCV13' | 138 | 555
7062 | 'KEMPNE13' | 138 | 555
7064 | 'LAMPAS13' | 138 | 555
7066 | 'ADAMSV13' | 138 | 555
7068 | 'EVANT 13' | 138 | 555
7070 | 'GOLDTH13' | 138 | 575
7073 | 'GOLDTH06' | 69 | 575
7074 | 'SANSAS06' | 69 | 579
7075 | 'TERRY 06' | 69 | 579
7076 | 'RICHSP06' | 69 | 579
7078 | 'SANSAB06' | 69 | 579
7080 | 'LOMETA06' | 69 | 555
7082 | 'LAMPAS06' | 69 | 555
7084 | 'GRAPMI13' | 138 | 510
7086 | 'BUCHAN13' | 138 | 564
7089 | 'BUCHANN3' | 0 | 564
7092 | 'BUCHAN06' | 69 | 564
7094 | 'INKSDA06' | 69 | 564
7097 | 'BURNET06' | 69 | 510
7100 | 'BURNET13' | 138 | 510
7101 | 'CTECBU06' | 69 | 564
7102 | 'SHERSH13' | 138 | 510
7104 | 'WIRTZ 13' | 138 | 510
7107 | 'WIRTZ 06' | 69 | 510
7110 | 'WIRTZ N1' | 0 | 510
7111 | 'FLATRO13' | 138 | 510
7112 | 'WIRTZ N2' | 0 | 510
7114 | 'CASTEL06' | 69 | 564
7116 | 'SANDMO06' | 69 | 564
7119 | 'PITSBU06' | 69 | 564
7120 | 'PITSBU13' | 138 | 564
7122 | 'ECKERT06' | 69 | 531
7124 | 'NEBO 06' | 69 | 531
7126 | 'FERGUS13' | 138 | 564
7128 | 'HORSBA13' | 138 | 564
7129 | 'HWY71 06' | 69 | 564
7130 | 'GILLES06' | 69 | 531
7132 | 'GILLES13' | 138 | 531
7133 | 'NIMITZ13' | 138 | 531
7134 | 'WOLFCR13' | 138 | 549
7136 | 'KERRST06' | 69 | 549
7138 | 'KERRST13' | 138 | 549
7140 | 'HARPRO13' | 138 | 549
7142 | 'INGRAM13' | 138 | 549
7143 | 'RIMROC13' | 138 | 549
7144 | 'HUNT 13' | 138 | 549
7146 | 'VERDCR13' | 138 | 549
7147 | 'KENDCT13' | 138 | 546
7148 | 'MOUNTO13' | 138 | 506
7149 | 'FREDER13' | 138 | 531
7150 | 'KENDAL13' | 138 | 546
7151 | 'CICO 13' | 138 | 546
7152 | 'KENDAL13' | 138 | 546
7153 | 'WELFAR13' | 138 | 546
7155 | 'COMFOR13' | 138 | 546
7156 | 'CYPRCR13' | 138 | 546
7157 | 'WILTAP13' | 138 | 549
7158 | 'WILLOW13' | 138 | 549
7160 | 'LEGION06' | 69 | 549
7162 | 'TRAVIS06' | 69 | 549
7168 | 'BOERNE13' | 138 | 546
7169 | 'FAIROA13' | 138 | 546
7170 | 'BERGHE13' | 138 | 516
7171 | 'ANTLER13' | 138 | 516
7172 | 'HENNE 13' | 138 | 516
7173 | 'RIVERO13' | 138 | 516
7174 | 'HENNE 13' | 138 | 516
7175 | 'HORTON13' | 138 | 516
7176 | 'COMAL 13' | 138 | 516
7177 | 'HWY46W13' | 138 | 516
7178 | 'MARION13' | 138 | 540
7180 | 'ZORN 13' | 138 | 540
7181 | 'ZORN 13' | 138 | 540
7182 | 'MCCALA13' | 138 | 543
7184 | 'MCCALA13' | 138 | 543
7186 | 'RNRD1213' | 138 | 543
7188 | 'REDWOO13' | 138 | 543
7190 | 'HILLTO13' | 138 | 543
7192 | 'SANMAR13' | 138 | 543
7193 | 'STRAHA13' | 138 | 543
7194 | 'REEDVI06' | 69 | 512
7196 | 'CAMPGA06' | 69 | 512
7199 | 'SANMAR06' | 69 | 543
7200 | 'CANYON13' | 138 | 543
7202 | 'HICROS13' | 138 | 581
7204 | 'DUMPHI06' | 69 | 512
7206 | 'DALE 06' | 69 | 512
7208 | 'COLTON13' | 138 | 581
7212 | 'WOLFLA13' | 138 | 504
7215 | 'LOCKHA06' | 69 | 512
7216 | 'LOCKHA13' | 138 | 512
7218 | 'MAGNME06' | 69 | 512
7220 | 'LULIMA06' | 69 | 512
7223 | 'LULING06' | 69 | 512
7224 | 'LULING13' | 138 | 512
7225 | 'HICKOR13' | 138 | 540
7226 | 'CUSHMA13' | 138 | 540
7228 | 'SEGUIN13' | 138 | 540
7229 | 'SEGUINW8' | 138 | 540
7230 | 'HARWOO06' | 69 | 537
7231 | 'THOMPS06' | 69 | 537
7232 | 'WAELDE06' | 69 | 537
7235 | 'SWHOME13' | 138 | 525
7236 | 'MOULTO06' | 69 | 558
7237 | 'HANKHA06' | 69 | 558
7238 | 'SHINER06' | 69 | 558
7239 | 'WESER 06' | 69 | 534
7240 | 'FORDTR06' | 69 | 525
7241 | 'YOAKUM06' | 69 | 525
7242 | 'YOAKUM13' | 138 | 525
7244 | 'CUERO 13' | 138 | 525
7245 | 'GONZAL13' | 138 | 537
7246 | 'HALLET13' | 138 | 558
7247 | 'FLATON06' | 69 | 528
7248 | 'FLATON13' | 138 | 528
7250 | 'ENGLE 13' | 138 | 528
7252 | 'SCHULE13' | 138 | 528
7254 | 'WEIMAR13' | 138 | 514
7257 | 'GLIDDE06' | 69 | 514
7258 | 'GLIDDE13' | 138 | 514
7263 | 'FRELSB13' | 138 | 514
7266 | 'PETERS06' | 69 | 500
7269 | 'BELLSO06' | 69 | 500
7270 | 'BELLSO13' | 138 | 500
7271 | 'NEWBRE13' | 138 | 500
7272 | 'WALLER13' | 138 | 583
7273 | 'WILLSP13' | 138 | 528
7274 | 'PLUM 13' | 138 | 528
7275 | 'RIVERS13' | 138 | 528
7276 | 'LAGRAN13' | 138 | 528
7277 | 'MULDOO13' | 138 | 528
7278 | 'FPP 13' | 138 | 528
7280 | 'FPPRIP13' | 138 | 528
7282 | 'FAYSHP13' | 138 | 528
7286 | 'FAYETT13' | 138 | 528
7287 | 'BELLVI13' | 138 | 500
7289 | 'SALEM 13' | 138 | 585
7291 | 'HWY36 13' | 138 | 585
7292 | 'BRENHA13' | 138 | 585
7294 | 'BRENNO13' | 138 | 585
7296 | 'PISEK 13' | 138 | 514
7297 | 'RTOPTA13' | 138 | 528
7299 | 'ROUNTO13' | 138 | 528
7302 | 'GIDDIN13' | 138 | 561
7306 | 'WINCHE13' | 138 | 528
7308 | 'PAIGE 13' | 138 | 504
7310 | 'GIDEON13' | 138 | 504
7312 | 'WARDA 13' | 138 | 528
7314 | 'SMITHV13' | 138 | 504
7315 | 'SMITHV06' | 69 | 504
7318 | 'ALUMCR13' | 138 | 504
7322 | 'BASTCI13' | 138 | 504
7324 | 'BUTLER13' | 138 | 504
7325 | 'MENDOZ13' | 138 | 512
7326 | 'SWIFTE13' | 138 | 504
7327 | 'ELGINT13' | 138 | 504
7328 | 'AUSTRO13' | 138 | 581
7329 | 'WEBBER13' | 138 | 581
7330 | 'MANOR 13' | 138 | 581
7331 | 'CEDARH13' | 138 | 504
7332 | 'ELGIN 13' | 138 | 504
7333 | 'HARRIS13' | 138 | 581
7334 | 'MCNEIL13' | 138 | 581
7335 | 'HOWARD13' | 138 | 581
7336 | 'GILLEL13' | 138 | 581
7339 | 'AUSTIN13' | 138 | 581
7343 | 'GEORGE13' | 138 | 587
7345 | 'GABRIE06' | 69 | 587
7346 | 'GABRIE13' | 138 | 587
7347 | 'RIVERY13' | 138 | 587
7348 | 'MARBFA13' | 138 | 510
7350 | 'MORMMI13' | 138 | 510
7352 | 'LAGOVI13' | 138 | 581
7353 | 'VISTA 13' | 138 | 581
7354 | 'MARSFO06' | 69 | 581
7355 | 'SEGOVIA9' | 69 | 393
7356 | 'MARSFO13' | 138 | 581
7357 | 'TRADEP13' | 138 | 581
7359 | 'MARSFON1' | 0 | 581
7360 | 'MARSFON2' | 0 | 581
7362 | 'MARSFON3' | 0 | 581
7366 | 'CHIEBR13' | 138 | 587
7386 | 'CAMPBO13' | 138 | 507
7387 | 'KUNITZ13' | 138 | 522
7400 | 'SUNRBE06' | 69 | 564
7402 | 'KING#206' | 69 | 564
7404 | 'KING#106' | 69 | 564
7406 | 'BLUFFT06' | 69 | 564
7408 | 'DOSS 06' | 69 | 531
7410 | 'HARPER06' | 69 | 531
7412 | 'LIVEOA06' | 69 | 531
7413 | 'LIVEOT06' | 69 | 531
7414 | 'GOEHLA13' | 138 | 531
7415 | 'FREDER06' | 69 | 531
7426 | 'LEAKEY06' | 69 | 577
7428 | 'UTOPIA06' | 69 | 502
7430 | 'MEDINA06' | 69 | 502
7432 | 'MEDILA13' | 138 | 502
7437 | 'PIPECR13' | 138 | 546
7438 | 'BANDER13' | 138 | 502
7439 | 'BANDER06' | 69 | 502
7440 | 'TARPLE06' | 69 | 502
7441 | 'MASONC13' | 138 | 502
7442 | 'TURTCR13' | 138 | 549
7454 | 'T-XXXX13' | 138 | 516
7456 | 'LOP33713' | 138 | 516
7458 | 'G-2XXX13' | 138 | 516
7459 | 'G-1XXX13' | 138 | 516
7460 | 'SHERPO13' | 138 | 516
7461 | 'WEIDER13' | 138 | 516
7462 | 'FREIHE13' | 138 | 516
7474 | 'GRANMT13' | 138 | 510
7476 | 'PALEFA13' | 138 | 581
7477 | 'PALPEC13' | 138 | 581
7478 | 'PHILJC13' | 138 | 506
7479 | 'MILLER13' | 138 | 506
7480 | 'MOUNTO06' | 69 | 506
7482 | 'BLANCO06' | 69 | 506
7484 | 'DEVIHI06' | 69 | 516
7487 | 'CANYHY13' | 138 | 516
7488 | 'SATTLE13' | 138 | 516
7490 | 'CRANMI13' | 138 | 516
7491 | 'HUNTER13' | 138 | 543
7492 | 'FISCHE13' | 138 | 516
7493 | 'DEVIHI13' | 138 | 516
7496 | 'WIMBER13' | 138 | 543
7498 | 'BUDA 13' | 138 | 543
7499 | 'C-XXXX13' | 138 | 543
7500 | 'TURNER13' | 138 | 543
7501 | 'GOFORT13' | 138 | 543
7502 | 'KYLE 13' | 138 | 543
7504 | 'MANCHA13' | 138 | 581
7506 | 'CEDAVA13' | 138 | 581
7507 | 'FRIEND13' | 138 | 543
7508 | 'C-XXXX06' | 69 | 543
7509 | 'RUTHER13' | 138 | 543
7510 | 'MILLER06' | 69 | 506
7512 | 'DRIPSP13' | 138 | 543
7513 | 'HENLY 13' | 138 | 543
7514 | 'BLANTA06' | 69 | 506
7515 | 'ROHR 13' | 138 | 543
7516 | 'JOHNCI06' | 69 | 506
7518 | 'FAIRLA13' | 138 | 510
7520 | 'BERTRA06' | 69 | 510
7521 | 'ANDICE06' | 69 | 587
7522 | 'ANDICE13' | 138 | 587
7523 | 'GLASSC13' | 138 | 587
7524 | 'SEWARD13' | 138 | 587
7525 | 'LEANDE13' | 138 | 587
7526 | 'NAMELS13' | 138 | 587
7527 | 'BLOCKH13' | 138 | 587
7529 | 'WHITES13' | 138 | 587
7531 | 'BUTTER13' | 138 | 587
7533 | 'BALCON13' | 138 | 587
7534 | 'AVERYR13' | 138 | 587
7538 | 'LAKEWY13' | 138 | 581
7540 | 'BEECRE13' | 138 | 581
7542 | 'SPICEW13' | 138 | 581
7546 | 'HIGH3213' | 138 | 543
7554 | 'MARTIN06' | 69 | 512
7555 | 'BASWES13' | 138 | 504
7556 | 'BLUEBO13' | 138 | 504
7557 | 'ROSANT06' | 69 | 504
7558 | 'ROSANK06' | 69 | 504
7559 | 'ROSANP06' | 69 | 504
7560 | 'REDROC13' | 138 | 504
7564 | 'GUYBUR13' | 138 | 585
7565 | 'MILLCR13' | 138 | 585
7566 | 'MILLCR06' | 69 | 585
7567 | 'DEANVI13' | 138 | 508
7568 | 'BURTON06' | 69 | 585
7570 | 'SANDHI13' | 138 | 585
7571 | 'LEXING13' | 138 | 561
7572 | 'GAYHIL13' | 138 | 585
7573 | 'LYONS 13' | 138 | 508
7574 | 'CHAPHI13' | 138 | 585
7576 | 'HILBIG13' | 138 | 504
7577 | 'WELCOM13' | 138 | 500
7586 | 'HALLGV06' | 69 | 558
7588 | 'MOULGV06' | 69 | 558
7590 | 'SHINGV06' | 69 | 558
7592 | 'GONZGV06' | 69 | 537
7594 | 'OTTINE06' | 69 | 537
7596 | 'NASHCR06' | 69 | 540
7598 | 'CAPOTE06' | 69 | 540
7600 | 'SEGUIN06' | 69 | 540
7602 | 'S-XXXX13' | 138 | 540
7604 | 'GERONI13' | 138 | 540
7605 | 'MCQUEE06' | 69 | 540
7606 | 'MCQUEE13' | 138 | 540
7608 | 'CIBOLO13' | 138 | 540
7609 | 'SCHUMA13' | 138 | 540
7610 | 'SCHERT13' | 138 | 540
7611 | 'PARKWA13' | 138 | 540
7612 | 'NEWBER13' | 138 | 540
7613 | 'WILSGO13' | 138 | 540
7614 | 'LAVERN13' | 138 | 589
7615 | 'WILSON13' | 138 | 589
7616 | 'NIXOGV06' | 69 | 537
7617 | 'NIXON 06' | 69 | 537
7618 | 'SMILGO06' | 69 | 537
7620 | 'SMILEY06' | 69 | 537
7622 | 'COST 06' | 69 | 537
7624 | 'LAKEWD06' | 69 | 537
7626 | 'GONZAL06' | 69 | 537
7636 | 'COLORA06' | 69 | 514
7638 | 'SHELPL06' | 69 | 514
7639 | 'SHERID06' | 69 | 514
7640 | 'ROCKIS06' | 69 | 514
7642 | 'SBECTP06' | 69 | 514
7644 | 'THORSW06' | 69 | 514
7646 | 'THOR1 06' | 69 | 514
7648 | 'PARKER06' | 69 | 514
7650 | 'THOR2 06' | 69 | 514
7654 | 'BERNAR06' | 69 | 514
7656 | 'BELSBE06' | 69 | 500
7658 | 'BELLTA06' | 69 | 500
7660 | 'Q-SXXX06' | 69 | 500
7662 | 'Q-XXXX06' | 69 | 500
7664 | 'SUNNYS06' | 69 | 583
7666 | 'PRAIVI06' | 69 | 583
7668 | 'PRAIVI13' | 138 | 583
7670 | 'SEAWAY13' | 138 | 583
7671 | 'MACEDO13' | 138 | 583
7672 | 'HIGH4513' | 138 | 543
7800 | 'GUALUP 1' | 18 | 540
7801 | 'GUALUP 2' | 18 | 540
7802 | 'GUALUP 3' | 18 | 540
7803 | 'GUALUP 4' | 18 | 540
7804 | 'GUALUP 5' | 18 | 540
7805 | 'GUALUP 6' | 18 | 540
7807 | 'BEP GT1' | 18 | 504
7808 | 'BEP GT2' | 18 | 504
7809 | 'BEP ST1' | 18 | 504
7810 | 'RIONOGT1' | 18 | 540
7811 | 'RIONOGT2' | 18 | 540
7812 | 'RIONOGT3' | 18 | 540
7813 | 'RIONOST1' | 22.8 | 540
800 | 'APOLLO D' | 69 | 4
801 | 'WYLIE ' | 138 | 4
802 | 'APOLLO C' | 138 | 4
803 | 'FAIRDL D' | 69 | 4
804 | 'ESYSTEM ' | 69 | 4
805 | 'FAIRDL C' | 138 | 4
806 | 'JUPITR D' | 69 | 4
807 | 'PRAXAIR ' | 69 | 4
808 | 'ESYSTEM ' | 13 | 4
809 | 'OAKLAN D' | 69 | 4
810 | 'CNTRVL D' | 69 | 4
811 | 'W JOY D' | 69 | 4
812 | 'SWINDALL' | 138 | 4
813 | 'W JOY C' | 138 | 4
814 | 'NEWMAN D' | 69 | 4
815 | 'NEWCOM E' | 14 | 4
816 | 'OLINGR D' | 69 | 4
817 | 'GRLBTWN ' | 138 | 4
818 | 'OLINGR C' | 138 | 4
819 | 'LYONS C' | 138 | 4
820 | 'LAWLER D' | 69 | 4
821 | 'FIRWHEEL' | 138 | 4
822 | 'FIRWHEEL' | 13 | 4
823 | 'WALNUT ' | 69 | 4
824 | 'MILLER D' | 69 | 4
825 | 'NAAMAN D' | 69 | 4
826 | 'CASTLE D' | 69 | 4
827 | 'BRAND C' | 138 | 4
828 | 'BLCKBURN' | 138 | 4
829 | 'GRLDFARM' | 69 | 4
830 | 'SHILOH C' | 138 | 4
831 | 'OATES C' | 138 | 4
832 | 'MCCREE D' | 69 | 4
833 | 'MCCREE B' | 345 | 4
834 | 'MCCREE C' | 138 | 4
835 | 'MCCREE2 ' | 138 | 4
836 | 'KRAFT C' | 138 | 4
837 | 'NEWMAN5 ' | 14 | 4
838 | 'NEWMAN3 ' | 14 | 4
839 | 'NEWMAN4 ' | 14 | 4
840 | 'NEWMAN1 ' | 14 | 4
841 | 'NEWMAN2 ' | 14 | 4
842 | 'OLINGR1 ' | 14 | 4
843 | 'OLINGR2 ' | 14 | 4
844 | 'OLINGR3 ' | 14 | 4
845 | 'OLINGR4 ' | 14 | 4
847 | 'BELTLINE' | 138 | 4
901 | 'WOODRO D' | 69 | 3
908 | 'SPNCER D' | 69 | 3
909 | 'KING D' | 69 | 3
910 | 'HICKRY D' | 69 | 3
911 | 'DENARCOC' | 138 | 3
912 | 'N DENT D' | 69 | 3
913 | 'INDSTR C' | 138 | 3
914 | 'LOCUST D' | 69 | 3
915 | 'N.LAKE D' | 69 | 3
916 | 'JMCSTL C' | 138 | 3
917 | 'POCKRUSC' | 138 | 3
918 | 'TEASLY C' | 138 | 3
919 | 'FTWRTH C' | 138 | 3
920 | 'SPNCER1 ' | 14 | 3
921 | 'SPNCER2 ' | 14 | 3
922 | 'SPNCER3 ' | 14 | 3
923 | 'SPNCER4 ' | 14 | 3
924 | 'SPNCER5 ' | 14 | 3
930 | 'IRNHRS C' | 138 | 3
932 | 'IRNHRS D' | 69 | 3
936 | 'DIESEL D' | 69 | 5
937 | 'STEAM D' | 69 | 5
938 | 'LTV D' | 69 | 5
939 | 'TERREL D' | 69 | 5
940 | 'IND PK D' | 69 | 5
945 | 'MAMIE D' | 69 | 5
946 | 'DENT RDD' | 69 | 5
947 | 'ONEAL D' | 69 | 5
948 | 'STEAM1 ' | 14 | 5
949 | 'STEAM2 ' | 14 | 5
950 | 'STEAM3 ' | 14 | 5
952 | 'DIESELA ' | 14 | 5
962 | 'BRY E C' | 138 | 6
964 | 'GIBCRK C' | 138 | 6
967 | 'GIBCRK B' | 345 | 6
968 | 'BEN DV C' | 138 | 6
970 | 'BEN DV B' | 345 | 6
971 | 'OLINGR T' | 138 | 6
977 | 'GN S I C' | 138 | 6
979 | 'GN S I D' | 69 | 6
982 | 'DENTON C' | 138 | 6
983 | 'ARCO C' | 138 | 6
985 | 'N DENT C' | 138 | 6
986 | 'W.DENT C' | 138 | 6
988 | 'W.DENT B' | 345 | 6
990 | 'GIBCRK ' | 22 | 6
991 | 'BOWIE-T ' | 138 | 6
992 | 'BRDGPORT' | 138 | 6
860 | 'TAMUSW ' | 138 | 2
862 | 'ATKIN138' | 138 | 2
864 | 'ATKINS69' | 69 | 2
865 | 'SNOOK ' | 69 | 2
866 | 'ST STORE' | 69 | 2
867 | 'ATKINS14' | 12.5 | 2
868 | 'A&M ANEX' | 69 | 2
869 | 'NORTH ' | 69 | 2
870 | 'TABOR ' | 69 | 2
871 | 'BRBUSPRK' | 69 | 2
872 | 'NALL ' | 69 | 2
873 | 'SHADY ' | 69 | 2
874 | 'EAST69 ' | 69 | 2
875 | 'DANSBY69' | 69 | 2
876 | 'IND PARK' | 69 | 2
877 | 'BRCREST ' | 69 | 2
878 | 'BGRPR138' | 138 | 2
879 | 'STPHOL ' | 138 | 2
880 | 'BRYSOUTH' | 138 | 2
885 | 'BGRPR69 ' | 69 | 2
886 | 'ATKINS3 ' | 12.5 | 2
887 | 'ATKINS6 ' | 13 | 2
888 | 'ATKINS7 ' | 13 | 2
889 | 'MILLICAN' | 69 | 2
890 | 'ATKINS4 ' | 12 | 2
891 | 'ATKINS5 ' | 12 | 2
892 | 'DANSBY14' | 14 | 2
893 | 'BRSSWTCH' | 138 | 2
896 | 'EAST138 ' | 138 | 2
897 | 'DANSBY ' | 138 | 2
898 | 'BTU380 ' | 138 | 2
899 | 'BTU373 ' | 69 | 2
37010 | 'LAKEPNTE' | 138 | 224
37011 | 'BIOEG ' | 138 | 224
37030 | 'JONES ST' | 138 | 224
37031 | 'UPTRIN ' | 138 | 224
37050 | 'HIGHL TN' | 138 | 224
37060 | 'WEST TN ' | 138 | 224
37080 | 'LEWTI TN' | 138 | 224
37100 | 'SOUTH TN' | 138 | 224
37120 | 'KRUGRVLE' | 138 | 225
37140 | 'BELLS ' | 69 | 226
37160 | 'WHITEWRT' | 69 | 226
37180 | 'FRNTRTAP' | 69 | 226
37190 | 'FRONTIER' | 69 | 226
37200 | 'TRENTON ' | 69 | 226
37220 | 'LEONARD ' | 69 | 227
37240 | 'BLUERDGE' | 69 | 227
37250 | 'LONGNECK' | 69 | 227
37260 | 'CLIMAX ' | 138 | 227
37280 | 'CLIMAX ' | 69 | 227
37290 | 'FRMRSVLE' | 69 | 235
37300 | 'EMORY ' | 138 | 225
37320 | 'TALCOWST' | 138 | 225
37340 | 'DEPORT ' | 138 | 225
37350 | 'RED RIVR' | 69 | 225
37360 | 'LONE OAK' | 69 | 225
37370 | 'SAINT JO' | 69 | 225
37380 | 'NOCONA ' | 69 | 225
37390 | 'PETROLIA' | 69 | 225
37410 | 'LKWHITNY' | 138 | 220
37420 | 'LKWHITNY' | 69 | 220
37440 | 'WHITNEY ' | 69 | 220
37460 | 'OLSEN ' | 138 | 220
37470 | 'OLSEN ' | 69 | 220
37490 | 'HNDLYTAP' | 69 | 220
37500 | 'HANDLEY ' | 69 | 220
37510 | 'VLLYMILS' | 69 | 220
37520 | 'SYCAMORE' | 69 | 220
37530 | 'CORYELCO' | 69 | 220
37550 | 'GATESVL1' | 69 | 220
37570 | 'GATESVL2' | 69 | 220
37590 | 'JNESBORO' | 69 | 220
37600 | 'CLIFTON1' | 69 | 220
37620 | 'CLFTNTAP' | 69 | 220
37630 | 'CLIFTON2' | 69 | 220
37650 | 'MERDNTAP' | 69 | 221
37660 | 'MERIDIAN' | 69 | 221
37680 | 'WALNTSPR' | 69 | 221
37700 | 'GLENROSE' | 69 | 221
37740 | 'HICOTAP ' | 69 | 221
37750 | 'HICO ' | 69 | 221
37770 | 'HAMLTNCO' | 69 | 221
37790 | 'HAMILTON' | 69 | 221
37810 | 'HILL CO ' | 138 | 222
37830 | 'OLNEY ' | 69 | 222
37850 | 'THURBER ' | 69 | 222
37860 | 'ELIASVLE' | 69 | 222
37870 | 'GRAHAM ' | 69 | 222
37890 | 'BRYSON ' | 69 | 222
37900 | 'WINK ' | 138 | 229
37920 | 'WINK ' | 69 | 229
37940 | 'CALIFRNA' | 69 | 229
37960 | 'WNKLRCO6' | 69 | 229
37980 | 'WICKETT ' | 69 | 229
38000 | 'PYOTE ' | 69 | 229
38020 | 'WORSHAM ' | 69 | 229
38040 | 'IH20 ' | 69 | 229
38050 | 'STAFBLVD' | 69 | 229
38070 | 'FLAT TOP' | 69 | 229
38090 | 'PECOS ' | 69 | 229
38120 | 'REEVSCO4' | 69 | 229
38140 | 'TOYAH ' | 69 | 229
38160 | 'COCHISE ' | 69 | 229
38180 | 'LNSTRTAP' | 69 | 229
38200 | 'LONESTAR' | 69 | 229
38230 | 'AAPIPELN' | 69 | 229
38250 | 'KERMIT#2' | 69 | 229
38280 | 'KERMIT#1' | 69 | 229
38290 | 'KEYSTONE' | 69 | 229
38500 | 'GAF ' | 138 | 230
38530 | 'TEJAS ' | 138 | 230
38560 | 'COMANCHE' | 138 | 230
38570 | 'AMOCOOIL' | 138 | 233
38575 | 'GRENBELT' | 138 | 230
38580 | 'AMOLCGN1' | 13.8 | 233
38590 | 'AMOLCGN2' | 13.8 | 233
38600 | 'AMOLCGN3' | 13.8 | 233
38610 | 'AMOLCGN4' | 13.8 | 233
38611 | 'BPAMCG1 ' | 18 | 233
38612 | 'BPAMCG2 ' | 18 | 233
38613 | 'BPAMCG3 ' | 18 | 233
38614 | 'BPAMCG4 ' | 18 | 233
38620 | 'AMOCO ' | 138 | 230
38650 | 'AMOCO ' | 69 | 230
38660 | 'VALERO ' | 69 | 230
38670 | 'CARBDOCK' | 69 | 230
38675 | 'TCPORT ' | 138 | 230
38680 | 'AMCOCHEM' | 138 | 233
38690 | 'AMCHMCGN' | 13.8 | 233
38710 | 'CADDO ' | 138 | 230
38711 | 'TXCTY1CG' | 13.8 | 233
38712 | 'TXCTY2CG' | 13.8 | 233
38713 | 'TXCTY3CG' | 13.8 | 233
38714 | 'TXCTY4CG' | 13.8 | 233
38715 | 'CGNR ' | 138 | 233
38720 | 'APACHE ' | 138 | 230
38730 | 'UCC COGN' | 138 | 233
38740 | 'HEIGHTS ' | 138 | 230
38770 | 'HEIGHTS ' | 69 | 230
38790 | 'AMOCOPL ' | 69 | 230
38820 | 'FRWYPARK' | 138 | 230
38850 | 'DICKNSON' | 138 | 230
38890 | 'SOUSHORE' | 138 | 230
38920 | 'LEAGCITY' | 138 | 230
38950 | 'MAGNOLIA' | 138 | 230
38980 | 'FRDSWOOD' | 138 | 230
38990 | 'SEMINOLE' | 138 | 230
39010 | 'HASTINGS' | 138 | 230
39030 | 'ALVIN ' | 138 | 230
39040 | 'MAINLAND' | 138 | 230
39070 | 'TERMINAL' | 69 | 230
39090 | 'MARTHNOL' | 69 | 230
39095 | 'CHOCTAP ' | 69 | 230
39096 | 'CHOCTAW ' | 69 | 230
39110 | 'PHIBRO ' | 69 | 230
39120 | 'PHIBCGN1' | 13.8 | 233
39130 | 'PHIBCGN2' | 13.8 | 233
39140 | 'TXCITYMN' | 69 | 230
39180 | 'S&LCOGEN' | 69 | 233
39190 | 'S&LCGN1 ' | 13.8 | 233
39200 | 'STRLNG#3' | 69 | 230
39220 | 'NTHSDTAP' | 69 | 230
39250 | 'NORTHSDE' | 69 | 230
39280 | 'TXCITYWT' | 69 | 230
39310 | 'INTRCITY' | 69 | 230
39340 | 'LAMARQUE' | 69 | 230
39360 | 'CARBIDE ' | 69 | 230
39380 | 'LINDE ' | 69 | 230
39400 | 'GRANTAVE' | 69 | 230
39410 | 'ARCOPL ' | 69 | 230
39430 | 'LIQDCARB' | 69 | 230
39440 | 'MARTHNPL' | 69 | 230
39470 | 'UCCCGNSG' | 13.8 | 233
39480 | 'UCCCGNGG' | 13.8 | 233
39500 | 'WCOLMAIN' | 138 | 234
39530 | 'WCOLLOCL' | 138 | 234
39560 | 'ANGLETON' | 138 | 234
39600 | 'BRAZORIA' | 138 | 234
39630 | 'BRAZORIA' | 69 | 234
39650 | 'DOW PUMP' | 69 | 234
39670 | 'CLMNSTAP' | 69 | 234
39680 | 'CLEMENS ' | 69 | 234
39700 | 'SWEENY ' | 69 | 234
39720 | 'P66#2 ' | 69 | 233
39730 | 'P66#3 ' | 69 | 233
39750 | 'OLDOCEAN' | 69 | 234
39760 | 'SCLP#1 ' | 13.8 | 233
39770 | 'SCLP#2 ' | 13.8 | 233
39775 | 'SCLP#4 ' | 13.8 | 233
39780 | 'AMCOEAST' | 69 | 234
39790 | 'SCLP#3 ' | 13.8 | 233
39810 | 'HILCORP ' | 69 | 234
39860 | 'SCLPCOGN' | 138 | 233
39870 | 'PHILLPS5' | 69 | 233
39880 | 'SCLPCOGN' | 69 | 233
39890 | 'PHILLPS2' | 69 | 233
39910 | 'PHILLPS3' | 69 | 233
39930 | 'PHLLPSOP' | 69 | 233
39940 | 'PHLLPSTF' | 69 | 233
39950 | 'TNP ONE ' | 345 | 238
39960 | 'TNPONE#1' | 18 | 238
39970 | 'TNPONE#2' | 18 | 238
724 | 'SMS SW 9' | 69 | 456
5925 | 'DCEAST ' | 345 | 200
6000 | 'SILVRTP1' | 69 | 478
6001 | 'SAJACKT2' | 69 | 474
6002 | 'MARAIR 2' | 69 | 472
6003 | 'BRNHRTP2' | 69 | 422
6004 | 'CCTPATL2' | 69 | 395
6005 | 'STAMFDP2' | 69 | 460
6006 | 'NBRADY2 ' | 69 | 466
6009 | 'TWBT7 ' | 345 | 474
6010 | 'TWB2TERT' | 13.8 | 474
6011 | 'TWBT4 ' | 138 | 474
6013 | 'TWB4TERT' | 13.8 | 474
6014 | 'SWMTP4 ' | 138 | 438
6015 | 'SWMESA4 ' | 138 | 438
6016 | 'SWMESA ' | 34.5 | 438
6019 | 'ORNNWPT4' | 138 | 438
6021 | 'INDM1PP4' | 138 | 438
6022 | 'INDM1 T4' | 138 | 438
6023 | 'ESTEL2WT' | 69 | 450
6024 | 'TURKEY 2' | 69 | 450
6028 | 'CHILD2WT' | 69 | 473
6030 | 'CHILD4WT' | 138 | 473
6031 | 'CHLD20 2' | 69 | 473
6032 | 'CHILDLD2' | 69 | 473
6033 | 'CHLD20T2' | 69 | 473
6041 | 'FLOMOTT2' | 69 | 450
6042 | 'FLOMOT 2' | 69 | 450
6044 | 'TURKREA2' | 69 | 450
6048 | 'LKPAULS2' | 69 | 477
6050 | 'LKPAULS4' | 138 | 477
6051 | 'QUANAH 2' | 69 | 475
6052 | 'ACMEBES2' | 69 | 475
6053 | 'KIRKLD 2' | 69 | 475
6056 | 'VRNMNTP2' | 69 | 477
6057 | 'CHILE2WT' | 69 | 477
6058 | 'VRNMAIN2' | 69 | 477
6060 | 'VRNMAIN4' | 138 | 477
6064 | 'SW VERN2' | 69 | 477
6066 | 'SW VERN4' | 138 | 477
6067 | 'VERNTAP4' | 138 | 477
6068 | 'SANDRD 4' | 138 | 477
6069 | 'VERNPLT4' | 138 | 477
6070 | 'GRAYBAC2' | 69 | 477
6071 | 'GRYBACT2' | 69 | 477
6072 | 'HARROLD2' | 69 | 477
6075 | 'WAGONER2' | 69 | 477
6080 | 'TRUSEXN2' | 69 | 446
6082 | 'CROWELL2' | 69 | 446
6084 | 'TRUSEXT2' | 69 | 446
6085 | 'TRUSCOT2' | 69 | 446
6086 | 'BENJTAP2' | 69 | 460
6087 | 'BENJMN 2' | 69 | 460
6096 | 'NORTHDC7' | 345 | 394
6097 | 'OKLEHV14' | 138 | 477
6098 | 'OKLEHV24' | 138 | 477
6100 | 'OKLAEHV7' | 345 | 477
6107 | 'MUNDAY 2' | 69 | 460
6108 | 'EMUNDAY2' | 69 | 460
6110 | 'EMUNDY24' | 138 | 460
6112 | 'GILESPR2' | 69 | 460
6113 | 'KNOXCIT2' | 69 | 460
6114 | 'KNOXREA ' | 69 | 460
6115 | 'ROCHEST2' | 69 | 460
6117 | 'EMUNDY14' | 138 | 460
6119 | 'CRNCENT2' | 69 | 460
6120 | 'RULE 2' | 69 | 460
6121 | 'CRCENTT2' | 69 | 460
6122 | 'HASKELL2' | 69 | 460
6123 | 'JOSSELR2' | 69 | 460
6124 | 'HASTXTP2' | 69 | 460
6125 | 'WEINERT2' | 69 | 460
6126 | 'HASTXCO2' | 69 | 460
6131 | 'PADUCRT2' | 69 | 446
6132 | 'PADUCAH2' | 69 | 446
6133 | 'PADCLA 2' | 69 | 446
6135 | 'PADCLA 4' | 138 | 446
6140 | 'MATADOR2' | 69 | 450
6141 | 'RNGSPGS2' | 69 | 450
6142 | 'AFTON 2' | 69 | 456
6143 | 'ESPULAR2' | 69 | 456
6147 | 'GIRARD 2' | 69 | 456
6148 | 'SPUR 2' | 69 | 456
6150 | 'SPUR 4' | 138 | 456
6151 | 'GIRARDT2' | 69 | 456
6152 | 'JAYTONR2' | 69 | 456
6153 | 'JAYTON 2' | 69 | 456
6154 | 'PEACOCK2' | 69 | 456
6155 | 'NASPMNT2' | 69 | 456
6156 | 'ASPERMT2' | 69 | 456
6158 | 'ASPERMT4' | 138 | 456
6159 | 'PTCREEK2' | 69 | 460
6161 | 'PTCRK1 4' | 138 | 460
6165 | 'CALCRKTP' | 138 | 460
6166 | 'CAL CRK ' | 138 | 460
6169 | 'PTCRK2 4' | 138 | 460
6170 | 'HASKELR2' | 69 | 460
6171 | 'HSKELTP2' | 69 | 460
6172 | 'STAMFRD2' | 69 | 464
6173 | 'CORINTH2' | 69 | 464
6174 | 'HSKREAT2' | 69 | 460
6175 | 'ANSON 2' | 69 | 464
6176 | 'ANSONRE2' | 69 | 464
6177 | 'SWENSON2' | 69 | 456
6180 | 'RADIUM 2' | 69 | 456
6182 | 'HAMTXCO2' | 69 | 456
6183 | 'HAMLINR2' | 69 | 456
6184 | 'HAMTXTP2' | 69 | 456
6185 | 'HAMLIN 2' | 69 | 456
6186 | 'HAMSHEL2' | 69 | 456
6187 | 'ASPECON2' | 69 | 456
6191 | 'EXSHRN4 ' | 138 | 456
6192 | 'RONDTOP2' | 69 | 456
6193 | 'PLASTCO2' | 69 | 456
6194 | 'RONDTPT2' | 69 | 456
6195 | 'ROBY 2' | 69 | 456
6196 | 'ROTAN 2' | 69 | 456
6197 | 'CLARMNT2' | 69 | 456
6198 | 'CLARSUN2' | 69 | 456
6202 | 'ALFNDRY2' | 69 | 440
6204 | 'WOODSON2' | 69 | 468
6205 | 'THROKMT2' | 69 | 468
6206 | 'BUSHKNB2' | 69 | 468
6207 | 'ALBANY 2' | 69 | 440
6208 | 'WCTMWDT2' | 69 | 440
6209 | 'MORAN 2' | 69 | 440
6210 | 'WCTMWD22' | 69 | 440
6211 | 'ALBANYT2' | 69 | 440
6212 | 'WCTMWD12' | 69 | 440
6213 | 'WCTMWDT ' | 69 | 440
6214 | 'ALBANYT1' | 69 | 440
6215 | 'ABRBRSN2' | 69 | 440
6217 | 'FTPHPMP2' | 69 | 432
6218 | 'NUGENTR2' | 69 | 432
6219 | 'NUGENTT2' | 69 | 432
6220 | 'FTPHPMT2' | 69 | 440
6221 | 'ABRAINY2' | 69 | 432
6222 | 'PHATM W4' | 138 | 440
6223 | 'ABRAINY4' | 138 | 432
6224 | 'ABILNW 2' | 69 | 432
6225 | 'ABLNW2 2' | 69 | 432
6226 | 'ABEASTP ' | 138 | 432
6228 | 'ABILNW14' | 138 | 432
6230 | 'ABMULCE7' | 345 | 432
6231 | 'ABMULC24' | 138 | 432
6232 | 'ABMULCK4' | 138 | 432
6235 | 'ABMULCW7' | 345 | 432
6236 | 'ONYXREA2' | 69 | 432
6237 | 'CLRGKTP2' | 69 | 432
6238 | 'HAWEXTP2' | 69 | 432
6239 | 'EASTVGT2' | 69 | 432
6240 | 'EASTVGL2' | 69 | 432
6241 | 'ELYTAP 2' | 69 | 424
6242 | 'MERKEL 2' | 69 | 424
6243 | 'CLRFKPM ' | 69 | 432
6244 | 'ABWALTP2' | 69 | 432
6245 | 'ABRBPRS2' | 69 | 440
6246 | 'SCOTTR 2' | 69 | 424
6247 | 'TRENT 2' | 69 | 424
6248 | 'HAWEXXN2' | 69 | 432
6249 | 'DELKREA2' | 69 | 432
6250 | 'DELK 2 ' | 69 | 432
6251 | 'ELY9 ' | 69 | 424
6252 | 'SCOTT9 ' | 69 | 424
6253 | 'ABELMCK2' | 69 | 432
6255 | 'ABELMCK4' | 138 | 432
6256 | 'ABTWILT4' | 138 | 432
6257 | 'ABREBLN4' | 138 | 432
6258 | 'ABSOUTH2' | 69 | 432
6260 | 'ABSOUTH4' | 138 | 432
6261 | 'ABWYLIE4' | 138 | 432
6265 | 'ABDYES22' | 69 | 432
6266 | 'ABDYTP22' | 69 | 432
6267 | 'ABHARTF2' | 69 | 432
6268 | 'ABDYTP12' | 69 | 432
6269 | 'ABDYES12' | 69 | 432
6270 | 'ABSHLTN2' | 69 | 432
6271 | 'ABMCMRY2' | 69 | 432
6272 | 'ABOVER 2' | 69 | 432
6273 | 'ABDYTP32' | 69 | 432
6274 | 'ABDYES32' | 69 | 432
6275 | 'ABEAST24' | 138 | 432
6276 | 'ABEAST12' | 69 | 432
6277 | 'ABEAST22' | 69 | 432
6278 | 'ABPLTTP2' | 69 | 432
6281 | 'ABWALN 2' | 69 | 432
6282 | 'ABILPLT2' | 69 | 432
6283 | 'ABOLMLT2' | 69 | 432
6284 | 'ABWTGUT2' | 69 | 432
6285 | 'ABWTXGU2' | 69 | 432
6286 | 'ABOILML2' | 69 | 432
6290 | 'ABMAPLE4' | 138 | 432
6291 | 'ABAILEN4' | 138 | 432
6292 | 'ABCOCLB4' | 138 | 432
6293 | 'ABCNYRK4' | 138 | 432
6295 | 'SRC1TERT' | 13.2 | 474
6300 | 'DENTONR2' | 69 | 428
6301 | 'ABELMDL2' | 69 | 432
6302 | 'CLYDMGT2' | 69 | 428
6303 | 'DENTONT2' | 69 | 428
6304 | 'CLYDMAG2' | 69 | 428
6305 | 'CLYDE 2' | 69 | 428
6306 | 'BAIRD 2' | 69 | 428
6307 | 'PUT138 2' | 69 | 428
6309 | 'PUTNAM 4' | 138 | 428
6311 | 'CISCO 2' | 69 | 428
6312 | 'PUT69 2' | 69 | 428
6313 | 'POTOSITP' | 138 | 428
6314 | 'POTOSI ' | 138 | 428
6324 | 'FTCHAD ' | 138 | 479
6325 | 'FTCHADTP' | 138 | 479
6326 | 'ROBRTSR2' | 69 | 444
6327 | 'CEDARGP2' | 69 | 444
6328 | 'TUSCOLA2' | 69 | 444
6329 | 'GLDBSK9 ' | 69 | 448
6330 | 'HAPVAL2 ' | 69 | 444
6331 | 'BRADSHW2' | 69 | 444
6332 | 'HAPVALT2' | 69 | 444
6333 | 'WINTERS2' | 69 | 444
6334 | 'HATCHLR2' | 69 | 479
6335 | 'OAKCK1 4' | 138 | 479
6336 | 'MECSNYDR' | 69 | 456
6337 | 'BALEXXN2' | 69 | 479
6338 | 'BALNGR 2' | 69 | 479
6340 | 'BALNGR 4' | 138 | 479
6341 | 'BALEXTP2' | 69 | 479
6342 | 'NOVICER2' | 69 | 448
6343 | 'TALPATL2' | 69 | 479
6344 | 'VALEREX2' | 69 | 448
6345 | 'GLDBSKR2' | 69 | 448
6346 | 'COLJNC 2' | 69 | 448
6347 | 'COLETAP4' | 138 | 448
6348 | 'COLEMAN4' | 138 | 448
6349 | 'NOVICE9 ' | 69 | 448
6350 | 'DRESSY9 ' | 69 | 448
6353 | 'SANANNA2' | 69 | 448
6355 | 'SANANNA4' | 138 | 448
6356 | 'DRESSYR2' | 69 | 448
6357 | 'CROSSPL2' | 69 | 448
6358 | 'RISNGST2' | 69 | 448
6360 | 'IVEYPTP4' | 138 | 479
6361 | 'IVEYPMP4' | 138 | 479
6362 | 'IVEYBST4' | 138 | 479
6368 | 'HEXT 2 ' | 69 | 393
6369 | 'PTROCK 2' | 69 | 466
6370 | 'EOLATAP2' | 69 | 466
6371 | 'EOLA 2' | 69 | 466
6372 | 'EDEN 2' | 69 | 466
6373 | 'MENARD 2' | 69 | 466
6375 | 'MENARD 4' | 138 | 470
6376 | 'CRMW1TP2' | 69 | 466
6377 | 'CRMWD1 2' | 69 | 466
6378 | 'BRDYSE 2' | 69 | 466
6379 | 'BRDYSET2' | 69 | 466
6380 | 'MELVIN 2' | 69 | 393
6381 | 'BRADYRE2' | 69 | 393
6382 | 'BRADYTP2' | 69 | 466
6383 | 'BRADY 2' | 69 | 466
6384 | 'EDENRTP2' | 69 | 466
6385 | 'EDENREA2' | 69 | 393
6386 | 'CSANSAB2' | 69 | 393
6387 | 'FREDKPH2' | 69 | 470
6388 | 'MASON 2' | 69 | 393
6389 | 'LCRAFRED' | 69 | 393
6390 | 'MASON4 ' | 138 | 470
6391 | 'FRDONIT2' | 69 | 393
6392 | 'FREDPHT2' | 69 | 470
6393 | 'WTUMASN2' | 69 | 470
6394 | 'MASNPHT2' | 69 | 470
6395 | 'MASNPH 2' | 69 | 470
6396 | 'MASONSW2' | 69 | 470
6397 | 'STRETER2' | 69 | 393
6398 | 'SHELONT2' | 69 | 470
6399 | 'KIMJNCR2' | 69 | 393
6400 | 'JUNCTON2' | 69 | 393
6401 | 'MENPHTP2' | 69 | 470
6402 | 'MENRDPH2' | 69 | 470
6403 | 'SHELLON2' | 69 | 470
6409 | 'VERIBST9' | 69 | 474
6410 | 'MILES 2' | 69 | 479
6411 | 'ROWENA 2' | 69 | 479
6412 | 'HARRIET2' | 69 | 474
6413 | 'VERIBST2' | 69 | 474
6414 | 'BRONTE 2' | 69 | 478
6416 | 'GRAPETP2' | 69 | 478
6417 | 'STRLNG9 ' | 69 | 478
6418 | 'BRNTATL2' | 69 | 478
6419 | 'BRNTAMB2' | 69 | 478
6420 | 'ROBLEE 2' | 69 | 478
6421 | 'ESPENCT2' | 69 | 478
6422 | 'EDITH 2' | 69 | 478
6423 | 'CDRHILL2' | 69 | 478
6425 | 'CDRHILL4' | 138 | 478
6426 | 'ESPENCE2' | 69 | 478
6427 | 'SILVERR2' | 69 | 478
6428 | 'SILVERR2' | 69 | 478
6429 | 'SPADERN2' | 69 | 478
6430 | 'SILVER 2' | 69 | 478
6431 | 'SILVRTP2' | 69 | 478
6432 | 'PERKINS2' | 69 | 478
6433 | 'SPADRNT2' | 69 | 478
6434 | 'PANAMRC2' | 69 | 478
6435 | 'STRCITY2' | 69 | 478
6436 | 'STRLGCO2' | 69 | 478
6437 | 'CRBDTP 2' | 69 | 478
6438 | 'CBDREA 2' | 69 | 478
6439 | 'AMOCOTP2' | 69 | 478
6440 | 'AMOCO 2' | 69 | 478
6441 | 'ORIENTR4' | 138 | 474
6442 | 'SAREDCK4' | 138 | 474
6444 | 'SAREDCK7' | 345 | 474
6445 | 'CRMW5TP2' | 69 | 478
6446 | 'CRMWD5 2' | 69 | 478
6447 | 'SAPLANN4' | 138 | 474
6448 | 'HIGHLAN4' | 138 | 474
6449 | 'SACOKE 4' | 138 | 474
6450 | 'SACONCH2' | 69 | 474
6452 | 'SACONCH4' | 138 | 474
6453 | 'SASOTAP4' | 138 | 474
6454 | 'SASOUTH4' | 138 | 474
6455 | 'SASOUTH2' | 69 | 474
6456 | 'SAJACKS2' | 69 | 474
6457 | 'SAEMERS2' | 69 | 474
6458 | 'CRMWD2 ' | 138 | 474
6459 | 'CRMWD3 ' | 69 | 474
6460 | 'CRMWDTP4' | 69 | 478
6461 | 'CRMWD42 ' | 69 | 478
6462 | 'SANORTH2' | 69 | 474
6464 | 'SANORTH4' | 138 | 474
6465 | 'GRAPECK2' | 69 | 478
6466 | 'SAWALTP2' | 69 | 474
6467 | 'SAWALN 2' | 69 | 474
6468 | 'SACHWST2' | 69 | 474
6470 | 'SACHWST4' | 138 | 474
6471 | 'SAAVE N2' | 69 | 474
6473 | 'SABENFK4' | 138 | 474
6477 | 'SAMTFLD2' | 69 | 474
6478 | 'SAPS 2' | 69 | 474
6480 | 'SAPS1 4' | 138 | 474
6481 | 'SASLAND4' | 138 | 474
6482 | 'SALKDRV4' | 138 | 474
6483 | 'SAPS2 4' | 138 | 474
6491 | 'PAVEPAW2' | 69 | 462
6492 | 'PAVEPAW4' | 138 | 462
6493 | 'PAVEPAW4' | 138 | 462
6494 | 'PAVEPAW2' | 69 | 462
6495 | 'CRISTOV2' | 69 | 462
6496 | 'ARROTT 2' | 69 | 462
6497 | 'HULDALR2' | 69 | 462
6498 | 'LIVEOAK2' | 69 | 462
6500 | 'LIVEOAK4' | 138 | 462
6503 | 'ELDSHBL2' | 69 | 462
6505 | 'ELDORAD2' | 69 | 462
6506 | 'ELDCSER2' | 69 | 462
6507 | 'MIDVALY2' | 69 | 462
6508 | 'FTMCKAV2' | 69 | 462
6509 | 'ELDSHEL2' | 69 | 462
6510 | 'SNRCITY2' | 69 | 462
6511 | 'SONORAT2' | 69 | 462
6513 | 'SONORA 2' | 69 | 462
6515 | 'SONORA 4' | 138 | 462
6524 | 'MERTZON9' | 69 | 458
6526 | 'MERTZNR2' | 69 | 458
6527 | 'NSWTHYR2' | 69 | 474
6528 | 'TNKRSLY2' | 69 | 458
6529 | 'MERTZON2' | 69 | 458
6530 | 'BARNHAR2' | 69 | 422
6531 | 'BRNHRPH2' | 69 | 422
6532 | 'BARNHCV2' | 69 | 422
6533 | 'BIGLAKE2' | 69 | 422
6535 | 'BIGLAKE4' | 138 | 422
6538 | 'TEXON 2' | 69 | 422
6539 | 'SHELPOW2' | 69 | 422
6540 | 'SHLPOWT2' | 69 | 422
6541 | 'TEXONTP2' | 69 | 422
6542 | 'ATLBSTT2' | 69 | 422
6543 | 'KEMPEXT2' | 69 | 422
6544 | 'POWELTP2' | 69 | 422
6545 | 'POWLFLD2' | 69 | 422
6546 | 'BGLKPHT2' | 69 | 422
6547 | 'STRSRNR2' | 69 | 422
6548 | 'POWFLDT2' | 69 | 422
6549 | 'MIDWYLN2' | 69 | 430
6550 | 'FDRAN 2' | 69 | 462
6551 | 'OZONARE2' | 69 | 430
6552 | 'CROCKHT2' | 69 | 430
6553 | 'BGLKPHL2' | 69 | 422
6554 | 'KEMPEXX2' | 69 | 422
6555 | 'ATLBEST2' | 69 | 422
6556 | 'WIRAAN 2' | 69 | 430
6560 | 'OZONA 2' | 69 | 430
6562 | 'FDRAN 4' | 138 | 462
6563 | 'NMCAMY7 ' | 345 | 438
6564 | 'NMCAMTER' | 13.8 | 438
6565 | 'ILLNO4R2' | 69 | 430
6568 | 'RGECBVIL' | 138 | 656
6572 | 'MARYATE2' | 69 | 430
6574 | 'MARATYT2' | 69 | 430
6575 | 'IRAAN 2' | 69 | 430
6576 | 'DSCVYTP2' | 69 | 430
6577 | 'SHEFFLD2' | 69 | 430
6578 | 'FTLCSTR2' | 69 | 430
6579 | 'FTLCSTR2' | 138 | 430
6580 | 'AIRPDTS2' | 69 | 430
6581 | 'AIRPDTP2' | 69 | 430
6582 | 'MVIEWSW2' | 138 | 438
6583 | 'MESAVIEW' | 138 | 430
6584 | 'INDMESA2' | 138 | 438
6585 | 'DSCVRY 2' | 69 | 430
6587 | 'SCROSS2 ' | 69 | 438
6588 | 'SHLMESA2' | 69 | 438
6589 | 'RANK12 2' | 69 | 438
6590 | 'SHLMSAT2' | 69 | 438
6591 | 'RANK4 2 ' | 69 | 438
6592 | 'MCCAMEY2' | 69 | 438
6594 | 'SCROSS 2' | 69 | 438
6595 | 'MCCAMYN4' | 138 | 438
6597 | 'BOBCAT 2' | 69 | 438
6598 | 'RIOPEC 2' | 69 | 438
6599 | 'BOBCAT T' | 69 | 438
6600 | 'CRNAIR T' | 69 | 426
6601 | 'RIOPEC14' | 138 | 438
6603 | 'CRANTP2 ' | 69 | 426
6605 | 'CRANAIR2' | 69 | 426
6606 | 'TXNMPL 2' | 69 | 426
6607 | 'MCELROY2' | 69 | 426
6608 | 'CRANGU12' | 69 | 426
6609 | 'TXNMTP 2' | 69 | 426
6610 | 'CRANGU22' | 69 | 426
6611 | 'DUNEFLD2' | 69 | 426
6613 | 'WTUCRAN2' | 69 | 426
6614 | 'DUNEFDT2' | 69 | 426
6615 | 'WTUCRAN4' | 138 | 426
6627 | 'COMANCK4' | 138 | 434
6628 | 'FTSTKPL2' | 69 | 434
6630 | 'FTSTKPL4' | 138 | 434
6632 | 'WDWRDTP4' | 138 | 438
6633 | 'WDWRD 4 ' | 138 | 438
6635 | 'KM WTP4 ' | 138 | 438
6641 | 'SUNVALY2' | 69 | 434
6642 | 'MASTFLD2' | 69 | 434
6643 | 'PECOVAL2' | 69 | 434
6645 | 'FTSTKSW2' | 69 | 434
6647 | 'TRNPECM2' | 69 | 476
6648 | 'TRNPECT2' | 69 | 476
6649 | 'VERHALN2' | 69 | 476
6650 | 'CHRYTP2 ' | 69 | 476
6651 | 'CHRYCRK2' | 69 | 476
6652 | 'SARAGOS2' | 69 | 476
6653 | 'BARRILA2' | 69 | 476
6655 | 'BARRILA4' | 138 | 434
6658 | 'MECPLNVW' | 69 | 456
6659 | 'SNTXTAP ' | 69 | 456
6660 | 'SYNTX 2' | 69 | 456
6661 | 'LONGWRT2' | 69 | 456
6663 | 'CONRGEC2' | 69 | 434
6665 | 'ALPINER2' | 69 | 472
6666 | 'ALPINE 2' | 69 | 472
6667 | 'PAISANO2' | 69 | 472
6668 | 'RGECAPT2' | 69 | 472
6676 | 'FTDAVIS2' | 69 | 472
6677 | 'VALTNTP2' | 69 | 472
6678 | 'ALAMITO2' | 69 | 472
6680 | 'ALAMITO4' | 138 | 472
6681 | 'MARFA 2' | 69 | 472
6682 | 'CIENEGA2' | 69 | 472
6683 | 'SHAFTER2' | 69 | 472
6684 | 'PRSIDIO2' | 69 | 472
6685 | 'PRSIDIO ' | 12.47 | 472
6689 | 'BRYANT2 ' | 69 | 472
6690 | 'ATKINSN2' | 69 | 472
6691 | 'ESPYWEL2' | 69 | 472
6692 | 'KENPNDR2' | 69 | 472
6693 | 'RAILRD 2' | 69 | 391
6694 | 'WFORD1G ' | 12 | 391
6695 | 'NTHTEXAS' | 69 | 391
6696 | 'NTWTHFRD' | 138 | 391
6697 | 'LIVEOAK ' | 69 | 391
6750 | 'LKPAUL1G' | 13.8 | 477
6751 | 'LKPAUL2G' | 13.8 | 477
6752 | 'OKLAUN1G' | 24 | 477
6753 | 'PTCREK1G' | 13.8 | 460
6754 | 'PTCREK2G' | 13.8 | 460
6755 | 'PTCREK3G' | 13.8 | 460
6756 | 'PTCREK4G' | 14.4 | 460
6757 | 'PHANTM1G' | 14.4 | 423
6758 | 'PHANTM2G' | 20 | 440
6759 | 'OAKCK 1G' | 13.8 | 9
6762 | 'SAPS 1G' | 14.4 | 474
6763 | 'SAPS 2G' | 14.4 | 474
6764 | 'RIOPEC4G' | 13.2 | 438
6765 | 'RIOPEC5G' | 13.8 | 438
6766 | 'RIOPEC6G' | 14.4 | 438
6769 | 'SRC2TERT' | 13.2 | 474
6771 | 'SABLUFF4' | 138 | 474
6772 | 'ABINOPK4' | 138 | 432
6773 | 'PCANBYU4' | 138 | 432
6774 | 'SEGOVTP9' | 69 | 393
6780 | 'OK1TERT ' | 13.2 | 477
6789 | 'AMCWTERT' | 13.2 | 432
6840 | 'BRKSTNRC' | 138 | 178
6882 | 'CELINARC' | 138 | 178
6886 | 'BLDSW RC' | 138 | 178
6910 | 'MSQT RC ' | 138 | 178
6950 | 'WCTYHRN2' | 69 | 402
8061 | 'NBCABLE4' | 138 | 625
8062 | 'NBRE#1 ' | 69 | 625
8063 | 'NBRE#2 ' | 69 | 625
8064 | 'NBRE#3 ' | 69 | 625
8065 | 'NBAYCBL4' | 138 | 625
8066 | 'DUP1V#1 ' | 13.8 | 650
8100 | 'EL CAMP2' | 69 | 620
8102 | 'EL CAMP4' | 138 | 620
8104 | 'L.C.PMP4' | 138 | 620
8105 | 'E.LAKE 2' | 69 | 620
8106 | 'ALTAIR 2' | 69 | 620
8107 | 'CPL-GLN2' | 69 | 620
8109 | 'CPL-GLN4' | 138 | 620
8111 | 'COLUMBS2' | 69 | 620
8113 | 'BAY CTY4' | 138 | 620
8114 | 'CNCO-BC4' | 138 | 640
8115 | 'WADSWRT4' | 138 | 620
8116 | 'CEL-BAY4' | 138 | 620
8117 | 'GANADO 4' | 138 | 620
8118 | 'EDNA 4' | 138 | 620
8119 | 'BLESSNG2' | 69 | 620
8121 | 'BLESSNG4' | 138 | 620
8123 | 'BLESSNG6' | 345 | 620
8125 | 'LOLITA 4' | 138 | 620
8126 | 'FORMOSA4' | 138 | 640
8127 | 'L.CITYM4' | 138 | 620
8131 | 'PALACOS2' | 69 | 620
8132 | 'P.CMFT 2' | 69 | 620
8133 | 'B.HOLOW2' | 69 | 620
8134 | 'FOR #1 ' | 13.8 | 650
8135 | 'PTLAVAC2' | 69 | 620
8136 | 'PLACEDO2' | 69 | 620
8137 | 'ALCOA 4' | 138 | 640
8138 | 'FOR #2 ' | 13.8 | 650
8139 | 'JOS #1 ' | 22 | 620
8140 | 'JOSLIN 4' | 138 | 620
8141 | 'GOHLKE 4' | 138 | 620
8143 | 'DUPSW-V4' | 138 | 640
8144 | 'AIRCO 4' | 138 | 640
8145 | 'VISTRON4' | 138 | 640
8146 | 'BIG 3 4' | 138 | 640
8147 | 'UCAR #2 ' | 13.8 | 650
8148 | 'UCAR #1 ' | 13.8 | 650
8149 | 'CARB-SD2' | 69 | 640
8152 | 'CARB-SD4' | 138 | 620
8153 | 'FOR #3 ' | 13.8 | 650
8154 | 'FOR #4 ' | 13.8 | 650
8155 | 'FOR #5 ' | 13.8 | 650
8156 | 'FOR #6 ' | 13.8 | 650
8157 | 'FOR #7 ' | 13.8 | 650
8159 | 'GRNLAKE2' | 69 | 620
8160 | 'CC1TERT ' | 13.8 | 620
8161 | 'CLO #1 ' | 24 | 620
8162 | 'COLETO 4' | 138 | 620
8164 | 'COLETO 6' | 345 | 620
8166 | 'CSABLK 9' | 69 | 891
8167 | 'GWEST2 ' | 138 | 891
8168 | 'VIC #4 ' | 13.8 | 620
8169 | 'VICTRA 2' | 69 | 620
8172 | 'VICTRA 4' | 138 | 620
8173 | 'VIC #5 ' | 19.5 | 620
8174 | 'VIC #6 ' | 22 | 620
8177 | 'MAGRUDR2' | 69 | 620
8178 | 'N.VICT 2' | 69 | 620
8179 | 'FOSTR T2' | 69 | 620
8180 | 'FOSTER 2' | 69 | 620
8181 | 'CC2TERT ' | 13.8 | 620
8182 | 'LEARY L2' | 69 | 620
8183 | 'THOMSTN4' | 138 | 620
8184 | 'KENDYSW2' | 69 | 620
8186 | 'KENDYSW4' | 138 | 620
8188 | 'KENEDY 2' | 69 | 620
8189 | 'CUERO 2' | 69 | 620
8190 | 'C.LCRA 2' | 69 | 620
8192 | 'C.LCRA 4' | 138 | 620
8194 | 'MGRUDR4 ' | 138 | 620
8195 | 'DARST 2' | 69 | 620
8198 | 'BEEVLLE2' | 69 | 620
8199 | 'LULNG M4' | 69 | 620
8200 | 'PLESTN 2' | 69 | 630
8203 | 'PLESTN 4' | 138 | 630
8206 | 'CHARLOT2' | 69 | 630
8208 | 'DILLEY 2' | 69 | 630
8210 | 'DILYSW 2' | 69 | 630
8212 | 'DILYSW 4' | 138 | 630
8216 | 'PEARSAL2' | 69 | 630
8218 | 'BIGFOOT2' | 69 | 630
8221 | 'BIGFOOT4' | 138 | 630
8223 | 'DEVINE 2' | 69 | 630
8225 | 'MOORE138' | 138 | 630
8229 | 'BATSVL 4' | 138 | 630
8231 | 'UVALDE 2' | 69 | 630
8234 | 'UVALDE 4' | 138 | 630
8235 | 'PE-FINA2' | 69 | 630
8236 | 'W.BATSV4' | 138 | 630
8237 | 'KIMCOOP2' | 69 | 662
8238 | 'R.SPNGS2' | 69 | 630
8239 | 'FRSRNCH2' | 69 | 630
8242 | 'CRYSTAL2' | 69 | 630
8243 | 'TURTLCR2' | 69 | 630
8244 | 'CARRIZO2' | 69 | 630
8246 | 'ASPHALT4' | 138 | 630
8251 | 'HAMILCP4' | 138 | 630
8252 | 'BRACKVL4' | 138 | 630
8253 | 'HAMILTN2' | 69 | 630
8255 | 'HAMILTN4' | 138 | 630
8258 | 'AMISTAD4' | 138 | 630
8259 | 'CORTHAN4' | 138 | 630
8260 | 'LOOP 431' | 138 | 630
8263 | 'EPASS H4' | 138 | 630
8264 | 'EP.H TP4' | 138 | 630
8270 | 'EPASS C4' | 138 | 630
8273 | 'PUEBLO 4' | 138 | 630
8274 | 'CNC.W T4' | 138 | 630
8280 | 'ASHERTN2' | 69 | 630
8283 | 'ASHERTN4' | 138 | 630
8285 | 'LAR #1 ' | 13.8 | 635
8287 | 'LAR #2 ' | 13.8 | 635
8288 | 'LAR #3 ' | 13.8 | 635
8290 | 'LAREDO 2' | 69 | 635
8293 | 'LAREDO 4' | 138 | 635
8294 | 'ZACATCR ' | 69 | 635
8295 | 'WORMSR 4' | 138 | 635
8296 | 'WORMCP 4' | 138 | 635
8297 | 'BRUNI 4' | 138 | 630
8299 | 'ZAPATA 4' | 138 | 630
8300 | 'RAYVILE2' | 69 | 610
8302 | 'RAYVILE4' | 138 | 610
8305 | 'LAP #4 ' | 13.8 | 610
8306 | 'LAP #5 ' | 13.8 | 610
8307 | 'LAP #7 ' | 13.8 | 610
8308 | 'LAP #6 ' | 18 | 610
8310 | 'LAPALM 2' | 69 | 610
8314 | 'LAPALM 4' | 138 | 610
8318 | 'RIOHND 6' | 345 | 610
8319 | 'RIOHND 4' | 138 | 610
8320 | 'W HGN 2' | 69 | 610
8321 | 'HGN-1 2' | 69 | 610
8322 | 'HAINEDR4' | 138 | 610
8323 | 'HARRISN2' | 69 | 610
8325 | 'HGN SW 2' | 69 | 610
8327 | 'HGN SW 4' | 138 | 610
8330 | 'YOST RD2' | 69 | 610
8331 | 'BRWN CY2' | 69 | 610
8332 | 'BRWN SW2' | 69 | 610
8333 | 'L.FRES 4' | 138 | 610
8334 | 'CAVAZOS2' | 69 | 610
8335 | 'S.PADRE4' | 138 | 610
8336 | 'RH1TERT ' | 13.8 | 610
8337 | 'CARB-VL4' | 138 | 610
8338 | 'P.ISABL4' | 138 | 610
8339 | 'MIL.HWY4' | 138 | 610
8341 | 'ED1TERT ' | 13.8 | 615
8347 | 'WESMER 4' | 138 | 615
8348 | 'WES UNT4' | 138 | 615
8354 | 'WESLCSW4' | 138 | 655
8355 | 'GOODWIN4' | 138 | 615
8356 | 'HIDGOB 4' | 138 | 615
8357 | 'NWESLCO ' | 138 | 615
8358 | 'MERCDES ' | 138 | 615
8359 | 'S.ROSA ' | 138 | 610
8360 | 'ELSA 4' | 138 | 615
8364 | 'RANCH 6 ' | 345 | 610
8366 | 'WISCNSN4' | 138 | 615
8367 | 'WMCALN 4' | 138 | 615
8368 | 'NMCALN 4' | 138 | 615
8371 | 'SMCALN 4' | 138 | 615
8372 | 'PHARR 4 ' | 138 | 615
8373 | 'POLK 4' | 138 | 615
8374 | 'SE EDNB4' | 138 | 615
8375 | 'CHAPINST' | 138 | 615
8376 | 'RANCH 4 ' | 138 | 610
8377 | 'EDNBRG 2' | 69 | 615
8380 | 'EDNBRG 4' | 138 | 615
8383 | 'EDNBRG 6' | 345 | 615
8387 | 'PALMVW 4' | 138 | 615
8388 | 'BAT #1 ' | 13.8 | 615
8390 | 'BATES 2' | 69 | 615
8391 | 'SHLND 4 ' | 138 | 615
8392 | 'BATES 4' | 138 | 615
8393 | 'BAT #2 ' | 13.8 | 615
8395 | 'FALCON 4' | 138 | 615
8397 | 'GARZA 2' | 69 | 615
8399 | 'GARZA 4' | 138 | 615
8400 | 'T.RIVR 2' | 69 | 620
8403 | 'T.RIVR 4' | 138 | 620
8404 | 'SIGMOR 4' | 138 | 640
8405 | 'SKIDMOR2' | 69 | 620
8407 | 'MATHIS 2' | 69 | 620
8408 | 'EDROY 2' | 69 | 625
8409 | 'GRETA 2' | 69 | 620
8410 | 'REFUGIO2' | 69 | 620
8413 | 'SINTON 2' | 69 | 625
8414 | 'PORTLND4' | 138 | 625
8416 | 'RINCON 2' | 69 | 625
8418 | 'RINCON 4' | 138 | 625
8421 | 'GREGORY2' | 69 | 625
8422 | 'DUPSW-I4' | 138 | 625
8423 | 'CITGONB ' | 138 | 645
8425 | 'INGLSDE4' | 138 | 625
8426 | 'CITNOP4 ' | 138 | 645
8427 | 'A PASS 2' | 69 | 625
8430 | 'A PASS 4' | 138 | 625
8431 | 'LVEOAK2 ' | 69 | 625
8432 | 'ROCKPRT2' | 69 | 625
8434 | 'ROCKPRT4' | 138 | 625
8435 | 'SEAWALL2' | 69 | 625
8436 | 'P ARANS2' | 69 | 625
8437 | 'NBY #5 ' | 13.8 | 625
8438 | 'NBY #6 ' | 20 | 625
8439 | 'N BAY 2' | 69 | 625
8441 | 'N BAY 4' | 138 | 625
8442 | 'NBY #7 ' | 22 | 625
8444 | 'LCH #1 ' | 13.8 | 625
8445 | 'LCH #2 ' | 13.8 | 625
8446 | 'LCH #3 ' | 18 | 625
8447 | 'LCH #4 ' | 22 | 625
8448 | 'LNHILL 2' | 69 | 625
8452 | 'LNHILL 4' | 138 | 625
8455 | 'LNHILL 6' | 345 | 625
8456 | 'COSW#1 ' | 13.8 | 99
8457 | 'COSW#2 ' | 13.8 | 99
8458 | 'DAVIS 4' | 138 | 625
8459 | 'DAV #1 ' | 24 | 660
8460 | 'DAV #2 ' | 22 | 625
8461 | 'KOCHREF2' | 12.5 | 645
8462 | 'ASARCO2 ' | 69 | 645
8463 | 'COSTL E2' | 69 | 645
8464 | 'COSTL W2' | 69 | 645
8465 | 'INDSTRL2' | 69 | 645
8467 | 'UPRIVER4' | 138 | 645
8468 | 'HIWAY9 2' | 69 | 625
8469 | 'UPRIVER2' | 69 | 645
8470 | 'HIWAY9 4' | 138 | 625
8471 | 'CITGOE 4' | 138 | 645
8473 | 'KOCHEST4' | 138 | 645
8474 | 'MORRIS 4' | 138 | 625
8475 | 'JAVELIN4' | 138 | 645
8476 | 'CHMPLNP4' | 138 | 645
8477 | 'VALEROW2' | 69 | 645
8478 | 'CCPETRO4' | 138 | 645
8479 | 'CLARKWD4' | 138 | 625
8481 | 'HEARNSF4' | 138 | 645
8482 | 'WEIL 4' | 138 | 625
8483 | 'S.SIDE 4' | 138 | 625
8484 | 'WESTOSO4' | 138 | 625
8485 | 'WSTSIDE4' | 138 | 625
8486 | 'HOLLY 4' | 138 | 625
8487 | 'AIRLINE2' | 69 | 625
8490 | 'AIRLINE4' | 138 | 625
8492 | 'WOOLDRI4' | 138 | 625
8493 | 'PHARAOH4' | 138 | 625
8494 | 'LAGUNA 2' | 69 | 625
8495 | 'N BASE 2' | 69 | 625
8496 | 'ARCADIA4' | 138 | 625
8497 | 'CALAN M2' | 69 | 625
8498 | 'BISHOP 2' | 69 | 625
8499 | 'LH3TERT ' | 13.8 | 625
8500 | 'ALICE 2' | 69 | 625
8502 | 'LH4TERT ' | 13.8 | 625
8503 | 'ALICE 4' | 138 | 630
8506 | 'VAL #1 ' | 13.8 | 651
8507 | 'VAL #2 ' | 13.8 | 651
8508 | 'FALF 2' | 69 | 630
8510 | 'FALF 4' | 138 | 630
8511 | 'STARCO#1' | 13.8 | 651
8512 | 'STRATN 2' | 69 | 625
8514 | 'STRATN 4' | 138 | 625
8515 | 'ALAZAN 4' | 138 | 625
8516 | 'CEL-BIS4' | 138 | 645
8517 | 'CEL-B #1' | 13.8 | 651
8518 | 'KINGSVL4' | 138 | 625
8519 | 'KLEBERG4' | 138 | 625
8520 | 'STAFORD2' | 69 | 620
8523 | 'PRARPMP2' | 69 | 620
8524 | 'P.PMP T2' | 69 | 620
8526 | 'R.SIDET2' | 69 | 620
8527 | 'RVRSPMP2' | 69 | 620
8528 | 'PKR TP 2' | 69 | 620
8529 | 'PARKER 2' | 69 | 620
8530 | 'GARRLTP2' | 69 | 620
8531 | 'GAR PMP2' | 69 | 620
8532 | 'IDL TP 2' | 69 | 620
8533 | 'GARWD R2' | 69 | 620
8534 | 'TXI TP 2' | 69 | 620
8536 | 'PTLAVTP2' | 69 | 620
8537 | 'IDEAL C2' | 69 | 620
8538 | 'GARWOD 2' | 69 | 620
8539 | 'L STR T2' | 69 | 620
8541 | 'L.STAR 2' | 69 | 620
8542 | 'MATHEWS2' | 69 | 620
8543 | 'LAKSIDE2' | 69 | 620
8545 | 'BC-TP 2' | 69 | 620
8546 | 'BCPMPTP2' | 69 | 620
8547 | 'BC PMP12' | 69 | 620
8549 | 'BC PMP32' | 69 | 620
8550 | 'MARKHAM2' | 69 | 620
8552 | 'CST TP 2' | 69 | 620
8555 | 'CARANCA2' | 69 | 620
8556 | 'CLMVL T2' | 69 | 620
8557 | 'CLMVLE 2' | 69 | 620
8558 | 'STP PTP4' | 138 | 620
8559 | 'STP-CON4' | 138 | 620
8560 | 'CNOPGT1 ' | 18 | 645
8561 | 'CNOPGT2 ' | 18 | 645
8562 | 'CNOPST1 ' | 18 | 645
8563 | 'STP PMP4' | 138 | 620
8564 | 'DUP1-V 4' | 138 | 640
8565 | 'DUP2-V 4' | 138 | 640
8572 | 'WEVR RD2' | 69 | 620
8573 | 'RUNGE 2' | 69 | 620
8574 | 'NRDHEIM2' | 69 | 658
8575 | 'YRKTOWN2' | 69 | 658
8577 | 'HOCH.TP2' | 69 | 620
8578 | 'HOCHEIM2' | 69 | 620
8579 | 'MALONE 2' | 69 | 620
8580 | 'NIXON 2' | 69 | 620
8581 | 'MAG.TP 2' | 69 | 620
8582 | 'NIXTAP 2' | 69 | 620
8583 | 'MAGNOLA2' | 69 | 620
8584 | 'C.FLD T2' | 69 | 620
8585 | 'C.FLD 2' | 69 | 620
8586 | 'BERCLAR2' | 69 | 620
8587 | 'GOLIAD 2' | 69 | 620
8589 | 'FAN.CPL2' | 69 | 620
8591 | 'OCONNER2' | 69 | 620
8592 | 'NORMANA2' | 69 | 620
8593 | 'PETTUS 2' | 69 | 620
8598 | 'COY CTY2' | 69 | 630
8599 | 'FASHNG 2' | 69 | 625
8600 | 'COY C.T2' | 69 | 630
8603 | 'IMOG.TP2' | 69 | 630
8604 | 'IMOGNE 2' | 69 | 630
8607 | 'JOURDTN2' | 69 | 630
8610 | 'COTULLA4' | 138 | 630
8613 | 'B WELLS4' | 138 | 630
8619 | 'ENCINL 4' | 138 | 630
8622 | 'LYTLE 2' | 69 | 630
8628 | 'KNIPPA 2' | 69 | 630
8630 | 'SABINAL2' | 69 | 630
8633 | 'CMPWOOD2' | 69 | 630
8635 | 'HEIGHTS4' | 138 | 635
8636 | 'HEIGHTS2' | 69 | 635
8637 | 'ANNA ST4' | 138 | 635
8641 | 'SIEVISTA' | 138 | 635
8642 | 'WASH ST2' | 69 | 635
8643 | 'MINESRD4' | 138 | 635
8645 | 'DEL MAR4' | 138 | 635
8646 | 'RIOBRAV4' | 138 | 635
8647 | 'UNIVERS4' | 138 | 635
8648 | 'GATEWAY4' | 138 | 635
8649 | 'GATETPE4' | 138 | 635
8650 | 'GATETPW4' | 138 | 635
8653 | 'S.NINO 4' | 138 | 635
8654 | 'SIRVIST ' | 138 | 635
8655 | 'SIRVIST ' | 138 | 635
8664 | 'HUMBPMP2' | 69 | 630
8672 | 'LA PRYR2' | 69 | 630
8681 | 'RGERCAN2' | 69 | 630
8682 | 'COMSTOC2' | 69 | 630
8684 | 'AMSTD T4' | 138 | 630
8686 | 'AMSIBWC4' | 138 | 630
8688 | 'B VISTA4' | 138 | 630
8690 | 'DRIOCTY4' | 138 | 630
8692 | 'MAVRICK4' | 138 | 630
8694 | 'CNCO.W 4' | 138 | 630
8695 | 'CRSTNIO4' | 138 | 630
8699 | 'RANDADO4' | 138 | 659
8700 | 'RAYVL1-2' | 69 | 610
8702 | 'MVYTRA4 ' | 138 | 654
8704 | 'MV.LASR4' | 138 | 654
8705 | 'MV.ERAY4' | 138 | 654
8710 | 'SBENITO2' | 69 | 610
8744 | 'CAUSWAY4' | 138 | 610
8747 | 'MV.RNGR ' | 138 | 610
8752 | 'MVSUGAR4' | 138 | 655
8753 | 'MVDOEYN4' | 138 | 655
8754 | 'MVADRHD2' | 138 | 655
8755 | 'MVGANDY ' | 138 | 655
8756 | 'MVCTSRD ' | 138 | 654
8758 | 'MVLASMI4' | 138 | 655
8759 | 'MVABRTP4' | 138 | 655
8760 | 'H.ACRES4' | 138 | 615
8762 | 'MV.PHAR4' | 138 | 655
8763 | 'MVBURNS4' | 138 | 654
8764 | 'MVERIOH4' | 138 | 654
8765 | 'MV.HBRG4' | 138 | 654
8766 | 'MVCENTR4' | 138 | 654
8767 | 'MVHW5114' | 138 | 654
8768 | 'MV.WESL4' | 138 | 655
8769 | 'MV.VALV4' | 138 | 655
8770 | 'SHOUSTN4' | 138 | 615
8771 | 'MV.WEDN4' | 138 | 655
8772 | 'MV.ALTON' | 138 | 655
8774 | 'MV.PALM4' | 138 | 655
8782 | 'MV.FAYSW' | 69 | 655
8783 | 'MV.COOK1' | 69 | 655
8785 | 'MV.COOK2' | 69 | 655
8786 | 'MV.FAYVL' | 69 | 655
8787 | 'MV.COOK4' | 138 | 655
8790 | 'MV.RAYTP' | 138 | 654
8793 | 'RG CTY 4' | 138 | 615
8795 | 'ROMA TP4' | 138 | 615
8796 | 'ROMA 4' | 138 | 615
8797 | 'RG CTY 2' | 69 | 615
8798 | 'LAGRULA4' | 138 | 615
8799 | 'CONTINL2' | 69 | 615
8800 | 'TATTON 2' | 69 | 625
8802 | 'HEARD T2' | 69 | 625
8803 | 'HEARD 2' | 69 | 625
8804 | 'WDSBRO 2' | 69 | 620
8805 | 'BONEVEW2' | 69 | 620
8808 | 'HOMPRT 4' | 138 | 645
8809 | 'KELSAY2 ' | 138 | 615
8810 | 'ODEM 2' | 69 | 625
8812 | 'TAFT 2' | 69 | 625
8814 | 'MIDWY T2' | 69 | 625
8815 | 'MIDWAY 2' | 69 | 625
8817 | 'DUP1-I2 ' | 138 | 645
8818 | 'OXYCHEM4' | 138 | 645
8819 | 'DPTP1-I4' | 138 | 645
8820 | 'OXY1 4' | 138 | 645
8821 | 'SLUTALR4' | 138 | 829
8822 | 'SLUBENT4' | 138 | 829
8823 | 'SLUMAYB4' | 138 | 829
8832 | 'REYSHR 4' | 138 | 645
8839 | 'FULTN2 2' | 69 | 625
8841 | 'FULTN1 2' | 69 | 625
8847 | 'M.ISLND2' | 69 | 625
8856 | 'N PADRE2' | 69 | 625
8858 | 'MCKENZE4' | 138 | 625
8859 | 'VALRO E2' | 69 | 645
8860 | 'HERN RD2' | 69 | 625
8862 | 'STEVEN22' | 69 | 625
8864 | 'STEVEN12' | 69 | 625
8865 | 'WWORKTP2' | 69 | 625
8866 | 'SMITH 2' | 69 | 625
8867 | 'W WORKS2' | 69 | 625
8868 | 'KARON T2' | 69 | 620
8869 | 'KARON 2' | 69 | 620
8870 | 'AVRYP2-2' | 69 | 625
8871 | 'AVRYP1-2' | 69 | 625
8878 | 'N ELLA ' | 69 | 630
8882 | 'CABINES4' | 138 | 625
8883 | 'R.FIELD4' | 138 | 625
8884 | 'RBSTN T2' | 69 | 625
8885 | 'CORUS 9' | 69 | 890
8886 | 'ROB.CPL2' | 69 | 625
8887 | 'LOYOLA 4' | 138 | 625
8888 | 'BANQUTE2' | 69 | 625
8889 | 'STADIUM2' | 69 | 625
8890 | 'S.DIEGOX' | 69 | 625
8894 | 'PREMONT2' | 69 | 630
8896 | 'RACHAL 4' | 138 | 630
8899 | 'ARMSTNG4' | 138 | 625
8900 | 'QUALTCH4' | 138 | 645
8901 | 'LHEDM ' | 345 | 625
8902 | 'LHRHL ' | 345 | 625
8903 | 'LHRHM ' | 345 | 625
8904 | 'CFLD2TP2' | 69 | 620
8905 | 'LHEDL ' | 345 | 625
8906 | 'ALAMO ' | 138 | 615
8907 | 'WRBRTN4 ' | 138 | 625
8908 | 'MCCOLL 4' | 138 | 615
8909 | 'NLARSWW4' | 138 | 635
8911 | 'BLCBAYU4' | 138 | 640
8912 | 'MEDIOCK4' | 138 | 625
8914 | 'COFEPRT4' | 138 | 610
8917 | 'SUNCHSE4' | 138 | 610
8918 | 'MILO 4' | 138 | 635
8923 | 'GARCEN 4' | 138 | 615
8924 | 'BBGRVEL ' | 69 | 620
8925 | 'LGE ' | 138 | 651
8926 | 'LGEGN#1 ' | 18 | 651
8927 | 'LGEGN#2 ' | 18 | 651
8928 | 'LGEGN#3 ' | 13.8 | 651
8930 | 'ICPGN#1 ' | 18 | 625
8931 | 'ICPGN#2 ' | 18 | 625
8932 | 'ICPGN#3 ' | 18 | 625
8933 | 'FGNTS001' | 18 | 615
8934 | 'FGNTS101' | 18 | 615
8935 | 'FGNTS201' | 18 | 615
8936 | 'MVGN#1 ' | 16 | 615
8937 | 'MVGN#2 ' | 16 | 615
8938 | 'MVGN#3 ' | 16 | 615
8942 | 'HACINDA4' | 138 | 630
8946 | 'TAMLANE4' | 138 | 610
8956 | 'WHITEPT ' | 345 | 625
8957 | 'MECLOPN4' | 138 | 659
8958 | 'MECBRUTP' | 138 | 630
8959 | 'AIRLIQ2 ' | 69 | 645
8960 | 'WHITEPT2' | 69 | 625
8961 | 'WHITEPT2' | 138 | 625
8962 | 'LYTLE 2' | 138 | 630
8963 | 'HIDGO 4 ' | 138 | 615
8968 | 'ICP ' | 138 | 625
8969 | 'MVGN#1 ' | 138 | 615
8970 | 'MVGN#2 ' | 138 | 615
8971 | 'MVGN#3 ' | 138 | 615
8976 | 'SVERDE 4' | 138 | 620
8977 | 'SVERDE 2' | 69 | 620
8978 | 'AIRLQT 2' | 138 | 625
8979 | 'AIRLQ 2 ' | 138 | 625
8980 | 'FRONT ' | 138 | 615
8981 | 'HIDGN1 ' | 18 | 615
8982 | 'HIDGN2 ' | 18 | 615
8983 | 'HIDGN3 ' | 18 | 615
8984 | 'MARKHMTP' | 69 | 620
8985 | 'YGNACIO ' | 138 | 635
8995 | 'FREER ' | 138 | 625
8996 | 'GVTWELL ' | 138 | 625
8997 | 'FRTTS001' | 138 | 615
8998 | 'FRTTS101' | 138 | 615
8999 | 'FRTTS201' | 138 | 615
38310 | '16TH ST ' | 138 | 240
38320 | '16TH ST ' | 69 | 240
38330 | 'WDWRDTAP' | 138 | 240
38331 | 'WDWRD4 ' | 138 | 240
38332 | 'WDWRDU2 ' | 34.5 | 240
38340 | 'AIRPORT4' | 138 | 240
38350 | 'FTSTKTAP' | 69 | 240
38360 | 'FTSTCKTN' | 69 | 240
38380 | 'PUCKTTAP' | 69 | 240
38390 | 'ARMDLO2 ' | 69 | 240
38400 | 'SANDRSON' | 69 | 240
38420 | 'SWTECTNP' | 69 | 240
38440 | 'NRTHNNAT' | 69 | 240
38460 | 'PUCKTFLD' | 69 | 240
38470 | 'TNPGOMZ2' | 69 | 240
38490 | 'TNPBEL2 ' | 69 | 240
60000 | 'INDM2 PP' | 34.5 | 438
60001 | 'INDM2PP4' | 138 | 438
60003 | 'KM NEP ' | 34.5 | 438
60004 | 'KM NEP4 ' | 138 | 438
60005 | 'KM SEP ' | 34.5 | 438
60006 | 'KM SEP4 ' | 138 | 438
60007 | 'KM SWP ' | 34.5 | 438
60008 | 'KM SWP4 ' | 138 | 438
60009 | 'KM ETP4 ' | 138 | 438
60011 | 'INDM2 T4' | 138 | 438
60013 | 'WYATES ' | 138 | 430
60014 | 'SPFLATS ' | 138 | 430
60015 | 'YTSPMP 2' | 138 | 430
60016 | 'WDWDU1 ' | 34.5 | 438
60017 | 'ORNNWP1 ' | 34.5 | 438
60018 | 'INDM1 PP' | 34.5 | 438
60019 | 'KM NWP ' | 34.5 | 438
60021 | 'KM NWP4 ' | 138 | 438
60022 | 'NOLK1WP4' | 138 | 438
60023 | 'NOLK1WP ' | 34.5 | 438
80000 | 'EPLV ' | 17.9 | 630
80003 | 'MILHWYS ' | 14.4 | 610
80006 | 'EPHVCPL ' | 0.48 | 630
80010 | 'EPLVT ' | 17.9 | 630
80012 | 'LAR ' | 14.4 | 635
80051 | 'FOR #8 ' | 13.8 | 650
80052 | 'FOR #9 ' | 13.8 | 650
80053 | 'FOR #10 ' | 13.8 | 650
80054 | 'FORMOSA4' | 69 | 640
80055 | 'FORMOSA4' | 69 | 640
80103 | 'RNGRVLE ' | 138 | 610
80104 | 'RIORICO ' | 138 | 615
80105 | 'HIDALGO ' | 138 | 615
80117 | 'MOORE F ' | 138 | 615
80118 | 'PALMHST ' | 138 | 615
80119 | 'FRONT6 ' | 345 | 615
80121 | 'MISSION ' | 138 | 615
80122 | 'SMCALN ' | 345 | 615
80123 | 'CITCTY ' | 138 | 615
80124 | ' BCAT4 ' | 138 | 620
83646 | 'RANCHTER' | 12.5 | 610
99996 | 'STAR BUS' | 1 | 474
99995 | 'STAR BUS' | 1 | 474
99994 | 'STAR BUS' | 1 | 477
99993 | 'STAR BUS' | 1 | 460
99992 | 'STAR BUS' | 1 | 432
99991 | 'STAR BUS' | 1 | 474
99990 | 'STAR BUS' | 1 | 474
99989 | 'STAR BUS' | 1 | 438
99988 | 'STAR BUS' | 1 | 620
99987 | 'STAR BUS' | 1 | 620
99986 | 'STAR BUS' | 1 | 630
99985 | 'STAR BUS' | 1 | 610
99984 | 'STAR BUS' | 1 | 610
99983 | 'STAR BUS' | 1 | 615
99982 | 'STAR BUS' | 1 | 625
99981 | 'STAR BUS' | 1 | 625
1 | 'ROANSPRA' | 138 | 11
4 | 'IOLA ' | 138 | 11
5 | 'IOLA ' | 69 | 11
9 | 'BEDIAS ' | 138 | 11
13 | 'KEITH ' | 69 | 11
17 | 'CARLOSSW' | 69 | 11
21 | 'CARLOS ' | 69 | 11
25 | 'NTHZULCH' | 138 | 11
29 | 'BOONVIL ' | 69 | 11
31 | 'HEARNCTY' | 69 | 11
32 | 'ROBERTSN' | 138 | 11
33 | 'WATSONCP' | 138 | 11
34 | 'PHILLIPS' | 138 | 11
35 | 'HEARNE ' | 138 | 11
36 | 'HEARNE ' | 69 | 11
38 | 'SUTTON ' | 69 | 11
40 | 'JEWETT ' | 138 | 11
43 | 'HLTPLKSW' | 69 | 11
45 | 'OLETHA ' | 138 | 11
46 | 'FARRAR ' | 138 | 11
47 | 'HLTOPLKS' | 138 | 11
48 | 'HLTOPLKS' | 69 | 11
52 | 'SANMIGEL' | 345 | 11
53 | 'ELLIOTT ' | 69 | 11
57 | 'FRANKLIN' | 69 | 11
61 | 'BRANCHVL' | 69 | 11
64 | 'MILANO ' | 138 | 11
65 | 'SILVRCTY' | 69 | 11
69 | 'BARCLAY ' | 69 | 11
73 | 'CALVRTSW' | 69 | 11
75 | 'PETTIBON' | 69 | 11
77 | 'CALVERT ' | 69 | 11
81 | 'PLSNTGRV' | 69 | 11
85 | 'KOSSESW ' | 69 | 11
86 | 'BEARGRAS' | 138 | 11
89 | 'KOSSE ' | 69 | 11
91 | 'PERRY ' | 138 | 11
92 | 'PERRY ' | 69 | 11
93 | 'PETEWAY ' | 69 | 11
95 | 'HALSBURG' | 138 | 11
99 | 'BENHUR ' | 69 | 11
103 | 'GROESBEK' | 69 | 11
104 | 'BUTLER ' | 138 | 11
107 | 'PRARIEHL' | 69 | 11
110 | 'BUCKHLTS' | 69 | 11
114 | 'BARTLTSW' | 69 | 11
115 | 'DINGDONG' | 138 | 11
116 | 'SALTY ' | 138 | 11
118 | 'BARTLETT' | 69 | 11
120 | 'TALBTRDG' | 138 | 11
122 | 'SCHWRTNR' | 69 | 11
123 | 'JARREL ' | 69 | 11
124 | 'TAYLRSVY' | 69 | 11
125 | 'STILHOSE' | 138 | 11
126 | 'POAGE ' | 69 | 11
127 | 'THRNDLNT' | 138 | 11
130 | 'SEATON ' | 138 | 11
131 | 'SEATON ' | 69 | 11
132 | 'BELCNTY ' | 138 | 11
133 | 'BELCNTY ' | 69 | 11
136 | 'TRIMMIER' | 138 | 11
137 | 'MOODY ' | 138 | 11
139 | 'BELTNBEC' | 138 | 11
141 | 'MOFFAT ' | 138 | 11
142 | 'TUGSW ' | 69 | 11
144 | 'HARHHGTS' | 138 | 11
145 | 'LEONJNCT' | 69 | 11
146 | 'SPRINGVL' | 138 | 11
147 | 'LORENA ' | 69 | 11
149 | 'SANTFESW' | 69 | 11
153 | 'SANTAFE ' | 69 | 11
157 | 'GATESVIL' | 69 | 11
158 | 'GTSVLTAP' | 69 | 11
161 | 'MCGREGOR' | 138 | 11
164 | 'PATTON ' | 69 | 11
165 | 'WINDSRSW' | 138 | 11
169 | 'WINDSOR ' | 138 | 11
173 | 'CRAWFORD' | 138 | 11
175 | 'CHINASPR' | 138 | 11
177 | 'BOSQUE ' | 138 | 11
181 | 'CAYOTE ' | 138 | 11
185 | 'MIDWAY ' | 69 | 11
186 | 'NAVROMLS' | 69 | 11
190 | 'DAWSON ' | 69 | 11
192 | 'TELICO ' | 138 | 11
193 | 'BARRY ' | 69 | 11
194 | 'PURDON ' | 69 | 11
195 | 'FREESTON' | 69 | 11
196 | 'FARFIELD' | 138 | 11
197 | 'OAKGROV ' | 138 | 11
198 | 'EMMETT ' | 69 | 11
200 | 'HUBBARD ' | 69 | 11
201 | 'HUBBARD ' | 138 | 11
202 | 'SARDIS ' | 69 | 11
203 | 'SARDIS ' | 138 | 11
205 | 'HIGHWY22' | 138 | 11
206 | 'POWELLMP' | 69 | 11
207 | 'SIMSBORO' | 69 | 11
208 | 'EUREKA ' | 138 | 11
210 | 'REAGRSPG' | 69 | 11
211 | 'GOODLOE ' | 138 | 11
212 | 'WINKLER ' | 138 | 11
213 | 'HANEY ' | 138 | 11
214 | 'ROCKETSW' | 69 | 11
215 | 'INDIA ' | 69 | 11
216 | 'ENNIS ' | 138 | 11
217 | 'GLENHITS' | 138 | 11
218 | 'ROCKETT ' | 69 | 11
220 | 'CEDARHIL' | 138 | 11
221 | 'FERRIS ' | 138 | 11
222 | 'TRUMBULL' | 69 | 11
223 | 'ST.PAUL ' | 138 | 11
224 | 'ITASCA ' | 69 | 11
225 | 'FORESTON' | 69 | 11
227 | 'HOLNAM ' | 138 | 11
228 | 'PEORIA ' | 69 | 11
232 | 'LAMPSTSW' | 69 | 11
234 | 'CHATT ' | 138 | 11
236 | 'LAMPOST ' | 138 | 11
237 | 'BLANTON ' | 138 | 11
239 | 'BSQSUTH2' | 22 | 11
240 | 'WHITNEY ' | 345 | 11
241 | 'WHITNEY ' | 138 | 11
242 | 'WHITNEY ' | 69 | 11
243 | 'WHITNYSW' | 69 | 11
244 | 'WHITNEY1' | 12 | 11
245 | 'WHITNEY2' | 12 | 11
246 | 'BOSQUESW' | 345 | 11
247 | 'BSQSUTH1' | 22 | 11
249 | 'ROGERSHL' | 138 | 11
250 | 'FRTGTSSW' | 69 | 11
251 | 'BSQSUTH3' | 22 | 11
252 | 'BOSQUESW' | 138 | 11
253 | 'BSQSUTH4' | 22 | 11
254 | 'FRTGATES' | 69 | 11
258 | 'HAMILTON' | 69 | 11
262 | 'INDIANGP' | 69 | 11
265 | 'ENERGYSW' | 69 | 11
269 | 'ENERGY ' | 69 | 11
270 | 'MORTNVLY' | 69 | 11
273 | 'GUSTINE ' | 69 | 11
274 | 'GORMAN ' | 69 | 11
275 | 'LNPLNTRD' | 138 | 11
276 | 'HGHWY101' | 138 | 11
277 | 'HASSE ' | 69 | 11
281 | 'DOWNING ' | 69 | 11
282 | 'EOLIANRD' | 138 | 11
283 | 'ZEPHYR ' | 138 | 11
284 | 'EARLY ' | 138 | 11
285 | 'RISNGSTR' | 69 | 11
289 | 'NIMROD ' | 69 | 11
290 | 'SHILOH ' | 138 | 11
291 | 'DELEON ' | 69 | 11
292 | 'HOLDER ' | 138 | 11
293 | 'HOLDER ' | 69 | 11
294 | 'MOUNTARY' | 69 | 11
295 | 'STPHNVL ' | 138 | 11
296 | 'STPHVLTP' | 138 | 11
297 | 'CALRTNSW' | 69 | 11
298 | 'CARLTON ' | 69 | 11
299 | 'STEPHNVL' | 69 | 11
300 | 'JOHNSVIL' | 138 | 11
301 | 'LINGLEVL' | 138 | 11
302 | 'SELDEN ' | 138 | 11
303 | 'NORFORK ' | 69 | 11
304 | 'WRIGHT ' | 69 | 11
306 | 'BUNKER ' | 138 | 11
307 | 'GRANBURY' | 69 | 11
308 | 'GRANBURY' | 69 | 11
310 | 'IVAN ' | 69 | 11
311 | 'HILLCITY' | 69 | 11
315 | 'GLENROSE' | 69 | 11
319 | 'MERIDIAN' | 69 | 11
322 | 'LIPAN ' | 138 | 11
323 | 'CRANFLGP' | 69 | 11
327 | 'POWELL ' | 69 | 11
331 | 'MILLER ' | 138 | 11
332 | 'MILLER1 ' | 14 | 11
333 | 'MILLER2 ' | 14 | 11
334 | 'MILLER3 ' | 14 | 11
335 | 'MILLER4 ' | 14 | 11
336 | 'MILLER5 ' | 14 | 11
340 | 'WSTWTHFD' | 138 | 11
343 | 'MORSSHEP' | 69 | 11
344 | 'MORSHEP ' | 12 | 11
345 | 'MORSHEP2' | 12 | 11
352 | 'PORTROYL' | 138 | 11
356 | 'SPUNKY ' | 138 | 11
357 | 'SPUNKY ' | 69 | 11
363 | 'HOOD ' | 138 | 11
364 | 'HOOD ' | 69 | 11
366 | 'TENASKA ' | 25 | 11
367 | 'TENASKA ' | 25 | 11
370 | 'TENASKA ' | 138 | 11
373 | 'ACTON ' | 69 | 11
375 | 'AIRLIQD ' | 138 | 11
377 | 'FALCREEK' | 138 | 11
380 | 'FRENDSHP' | 138 | 11
384 | 'GEOSCREK' | 69 | 11
387 | 'NEWHOPE ' | 69 | 11
391 | 'BONO ' | 138 | 11
393 | 'CONCORD ' | 345 | 11
394 | 'CONCORD ' | 138 | 11
398 | 'JOSHUA ' | 138 | 11
399 | 'CROWLEY ' | 138 | 11
405 | 'EGAN ' | 138 | 11
412 | 'BURLESON' | 138 | 11
415 | 'KEENE ' | 138 | 11
416 | 'LILLIANS' | 138 | 11
419 | 'LILLIAN ' | 138 | 11
428 | 'VALYBRCH' | 138 | 11
429 | 'RETTA ' | 138 | 11
430 | 'TIMBRGRN' | 138 | 11
432 | 'CONLEY ' | 138 | 11
435 | 'LKALVRDO' | 138 | 11
436 | 'GRNDVIEW' | 138 | 11
440 | 'GRIFFITH' | 138 | 11
441 | 'VENUS ' | 138 | 11
443 | 'SNDFLTSW' | 138 | 11
444 | 'COVNGTON' | 138 | 11
447 | 'SANDFLAT' | 138 | 11
451 | 'NASABYSW' | 69 | 11
455 | 'NASAUBAY' | 69 | 11
466 | 'WAPLES ' | 69 | 11
467 | 'WAPLES ' | 138 | 11
469 | 'FAIRVWSW' | 138 | 11
470 | 'FAIRVIEW' | 138 | 11
471 | 'LAKEWOOD' | 138 | 11
473 | 'THRPSPRG' | 138 | 11
477 | 'FOX ' | 138 | 11
478 | 'FOX ' | 69 | 11
484 | 'SODASPRG' | 69 | 11
487 | 'BROCK ' | 69 | 11
489 | 'SBROCKSW' | 69 | 11
491 | 'STHBROCK' | 69 | 11
494 | 'TINTOP ' | 69 | 11
495 | 'WRAILRD ' | 69 | 11
498 | 'LIVEOAK ' | 69 | 11
501 | 'HILTOP ' | 138 | 11
502 | 'NTTEXAS ' | 69 | 11
503 | 'NTEXAS1 ' | 13 | 11
504 | 'NTEXAS2 ' | 13 | 11
505 | 'NTEXAS3 ' | 13 | 11
506 | 'NTTEXAS ' | 69 | 11
511 | 'AGNESSW ' | 138 | 11
512 | 'NWTHRFRD' | 138 | 11
515 | 'SHADYGRV' | 69 | 11
518 | 'ADVANCE ' | 69 | 11
519 | 'WHITT ' | 69 | 11
520 | 'ALEDOTP ' | 138 | 11
526 | 'DICEY ' | 138 | 11
527 | 'ALEDO ' | 138 | 11
530 | 'SPRINGTW' | 138 | 11
531 | 'FLATROCK' | 138 | 11
532 | 'AGNES ' | 138 | 11
533 | 'FLTRCKSW' | 138 | 11
534 | 'WETHFORD' | 138 | 11
535 | 'AZLESW ' | 138 | 11
537 | 'CNTRPT A' | 138 | 11
541 | 'RENO ' | 138 | 11
542 | 'RENO ' | 69 | 11
545 | 'BRIAR ' | 138 | 11
548 | 'BOYD ' | 138 | 11
555 | 'GRAPEVIN' | 138 | 11
556 | 'IBM ' | 138 | 11
561 | 'JOPLINSW' | 69 | 11
562 | 'JOPLIN ' | 69 | 11
565 | 'KELLER ' | 138 | 11
566 | 'KELERSTH' | 138 | 11
568 | 'PEDENRD ' | 138 | 11
572 | 'AURORA ' | 138 | 11
573 | 'NEWARK ' | 138 | 11
575 | 'RHOMESW ' | 138 | 11
576 | 'RHOME ' | 138 | 11
583 | 'DECATUR ' | 138 | 11
584 | 'WOODIE ' | 138 | 11
585 | 'CHISOLM ' | 138 | 11
587 | 'GRENWOOD' | 138 | 11
588 | 'WILLOW ' | 69 | 11
595 | 'KEETER ' | 69 | 11
596 | 'COTNDALE' | 69 | 11
600 | 'BRIDGEPR' | 69 | 11
601 | 'EBRIDGPR' | 138 | 11
604 | 'CHAMBERS' | 69 | 11
605 | 'WZZRDWLS' | 69 | 11
608 | 'CRAFTON ' | 69 | 11
612 | 'CARTERSW' | 69 | 11
616 | 'CARTER ' | 69 | 11
618 | 'LONESTAR' | 138 | 11
620 | 'BOWIE ' | 138 | 11
621 | 'BOWIE ' | 69 | 11
622 | 'BOWIE ' | 138 | 11
626 | 'BRDGTAP ' | 138 | 11
631 | 'NEWPORT ' | 138 | 11
632 | 'JOHNSNSW' | 69 | 11
633 | 'MONTAGUE' | 69 | 11
634 | 'AUDBONSW' | 138 | 11
635 | 'AUDUBON ' | 138 | 11
636 | 'JOHNSON ' | 69 | 11
640 | 'ROANOKE ' | 138 | 11
645 | 'LEWSVLSW' | 138 | 11
646 | 'LWSSWB ' | 345 | 135
648 | 'COPPELL ' | 138 | 11
651 | 'LEBANON ' | 138 | 11
652 | 'AUBREY ' | 138 | 11
655 | 'CUSTER ' | 138 | 11
656 | 'MOUND ' | 138 | 11
658 | 'MCKAMYA ' | 138 | 11
659 | 'BRIDGES ' | 138 | 11
660 | 'LEWISVIL' | 138 | 11
661 | 'CROSSTIM' | 138 | 11
662 | 'NAVO ' | 138 | 11
663 | 'HEBRON ' | 138 | 11
664 | 'HIGHLAND' | 138 | 11
668 | 'CANYON ' | 138 | 11
670 | 'KRUM ' | 138 | 11
671 | 'LKDALLAS' | 138 | 11
672 | 'SANGER ' | 138 | 11
679 | 'MCPHERSN' | 138 | 11
680 | 'NSANGER ' | 138 | 11
681 | 'FRISCO ' | 138 | 11
682 | 'DENTON ' | 138 | 11
684 | 'SPRING ' | 138 | 11
691 | 'VALYVIEW' | 138 | 11
695 | 'MUENSTER' | 138 | 11
698 | 'SALEM ' | 138 | 11
699 | 'SALEMSW ' | 138 | 11
702 | 'REDMNDSW' | 69 | 11
704 | 'MTNSPRGS' | 138 | 11
705 | 'HAWKINSW' | 138 | 11
706 | 'WOODBINE' | 69 | 11
707 | 'HAWKINSW' | 69 | 11
718 | 'WHTBROSW' | 138 | 11
719 | 'WFEC 12G' | 13.8 | 11
720 | 'WFEC 34G' | 13.8 | 11
721 | 'WICHSUTH' | 138 | 11
725 | 'SVLBNDTP' | 69 | 11
726 | 'GAINSVIL' | 69 | 11
727 | 'SIVLSBND' | 69 | 11
732 | 'BRYSON ' | 69 | 11
733 | 'PADUCAR2' | 69 | 11
734 | 'MCADMSR2' | 69 | 11
735 | 'REDRIVER' | 69 | 11
736 | 'LIBERTR2' | 69 | 11
737 | 'SMS9 ' | 69 | 11
738 | 'SINCLARS' | 69 | 11
739 | 'CHILDRES' | 69 | 11
742 | 'SINCLAIR' | 69 | 11
743 | 'SALTCK4 ' | 138 | 11
744 | 'WALNBEND' | 69 | 11
745 | 'KING9 ' | 69 | 11
746 | 'STJO ' | 138 | 11
747 | 'KALGRY9 ' | 69 | 11
748 | 'JAYTON9 ' | 69 | 11
749 | 'GLENN ' | 69 | 11
750 | 'STJO ' | 69 | 11
751 | 'ESPULA9 ' | 69 | 11
752 | 'CLARMNT ' | 69 | 11
753 | 'BISSET9 ' | 69 | 11
754 | 'CAPSCRNR' | 69 | 11
755 | 'ASPERM9 ' | 69 | 11
756 | 'NOCONA ' | 69 | 11
757 | 'BUSHKNOB' | 69 | 11
758 | 'ALCORN ' | 69 | 11
759 | 'MORAN ' | 69 | 11
760 | 'ALBANY ' | 69 | 11
761 | 'TRUSCOTT' | 69 | 11
762 | 'HARDYSW ' | 138 | 11
763 | 'ROCHSTER' | 69 | 11
764 | 'MUNDAYR2' | 69 | 11
765 | 'KNOX9 ' | 69 | 11
766 | 'HARDY ' | 138 | 11
767 | 'HENRIETA' | 69 | 11
768 | 'JOY ' | 69 | 11
769 | 'POSTOKSW' | 69 | 11
770 | 'AROWHEAD' | 138 | 11
771 | 'POSTOAK ' | 69 | 11
772 | 'SHANNON ' | 69 | 11
773 | 'SCOTLAND' | 138 | 11
774 | 'KATZP ' | 69 | 11
775 | 'LANHAM ' | 69 | 11
776 | 'BRIDWELL' | 69 | 11
777 | 'GOREE ' | 69 | 11
778 | 'GILESPIE' | 69 | 11
779 | 'SEYMOUR ' | 69 | 11
780 | 'ELBERT ' | 69 | 11
781 | 'ELBERTSW' | 69 | 11
782 | 'LKKEMPSW' | 69 | 11
783 | 'LAKEKEMP' | 69 | 11
784 | 'WESTOVER' | 69 | 11
785 | 'ORAN ' | 69 | 11
786 | 'BOMARTON' | 69 | 11
787 | 'OLNEY ' | 138 | 11
788 | 'OLNEY ' | 69 | 11
789 | 'SEYMORMP' | 69 | 11
790 | 'BENJAMIN' | 69 | 11
791 | 'JEAN ' | 69 | 11
792 | 'MURRAY ' | 138 | 11
794 | 'JACKSBRO' | 138 | 11
795 | 'STHBNDSW' | 69 | 11
796 | 'SOTHBEND' | 69 | 11
797 | 'MARKLEY ' | 138 | 11
798 | 'TAMUGEN1' | 12 | 11
799 | 'TEXASAM ' | 138 | 11
5901 | 'MIGUEL 5' | 345 | 11
5903 | 'MIGUEL ' | 22.8 | 899
49801 | 'EXN 4 ' | 13.8 | 300
49802 | 'EXN 11 ' | 13.8 | 300
49803 | 'EXN 15GT' | 13.8 | 300
49804 | 'EXN 16GT' | 13.8 | 300
49805 | 'EXN 17GT' | 13.8 | 300
49806 | 'EXN 21 ' | 69 | 300
49807 | 'EXN 121 ' | 13.8 | 300
49808 | 'EXN 129 ' | 69 | 300
49809 | 'EXN N/A ' | 13.8 | 300
49810 | 'EXN N/A ' | 13.8 | 300
49811 | 'EXN 399 ' | 69 | 300
49812 | 'EXN 411 ' | 13.8 | 300
49813 | 'EXN 440 ' | 69 | 300
49814 | 'EXN 441 ' | 13.8 | 300
49815 | 'EXN 460 ' | 69 | 300
49816 | 'EXN 461 ' | 13.8 | 300
49817 | 'EXN 470 ' | 69 | 300
49818 | 'EXN 471 ' | 13.8 | 300
49819 | 'EXN 660 ' | 138 | 300
49820 | 'EXN 661 ' | 13.8 | 300
49821 | 'EXN 698 ' | 138 | 300
49838 | 'EXN 14GT' | 18 | 300
49822 | 'EXN 930 ' | 13.8 | 300
49823 | 'EXN 931 ' | 13.8 | 300
49824 | 'EXN935GT' | 13.8 | 300
49825 | 'EXN937GT' | 13.8 | 300
49826 | 'EXN938GT' | 13.8 | 300
49827 | 'EXN 940 ' | 13.8 | 300
49828 | 'EXN941GT' | 13.8 | 300
49829 | 'EXN942GT' | 13.8 | 300
49830 | 'EXN943GT' | 13.8 | 300
49831 | 'EXN944GT' | 13.8 | 300
49832 | 'EXN945GT' | 13.8 | 300
49833 | 'EXN 946 ' | 13.8 | 300
49834 | 'EXN 947 ' | 13.8 | 300
49835 | 'EXN 948 ' | 13.8 | 300
49836 | 'EXN 949 ' | 69 | 300
49837 | 'EXN GT ' | 13.8 | 300
5911 | 'STP1 ' | 25 | 310
5912 | 'STP2 ' | 25 | 310
5915 | 'SO TEX 5' | 345 | 310
40000 | 'CEDARP 5' | 345 | 305
40010 | 'CEDARE 8' | 138 | 305
40011 | 'CEDARD 8' | 138 | 304
40012 | 'CEDARD 8' | 138 | 304
40015 | 'CEDARW ' | 138 | 305
40051 | 'AGRI__ ' | 69 | 301
40070 | 'AIRPRO ' | 138 | 301
40081 | 'ALEX_I 9' | 69 | 304
40082 | 'ALEX_I 9' | 69 | 304
40100 | 'ANBUSH ' | 138 | 301
40110 | 'APLIED ' | 138 | 301
40111 | 'OPNAPD 8' | 138 | 302
40120 | 'ARITEK ' | 138 | 301
40130 | 'ATASCO 8' | 138 | 304
40140 | 'BARBUR ' | 138 | 301
40150 | 'BARHIL ' | 138 | 301
40160 | 'BTNENY 8' | 138 | 306
40170 | 'BAYTWN 8' | 138 | 304
40180 | 'BERTWD 8' | 138 | 304
40190 | 'BIGVUE ' | 138 | 301
40200 | 'BIMONT ' | 138 | 301
40210 | 'BORDEN ' | 138 | 301
40220 | 'BRINE_ ' | 138 | 301
40231 | 'BUSCH 9' | 69 | 304
40232 | 'BUSCH 9' | 69 | 304
40235 | 'CAPEDUM6' | 138 | 301
40236 | 'CAPEDUM7' | 138 | 304
40240 | 'CENTER ' | 345 | 305
40250 | 'CASTEN ' | 69 | 301
40255 | 'CHAMBR 5' | 345 | 306
40260 | 'CHAMON ' | 138 | 302
40270 | 'CHANEL ' | 69 | 302
40280 | 'CHANLV ' | 138 | 304
40281 | 'CHANLVL8' | 138 | 304
40300 | 'CHEVON ' | 138 | 301
40310 | 'CHOATE ' | 138 | 301
40320 | 'CHORIN ' | 138 | 301
40330 | 'CITFIL ' | 138 | 301
40340 | 'CITIES ' | 138 | 301
40351 | 'CLINTN98' | 138 | 304
40352 | 'CLINTN98' | 69 | 304
40370 | 'CONIAL ' | 138 | 301
40380 | 'CROSBY 9' | 69 | 304
40390 | 'CROSBY 8' | 138 | 304
40400 | 'CROWN_ ' | 138 | 301
40420 | 'DAVSON ' | 138 | 301
40425 | 'OPNDAY 8' | 138 | 304
40430 | 'DECKER ' | 138 | 301
40431 | 'CAPEDUM1' | 138 | 301
40441 | 'DEERPK 8' | 138 | 304
40442 | 'DEERPK 8' | 138 | 304
40450 | 'DEPWTR 5' | 345 | 306
40460 | 'DEPWTR 8' | 138 | 304
40470 | 'DEPWTR 9' | 69 | 305
40475 | 'DEUSEN ' | 138 | 304
40480 | 'DIABOX ' | 138 | 302
40490 | 'DOWLAP ' | 138 | 301
40500 | 'EAGLE_ ' | 138 | 301
40510 | 'ENPROD ' | 138 | 302
40520 | 'EPOTH_ ' | 138 | 301
40530 | 'ESBELT ' | 138 | 301
40540 | 'ESFORK ' | 138 | 301
40550 | 'ETHYL_ ' | 69 | 301
40551 | 'ETH_CLR1' | 69 | 304
40552 | 'ETH_CLR2' | 69 | 304
40560 | 'EXPLOR ' | 138 | 301
40570 | 'EXXON_ ' | 138 | 302
40575 | 'EXXON_ 9' | 69 | 302
40580 | 'CAPEDUM5' | 138 | 301
40590 | 'FDLITY ' | 138 | 301
40600 | 'FRONTR ' | 345 | 306
40610 | 'GALENA 8' | 138 | 304
40611 | 'GALENA98' | 69 | 304
40612 | 'GALENA98' | 138 | 304
40620 | 'GLENWD 8' | 138 | 304
40700 | 'GRNBYU 5' | 345 | 304
40710 | 'GRNBYUE8' | 138 | 305
40715 | 'GRNBYUW8' | 138 | 305
40716 | 'GBCENT 8' | 138 | 305
40720 | 'GRNBYUE9' | 69 | 304
40725 | 'GRNBYUW9' | 69 | 304
40751 | 'GYPSUM ' | 69 | 301
40752 | 'GYPSUM ' | 69 | 301
40770 | 'HACHER ' | 138 | 301
40780 | 'HADEN_ ' | 138 | 301
40790 | 'HANEY 8' | 138 | 304
40800 | 'HARRIS 9' | 69 | 304
40811 | 'HILAND98' | 138 | 304
40812 | 'HILAND98' | 69 | 304
40830 | 'HUMBLE 8' | 138 | 304
40841 | 'INDUST98' | 138 | 304
40842 | 'INDUST98' | 69 | 304
40860 | 'JACNTO 8' | 138 | 304
40870 | 'KENNY_ ' | 138 | 301
40900 | 'KING 5' | 345 | 304
40930 | 'KINGWD 8' | 138 | 304
40941 | 'LAPORT 8' | 138 | 304
40942 | 'LAPORT 8' | 138 | 304
40961 | 'LIBRTY 8' | 138 | 304
40962 | 'LIBRTY 8' | 138 | 304
40980 | 'LUBZOL ' | 138 | 301
40990 | 'LYCHEM ' | 138 | 301
41000 | 'LYDELL ' | 138 | 301
41010 | 'LYNCH_ ' | 138 | 301
41021 | 'LYONDL 8' | 138 | 304
41022 | 'LYONDL 8' | 138 | 304
41040 | 'MCDONO ' | 69 | 301
41050 | 'METALS ' | 138 | 301
41061 | 'MINING ' | 69 | 301
41080 | 'MOCHEM ' | 69 | 301
41090 | 'MOMENT ' | 138 | 301
41100 | 'MORGPT 8' | 138 | 305
41111 | 'MT_BEL 8' | 138 | 304
41112 | 'MT_BEL 9' | 69 | 304
41120 | 'MT_BEL 9' | 69 | 304
41140 | 'NEEDLE ' | 69 | 301
41150 | 'NEWPRT 8' | 138 | 304
41160 | 'NINTH_ ' | 138 | 301
41165 | 'NOBEL 8 ' | 138 | 301
41171 | 'NORMDY 8' | 138 | 304
41172 | 'NORMDY 8' | 138 | 304
41191 | 'OATES 98' | 138 | 304
41192 | 'OATES 98' | 69 | 304
41205 | 'ORION_ ' | 138 | 301
41210 | 'PAIR__ ' | 138 | 301
41221 | 'PARKWY 8' | 138 | 304
41222 | 'PARKWY 8' | 138 | 304
41240 | 'PASGEN ' | 138 | 306
41250 | 'PHILIP ' | 138 | 302
41260 | 'PORT__ ' | 138 | 301
41300 | 'PSARCO ' | 138 | 302
41310 | 'QUANAB ' | 138 | 301
41330 | 'QUANUM ' | 138 | 302
41340 | 'REED__ ' | 69 | 301
41350 | 'ROHMAS ' | 138 | 301
41360 | 'ROLLEN ' | 138 | 301
41370 | 'S_CHAN 8' | 138 | 304
41380 | 'S_CHAN 9' | 69 | 304
41400 | 'S_R_B_E8' | 138 | 305
41405 | 'S_R_B_W8' | 138 | 305
41410 | 'S_R_B_E9' | 69 | 305
41415 | 'S_R_B_W9' | 69 | 305
41420 | 'SRB MID ' | 0 | 305
41430 | 'SHELDN 5' | 345 | 306
41435 | 'SHDN_MID' | 0 | 306
41450 | 'SHELL_ ' | 138 | 302
41460 | 'SIMSON ' | 69 | 302
41480 | 'SOLMER ' | 138 | 302
41490 | 'STATE_ ' | 138 | 301
41500 | 'STRANG ' | 138 | 301
41510 | 'STRAW T8' | 138 | 304
41520 | 'SYLVAN ' | 138 | 301
41530 | 'TAYLOR8 ' | 138 | 301
41550 | 'TEXAS_ ' | 69 | 301
41560 | 'TEXPET ' | 69 | 302
41570 | 'TEXWAL ' | 69 | 301
41580 | 'TIDAL_ ' | 138 | 302
41590 | 'TRAVIS ' | 138 | 301
41600 | 'TRIBAY ' | 138 | 301
41610 | 'TRINTY 8' | 138 | 304
41615 | 'CAPEDUM2' | 138 | 301
41620 | 'TUCKER ' | 138 | 301
41631 | 'UNDRWD 8' | 138 | 304
41632 | 'UNDRWD 8' | 138 | 304
41651 | 'UVALDE 8' | 138 | 304
41652 | 'UVALDE 8' | 138 | 304
41670 | 'WABURN ' | 138 | 301
41681 | 'WALSVL 9' | 69 | 304
41682 | 'WALSVL 9' | 69 | 304
41700 | 'WARVUE ' | 138 | 301
41711 | 'WITTER 8' | 138 | 304
41712 | 'WITTER 8' | 138 | 304
42000 | 'P_H_R_ 5' | 345 | 305
42010 | 'P_H_R_N8' | 138 | 305
42013 | 'PHRDISTR' | 138 | 305
42014 | 'PHRDISTR' | 138 | 305
42015 | 'P_H_R_S8' | 138 | 305
42020 | 'P_H_R_ 8' | 138 | 304
42041 | 'ALMEDA 8' | 138 | 304
42042 | 'ALMEDA 8' | 138 | 304
42061 | 'ALTA_L98' | 138 | 304
42062 | 'ALTA_L98' | 69 | 304
42080 | 'ALVIN 9' | 69 | 304
42090 | 'AMKOE_ ' | 138 | 302
42100 | 'AMPORT ' | 138 | 301
42110 | 'ANGLTN 8' | 138 | 304
42120 | 'ARMAND ' | 138 | 301
42130 | 'AVAUTO 8' | 138 | 304
42140 | 'AVAUTO 9' | 69 | 304
42150 | 'BASF__ ' | 138 | 302
42160 | 'BAYOU_ ' | 138 | 302
42161 | 'OPEN@BYU' | 138 | 302
42170 | 'BAYWAY 8' | 138 | 304
42180 | 'BIGBAY ' | 138 | 303
42190 | 'BIPORT ' | 138 | 301
42200 | 'BRYAN_ ' | 69 | 301
42210 | 'BRZPRT 8' | 138 | 304
42220 | 'BYPARK ' | 138 | 301
42230 | 'CAPTOL ' | 138 | 302
42241 | 'CARDIF 8' | 138 | 304
42242 | 'CARDIF 8' | 138 | 304
42260 | 'CELNEC ' | 138 | 301
42271 | 'CHOC_B 8' | 138 | 304
42272 | 'CHOC_B 8' | 138 | 304
42291 | 'CLEAR 8' | 138 | 304
42292 | 'CLEAR 8' | 138 | 304
42311 | 'COLEGE 8' | 138 | 304
42312 | 'COLEGE 8' | 138 | 304
42330 | 'CW_COL_8' | 138 | 319
42340 | 'DAMON 9' | 69 | 304
42500 | 'DOW345 5' | 345 | 304
42510 | 'DOW138 8' | 138 | 304
42515 | 'DOW_A_ ' | 138 | 302
42550 | 'DROUET 8' | 138 | 304
42561 | 'ELDORA 8' | 138 | 304
42562 | 'ELDORA 8' | 138 | 304
42581 | 'ELLING 9' | 69 | 304
42582 | 'ELLING 9' | 69 | 304
42600 | 'EXTER_ ' | 69 | 301
42610 | 'FAIRMT28' | 138 | 304
42611 | 'FAIRMT 8' | 138 | 304
42612 | 'FAIRMT 8' | 138 | 304
42640 | 'FREEPT 9' | 69 | 304
42651 | 'FRIEND 8' | 138 | 304
42652 | 'FRIEND 8' | 138 | 304
42670 | 'GALVES 8' | 138 | 308
42680 | 'GARDEN 8' | 138 | 304
42690 | 'GARDEN 9' | 69 | 304
42700 | 'CGARDEN8' | 138 | 319
42711 | 'GENOA_ ' | 138 | 301
42712 | 'GENOA_ ' | 138 | 301
42741 | 'GULFGT 8' | 138 | 304
42742 | 'GULFGT 8' | 138 | 304
42761 | 'HALL 8' | 138 | 304
42762 | 'HALL 8' | 138 | 304
42780 | 'HANNA ' | 138 | 301
42790 | 'HIMONT ' | 138 | 301
42800 | 'HITCOK 8' | 138 | 304
42810 | 'HOFMAN ' | 138 | 301
42820 | 'HS_TAP69' | 69 | 304
42830 | 'HUNTER ' | 138 | 301
42841 | 'KEMAH 8' | 138 | 304
42842 | 'KEMAH 8' | 138 | 304
42860 | 'LAMARQ 9' | 69 | 304
42861 | 'LAMARQ 8' | 138 | 308
42862 | 'CAPEDUM3' | 138 | 308
42870 | 'LIVRPL 8' | 138 | 304
42880 | 'LKJACK 8' | 138 | 304
42890 | 'LOMAX_ ' | 138 | 301
42900 | 'LUZBAY ' | 138 | 301
42910 | 'LYNPOL ' | 138 | 301
42921 | 'MARYCK 8' | 138 | 304
42922 | 'MARYCK 8' | 138 | 304
42940 | 'MONSAN ' | 138 | 302
42950 | 'MOODY 8' | 138 | 308
42951 | 'TERM_A 8' | 138 | 308
42952 | 'OPN@T_A8' | 138 | 308
42953 | 'TERM_B 8' | 138 | 308
42960 | 'MUSTNG 8' | 138 | 304
42970 | 'NASA__ ' | 138 | 301
42981 | 'NASH 98' | 138 | 304
42982 | 'NASH 98' | 69 | 304
43000 | 'NEEDVL 9' | 69 | 304
43011 | 'NEWGLF 8' | 138 | 304
43012 | 'NEWGLF 8' | 138 | 304
43040 | 'PASDNA 8' | 138 | 304
43051 | 'PEARLD 8' | 138 | 304
43052 | 'PEARLD 8' | 138 | 304
43070 | 'PETSON ' | 138 | 301
43081 | 'PILGRM 8' | 138 | 304
43082 | 'PILGRM 8' | 138 | 304
43101 | 'PLARIS 8' | 138 | 304
43102 | 'PLARIS 8' | 138 | 304
43120 | 'PLEDGR 8' | 138 | 304
43130 | 'POWELL ' | 138 | 301
43140 | 'RETREV 9' | 69 | 304
43150 | 'RIWOOD ' | 138 | 301
43170 | 'S_HOUS 9' | 69 | 304
43171 | 'S_HOUS98' | 69 | 304
43172 | 'S_HOUS98' | 138 | 304
43190 | 'S_LANE 8' | 138 | 304
43201 | 'SEAWAL 8' | 138 | 308
43202 | 'SEAWAL 8' | 138 | 308
43220 | 'SEAWAY ' | 138 | 301
43225 | 'SEPTON 8' | 138 | 301
43230 | 'SHORE_ ' | 138 | 301
43240 | 'SINTEK ' | 138 | 301
43250 | 'SOUTH_ ' | 138 | 301
43260 | 'SOWYCK 8' | 138 | 304
43271 | 'SPENCR 8' | 138 | 304
43272 | 'SPENCR 8' | 138 | 304
43290 | 'STEWRT 8' | 138 | 308
43300 | 'STRATT ' | 138 | 301
43310 | 'SURFSI ' | 69 | 301
43321 | 'TELPHN 8' | 138 | 304
43322 | 'TELPHN 8' | 138 | 304
43340 | 'TEXGLF ' | 138 | 302
43350 | 'TEXWES ' | 69 | 301
43355 | 'TIKIIS 8' | 138 | 308
43356 | 'CAPEDUM4' | 138 | 301
43360 | 'VLASCO 8' | 138 | 304
43370 | 'VLASCO 9' | 69 | 304
43380 | 'W_COL_ 8' | 138 | 304
43390 | 'W_COL_ 9' | 69 | 304
43400 | 'W_GALV 8' | 138 | 308
43410 | 'W_GALV 9' | 69 | 308
43500 | 'WEBSTR 8' | 138 | 305
43501 | 'WEBSTRT8' | 138 | 304
43502 | 'WEBSTRT8' | 138 | 304
43503 | 'WEBSTRD8' | 138 | 304
43504 | 'WEBSTRD8' | 138 | 304
43505 | 'WEB MID ' | 0 | 305
43510 | 'WEBSTR 9' | 69 | 304
43570 | 'WHARTN 8' | 138 | 304
44000 | 'W_A_P_ 5' | 345 | 305
44010 | 'W_A_P_ 8' | 138 | 305
44020 | 'ALIEF 8' | 138 | 304
44031 | 'ARCOLA 8' | 138 | 304
44032 | 'ARCOLA 8' | 138 | 304
44051 | 'BARKER 8' | 138 | 304
44052 | 'BARKER 8' | 138 | 304
44070 | 'BG_CRK 9' | 69 | 304
44081 | 'BLURIG 8' | 138 | 304
44082 | 'BLURIG 8' | 138 | 304
44100 | 'BRAZOS 8' | 138 | 304
44110 | 'BRISCO ' | 69 | 301
44120 | 'BRITMR 8' | 138 | 304
44130 | 'CANEY_ ' | 138 | 301
44140 | 'CLODIN 8' | 138 | 304
44150 | 'CCLODIN ' | 138 | 319
44160 | 'COLLIN ' | 69 | 301
44170 | 'CRABB 8' | 138 | 304
44180 | 'DEWALT 8' | 138 | 304
44190 | 'E_BERN 8' | 138 | 304
44210 | 'ECHO 8' | 138 | 304
44211 | 'ECHO T8' | 138 | 304
44212 | 'ECHO T8' | 138 | 304
44230 | 'FLEWLN 8' | 138 | 304
44231 | 'CFLEWLN8' | 138 | 304
44240 | 'FLEWLN 9' | 69 | 304
44261 | 'FRANZ 8' | 138 | 304
44262 | 'FRANZ 8' | 138 | 304
44280 | 'FTBEND 8' | 138 | 304
44290 | 'FTBEND 9' | 69 | 304
44300 | 'CFTBEND8' | 138 | 319
44310 | 'HAYES 8' | 138 | 304
44311 | 'HAYES T8' | 138 | 304
44312 | 'HAYES T8' | 138 | 304
44341 | 'IMPERL 8' | 138 | 304
44342 | 'IMPERL 8' | 138 | 304
44361 | 'INTERM 8' | 138 | 304
44362 | 'INTERM 8' | 138 | 304
44380 | 'JULIFF ' | 69 | 301
44390 | 'KARSTN 8' | 138 | 304
44400 | 'KARSTN 9' | 69 | 304
44410 | 'CKARSTN8' | 138 | 319
44421 | 'KATY 8' | 138 | 304
44422 | 'KATY 8' | 138 | 304
44440 | 'MANVEL 9' | 69 | 304
44450 | 'MASON 8' | 138 | 304
44461 | 'MEMORL 8' | 138 | 304
44462 | 'MEMORL 8' | 138 | 304
44481 | 'MOCITY 8' | 138 | 304
44482 | 'MOCITY 8' | 138 | 304
44490 | 'MULA__ ' | 138 | 301
44500 | 'OBRIEN 5' | 345 | 304
44510 | 'OBRIEN 8' | 138 | 304
44511 | 'OBRIEND8' | 138 | 304
44512 | 'OBRIEND8' | 138 | 304
44540 | 'ORCHRD 8' | 138 | 304
44551 | 'QUAIL 8' | 138 | 304
44552 | 'QUAIL 8' | 138 | 304
44570 | 'READNG 8' | 138 | 304
44580 | 'RICHMN ' | 69 | 301
44590 | 'ROARK 8' | 138 | 304
44600 | 'ROSHRN 8' | 138 | 304
44610 | 'ROSNBG 9' | 69 | 304
44620 | 'SAUER 8' | 138 | 304
44630 | 'SCOTT_ ' | 138 | 301
44640 | 'SEALY 8' | 138 | 304
44650 | 'SMTHRS 5' | 345 | 305
44651 | 'SIENNA 8' | 138 | 305
44652 | 'SIENNA 8' | 138 | 305
44671 | 'STAFRD 8' | 138 | 304
44672 | 'STAFRD 8' | 138 | 304
44691 | 'TELVEW 8' | 138 | 304
44692 | 'TELVEW 8' | 138 | 304
44710 | 'TEXINS ' | 138 | 301
44721 | 'THOMSN 8' | 138 | 304
44722 | 'THOMSN 8' | 138 | 304
44740 | 'WALLIS 8' | 138 | 304
44760 | 'WCHASE 8' | 138 | 304
44761 | 'WCHASET8' | 138 | 304
44762 | 'WCHASET8' | 138 | 304
44780 | 'WESTIM 8' | 138 | 304
44790 | 'WIRT 8' | 138 | 304
44801 | 'WOODCK 8' | 138 | 304
44802 | 'WOODCK 8' | 138 | 304
45500 | 'T_H_W_ 5' | 345 | 305
45510 | 'T_H_W_E8' | 138 | 305
45511 | 'T_H_W_D8' | 138 | 304
45512 | 'T_H_W_D8' | 138 | 304
45515 | 'T_H_W_W8' | 138 | 305
45520 | 'THW MID ' | 0 | 305
45530 | 'T_H_W_ 9' | 69 | 305
45600 | 'ADICKS 5' | 345 | 304
45610 | 'ADICKS 8' | 138 | 304
45620 | 'CADICKS8' | 138 | 319
45630 | 'AIRLIN 8' | 138 | 304
45640 | 'ALDINE 8' | 138 | 304
45651 | 'BAMMEL 8' | 138 | 304
45652 | 'BAMMEL 8' | 138 | 304
45670 | 'BERRY 8' | 138 | 304
45681 | 'CAMBEL 8' | 138 | 304
45682 | 'CAMBEL 8' | 138 | 304
45700 | 'CAMRON ' | 138 | 301
45711 | 'CYFAIR 8' | 138 | 304
45712 | 'CYFAIR 8' | 138 | 304
45730 | 'DEIHL 8' | 138 | 304
45740 | 'DRILCO ' | 138 | 301
45750 | 'EUREKA 8' | 138 | 304
45760 | 'FAIRBK 8' | 138 | 304
45770 | 'FREMAN 8' | 138 | 304
45781 | 'GEARS 8' | 138 | 304
45782 | 'GEARS 8' | 138 | 304
45801 | 'GERTIE 8' | 138 | 304
45802 | 'GERTIE 8' | 138 | 304
45821 | 'GREENS 8' | 138 | 304
45822 | 'GREENS 8' | 138 | 304
45840 | 'HARDY 8' | 138 | 304
45850 | 'CHARDY 8' | 138 | 319
45861 | 'HIDDEN 8' | 138 | 304
45862 | 'HIDDEN 8' | 138 | 304
45880 | 'HOCKLY 8' | 138 | 304
45890 | 'HOCKLY 9' | 69 | 304
45900 | 'INTEQ_ ' | 138 | 301
45910 | 'INTER 8' | 138 | 304
45921 | 'JESTER 8' | 138 | 304
45922 | 'JESTER 8' | 138 | 304
45940 | 'KLEIN 8' | 138 | 304
45951 | 'KLUGE 8' | 138 | 304
45952 | 'KLUGE 8' | 138 | 304
45971 | 'KUYDAL 5' | 345 | 304
45972 | 'KUYDAL 5' | 345 | 304
45990 | 'L_YORK 9' | 69 | 304
46001 | 'LAUDER 8' | 138 | 304
46002 | 'LAUDER 8' | 138 | 304
46020 | 'LIMEST 5' | 345 | 305
46031 | 'LOCKWD 8' | 138 | 304
46032 | 'LOCKWD 8' | 138 | 304
46051 | 'LOUETA 8' | 138 | 304
46052 | 'LOUETA 8' | 138 | 304
46070 | 'MINMAX 8' | 138 | 301
46100 | 'N_BELT 5' | 345 | 304
46110 | 'N_BELT 8' | 138 | 304
46220 | 'PETERS 8' | 138 | 304
46230 | 'PETERS 9' | 69 | 304
46240 | 'PINHUR 8' | 138 | 304
46250 | 'RACOON 9' | 69 | 304
46261 | 'RAYFRD 8' | 138 | 304
46262 | 'RAYFRD 8' | 138 | 304
46281 | 'RITTEN 8' | 138 | 304
46282 | 'RITTEN 8' | 138 | 304
46300 | 'SATSUM 8' | 138 | 304
46301 | 'SATSUMT8' | 138 | 304
46302 | 'SATSUMT8' | 138 | 304
46331 | 'SCENIC 8' | 138 | 304
46332 | 'SCENIC 8' | 138 | 304
46351 | 'TODD 8' | 138 | 304
46352 | 'TODD 8' | 138 | 304
46500 | 'TOMBAL 5' | 345 | 304
46510 | 'TOMBAL 8' | 138 | 304
46511 | 'TOMBALT8' | 138 | 304
46512 | 'TOMBALT8' | 138 | 304
46520 | 'CTOMBAL8' | 138 | 319
46550 | 'TRSWIG 8' | 138 | 304
46551 | 'VETRAN_8' | 138 | 304
46552 | 'VETRAN_8' | 138 | 304
46560 | 'WALLER 8' | 138 | 304
46570 | 'WESFLD 8' | 138 | 304
46600 | 'WHITOK 5' | 345 | 304
46610 | 'WHITOKN8' | 138 | 304
46611 | 'WHITOKD8' | 138 | 304
46612 | 'WHITOKD8' | 138 | 304
46615 | 'WHITOKS8' | 138 | 304
46620 | 'WHITOK 9' | 69 | 304
46660 | 'WILLOW ' | 138 | 301
47000 | 'BELAIR 5' | 345 | 304
47010 | 'BELAIRN8' | 138 | 304
47011 | 'BELAIRD8' | 138 | 304
47012 | 'BELAIRD8' | 138 | 304
47015 | 'BELAIRS8' | 138 | 304
47016 | 'C_BELAIR' | 138 | 319
47050 | 'BRAYS 8' | 138 | 304
47060 | 'COOPER ' | 69 | 301
47071 | 'DUNVAL 8' | 138 | 304
47072 | 'DUNVAL 8' | 138 | 304
47090 | 'FANNIN 8' | 138 | 304
47100 | 'FONDRN 8' | 138 | 304
47110 | 'GRANT 8' | 138 | 304
47150 | 'H_O_C_ 8' | 138 | 304
47160 | 'H_O_C_N9' | 69 | 305
47165 | 'H_O_C_S9' | 69 | 304
47170 | 'CH_O_C_8' | 138 | 319
47191 | 'HILCRF 8' | 138 | 304
47192 | 'HILCRF 8' | 138 | 304
47210 | 'HOLMES 8' | 138 | 304
47300 | 'JENETA 5' | 345 | 304
47310 | 'JENETA 8' | 138 | 304
47311 | 'C_JENE 8' | 138 | 319
47320 | 'KIRBY 8' | 138 | 304
47331 | 'KNIGHT 8' | 138 | 304
47332 | 'KNIGHT 8' | 138 | 304
47350 | 'PLAZA 8' | 138 | 304
47380 | 'SANFLP 8' | 138 | 304
47381 | 'SANFLP28' | 138 | 304
47382 | 'SANFLP28' | 138 | 304
47383 | 'SANFLP58' | 138 | 304
47384 | 'SANFLP58' | 138 | 304
47411 | 'SHARPS 8' | 138 | 304
47412 | 'SHARPS 8' | 138 | 304
47420 | 'STADIM 8' | 138 | 304
47430 | 'TECO__ ' | 138 | 301
47441 | 'ULRICH 8' | 138 | 304
47442 | 'ULRICH 8' | 138 | 304
47461 | 'WESTWD 8' | 138 | 304
47462 | 'WESTWD 8' | 138 | 304
47500 | 'DWNTWN 8' | 138 | 260
47510 | 'DWNTWN 9' | 69 | 260
47521 | 'BLOGET89' | 138 | 304
47522 | 'BLOGET89' | 69 | 304
47540 | 'BRING 98' | 69 | 304
47550 | 'BROWN_ ' | 69 | 301
47560 | 'COUGAR 8' | 138 | 304
47570 | 'CRCKET 8' | 138 | 304
47580 | 'DUNLVY 9' | 69 | 261
47600 | 'E_SIDEB8' | 138 | 304
47610 | 'CE_SIDE8' | 138 | 319
47620 | 'FKTURN 8' | 138 | 260
47630 | 'GABLE 8' | 138 | 260
47640 | 'GABLE 9' | 69 | 260
47641 | 'GABLED9 ' | 69 | 260
47650 | 'OPEN@G 9' | 69 | 260
47660 | 'GARROT 8' | 138 | 304
47670 | 'GENRAL ' | 69 | 301
47680 | 'HIGHTS 9' | 69 | 261
47690 | 'HYDEPK 9' | 69 | 261
47700 | 'MAG_PK 8' | 138 | 304
47705 | 'MIDTWN 8' | 138 | 261
47711 | 'N_SIDE 8' | 138 | 304
47712 | 'N_SIDE 8' | 138 | 304
47730 | 'POLK 8' | 138 | 260
47750 | 'UNIVER 8' | 138 | 304
47751 | 'UNIVER98' | 138 | 304
47752 | 'UNIVER98' | 69 | 304
48500 | 'AES1 ' | 13.8 | 302
48510 | 'AMO1 ' | 13.8 | 302
48511 | 'APRO1 ' | 13.8 | 306
48512 | 'APRO2 ' | 13.8 | 306
48513 | 'APRO3 ' | 13.8 | 306
48514 | 'APRO4 ' | 13.8 | 306
48520 | 'BASF1 ' | 13.8 | 302
48521 | 'BV GT1 ' | 18 | 306
48522 | 'BV GT2 ' | 18 | 306
48523 | 'BV ST1 ' | 18 | 306
48531 | 'BYU1 ' | 13.8 | 302
48532 | 'BYU2 ' | 13.8 | 302
48533 | 'BYU3 ' | 13.8 | 302
48534 | 'BYU4 ' | 13.8 | 302
48551 | 'CALGT1 ' | 18 | 302
48552 | 'CALST1 ' | 13.8 | 302
48561 | 'CAP1 ' | 13.8 | 302
48562 | 'CAP2 ' | 13.8 | 302
48563 | 'CAP3 ' | 13.8 | 302
48564 | 'CAP4 ' | 13.8 | 302
48565 | 'CAP5 ' | 13.8 | 302
48581 | 'CB 1 ' | 20 | 305
48582 | 'CB 2 ' | 24 | 305
48583 | 'CB 3 ' | 24 | 305
48590 | 'CHM1 ' | 13.8 | 302
48591 | 'CEC GT2 ' | 18 | 306
48593 | 'CEC GT1 ' | 18 | 306
48594 | 'CEC ST-1' | 18 | 306
48595 | 'BTE GT1 ' | 18 | 306
48596 | 'BTE GT2 ' | 18 | 306
48597 | 'BTE GT3 ' | 18 | 306
48598 | 'BTE ST1 ' | 18 | 306
48601 | 'CHN1 ' | 13.8 | 302
48602 | 'CHN2 ' | 13.8 | 302
48611 | 'DIB1 ' | 13.8 | 302
48612 | 'DIB2 ' | 13.8 | 302
48613 | 'DIB3 ' | 13.8 | 302
48621 | 'DOW1 ' | 14.4 | 302
48622 | 'DOW2 ' | 14.4 | 302
48630 | 'DPW7 ' | 20 | 305
48641 | 'DPEC GT1' | 15 | 306
48642 | 'DPEC GT2' | 15 | 306
48643 | 'DPEC GT3' | 15 | 306
48644 | 'DPEC GT4' | 15 | 306
48645 | 'DPEC ST ' | 18 | 306
48651 | 'EP1 ' | 12.47 | 302
48671 | 'FTR1 ' | 21 | 306
48672 | 'FTR2 ' | 21 | 306
48673 | 'FTR3 ' | 21 | 306
48674 | 'FTR4 ' | 21 | 306
48690 | 'GB 5 ' | 24 | 305
48691 | 'GB 73 74' | 13.8 | 305
48692 | 'GB 81 82' | 13.8 | 305
48693 | 'GB 83 84' | 13.8 | 305
48701 | 'HOCG 1 2' | 13.2 | 305
48702 | 'HOCG 3 4' | 13.2 | 305
48703 | 'HOCG 5 6' | 13.2 | 305
48721 | 'LIM1 ' | 25 | 305
48722 | 'LIM2 ' | 25 | 305
48730 | 'MNSN1 ' | 13.8 | 302
48740 | 'PAS2ST2 ' | 18 | 306
48741 | 'PAS2GT2 ' | 18 | 306
48742 | 'PAS2GT3 ' | 18 | 306
48761 | 'PET1 ' | 13.8 | 302
48771 | 'PHR1 ' | 19 | 305
48772 | 'PHR2 ' | 22 | 305
48773 | 'PHR3 ' | 22 | 305
48774 | 'PHR4 ' | 20 | 305
48791 | 'PWR1 ' | 13.8 | 302
48792 | 'PWR2 ' | 13.8 | 302
48793 | 'PWR3 ' | 13.8 | 302
48794 | 'PWR4 ' | 13.8 | 302
48795 | 'PWR5 ' | 13.8 | 302
48796 | 'PWR6 ' | 13.8 | 302
48797 | 'PWR8 ' | 13.8 | 302
48810 | 'QNM1 ' | 12.47 | 302
48811 | 'SHLDNGT1' | 18 | 306
48812 | 'SHLDNGT2' | 18 | 306
48813 | 'SHLDNGT3' | 18 | 306
48814 | 'SHLDNST1' | 13.8 | 306
48815 | 'SHLDNGT4' | 18 | 306
48820 | 'SHELL_ ' | 13.8 | 302
48821 | 'SHELL_ ' | 13.8 | 302
48822 | 'SHL_CPS ' | 12.5 | 302
48831 | 'SIM1 ' | 13.8 | 302
48832 | 'SIM2 ' | 13.8 | 302
48841 | 'SJSES_1 ' | 13.8 | 305
48842 | 'SJSES_2 ' | 13.8 | 305
48845 | 'SOL1 ' | 12.47 | 302
48851 | 'SRB1 ' | 20 | 305
48852 | 'SRB2 ' | 20 | 305
48853 | 'SRB3 ' | 16.5 | 305
48854 | 'SRB4 ' | 16.5 | 305
48855 | 'SRB21 ' | 13.2 | 305
48872 | 'THW2 ' | 20 | 305
48873 | 'THW3 ' | 13.8 | 305
48874 | 'THW4 ' | 13.8 | 305
48875 | 'THW3 1 2' | 13.8 | 305
48877 | 'THW3 3 4' | 13.8 | 305
48879 | 'THW4 1 2' | 13.8 | 305
48881 | 'THW4 3 4' | 13.8 | 305
48883 | 'THW21 ' | 12 | 305
48885 | 'THW5 1 2' | 13.8 | 305
48886 | 'THW5 3 4' | 13.8 | 305
48887 | 'THW5 5 6' | 13.8 | 305
48901 | 'TID1 ' | 13.8 | 302
48902 | 'TID2 ' | 13.8 | 302
48911 | 'TXG1 ' | 13.8 | 302
48912 | 'TXG2 ' | 11.5 | 302
48921 | 'WAP1 ' | 20 | 305
48922 | 'WAP2 ' | 20 | 305
48923 | 'WAP3 ' | 24 | 305
48924 | 'WAP4 ' | 22 | 305
48925 | 'WAP5 ' | 20 | 305
48926 | 'WAP6 ' | 20 | 305
48927 | 'WAP7 ' | 20 | 305
48928 | 'WAP8 ' | 20 | 305
48929 | 'WAP21 ' | 13.2 | 305
48940 | 'WEB3 ' | 18 | 305
48941 | 'WEB21 ' | 13.2 | 305
49986 | 'EXXON_ T' | 13.8 | 302
49987 | 'EXXON_ T' | 13.8 | 302
99980 | 'STAR BUS' | 1 | 302
99979 | 'STAR BUS' | 1 | 302
5500 | 'RAYBRN 9' | 69 | 890
5501 | 'RAYGEN12' | 13 | 890
5502 | 'RAYBRN 8' | 138 | 890
5503 | 'RAYGEN3 ' | 13 | 890
5504 | 'NURSRY 8' | 69 | 890
5505 | 'RAYGEN1 ' | 13 | 890
5506 | 'RAYGEN2 ' | 13 | 890
5508 | 'RAYBRN 9' | 13.8 | 890
5509 | 'RAYBRN10' | 13.8 | 890
5510 | 'FDTRNSW9' | 69 | 890
5511 | 'RAYBRN 7' | 13.8 | 890
5512 | 'RAYBRN 8' | 13.8 | 890
5513 | 'RAYPLT 8' | 138 | 890
5514 | 'INEZ 9' | 69 | 890
5516 | 'ELTORSW9' | 69 | 890
5518 | 'ELTOROS9' | 69 | 890
5520 | 'ELTORO 9' | 69 | 890
5522 | 'EDNA 9' | 69 | 890
5525 | 'GANADSW9' | 69 | 890
5526 | 'GANADO 9' | 69 | 890
5528 | 'LOUISE 9' | 69 | 890
5530 | 'RMOTTSW9' | 69 | 890
5534 | 'RMOTT 9' | 69 | 890
5536 | 'NADA 9' | 69 | 890
5538 | 'ELCP 9' | 69 | 890
5540 | 'PLANVW 9' | 69 | 890
5542 | 'INDPKSW9' | 69 | 890
5543 | 'INDPK 9' | 69 | 890
5544 | 'DNVG 9' | 69 | 890
5546 | 'DNVG 8' | 138 | 890
5548 | 'DNVNG 9' | 69 | 890
5549 | 'CLMVLSW9' | 69 | 890
5550 | 'CLMVLN 9' | 69 | 890
5551 | 'TEXBRIN ' | 69 | 890
5552 | 'CLMVLS 9' | 69 | 890
5554 | 'MRKHAM 9' | 69 | 890
5556 | 'VNVLKSW9' | 69 | 890
5558 | 'VNVLK 9' | 69 | 890
5560 | 'BACT 9' | 69 | 890
5564 | 'SARGNT 9' | 69 | 890
5566 | 'FRNCP 9' | 69 | 890
5568 | 'FRKCMP8 ' | 138 | 890
5569 | 'TINTOP 9' | 69 | 890
5570 | 'PALACI 9' | 69 | 890
5571 | 'STRU235 ' | 69 | 890
5573 | 'CARANC 9' | 69 | 890
5574 | 'OLIVSW 9' | 69 | 890
5576 | 'OLIVIA 9' | 69 | 890
5578 | 'LOLITA 9' | 69 | 890
5580 | 'VANHUM 9' | 69 | 890
5582 | 'VAND 9' | 69 | 890
5584 | 'VAND 8' | 138 | 890
5586 | 'VANDR 9' | 69 | 890
5590 | 'PLACDO 9' | 69 | 890
5591 | 'KAMEY 9' | 69 | 890
5592 | 'PTLAV 9' | 69 | 890
5596 | 'PTOCNR 9' | 69 | 890
5600 | 'LONTRE 9' | 69 | 890
5601 | 'AIRPORT9' | 69 | 890
5602 | 'TWNPNSW9' | 69 | 890
5603 | 'TWNPNS 9' | 69 | 890
5604 | 'HILAND 9' | 69 | 890
5605 | 'WARBURN9' | 69 | 890
5606 | 'ALOE 9' | 69 | 890
5608 | 'MCFADN 9' | 69 | 890
5610 | 'REFU 9' | 69 | 890
5614 | 'BONEVW 9' | 69 | 890
5616 | 'TAFT 9' | 69 | 890
5618 | 'SODVIL 9' | 69 | 890
5620 | 'WSINTSW9' | 69 | 890
5622 | 'WSINT 9' | 69 | 890
5626 | 'CALALN 9' | 69 | 890
5632 | 'RVRSD 9' | 69 | 890
5634 | 'ROBSTN 9' | 69 | 890
5636 | 'CCSW 9' | 69 | 890
5638 | 'CORCHR 9' | 69 | 890
5640 | 'DRISCL 9' | 69 | 890
5645 | 'RICRDO 9' | 69 | 890
5646 | 'RIVERA 9' | 69 | 890
5648 | 'LOYOLA8 ' | 138 | 890
5650 | 'LOYOLA69' | 69 | 890
5652 | 'CENTRL 9' | 69 | 890
5654 | 'SNDEGO 9' | 69 | 890
5658 | 'ORNGRV 9' | 69 | 890
5660 | 'ORNGRV 8' | 138 | 890
5662 | 'OG 9' | 69 | 890
5666 | 'SANDIA 9' | 69 | 890
5668 | 'MATHIS 9' | 69 | 890
5672 | 'OLMOS 9' | 69 | 890
5673 | 'BEEPRIS ' | 69 | 890
5674 | 'BEEVIL 9' | 69 | 890
5676 | 'GOLIADS9' | 69 | 890
5678 | 'SCHRDR 9' | 69 | 890
5680 | 'L-463 ' | 138 | 890
5684 | 'GWEST 9' | 69 | 890
5685 | 'WGWTAP9 ' | 69 | 890
5686 | 'GEOWST 9' | 69 | 890
5688 | 'GEOWST 8' | 138 | 890
5690 | 'WGWST 9' | 69 | 890
5695 | 'SIMMONS ' | 69 | 890
5696 | 'CALHMSW9' | 69 | 890
5697 | 'CALHMS 9' | 69 | 890
5698 | 'CALHMN 9' | 69 | 890
5699 | 'CHOKCN 9' | 69 | 890
5700 | 'TILDEN 9' | 69 | 890
5702 | 'SMIGL 9' | 69 | 890
5704 | 'SMIGL 8' | 138 | 890
5706 | 'SMDB 8' | 138 | 890
5708 | 'CHARLT 9' | 69 | 890
5710 | 'POTEET 9' | 69 | 890
5712 | 'OAKS 9' | 69 | 890
5713 | 'OAKS 8 ' | 138 | 890
5714 | 'PLSNTN 9' | 69 | 890
5716 | 'FASHNG 9' | 69 | 890
5718 | 'ROSSVILL' | 138 | 890
5720 | 'COYCTY 9' | 69 | 890
5722 | 'KENEDY 9' | 69 | 890
5725 | 'PAWNESW6' | 345 | 890
5727 | 'PAWNESW8' | 138 | 890
5728 | 'FALCON2 ' | 6.9 | 890
5729 | 'FALCON3 ' | 6.9 | 890
5730 | 'FRCRNR 8' | 138 | 890
5732 | 'CHARCO 9' | 69 | 890
5735 | 'MIDWEST ' | 69 | 890
5736 | 'FAN.CPL2' | 69 | 890
5804 | 'QUIHI 9 ' | 69 | 870
5805 | 'QUIHSW9 ' | 69 | 870
5807 | 'CSTRSW9 ' | 69 | 870
5808 | 'CSTRVL9 ' | 69 | 870
5810 | 'BADER ' | 69 | 870
5812 | 'SABNAL9 ' | 69 | 870
5814 | 'DHANIS9 ' | 69 | 870
5816 | 'HONDO 9 ' | 69 | 870
5817 | 'FERRSW9 ' | 69 | 870
5818 | 'FERSUB9 ' | 69 | 870
5819 | 'HNC1388 ' | 138 | 870
5820 | 'UVALDE9 ' | 69 | 870
5821 | 'HNCK699 ' | 69 | 870
5822 | 'LEONA 9 ' | 69 | 870
5823 | 'UVLDSW9 ' | 69 | 870
5824 | 'W.UVAL9 ' | 69 | 870
5827 | 'MOORE138' | 138 | 870
5828 | 'DEVINE9 ' | 69 | 870
5830 | 'MOORE 9 ' | 69 | 870
5832 | 'FRIOTW9 ' | 69 | 870
5836 | 'N.BATS9 ' | 69 | 870
5842 | 'DERBY 9 ' | 69 | 870
5848 | 'S.BATS9 ' | 69 | 870
5849 | 'BATS699 ' | 69 | 870
5851 | 'BATS388 ' | 138 | 870
5852 | 'BIGFOT9 ' | 69 | 870
5855 | 'CRCTSW9 ' | 69 | 870
5856 | 'CRYSUB9 ' | 69 | 870
5857 | 'DEVINESW' | 69 | 870
5858 | 'NATLSW9 ' | 69 | 870
5859 | 'TURTLECK' | 69 | 870
5860 | 'DILSUB9 ' | 69 | 870
5861 | 'DILLEY8 ' | 138 | 870
5863 | 'DILLEY9 ' | 69 | 870
5864 | 'W.CRYS9 ' | 69 | 870
5868 | 'BIGWLS9 ' | 69 | 870
5870 | 'BRUND 9 ' | 69 | 870
5872 | 'CRZSPS9 ' | 69 | 870
5876 | 'COTULA9 ' | 69 | 870
5878 | 'HOLAND9 ' | 69 | 870
5880 | 'FREER 9 ' | 69 | 870
5883 | 'DOWNIE 9' | 69 | 870
5885 | 'DOWNIE ' | 138 | 870
5887 | 'BRUNI 8 ' | 138 | 870
5888 | 'BRUNI 9 ' | 69 | 870
5890 | 'PRSGN1 ' | 13 | 870
5891 | 'PRSGN2 ' | 13 | 870
5892 | 'PRSGN3 ' | 13 | 870
5893 | 'PRSL699 ' | 69 | 870
5895 | 'PRS1388 ' | 138 | 870
8032 | 'AMS #1 ' | 13.8 | 890
8033 | 'AMS #2 ' | 13.8 | 890
8048 | 'FAL #1 ' | 6.9 | 890
8535 | 'PIONEER ' | 69 | 890
5902 | 'MIGUEL 8' | 138 | 899
5930 | 'PWRPLANT' | 69 | 800
5932 | 'SI RAY9 ' | 13.8 | 800
5933 | 'SI RAY6 ' | 13.8 | 800
5934 | 'SI RAY5 ' | 12.5 | 800
5940 | 'FM 802 ' | 69 | 800
5941 | 'PRICE RD' | 69 | 800
5942 | 'FILTER P' | 69 | 800
5943 | 'LOMAALTA' | 69 | 800
5944 | 'CARBIDE ' | 69 | 800
5945 | 'WATERPRT' | 69 | 800
5946 | 'AIRPORT ' | 69 | 800
5947 | 'FT BROWN' | 69 | 800
5948 | '6TH ST ' | 69 | 800
5949 | 'MIDTOWN ' | 69 | 800
5960 | 'MIL HWY ' | 69 | 800
5961 | 'LAREDO ' | 69 | 800
5962 | 'LOMA 138' | 138 | 800
5963 | 'TITAN ' | 138 | 800
5964 | 'MILH DUM' | 138 | 800
5965 | 'PALOALTO' | 138 | 800
6800 | 'LIBTY RC' | 138 | 178
6802 | 'SHRLM RC' | 138 | 178
6804 | 'WHTBR RC' | 138 | 178
6806 | 'SHRWD RC' | 69 | 178
6808 | 'SHERY RC' | 69 | 178
6809 | 'BELLS RC' | 69 | 178
6810 | 'GORDVLRC' | 69 | 178
6811 | 'PNKHL RC' | 138 | 178
6812 | 'DENSE RC' | 138 | 178
6814 | 'CHERY RC' | 138 | 178
6818 | 'EVANALRC' | 138 | 178
6820 | 'SHR S RC' | 138 | 178
6822 | 'VAN ALRC' | 138 | 178
6824 | 'RENOS RC' | 138 | 178
6826 | 'ALHUB RC' | 138 | 178
6830 | 'ECTOR RC' | 138 | 178
6832 | 'MINTR RC' | 138 | 178
6838 | 'WINDM RC' | 69 | 178
6842 | 'COMON RC' | 138 | 178
6844 | 'COOP RC' | 138 | 178
6846 | 'COPEN RC' | 69 | 178
6848 | 'BNHMLKRC' | 138 | 178
6850 | 'WLF C RC' | 138 | 178
6851 | 'NW WYLIC' | 138 | 178
6852 | 'SULBF RC' | 138 | 178
6853 | 'CLIMAX ' | 138 | 178
6854 | 'COMME RC' | 138 | 178
6856 | 'CADML RC' | 69 | 178
6858 | 'CUMBY RC' | 69 | 178
6860 | 'KIOWA RC' | 69 | 178
6862 | 'PAR N RC' | 138 | 178
6866 | 'FORNY RC' | 138 | 178
6868 | 'COPVL RC' | 138 | 178
6870 | 'MCKINWRC' | 138 | 178
6874 | 'MCK121RC' | 138 | 178
6875 | 'CHAMB RC' | 138 | 178
6876 | 'MCKINERC' | 138 | 178
6877 | 'STONYRC ' | 138 | 178
6878 | 'ALLEN RC' | 138 | 178
6879 | 'PARKR RC' | 138 | 178
6880 | 'LUCAS RC' | 138 | 178
6881 | 'WYLIE RC' | 138 | 178
6884 | 'QUINL RC' | 138 | 178
6885 | 'CHIES RC' | 138 | 178
6888 | 'WMUNS RC' | 138 | 178
6894 | 'ROSHILRC' | 138 | 178
6897 | 'NWTER RC' | 138 | 178
6898 | 'TERRL RC' | 138 | 178
6900 | 'KEMP RC' | 138 | 178
6902 | 'TALTY RC' | 138 | 178
6904 | 'ROSHL2RC' | 138 | 178
6906 | 'FORNY2RC' | 138 | 178
6908 | 'SCURY RC' | 138 | 178
6909 | 'ALNNRT R' | 138 | 178
6912 | 'COMMS RC' | 138 | 178
6914 | 'EMORY RC' | 138 | 178
6919 | 'ENTPR RC' | 138 | 178
6920 | 'DCKCV RC' | 69 | 178
6922 | 'COBSW RC' | 69 | 178
6924 | 'POYNR RC' | 69 | 178
6926 | 'SEVPT RC' | 138 | 178
6928 | 'TOOL RC' | 138 | 178
6930 | 'WILOW RC' | 69 | 178
6932 | 'CRLSP RC' | 69 | 178
6934 | 'MNTLB RC' | 69 | 178
6935 | 'LKVEW RC' | 138 | 178
6937 | 'TCKER RC' | 138 | 178
6938 | 'MALKF RC' | 138 | 178
6940 | 'MSYLK RC' | 138 | 178
6942 | 'NECHS RC' | 138 | 178
6948 | 'DENISNDM' | 12 | 140
6949 | 'DENISNDM' | 138 | 140
6700 | 'DIBL WT4' | 138 | 177
6703 | 'SFIELD ' | 138 | 177
6705 | 'OWTN WT4' | 138 | 177
6707 | 'BSCM WT4' | 138 | 177
6709 | 'TSLVILLE' | 138 | 177
6710 | 'SWTN WT4' | 138 | 177
6711 | 'OKWD WT4' | 138 | 177
6717 | 'CSNG WT4' | 138 | 177
6719 | 'CGSE WT4' | 138 | 177
6720 | 'SHNE WT4' | 138 | 177
6722 | 'OKRD WT4' | 138 | 177
6723 | 'HGTN WT4' | 138 | 177
6724 | 'ZVLA WT4' | 138 | 177
6726 | 'LFKN WT4' | 138 | 177
6727 | 'BYLC WT4' | 138 | 177
6736 | 'PLST WT4' | 138 | 177
6738 | 'CTVL WT4' | 138 | 177
6742 | 'TROUPWT2' | 69 | 177
5000 | 'ALAMO TP' | 138 | 350
5001 | 'ALAMO CM' | 138 | 350
5002 | 'AMD-SA ' | 138 | 350
5003 | 'ANDERSON' | 138 | 350
5005 | 'AUSTIN ' | 138 | 350
5006 | 'AUSTIN-2' | 138 | 350
5010 | 'BALL PK ' | 69 | 350
5011 | 'BALL PRK' | 138 | 350
5013 | 'MRP3 ' | 13.8 | 350
5020 | 'BANDERA ' | 138 | 350
5022 | 'BLOSSOM ' | 138 | 350
5025 | 'BRAUNIG ' | 138 | 350
5026 | 'VHB1 ' | 20 | 350
5027 | 'VHB2 ' | 22 | 350
5028 | 'VHB3 ' | 22 | 350
5035 | 'BECK RD ' | 138 | 350
5040 | 'BROADVEW' | 138 | 350
5045 | 'BROOKS ' | 138 | 350
5050 | 'BUCKEYE ' | 138 | 350
5055 | 'CAGNON ' | 138 | 350
5056 | 'CAGNON ' | 345 | 350
5075 | 'CAPITOL ' | 138 | 350
5080 | 'CASTLEHL' | 138 | 350
5083 | 'CASTRVLL' | 138 | 350
5085 | 'CHAVANEA' | 138 | 350
5090 | 'CHULIE ' | 138 | 350
5095 | 'COLISEUM' | 138 | 350
5098 | 'CONVERSE' | 138 | 350
5110 | 'JT DEELY' | 138 | 350
5111 | 'JTD1 ' | 24 | 350
5112 | 'JTD2 ' | 24 | 350
5125 | 'DEZAVALA' | 138 | 350
5130 | 'DRESDEN ' | 138 | 350
5135 | 'ELMENDRF' | 138 | 350
5140 | 'ENCINO ' | 138 | 350
5145 | 'FALLSCTY' | 138 | 350
5147 | 'FERN ' | 138 | 350
5150 | 'FIVE PTS' | 138 | 350
5155 | 'FLORESVI' | 138 | 350
5160 | 'FT SAM ' | 138 | 350
5165 | 'FRATT ' | 138 | 350
5170 | 'FRED RD ' | 138 | 350
5175 | 'GRANDVEW' | 138 | 350
5180 | 'GREEN MT' | 138 | 350
5185 | 'GRISSOM ' | 138 | 350
5190 | 'HARLANDA' | 138 | 350
5195 | 'HARMONY ' | 138 | 350
5200 | 'HELOTES ' | 138 | 350
5205 | 'HIGHLAND' | 138 | 350
5210 | 'HILL CTY' | 138 | 350
5211 | 'HILL CTY' | 345 | 350
5220 | 'HOLLYWD ' | 138 | 350
5225 | 'HONDO ' | 138 | 350
5230 | 'HOWARD ' | 138 | 350
5240 | 'K - O #2' | 138 | 350
5245 | 'KELLY ' | 138 | 350
5249 | 'KIRBY-2 ' | 138 | 350
5250 | 'KIRBY ' | 138 | 350
5255 | 'LAREDO ' | 138 | 350
5257 | 'LASIERRA' | 138 | 350
5260 | 'LEON ' | 138 | 350
5264 | 'LCP3 ' | 13.8 | 350
5265 | 'LCP4 ' | 13.8 | 350
5285 | 'L A HT-A' | 138 | 350
5286 | 'L A HT-B' | 138 | 350
5290 | 'LYTLE ' | 138 | 350
5295 | 'MARBACH ' | 138 | 350
5300 | 'MED CTR ' | 138 | 350
5305 | 'MEDINABS' | 138 | 350
5310 | 'MERIDA ' | 138 | 350
5315 | 'NACDCH ' | 138 | 350
5325 | 'OLMOS ' | 138 | 350
5332 | 'PARSONS ' | 138 | 350
5335 | 'PEARSALL' | 138 | 350
5345 | 'PINN RD ' | 138 | 350
5350 | 'QUINTANA' | 138 | 350
5360 | 'RANDOLPH' | 138 | 350
5369 | 'SKYLIN-N' | 138 | 350
5370 | 'SKYLIN-S' | 138 | 350
5371 | 'SKYLINE ' | 345 | 350
5385 | 'SO SAN ' | 138 | 350
5390 | 'SOMERSET' | 138 | 350
5395 | 'SOMMERS ' | 138 | 350
5396 | 'OWS1 ' | 22 | 350
5397 | 'OWS2 ' | 24 | 350
5400 | 'SPRUCE ' | 345 | 350
5401 | 'JKS1 ' | 24 | 350
5410 | 'ST HEDWG' | 138 | 350
5412 | 'STCKDALE' | 138 | 350
5415 | 'STONE GT' | 138 | 350
5417 | 'STREICH ' | 138 | 350
5418 | 'SUTHRLND' | 138 | 350
5419 | 'SW RSRCH' | 138 | 350
5420 | 'TENTH ST' | 138 | 350
5425 | 'TERREL-A' | 138 | 350
5426 | 'TERREL-B' | 138 | 350
5435 | 'TUTTLE ' | 138 | 350
5436 | 'WBT1 ' | 13.8 | 350
5437 | 'WBT2 ' | 13.8 | 350
5438 | 'WBT3 ' | 13.8 | 350
5439 | 'WBT4 ' | 18 | 350
5450 | 'USAA-ATP' | 138 | 350
5451 | 'USAA-A ' | 138 | 350
5452 | 'USAA-BTP' | 138 | 350
5453 | 'USAA-B ' | 138 | 350
5455 | 'USAA#2TP' | 138 | 350
5456 | 'USAA #2 ' | 138 | 350
5460 | 'UTSA ' | 138 | 350
5461 | 'UTSA-ATP' | 138 | 350
5462 | 'UTSA-BTP' | 138 | 350
5465 | 'VALLEY ' | 138 | 350
5467 | 'VLSI ' | 138 | 350
5470 | 'FAIROAKS' | 138 | 350
5475 | 'VON ROSE' | 345 | 350
5476 | 'AVR1-CT1' | 18 | 350
5477 | 'AVR1-ST1' | 18 | 350
5478 | 'AVR1-CT2' | 18 | 350
5479 | 'AVR1-M ' | 345 | 350
5485 | 'WALZEM ' | 138 | 350
5490 | 'WESTSIDE' | 138 | 350
7053 | 'GABRIE34' | 345 | 587
9053 | 'HARRIS34' | 345 | 709
9054 | 'HARRIS13' | 138 | 709
5670 | ' STPAUL9' | 69 | 890
94 | 'MARLINSW' | 69 | 11
60020 | 'CAPITALW' | 34.5 | 438
5723 | 'VERDI 8 ' | 138 | 890
5187 | 'HAMILTON' | 0 | 350
7127 | 'SANDYC13' | 138 | 564
7121 | 'SANDYC06' | 69 | 564
1002 | 'PBCT A G' | 13.8 | 160
1003 | 'PBCT B G' | 13.8 | 160
1004 | 'PBCT C G' | 13.8 | 160
1005 | 'PBCT D G' | 13.8 | 160
1006 | 'PBCT E G' | 13.8 | 160
1007 | 'PB5 G' | 13.8 | 160
1008 | 'PB6 G' | 18 | 160
1010 | 'PERMIANB' | 138 | 160
1015 | 'PERMIANB' | 69 | 160
1018 | 'MOSS ' | 345 | 160
1019 | 'MOSS ' | 138 | 160
1020 | 'EHV TIET' | 345 | 160
1021 | 'MIDL E T' | 345 | 161
1022 | 'MIDLND E' | 345 | 161
1023 | 'MIDLND E' | 138 | 161
1024 | 'FS COGEN' | 138 | 162
1025 | 'FS COGEN' | 345 | 162
1026 | 'ODES EHV' | 345 | 160
1027 | 'ODES EHV' | 138 | 160
1028 | 'ODEHV 1T' | 345 | 160
1029 | 'ODEHV 2T' | 345 | 160
1030 | 'MRGN CRK' | 345 | 163
1031 | 'MRGN 6 G' | 22 | 163
1032 | 'MRGN CRK' | 138 | 163
1033 | 'MRGN CRK' | 69 | 163
1034 | 'MCTMODEL' | 69 | 163
1035 | 'MORGAN2G' | 13.2 | 163
1036 | 'MORGAN4G' | 13.8 | 163
1037 | 'MORGAN5G' | 20 | 163
1038 | 'MORGAN3G' | 13.2 | 163
1039 | 'MRGN A G' | 13.8 | 163
1040 | 'MRGN B G' | 13.8 | 163
1041 | 'MRGN C G' | 13.8 | 163
1042 | 'MRGN D G' | 13.8 | 163
1043 | 'MRGN E G' | 13.8 | 163
1044 | 'MRGN F G' | 13.8 | 163
1045 | 'CALENG1G' | 13.8 | 162
1046 | 'CALENG2G' | 13.8 | 162
1047 | 'CALENG3G' | 13.8 | 162
1050 | 'ENRONIPP' | 345 | 163
1051 | 'HUNTSMAN' | 138 | 160
1052 | 'REXALL ' | 138 | 160
1053 | 'GEN RUBR' | 138 | 160
1054 | 'OLFN/SHL' | 138 | 160
1055 | 'NYLON T' | 138 | 160
1056 | 'NYLON ' | 138 | 160
1059 | 'MIDESSA ' | 138 | 161
1064 | 'SUN ' | 138 | 163
1074 | 'WINK SS' | 138 | 160
1075 | 'WINK SS' | 69 | 160
1087 | 'WRDGLF T' | 138 | 160
1088 | 'WICKETT ' | 138 | 160
1089 | 'WICKET T' | 138 | 160
1091 | 'WARDGULF' | 138 | 160
1092 | 'LOVING ' | 138 | 160
1093 | 'EL MAR ' | 138 | 160
1094 | 'MASON ' | 138 | 160
1095 | 'SCRWBEAN' | 138 | 160
1096 | 'BLACKRVR' | 138 | 160
1097 | 'TWPP MTR' | 138 | 160
1098 | 'KWIND RO' | 138 | 160
1099 | 'SWPORT T' | 138 | 160
1100 | 'SW PORTL' | 138 | 160
1101 | 'EDWARDS ' | 138 | 160
1102 | 'JUDKINS ' | 138 | 160
1103 | 'SANDHL T' | 138 | 160
1104 | 'SANDHILL' | 138 | 160
1105 | 'MONAH 1T' | 138 | 160
1106 | 'MONAHN 1' | 138 | 160
1107 | 'MONAH 2T' | 138 | 160
1108 | 'MONAHN 2' | 138 | 160
1111 | 'BIG3OD T' | 138 | 160
1112 | 'BIG 3 OD' | 138 | 160
1113 | 'ODESA SW' | 138 | 160
1116 | 'WINDWOOD' | 138 | 161
1117 | 'MIDLND W' | 138 | 161
1118 | 'CRMWD8 T' | 138 | 161
1119 | 'CRMWD-8 ' | 138 | 161
1120 | 'MID AIRP' | 138 | 161
1121 | 'GLENHAVN' | 138 | 160
1122 | 'ODESSA N' | 138 | 160
1123 | 'ODESSA N' | 69 | 160
1126 | 'ODESSA 2' | 138 | 160
1127 | 'ODESSA 1' | 138 | 160
1128 | 'LIQD AIR' | 138 | 160
1129 | 'WESTOVER' | 138 | 160
1130 | 'AM SFOST' | 138 | 160
1132 | 'MIDL DWN' | 138 | 161
1137 | 'T.I. T' | 138 | 161
1138 | 'T.I. ' | 138 | 161
1141 | 'HOLT SS' | 138 | 160
1142 | 'HOLT SS' | 69 | 160
1143 | 'AMOCNC T' | 138 | 160
1144 | 'AM NCOWD' | 138 | 160
1145 | 'AM GLDSM' | 138 | 160
1147 | 'CHEYEN T' | 138 | 160
1148 | 'CHEYENNE' | 138 | 160
1149 | 'DOLRHIDE' | 138 | 160
1150 | 'AM 3BAR ' | 138 | 160
1152 | 'UNOCAL ' | 138 | 160
1155 | 'ANDREW T' | 138 | 160
1156 | 'ANDREWS ' | 138 | 160
1158 | 'SLMSA LE' | 69.6 | 162
1159 | 'N ANDREW' | 138 | 160
1160 | 'N ANDREW' | 69 | 160
1161 | 'UN PKRBK' | 138 | 160
1162 | 'LMESA LE' | 138 | 162
1163 | 'LAMESA ' | 138 | 162
1164 | 'LAMESA ' | 69.6 | 162
1165 | 'EXMEAN T' | 138 | 160
1166 | 'EXMEANS ' | 138 | 160
1167 | 'MUSTANG ' | 138 | 160
1168 | 'PAUL D T' | 138 | 162
1169 | 'PAUL DVS' | 138 | 162
1176 | 'GRANDVW ' | 138 | 160
1177 | 'TEXMABEE' | 138 | 161
1178 | 'ADOBE MD' | 138 | 161
1179 | 'TEX MA T' | 138 | 161
1180 | 'ECTR HIL' | 138 | 160
1182 | 'MOCKNBRD' | 138 | 161
1184 | 'GODDARD ' | 138 | 161
1197 | 'CRANE ' | 138 | 161
1198 | 'CRANE ' | 69 | 161
1199 | 'ARCO C T' | 138 | 161
1201 | 'ARCO CRN' | 138 | 161
1202 | 'WARD SS ' | 69 | 160
1203 | 'BARNSLEY' | 69 | 161
1204 | 'EXN JC T' | 69 | 161
1205 | 'EXN JUAN' | 69 | 161
1206 | 'CRNATL T' | 69 | 161
1207 | 'CRAN ATL' | 69 | 161
1210 | 'MIDKIFF ' | 138 | 161
1211 | 'MIDKIFF ' | 69 | 161
1212 | 'UPTON ' | 138 | 161
1213 | 'PEMBRK T' | 69 | 161
1215 | 'PEMBROOK' | 69 | 161
1216 | 'REAGN SH' | 69 | 161
1217 | 'GLASCOCK' | 69 | 161
1218 | 'GARD CTY' | 69 | 161
1221 | 'TEX HARV' | 69 | 161
1222 | 'PECK T' | 69 | 161
1223 | 'PECK ' | 69 | 161
1226 | 'MDGULF T' | 69 | 161
1227 | 'MID GULF' | 69 | 161
1228 | 'MIDBASIN' | 69 | 161
1229 | 'STANTON ' | 69.6 | 162
1232 | 'CRAN HUM' | 69 | 161
1233 | 'GETTY ' | 69 | 161
1234 | 'PGASUS T' | 69 | 160
1235 | 'PEGASUS ' | 69 | 160
1236 | 'S PEGS T' | 69 | 160
1237 | 'S PGASUS' | 69.6 | 160
1238 | 'ROYALTY ' | 69 | 160
1239 | 'COYANOSA' | 69 | 160
1240 | 'WFCAMP T' | 69 | 160
1241 | 'WOLFCAMP' | 69 | 160
1242 | 'NNATURAL' | 69 | 160
1245 | 'WINK BWT' | 69 | 160
1246 | 'WINK BSN' | 69 | 160
1247 | 'WINK BET' | 69 | 160
1249 | 'KEYSTONE' | 69 | 160
1252 | 'VEST ' | 69 | 160
1253 | 'MIDWAY ' | 69 | 160
1254 | 'ODBAS SS' | 69 | 160
1255 | 'ODES BSN' | 69 | 160
1256 | 'GOLDSMTH' | 69 | 160
1257 | 'ECTR SHL' | 69 | 160
1259 | 'N COWDEN' | 69 | 160
1260 | 'GOLDS CG' | 69 | 160
1262 | 'EMMA T' | 69 | 160
1263 | 'EMMA ' | 69 | 160
1264 | 'SAN AN T' | 69 | 160
1265 | 'SAN ANDR' | 69 | 160
1266 | 'MIDFARMS' | 69 | 160
1267 | 'ANDREWS ' | 69 | 160
1270 | 'FRNKLCTY' | 69.6 | 160
1273 | 'PHIL AND' | 69.6 | 160
1274 | 'FULERTON' | 69.6 | 160
1275 | 'EXXONFUL' | 69.6 | 160
1277 | 'BAKKE T' | 69 | 160
1280 | 'BAKKE ' | 69 | 160
1281 | 'AMMIDF T' | 138 | 160
1282 | 'AM MIDFM' | 138 | 160
1285 | 'MEANS ' | 69 | 160
1292 | 'ECTR HRP' | 138 | 160
1295 | 'WICKETT ' | 69 | 160
1296 | 'NORTHWRD' | 69 | 160
1297 | 'WICKET T' | 69 | 160
1300 | 'EX SHARN' | 138 | 163
1305 | 'SNYDER ' | 138 | 163
1306 | 'SNYDER ' | 69 | 163
1307 | 'KEY LE ' | 138 | 162
1308 | 'GAIL LE ' | 138 | 162
1309 | 'BLUFCK T' | 138 | 163
1310 | 'KNAPP ' | 138 | 163
1311 | 'SACROC ' | 138 | 163
1312 | 'SCURY CH' | 138 | 163
1313 | 'ENISCK T' | 138 | 163
1314 | 'ENNIS CK' | 138 | 163
1315 | 'BRAND ' | 138 | 163
1318 | 'CHINAGRV' | 138 | 163
1319 | 'CHINAGRV' | 69 | 163
1322 | 'BIG SPRG' | 138 | 162
1323 | 'BIG SPRG' | 69.6 | 162
1324 | 'BIG SPGW' | 138 | 162
1325 | 'AIR PARK' | 138 | 162
1329 | 'SPRABERY' | 138 | 161
1330 | 'SPRABERY' | 69 | 161
1332 | 'COSDEN ' | 138 | 162
1335 | 'FORSAN T' | 138 | 162
1336 | 'FORSAN ' | 138 | 162
1337 | 'CRMWD7 T' | 138 | 161
1338 | 'CRMWD-7 ' | 138 | 161
1339 | 'ESKOTA ' | 138 | 163
1340 | 'ESKOTA ' | 69 | 163
1341 | 'SWTRDT T' | 138 | 163
1342 | 'SWWTR DT' | 138 | 163
1343 | 'TRENTIPP' | 138 | 163
1344 | 'ESKOT TA' | 69 | 163
1345 | 'COAHOMA ' | 69.6 | 162
1346 | 'IA/HOW T' | 69.6 | 162
1347 | 'IATN/HOW' | 69.6 | 162
1348 | 'WSTBROOK' | 69 | 163
1350 | 'NWPWR G1' | 13.8 | 162
1351 | 'BSPGGULF' | 69.6 | 162
1352 | 'CHALK ' | 69.6 | 162
1353 | 'NWPWR T ' | 69.6 | 162
1355 | 'ACKRLY V' | 138 | 162
1356 | 'ACKRLY V' | 69 | 162
1357 | 'CRMWD ' | 69.6 | 162
1358 | 'KNOTT ' | 69 | 162
1359 | 'ACK CHEV' | 69 | 162
1362 | 'ACKERLY ' | 69 | 162
1363 | 'ACKR LE ' | 69 | 162
1364 | 'SPARNBRG' | 69 | 162
1367 | 'IRA ' | 69 | 163
1368 | 'SCURRY ' | 69 | 163
1369 | 'LKTHOMAS' | 69 | 163
1370 | 'SANTA FE' | 69 | 163
1371 | 'MURRAY M' | 138 | 121
1373 | 'COLBASIN' | 69 | 163
1374 | 'CHGRGULF' | 69 | 163
1375 | 'AMOCO ' | 69 | 163
1376 | 'AMOCO T ' | 69 | 163
1378 | 'COLO CTY' | 69 | 163
1379 | 'LORAINE ' | 69 | 163
1380 | 'ROSCOE ' | 69 | 163
1381 | 'SWEETWTR' | 69 | 163
1382 | 'USGYP ST' | 69 | 163
1383 | 'USGYP 2 ' | 69 | 163
1384 | 'USGYP 1 ' | 69 | 163
1385 | 'FLINTKOT' | 69 | 163
1386 | 'FLINT ST' | 69 | 163
1387 | 'USGYP T ' | 69 | 163
1388 | 'WELCH LE' | 69.6 | 162
1389 | 'WELCH T' | 69.6 | 162
1390 | 'WELCH ' | 69.6 | 162
1391 | 'DAWSON ' | 69.6 | 162
1392 | 'OXY USA ' | 69.6 | 162
1393 | 'DAWSN LE' | 69.6 | 162
1394 | 'GTTY V T' | 138 | 162
1395 | 'GETTY VL' | 138 | 162
1398 | 'RADIUM M' | 138 | 163
1400 | 'TXCO COG' | 69 | 163
1401 | 'COGDEL T' | 69 | 163
1402 | 'COGDELL ' | 69 | 163
1406 | 'OAKCREEK' | 69.6 | 163
1407 | 'LONESTAR' | 69.6 | 163
1408 | 'NOLANWTA' | 69.6 | 163
1409 | 'NOLAN WT' | 69.6 | 163
1410 | 'ENSCRKSS' | 138 | 163
1411 | 'ENSCRKSS' | 69 | 163
1412 | 'PLAINV T' | 69 | 163
1416 | 'SWTWTR1G' | 13.8 | 163
1417 | 'SWTWTR2G' | 13.8 | 163
1418 | 'SWTWTR3G' | 13.8 | 163
1419 | 'SWTWTR4G' | 13.8 | 163
1420 | 'SWEETWTR' | 345 | 163
1421 | 'WILLOWCK' | 345 | 125
1422 | 'BOWMAN ' | 345 | 120
1423 | 'BOWMAN A' | 138 | 120
1424 | 'BOWMAN B' | 138 | 120
1425 | 'FISHRDSS' | 345 | 120
1426 | 'FISHRDSS' | 138 | 120
1427 | 'FISHR RD' | 138 | 120
1429 | 'JXBRO SS' | 345 | 121
1430 | 'GRAHAM ' | 345 | 121
1431 | 'GRAHAM P' | 138 | 121
1432 | 'GRAM 2 G' | 22 | 121
1433 | 'GRAM 1 G' | 20 | 121
1434 | 'WCPC ' | 345 | 125
1436 | 'PARKER ' | 345 | 130
1440 | 'CMCHE SS' | 345 | 124
1441 | 'CMCHE SS' | 138 | 124
1446 | 'LK WICH ' | 138 | 120
1447 | 'LK WICH ' | 69 | 120
1448 | 'WFALLS ' | 138 | 120
1449 | 'WFALLS ' | 69 | 120
1450 | 'PLEASVAL' | 138 | 120
1451 | 'PLEASVAL' | 69 | 120
1452 | 'LANHAM M' | 69 | 120
1453 | 'WCPC 1 G' | 25 | 125
1454 | 'WCPC 2 G' | 25 | 125
1455 | 'WCPC 3 G' | 25 | 125
1464 | 'S WFALLS' | 138 | 120
1467 | 'NORTHSTR' | 138 | 120
1468 | 'AROWHEAD' | 138 | 120
1469 | 'SUNSET ' | 138 | 120
1470 | 'NEWPRT M' | 138 | 120
1472 | 'NAVYK SS' | 138 | 120
1473 | 'NAVYK SS' | 69 | 120
1474 | 'SCOTLD M' | 138 | 120
1475 | 'WINDTHOR' | 138 | 120
1476 | 'MARKLEY ' | 138 | 121
1477 | 'RICE ' | 138 | 121
1478 | 'AROHD M ' | 138 | 120
1480 | 'RATHGBER' | 138 | 120
1483 | 'CITYVIEW' | 138 | 120
1484 | 'PPG ' | 138 | 120
1485 | 'ACROCH ' | 138 | 120
1486 | 'BOOMTOWN' | 138 | 120
1487 | 'HEMMERD ' | 138 | 120
1489 | 'SIKES ' | 138 | 120
1492 | 'RVR BEND' | 138 | 120
1493 | 'ARTHR ST' | 138 | 120
1494 | 'WF HOSP ' | 138 | 120
1496 | 'CERTEEDW' | 138 | 120
1497 | 'CERTEEDE' | 138 | 120
1498 | 'WF COGEN' | 138 | 120
1499 | 'PARKWY E' | 138 | 120
1500 | 'PARKWY W' | 138 | 120
1503 | 'N WFALLS' | 69 | 120
1504 | 'NWF BYPS' | 69 | 120
1507 | 'N WFAL T' | 69 | 120
1508 | 'WF BSN T' | 69 | 120
1509 | 'PETROL M' | 69 | 120
1511 | 'WF BASIN' | 69 | 120
1512 | 'DIAMNDSH' | 69 | 120
1514 | 'SHEP AFB' | 69.6 | 120
1515 | 'SHPRD T1' | 69.6 | 120
1516 | 'IOWA PKT' | 69.6 | 120
1517 | 'BURKBURN' | 69.6 | 120
1518 | 'IOWAPARK' | 69.6 | 120
1519 | 'CRYOVAC ' | 69.6 | 120
1522 | 'NAVYKPOO' | 69 | 120
1525 | 'ARCH CTY' | 69 | 120
1526 | 'BLACKWEL' | 69 | 120
1527 | 'HOLLIDAY' | 69 | 120
1530 | 'BAYLOR ' | 69 | 120
1531 | 'SEYMRBAS' | 69 | 120
1532 | 'SEYMOUR ' | 69 | 120
1533 | 'BOMARTON' | 69 | 120
1536 | 'KMA T' | 69 | 120
1537 | 'KMA ' | 69 | 120
1538 | 'ELECTRA ' | 69 | 120
1541 | 'ROBNTECH' | 69 | 120
1543 | 'HENRITAW' | 69 | 120
1544 | 'HENRIETA' | 69 | 120
1545 | 'RNGMAG T' | 69 | 120
1546 | 'RNGMAG ' | 69 | 120
1547 | 'BELLEVUE' | 69 | 120
1548 | 'MONTAG M' | 69 | 120
1549 | 'BOWIESVC' | 69 | 120
1550 | 'BOWIE ' | 69 | 120
1552 | 'WIZRDPOD' | 69 | 125
1553 | 'CHCO W ' | 69 | 125
1554 | 'CHCO CS1' | 69 | 125
1555 | 'JACKAMCO' | 69 | 125
1556 | 'JACK ' | 69 | 125
1557 | 'JACK TRI' | 69 | 125
1558 | 'JACK SIN' | 69 | 125
1561 | 'ALVORD ' | 138 | 125
1562 | 'CHCO W T' | 138 | 125
1563 | 'CHCO W ' | 138 | 125
1564 | 'CHCO GH ' | 138 | 125
1565 | 'BRDGPORT' | 138 | 125
1566 | 'DECATUR ' | 138 | 125
1567 | 'DECATUR ' | 69 | 125
1568 | 'PONDER ' | 69 | 133
1570 | 'RHOME ' | 138 | 125
1571 | 'ORAN ' | 138 | 125
1572 | 'ORAN ' | 69 | 125
1573 | 'GRAFORPT' | 69 | 125
1574 | 'PALOPNTO' | 138 | 125
1575 | 'MINWL W ' | 138 | 125
1576 | 'MINWLJCT' | 138 | 125
1577 | 'MINWL 2 ' | 138 | 125
1578 | 'PALOPT M' | 138 | 125
1579 | 'ALEDO TU' | 138 | 125
1580 | 'MINWL 1 ' | 138 | 125
1581 | 'GRAFORD ' | 69 | 125
1583 | 'LIVE OAK' | 69 | 125
1584 | 'MINWL E ' | 138 | 125
1585 | 'WTHFRD W' | 69 | 125
1586 | 'WTHFRD ' | 69 | 125
1587 | 'WTHFRD E' | 69 | 125
1588 | 'LGNVISTA' | 69 | 125
1591 | 'SPRGTOWN' | 138 | 125
1592 | 'WTHFRD ' | 138 | 125
1595 | 'LIPAN ' | 138 | 125
1596 | 'GRAHAMSS' | 138 | 121
1597 | 'GRAHAMSS' | 69 | 121
1598 | 'BALSORA ' | 69 | 125
1601 | 'GRAHAM E' | 138 | 121
1602 | 'GRAHAM ' | 69 | 121
1603 | 'OLNEY M' | 69 | 121
1604 | 'ANARENE ' | 69 | 120
1607 | 'S BEND ' | 69 | 121
1608 | 'IVAN ' | 69 | 121
1612 | 'BRECK N ' | 138 | 121
1613 | 'BRECK T' | 138 | 121
1614 | 'BRECK ' | 138 | 121
1615 | 'BRECK ' | 69 | 121
1616 | 'SUNECH T' | 138 | 121
1617 | 'SUN ECH ' | 138 | 121
1618 | 'CADDO ' | 138 | 121
1619 | 'COLNY CK' | 138 | 121
1622 | 'EASTLAND' | 69 | 121
1623 | 'MORT VAL' | 69 | 121
1624 | 'LEON ' | 138 | 121
1625 | 'LEON 2 ' | 69 | 121
1626 | 'LEON 5 ' | 69 | 121
1627 | 'RAN GULF' | 69 | 121
1628 | 'RANGER ' | 69 | 121
1630 | 'GORMAN ' | 69.6 | 121
1631 | 'DLNMAG T' | 69.6 | 121
1632 | 'DLNMAG ' | 69.6 | 121
1633 | 'DELEON ' | 69.6 | 121
1634 | 'CMYNHM T' | 69 | 121
1635 | 'CMYNHM ' | 69 | 121
1636 | 'DUBLIN ' | 138 | 124
1637 | 'DUBLIN ' | 69 | 124
1640 | 'LNGLVL M' | 138 | 124
1641 | 'STPHVIL ' | 138 | 124
1644 | 'SELDEN M' | 138 | 124
1645 | 'JOHNVL M' | 138 | 124
1646 | 'WALNUTSP' | 138 | 154
1647 | 'WALSPTNP' | 69.6 | 154
1649 | 'HASSE M' | 138 | 124
1650 | 'CMCHE T' | 138 | 124
1651 | 'CMCHE ' | 138 | 124
1654 | 'ZEPHYR M' | 138 | 124
1655 | 'BRNWD SS' | 138 | 124
1656 | 'BRNWD S ' | 138 | 124
1661 | 'BRNWD ' | 138 | 124
1662 | 'BRNWD ' | 69 | 124
1665 | 'PROCTOR ' | 69 | 124
1666 | 'BLANKET ' | 69 | 124
1669 | 'LBRNWD T' | 138 | 124
1670 | 'LBRNWD ' | 138 | 124
1671 | 'BANGS ' | 138 | 124
1675 | 'TNCG 1 G' | 13.8 | 141
1676 | 'TNCG 2 G' | 13.8 | 141
1677 | 'TNCG 3 G' | 13.8 | 141
1678 | 'LPP 1 G' | 18 | 141
1679 | 'LPP 2 G' | 18 | 141
1680 | 'LPP 3 G' | 18 | 141
1681 | 'LPP 4 G' | 18 | 141
1682 | 'LPP 5 G' | 18 | 141
1683 | 'LPP 6 G' | 18 | 141
1684 | 'LAMARPWR' | 345 | 141
1685 | 'FARM SW ' | 345 | 135
1687 | 'VAL 1 G' | 20 | 141
1688 | 'VAL 2 G' | 22 | 141
1689 | 'VAL 3 G' | 22 | 141
1690 | 'VALLEY ' | 345 | 141
1691 | 'VALLEY ' | 138 | 141
1692 | 'PARIS SS' | 345 | 141
1693 | 'PARIS SS' | 138 | 141
1694 | 'TENASKA ' | 138 | 141
1695 | 'MOSES ' | 345 | 142
1696 | 'MOSES-T ' | 345 | 142
1697 | 'SULSP SS' | 345 | 142
1698 | 'SULSP SS' | 138 | 142
1699 | 'PATMAYSE' | 138 | 141
1700 | 'PATMAYST' | 138 | 141
1701 | 'MOSES1 G' | 18 | 142
1702 | 'MOSES2 G' | 18 | 142
1703 | 'MOSES3 G' | 24 | 142
1704 | 'SHER LM ' | 138 | 140
1705 | 'WHTBOR T' | 138 | 140
1706 | 'GAIN E T' | 138 | 140
1707 | 'GAIN E ' | 138 | 140
1708 | 'GAIN ' | 138 | 140
1709 | 'GAIN ' | 69 | 140
1710 | 'GAIN N ' | 138 | 140
1712 | 'MUENSTER' | 69 | 140
1713 | 'MEMC TW ' | 138 | 140
1714 | 'SHRM TI2' | 138 | 140
1715 | 'MEMC 1 ' | 138 | 140
1716 | 'ST JO M' | 69 | 140
1717 | 'MEMC 2 ' | 138 | 140
1718 | 'GAINRE T' | 69 | 140
1719 | 'GAINCH T' | 69 | 140
1720 | 'GAINNS T' | 69 | 140
1721 | 'GAINNS ' | 69 | 140
1722 | 'GAINCH ' | 69 | 140
1723 | 'LIBERTY ' | 138 | 142
1724 | 'SEWHTBOR' | 138 | 140
1725 | 'GORDVL T' | 69.6 | 140
1726 | 'SADLER ' | 69.6 | 140
1727 | 'GORDVL ' | 69.6 | 140
1728 | 'WHTBOR ' | 69.6 | 140
1732 | 'SHER NW ' | 138 | 140
1733 | 'PERRIN T' | 138 | 140
1734 | 'FINK T' | 138 | 140
1735 | 'FINK ' | 138 | 140
1736 | 'PERRIN ' | 138 | 140
1737 | 'DNSN W ' | 138 | 140
1739 | 'DNSN D T' | 138 | 140
1740 | 'TI TAP ' | 138 | 140
1741 | 'L TEXOMA' | 138 | 140
1742 | 'LTEXMA T' | 138 | 140
1743 | 'DNSN N ' | 138 | 140
1745 | 'DNSN ' | 138 | 140
1746 | 'SHER E ' | 138 | 140
1747 | 'CHERY TU' | 138 | 140
1749 | 'SHRM TI1' | 138 | 140
1750 | 'SHER S ' | 138 | 140
1751 | 'EVANAL ' | 138 | 140
1753 | 'MEMC TE ' | 138 | 140
1754 | 'VAN AL ' | 138 | 140
1755 | 'ECTOR P' | 138 | 140
1756 | 'SHER W ' | 138 | 140
1757 | 'ALHUB TU' | 138 | 140
1758 | 'PAYNE ' | 138 | 140
1759 | 'PAYNE ' | 69 | 140
1760 | 'BONHM SS' | 138 | 141
1761 | 'BONHM SS' | 69 | 141
1762 | 'BONHM NW' | 138 | 141
1763 | 'PINKHILM' | 138 | 141
1764 | 'BELLS ' | 69.6 | 141
1765 | 'ECTOR ' | 69 | 141
1766 | 'EXPLORER' | 138 | 141
1768 | 'DEPORT ' | 138 | 141
1769 | 'PARISE T' | 138 | 141
1770 | 'LAMAR T' | 138 | 141
1771 | 'LAMAR BM' | 138 | 141
1772 | 'LMRBM ' | 69 | 141
1773 | 'PARIS E ' | 138 | 141
1774 | 'PARIS N ' | 138 | 141
1775 | 'PARISN T' | 138 | 141
1776 | 'PARIS KC' | 138 | 141
1777 | 'PARIS ' | 138 | 141
1778 | 'PARIS ' | 69 | 141
1779 | 'LAMAR CO' | 69 | 141
1780 | 'RCST ' | 138 | 141
1781 | 'RCST ' | 69 | 141
1782 | 'SHERRY P' | 69 | 141
1783 | 'RCST T' | 69 | 141
1784 | 'CLARKVL ' | 69 | 141
1785 | 'BAGWELL ' | 69 | 141
1786 | 'E PARISM' | 138 | 141
1787 | 'RCST 1 G' | 13.8 | 141
1788 | 'BRKSTON ' | 69 | 141
1789 | 'HONEY GR' | 69 | 141
1790 | 'WINDM TU' | 69 | 141
1791 | 'MOSE MIN' | 138 | 142
1793 | 'TALCOPOD' | 138 | 141
1794 | 'MOSES T' | 138 | 141
1795 | 'MOSES ' | 138 | 141
1796 | 'SUL BLF ' | 138 | 141
1797 | 'RKWELL T' | 138 | 142
1798 | 'SULSP E ' | 138 | 142
1799 | 'RKWELL ' | 138 | 142
1800 | 'MRTN SPG' | 138 | 142
1803 | 'PARS P T' | 69 | 141
1804 | 'PARS P ' | 69 | 141
1805 | 'COOPER ' | 138 | 141
1806 | 'ENLOE T ' | 138 | 141
1808 | 'BONHM ' | 138 | 141
1809 | 'WOLF CTY' | 138 | 142
1811 | 'SULSPG T' | 138 | 142
1812 | 'CUMBY ' | 69.6 | 142
1813 | 'CUMBY T ' | 69.6 | 142
1814 | 'SULSPG ' | 138 | 142
1815 | 'CUMBY T ' | 138 | 142
1816 | 'COMM SS ' | 138 | 142
1817 | 'COMM T 2' | 138 | 142
1819 | 'COMM S ' | 138 | 142
1820 | 'COMM ' | 138 | 142
1821 | 'COMM ' | 69 | 142
1822 | 'COOPLK T' | 138 | 142
1823 | 'COOPLK ' | 138 | 142
1824 | 'NEYLAND ' | 69 | 142
1825 | 'GREENVIL' | 69 | 142
1826 | 'CADML ' | 69 | 142
1827 | 'CADMLX T' | 69 | 142
1828 | 'CADMLX ' | 69 | 142
1830 | 'ROYSE GN' | 69 | 135
1833 | 'BRKSTNTP' | 138 | 141
1851 | 'ROANOKE2' | 345 | 133
1852 | 'ROANOKE2' | 138 | 133
1853 | 'ROANOKE ' | 345 | 133
1854 | 'ROANOKE ' | 138 | 133
1855 | 'ALLIANCE' | 345 | 133
1857 | 'MCPHER M' | 138 | 133
1858 | 'PEDAN T ' | 138 | 130
1859 | 'EAGLE MT' | 345 | 130
1860 | 'EAGLE MT' | 138 | 130
1861 | 'EGMT1 G' | 15.5 | 130
1862 | 'EGMT2 G' | 20 | 130
1863 | 'EGMT3 G' | 20 | 130
1868 | 'WLFHMDPT' | 345 | 134
1869 | 'BENB A T' | 345 | 130
1870 | 'BENB B T' | 345 | 130
1873 | 'BENBRK ' | 345 | 130
1874 | 'BENBRK A' | 138 | 130
1875 | 'BENBRK B' | 138 | 130
1876 | 'WLFHOL ' | 345 | 134
1877 | 'WLFHOL1G' | 12.5 | 134
1878 | 'WLFHOL2G' | 16 | 134
1879 | 'WLFHOL3G' | 12.5 | 134
1880 | 'ROCKY CK' | 345 | 130
1881 | 'ROCKY CK' | 138 | 130
1882 | 'EV WEST ' | 345 | 130
1883 | 'EVERMN A' | 138 | 130
1884 | 'EVERMN B' | 138 | 130
1885 | 'EVER 1BT' | 345 | 130
1886 | 'EV EAST ' | 345 | 130
1887 | 'EVER 2BT' | 345 | 130
1888 | 'DEC T ' | 345 | 134
1889 | 'DEC 1 G' | 24 | 134
1890 | 'DECORDVA' | 345 | 134
1891 | 'DECORDVA' | 138 | 134
1892 | 'DECT A G' | 13.8 | 134
1893 | 'DECT B G' | 13.8 | 134
1894 | 'DECT C G' | 13.8 | 134
1895 | 'DECT D G' | 13.8 | 134
1898 | 'CMPK 1 G' | 22 | 134
1899 | 'CMPK 2 G' | 22 | 134
1900 | 'COM PEAK' | 345 | 134
1902 | 'JOHN SS ' | 345 | 134
1905 | 'GRIFTH M' | 138 | 134
1906 | 'VENUS S ' | 345 | 134
1907 | 'VENUS N ' | 345 | 134
1908 | 'VENUS ' | 138 | 134
1909 | 'VENSIND1' | 138 | 134
1910 | 'VENSIND2' | 138 | 134
1911 | 'WEBB 1 ' | 345 | 134
1912 | 'MAYFD NT' | 138 | 131
1913 | 'MAYFD N ' | 138 | 131
1914 | 'MAYFD S ' | 138 | 131
1915 | 'MAYFD ST' | 138 | 131
1916 | 'LIG2 T ' | 345 | 131
1917 | 'SHERRY T' | 345 | 131
1918 | 'SHERRY ' | 345 | 131
1919 | 'SHERRY A' | 138 | 131
1920 | 'SHERRY B' | 138 | 131
1921 | 'LIGGETT ' | 345 | 131
1922 | 'LIGNORTH' | 138 | 131
1923 | 'LIGAUTO1' | 138 | 131
1924 | 'LIGSOUTH' | 138 | 131
1925 | 'LIGAUTO2' | 138 | 131
1926 | 'LIGRING ' | 345 | 131
1927 | 'LIGRING ' | 345 | 131
1928 | 'LIGRING ' | 345 | 131
1929 | 'CENTURY1' | 345 | 131
1930 | 'CENTURY3' | 345 | 131
1931 | 'COURTLND' | 345 | 131
1932 | 'KENNDLE1' | 345 | 131
1933 | 'KENNDLE2' | 345 | 131
1934 | 'SHRY 2T ' | 345 | 131
1935 | 'SYCMR CK' | 345 | 130
1936 | 'MELP56NO' | 345 | 134
1937 | 'MELP 5 G' | 21 | 134
1938 | 'MELP 6 G' | 21 | 134
1939 | 'MELP S ' | 345 | 134
1940 | 'MELP N ' | 345 | 134
1941 | 'MELP 1 G' | 21 | 134
1942 | 'MELP 2 G' | 21 | 134
1943 | 'MELP 3 G' | 21 | 134
1944 | 'MELP 4 G' | 21 | 134
1945 | 'HAND 1 G' | 13 | 130
1946 | 'HAND 2 G' | 13 | 130
1947 | 'HAND 3 G' | 19 | 130
1948 | 'HAND 4 G' | 26 | 130
1949 | 'HAND 5 G' | 26 | 130
1950 | 'HANDLEYC' | 138 | 130
1951 | 'HANDLEYD' | 138 | 130
1952 | 'HANDLEY ' | 69 | 130
1955 | 'CALMONT ' | 138 | 130
1956 | 'CALMONT ' | 69 | 130
1957 | 'SAGINAW ' | 138 | 130
1958 | 'SAGINAW ' | 69 | 130
1960 | 'NMAIN4G ' | 13.2 | 130
1961 | 'N MAIN ' | 138 | 130
1964 | 'N MAIN ' | 69 | 130
1967 | 'FST HILL' | 138 | 130
1968 | 'FST HILL' | 69 | 130
1970 | 'HIGHL ME' | 138 | 130
1971 | 'UPTRIN M' | 138 | 133
1972 | 'TU JNS M' | 138 | 133
1984 | 'ARGYLE ' | 138 | 133
1985 | 'CORINTH ' | 138 | 133
1986 | 'KRUM T' | 138 | 133
1987 | 'KRUM ' | 138 | 133
1988 | 'VAL VIEW' | 138 | 133
1989 | 'KRUM ' | 69 | 133
1990 | 'KRUM MBZ' | 138 | 133
1993 | 'ARCO ' | 138 | 133
1994 | 'KRUGRVLE' | 138 | 133
1996 | 'ATM T1 ' | 138 | 133
1997 | 'ATM T2 ' | 138 | 133
1998 | 'ATMEL 1 ' | 138 | 133
1999 | 'ATMEL 2 ' | 138 | 133
2001 | 'IV NORTH' | 138 | 133
2002 | 'IV BLT T' | 138 | 133
2003 | 'IV BELT1' | 138 | 133
2004 | 'IV BELT2' | 138 | 133
2006 | 'IV VAL V' | 138 | 133
2009 | 'DFW SW ' | 138 | 133
2010 | 'TRIGAS1T' | 138 | 133
2011 | 'TRIGAS ' | 138 | 133
2014 | 'COPPEL T' | 138 | 133
2015 | 'COPPELL ' | 138 | 133
2016 | 'EULESS ' | 138 | 133
2017 | 'GRPVN NE' | 138 | 131
2018 | 'WROANOKE' | 138 | 133
2019 | 'KIMBALL1' | 138 | 133
2020 | 'STHLAKE ' | 138 | 133
2021 | 'GV BALL ' | 138 | 133
2022 | 'DFW NW ' | 138 | 133
2023 | 'KIMBALL2' | 138 | 133
2024 | 'MCKAMY ' | 138 | 133
2025 | 'MCK T ' | 138 | 133
2026 | 'COLYVILE' | 138 | 133
2027 | 'BEAR CK1' | 138 | 133
2029 | 'KELSOU M' | 138 | 133
2030 | 'FMPOD TU' | 138 | 133
2033 | 'KEL MG T' | 138 | 133
2034 | 'KEL MAG ' | 138 | 133
2035 | 'BEAR CK3' | 138 | 133
2039 | 'MEAD PRK' | 138 | 133
2040 | 'MEADPRK2' | 138 | 133
2041 | 'SMITHFD1' | 138 | 133
2042 | 'SMITHFD2' | 138 | 133
2043 | 'WATG N T' | 138 | 133
2044 | 'WATG S T' | 138 | 133
2045 | 'WATUGA 1' | 138 | 133
2046 | 'WATUGA 2' | 138 | 133
2047 | 'HALTOM 1' | 138 | 133
2048 | 'GEMINI 2' | 138 | 130
2049 | 'GEMINI 1' | 138 | 130
2050 | 'BEDFORD ' | 138 | 133
2051 | 'BD WDSON' | 138 | 133
2053 | 'IVBLT 2T' | 138 | 133
2054 | 'IRVING ' | 138 | 133
2055 | 'IV GRANT' | 138 | 133
2062 | 'AZLE ' | 138 | 130
2065 | 'EMCS ' | 138 | 130
2066 | 'ROSEN 1T' | 138 | 130
2067 | 'ROSEN 2T' | 138 | 130
2068 | 'ROSEN 1 ' | 138 | 130
2069 | 'ROSEN 2 ' | 138 | 130
2070 | 'BLUE MD2' | 138 | 130
2071 | 'BLUE MD1' | 138 | 130
2075 | 'WAGROBT ' | 138 | 130
2077 | 'FOSIL CK' | 138 | 130
2085 | 'SANSOM 1' | 138 | 130
2086 | 'SANSOM 2' | 138 | 130
2087 | 'WHILL 13' | 138 | 130
2088 | 'WHILL 24' | 138 | 130
2090 | 'HRTG ' | 13 | 130
2091 | 'HRTG1 ' | 138 | 130
2092 | 'HRTG2 ' | 138 | 130
2093 | 'HRTG3 ' | 69 | 130
2094 | 'GEN DYN ' | 69 | 130
2095 | 'MIDLIG ' | 345 | 130
2096 | 'MDTWNLO ' | 138 | 130
2097 | 'MDTWNHI ' | 345 | 130
2098 | 'HALTOM 2' | 138 | 130
2099 | 'RICHLN 1' | 138 | 130
2100 | 'RICHLN 2' | 138 | 130
2101 | 'SPGDL1 ' | 138 | 130
2102 | 'SPGDL2 ' | 138 | 130
2103 | 'RANDL WT' | 138 | 130
2104 | 'RANDL ET' | 138 | 130
2105 | 'RANDL 1' | 138 | 130
2106 | 'RANDL 2' | 138 | 130
2109 | 'WHITE 1T' | 138 | 130
2110 | 'WHITE 2T' | 138 | 130
2111 | 'WHITE 1 ' | 138 | 130
2112 | 'WHITE 2 ' | 138 | 130
2113 | 'TRINITY1' | 138 | 130
2114 | 'TRINITY3' | 138 | 130
2115 | 'HURST N ' | 138 | 131
2116 | 'HURST S ' | 138 | 131
2117 | 'DAVIS T' | 138 | 131
2121 | 'EU SOUTH' | 138 | 131
2123 | 'PIPELINE' | 138 | 131
2124 | 'INT AIR1' | 138 | 131
2125 | 'INT AIR2' | 138 | 131
2128 | 'WATSON ' | 138 | 131
2133 | 'BRKHOL1T' | 138 | 131
2134 | 'BRKHOL2T' | 138 | 131
2135 | 'BRKHOL 1' | 138 | 131
2136 | 'BRKHOL 2' | 138 | 131
2137 | 'GSW 1 ' | 138 | 131
2138 | 'GSW 2 ' | 138 | 131
2139 | 'GEN MOT1' | 138 | 131
2140 | 'GEN MOT2' | 138 | 131
2146 | 'AM MFG T' | 138 | 130
2147 | 'AM MFG ' | 138 | 130
2148 | 'SPGDL 2T' | 138 | 130
2150 | 'CURRIE ' | 138 | 130
2151 | 'BLACKSTN' | 138 | 130
2152 | 'CARSWELL' | 138 | 130
2157 | 'DENTN AV' | 69 | 130
2158 | 'DUVAL ' | 69 | 130
2159 | 'BRYAN T' | 69 | 130
2160 | 'BRYAN AV' | 69 | 130
2161 | 'MCDONUGH' | 69 | 130
2164 | 'HEMPHILL' | 138 | 130
2166 | 'EPDC ' | 13.2 | 130
2167 | 'AYERS ' | 138 | 130
2168 | 'EPDCADUD' | 138 | 130
2169 | 'EPDCSMUD' | 138 | 130
2170 | 'EPDCFRUD' | 138 | 130
2172 | 'MIST 12 ' | 138 | 130
2173 | 'MIST 34 ' | 138 | 130
2174 | 'HORNE 13' | 138 | 130
2175 | 'HORNE 24' | 138 | 130
2176 | 'FARON 1 ' | 138 | 130
2177 | 'FARON 2 ' | 138 | 130
2178 | 'EPDC1 ' | 138 | 130
2179 | 'EPDC2 ' | 138 | 130
2180 | 'EPDC3 ' | 138 | 130
2182 | 'BRYT IV1' | 138 | 130
2183 | 'BRYT IV2' | 138 | 130
2184 | 'WDGWD NT' | 138 | 130
2185 | 'WDGWD ST' | 138 | 130
2186 | 'WDGWD 1 ' | 138 | 130
2187 | 'WDGWD 23' | 138 | 130
2188 | 'PAFFRD 1' | 138 | 130
2189 | 'PAFFRD 2' | 138 | 130
2190 | 'EDGCLF13' | 138 | 130
2191 | 'EDGCLF 2' | 138 | 130
2192 | 'ROGERS 1' | 138 | 130
2193 | 'ROGERS 2' | 138 | 130
2196 | 'PRIMRSE1' | 138 | 130
2197 | 'PRIMRSE3' | 138 | 130
2204 | 'CRESSON ' | 69 | 130
2205 | 'CROWLEY ' | 69 | 130
2208 | 'MANSFLD ' | 138 | 134
2209 | 'BURLSON ' | 138 | 134
2210 | 'JOSHUA ' | 138 | 134
2211 | 'ROLLHL1T' | 138 | 130
2212 | 'ROLLHL2T' | 138 | 130
2213 | 'TX STL ' | 138 | 130
2214 | 'ROLL HL1' | 138 | 130
2215 | 'ROLL HL2' | 138 | 130
2219 | 'BW/TAT T' | 138 | 130
2220 | 'TATE W T' | 138 | 130
2221 | 'TATE E T' | 138 | 130
2222 | 'TAT SPG1' | 138 | 130
2223 | 'TAT SPG3' | 138 | 130
2224 | 'OAK H 1T' | 138 | 130
2225 | 'OAK H 2T' | 138 | 130
2226 | 'OAK HIL1' | 138 | 130
2227 | 'OAK HIL2' | 138 | 130
2232 | 'BOWEN 2T' | 138 | 131
2233 | 'BOWEN 2 ' | 138 | 131
2234 | 'VILGCRK ' | 138 | 131
2239 | 'DAVIS 1 ' | 138 | 131
2240 | 'DAVIS 2 ' | 138 | 131
2241 | 'ENNIS W ' | 138 | 134
2245 | 'LAKEWD 1' | 138 | 131
2246 | 'LAKEWD 2' | 138 | 131
2247 | 'PANTEGO ' | 138 | 131
2248 | 'BOWEN 1 ' | 138 | 131
2249 | 'MSTNGCRK' | 345 | 134
2250 | 'BOWEN 1T' | 138 | 131
2251 | 'ARLTON 1' | 138 | 131
2252 | 'ARLTON 2' | 138 | 131
2257 | 'PK ROW 1' | 138 | 131
2258 | 'PK ROW 2' | 138 | 131
2259 | 'LTV ' | 138 | 131
2260 | 'POLY AM ' | 138 | 131
2262 | 'GRD PRIE' | 138 | 131
2265 | 'JEFFAV ' | 138 | 131
2270 | 'SHDY GRV' | 138 | 131
2271 | 'IV HUN T' | 138 | 131
2272 | 'BIG 3 GP' | 138 | 131
2273 | 'IV HUNTF' | 138 | 131
2274 | 'DALWORTH' | 138 | 131
2275 | 'BIG3FW T' | 138 | 131
2276 | 'IV HNT 2' | 138 | 132
2277 | 'DECRD SB' | 138 | 134
2278 | 'CPK STUP' | 138 | 134
2279 | 'CLEB SS ' | 138 | 134
2280 | 'CLEB N ' | 138 | 134
2281 | 'GODLEY ' | 138 | 134
2283 | 'AIRLQD M' | 138 | 134
2290 | 'CLEBURNE' | 138 | 134
2291 | 'CLEB W ' | 138 | 134
2294 | 'KEENE ' | 138 | 134
2297 | 'ALVARADO' | 138 | 134
2298 | 'ALVARADO' | 69.4 | 134
2300 | 'CHAPST T' | 138 | 134
2301 | 'CHAPSTF1' | 138 | 134
2302 | 'CHAPSTF2' | 138 | 134
2304 | 'CHAPSTML' | 138 | 134
2305 | 'AIRPRD T' | 138 | 134
2306 | 'AIRPRD ' | 138 | 134
2307 | 'MIDL TXI' | 138 | 134
2308 | 'MIDL S ' | 138 | 134
2309 | 'WAX NW ' | 138 | 134
2310 | 'MIDL2TXI' | 138 | 134
2311 | 'MIDL N T' | 138 | 134
2312 | 'TRAILWD ' | 138 | 134
2313 | 'MIDL N ' | 138 | 134
2314 | 'MIDL BOX' | 138 | 134
2315 | 'WAX PMP2' | 138 | 134
2316 | 'MG IND T' | 138 | 134
2317 | 'STERRET ' | 138 | 134
2318 | 'STERRET ' | 69.6 | 134
2319 | 'WAX PMP1' | 138 | 134
2320 | 'WAX N ' | 138 | 134
2321 | 'WAXAHCHE' | 138 | 134
2322 | 'BARDWELL' | 69 | 134
2323 | 'MG IND ' | 138 | 134
2324 | 'ENNIS S ' | 138 | 134
2325 | 'ENNIS ' | 138 | 134
2327 | 'TRUMBULL' | 138 | 134
2328 | 'RED OAK ' | 138 | 134
2329 | 'ENNIS SS' | 138 | 134
2330 | 'CRISP ' | 138 | 134
2331 | 'ENIS PMP' | 138 | 134
2332 | 'TELICO M' | 138 | 134
2335 | 'WAXAHCHE' | 69.6 | 134
2336 | 'FORESTON' | 69.6 | 134
2337 | 'ITALY ' | 69.6 | 134
2338 | 'MILEXN T' | 69.6 | 134
2339 | 'MIL EXXN' | 69.6 | 134
2342 | 'FERRIS ' | 69.6 | 134
2343 | 'WAX OCF ' | 69.6 | 134
2344 | 'PALMER ' | 69.6 | 134
2345 | 'ENNIS ' | 69.6 | 134
2346 | 'ALMA ' | 69.6 | 134
2347 | 'RICE TPL' | 69.6 | 148
2348 | 'RICE REA' | 69.6 | 148
2351 | 'INDIA ' | 69 | 134
2352 | 'RNRTPL W' | 138 | 135
2353 | 'RNRTPL E' | 138 | 135
2354 | 'RENERTPL' | 138 | 135
2355 | 'RENERTPL' | 345 | 135
2356 | 'RNRDPL N' | 138 | 132
2357 | 'RNRDPL S' | 138 | 132
2358 | 'RENERDPL' | 138 | 132
2359 | 'RENERDPL' | 345 | 132
2360 | 'CLT NW T' | 138 | 135
2361 | 'CLT NW ' | 345 | 135
2362 | 'CLT NW E' | 138 | 135
2363 | 'CLT NW W' | 138 | 135
2367 | 'N LAKE T' | 138 | 132
2368 | 'ROLATER2' | 138 | 132
2369 | 'ROLATER1' | 138 | 135
2370 | 'COLLIN ' | 138 | 135
2371 | 'COLL1 G ' | 18 | 135
2372 | 'COLLINSS' | 345 | 135
2373 | 'ANNA SS' | 345 | 135
2374 | 'ANNA SS' | 138 | 135
2376 | 'HEBRN SS' | 138 | 135
2377 | 'AUSRNCH1' | 138 | 135
2378 | 'AUSRNCH2' | 138 | 135
2381 | 'NLK 1 G' | 13.8 | 132
2382 | 'NLK 2 G' | 18 | 132
2383 | 'NLK 3 G' | 20 | 132
2385 | 'N LAKE S' | 138 | 132
2386 | 'N LAKE N' | 138 | 132
2387 | 'HACKBRY ' | 345 | 135
2388 | 'HACKBRY ' | 138 | 135
2389 | 'IV VR ' | 345 | 135
2390 | 'IV VR1 ' | 138 | 135
2393 | 'IV VR2 ' | 138 | 135
2394 | 'IV LBJ-W' | 138 | 132
2395 | 'IV LBJ-E' | 138 | 132
2398 | 'W LEVEE ' | 345 | 132
2399 | 'WLEVEE E' | 138 | 132
2400 | 'WLEVEE W' | 138 | 132
2401 | 'L HUB W ' | 138 | 132
2402 | 'L HUB E ' | 138 | 132
2403 | 'L HUB T ' | 138 | 132
2404 | 'NORWDTIE' | 138 | 132
2405 | 'NORWDPLW' | 138 | 132
2406 | 'NORWD ' | 345 | 132
2407 | 'NORWDPLE' | 138 | 132
2408 | 'NORWOD 1' | 138 | 135
2409 | 'NORWOD 2' | 138 | 135
2410 | 'NORWOODT' | 345 | 132
2411 | 'MT CRK W' | 138 | 132
2412 | 'MT CRK E' | 138 | 132
2413 | 'MTCK 6 G' | 13.8 | 132
2414 | 'MTCK 7 G' | 15 | 132
2415 | 'MT CRK T' | 138 | 132
2416 | 'MT CREEK' | 69.6 | 132
2417 | 'MTCK 8 G' | 22.8 | 132
2418 | 'MTCK 2 G' | 13.8 | 132
2419 | 'MTCK 3 G' | 13.8 | 132
2420 | 'C HILL ' | 345 | 132
2421 | 'C HILL S' | 138 | 132
2422 | 'C HILL N' | 138 | 132
2423 | 'NRWDTPLT' | 138 | 132
2424 | 'DESOTO ' | 138 | 135
2425 | 'DES PKVL' | 138 | 135
2426 | 'GL HGHTM' | 138 | 135
2427 | 'WATMILLW' | 345 | 132
2428 | 'WATMILLE' | 345 | 132
2429 | 'WATMLL E' | 138 | 132
2430 | 'WATMLL W' | 138 | 132
2431 | 'DESOTOSW' | 345 | 135
2432 | 'TRICORN ' | 345 | 135
2433 | 'SGVL SS ' | 345 | 135
2434 | 'SGVL SS ' | 138 | 135
2435 | 'WATMLLDB' | 345 | 132
2437 | 'FORNEY ' | 345 | 135
2438 | 'FORNEY ' | 138 | 135
2439 | 'CNVIL W ' | 138 | 132
2440 | 'PARKD T ' | 138 | 132
2441 | 'PR CREEK' | 138 | 132
2442 | 'PARKD B1' | 138 | 132
2443 | 'PARKD B3' | 138 | 132
2444 | 'PARKDALE' | 69 | 132
2445 | 'PARKD B2' | 138 | 132
2446 | 'PARK 1 G' | 13.8 | 132
2447 | 'PARK 2 G' | 13.8 | 132
2448 | 'PARK 3 G' | 15 | 132
2450 | 'CNVIL E ' | 138 | 132
2451 | 'LKHB 1 G' | 24 | 132
2452 | 'LKHB 2 G' | 22 | 132
2453 | 'CNVIL ' | 345 | 132
2456 | 'KRKLD E ' | 138 | 132
2457 | 'KRKLD W ' | 138 | 132
2458 | 'KIRKTIE1' | 138 | 132
2459 | 'KIRKTIE2' | 138 | 132
2460 | 'ROYSE T1' | 138 | 135
2461 | 'ROYSE S ' | 345 | 135
2462 | 'ROYSE ' | 138 | 135
2463 | 'ROYSE ' | 69 | 135
2471 | 'ROYSE A ' | 138 | 135
2472 | 'ROYSE B ' | 138 | 135
2473 | 'ROYSE T2' | 138 | 135
2474 | 'ROYSE T ' | 345 | 135
2477 | 'PMAXCRK1' | 138 | 135
2478 | 'ROYSE N ' | 345 | 135
2479 | 'WLEVEE T' | 138 | 132
2480 | 'WLEVEE2T' | 138 | 132
2481 | 'E LEVEEW' | 138 | 132
2482 | 'E LEVEEE' | 138 | 132
2483 | 'ROYSETIE' | 345 | 135
2484 | 'CREST B1' | 138 | 132
2486 | 'C CREST ' | 69.6 | 132
2487 | 'DEN DR E' | 138 | 132
2488 | 'DEN DR W' | 138 | 132
2489 | 'DEN DR 1' | 69.6 | 132
2490 | 'DEN DR 2' | 69 | 132
2491 | 'FSHCRK ' | 138 | 132
2492 | 'FSHCRK ' | 69.6 | 132
2493 | 'C CRST W' | 138 | 132
2494 | 'C CRST E' | 138 | 132
2495 | 'C CRST T' | 138 | 132
2509 | 'ALLENSSW' | 138 | 135
2510 | 'ALLENSSE' | 138 | 135
2511 | 'ALLEN1SS' | 138 | 135
2512 | 'ALLEN2SS' | 138 | 135
2513 | 'ALLEN1SS' | 345 | 135
2514 | 'ALLEN2SS' | 345 | 135
2515 | 'LEBANON ' | 138 | 135
2516 | 'MCDERM ' | 138 | 135
2517 | 'BRIDGESM' | 138 | 135
2518 | 'COLONY ' | 138 | 135
2519 | 'CLT FK ' | 138 | 135
2521 | 'PL COIT2' | 138 | 132
2522 | 'PL TEN ' | 345 | 135
2523 | 'PL TEN ' | 138 | 135
2524 | 'PL COIT1' | 138 | 135
2525 | 'PL CUST1' | 138 | 135
2526 | 'PL CUST2' | 138 | 135
2527 | 'STONEYPT' | 138 | 135
2528 | 'ANNASS1T' | 138 | 135
2529 | 'MCKIN 1 ' | 138 | 135
2530 | 'MCKINSW1' | 138 | 135
2531 | 'ALLEN 1 ' | 138 | 135
2532 | 'MCKIN TI' | 138 | 135
2533 | 'ALLEN N1' | 138 | 135
2535 | 'CLT UPF ' | 138 | 135
2536 | 'CLT UPF2' | 138 | 135
2537 | 'CLT ' | 138 | 135
2538 | 'MONETY1 ' | 138 | 135
2539 | 'MONETY2 ' | 138 | 135
2540 | 'CROWN 1 ' | 138 | 132
2541 | 'CROWN 2 ' | 138 | 132
2542 | 'HENSTL T' | 138 | 132
2543 | 'HENSTL ' | 138 | 132
2544 | 'CHMBVL M' | 138 | 135
2546 | 'MCKIN 2 ' | 138 | 135
2547 | 'MCKINSW2' | 138 | 135
2548 | 'ALLEN N2' | 138 | 135
2549 | 'ALLEN 2 ' | 138 | 135
2550 | 'LASCOL 1' | 138 | 135
2551 | 'LASCOL 2' | 138 | 135
2552 | 'IV NE ' | 138 | 132
2553 | 'MCKIN WT' | 138 | 135
2555 | 'CLT JOSY' | 138 | 135
2558 | 'CLT TAR1' | 138 | 135
2559 | 'CLT TAR2' | 138 | 135
2562 | 'CLT RM 1' | 138 | 135
2564 | 'N PRK 1' | 138 | 132
2565 | 'N PRK 2' | 138 | 132
2566 | 'PL WBND1' | 138 | 135
2567 | 'PL WBND2' | 138 | 132
2569 | 'ADD ' | 138 | 135
2571 | 'CLT CC 1' | 138 | 135
2576 | 'ADD TAP1' | 138 | 135
2577 | 'ADD TAP2' | 138 | 135
2578 | 'CLT E E ' | 138 | 135
2580 | 'ELMFK N1' | 138 | 132
2581 | 'ELMFK N2' | 138 | 132
2582 | 'FB GILLS' | 138 | 135
2583 | 'FB ' | 138 | 135
2586 | 'ELMFK 1T' | 138 | 132
2587 | 'ELMFK 2T' | 138 | 132
2588 | 'ELMFK 1 ' | 138 | 132
2589 | 'ELMFK 2 ' | 138 | 132
2590 | 'NL PMP T' | 138 | 132
2591 | 'NL PMP ' | 138 | 132
2595 | 'AIR LQ T' | 138 | 132
2596 | 'ALPHA 1' | 138 | 132
2597 | 'ALPHA 2' | 138 | 132
2601 | 'MONFRT2T' | 138 | 132
2602 | 'MONFRT 2' | 138 | 132
2603 | 'MONFRT1 ' | 138 | 132
2604 | 'MONFRT1T' | 138 | 132
2606 | 'AIR LIQD' | 138 | 132
2607 | 'WALNT 1T' | 138 | 132
2608 | 'WALNT 1' | 138 | 132
2609 | 'WALNT 2T' | 138 | 132
2610 | 'WALNT 2' | 138 | 132
2611 | 'KNL TR2T' | 138 | 132
2612 | 'KNL TR1T' | 138 | 132
2613 | 'KNL TR2 ' | 138 | 132
2614 | 'KNL TR1 ' | 138 | 132
2615 | 'PRSTN N1' | 138 | 132
2616 | 'PRSTN N2' | 138 | 132
2617 | 'MEDWCK 1' | 138 | 132
2618 | 'MEDWCK 2' | 138 | 132
2623 | 'FRNKFD 1' | 138 | 132
2624 | 'FRNKFD 2' | 138 | 132
2627 | 'BLTLIN 1' | 138 | 132
2628 | 'BLTLIN 2' | 138 | 132
2633 | 'TI DPL 1' | 138 | 132
2634 | 'TI DPL 2' | 138 | 132
2636 | 'SCHDR 1' | 138 | 132
2637 | 'SCHDR 2' | 138 | 132
2638 | 'COIT 2' | 138 | 132
2639 | 'COIT 1' | 138 | 132
2640 | 'JUDD T' | 138 | 132
2642 | 'JUDD 1' | 138 | 132
2647 | 'CENEXP 1' | 138 | 132
2648 | 'CENEXP 2' | 138 | 132
2651 | 'BANDRA1T' | 138 | 132
2652 | 'BANDRA2T' | 138 | 132
2653 | 'BANDRA1 ' | 138 | 132
2654 | 'BANDRA2 ' | 138 | 132
2657 | 'NOHAVN W' | 138 | 132
2658 | 'NOHAVN E' | 138 | 132
2659 | 'NOHAVN T' | 138 | 132
2660 | 'WELCH 1' | 138 | 132
2661 | 'WELCH 2' | 138 | 132
2662 | 'MARSH 1' | 138 | 132
2663 | 'MARSH 2' | 138 | 132
2669 | 'PHY2 190' | 138 | 132
2670 | 'PHY1 190' | 138 | 135
2671 | 'PL ARCO ' | 138 | 135
2672 | 'TWN STAR' | 138 | 135
2673 | 'PL W ' | 138 | 135
2674 | 'PL ' | 138 | 135
2677 | 'PL ALMA ' | 138 | 135
2678 | 'PL PARK ' | 138 | 135
2683 | 'RICH ' | 138 | 135
2684 | 'RICH SV ' | 138 | 135
2685 | 'RICHCL T' | 138 | 135
2686 | 'RICHCOL ' | 138 | 135
2687 | 'PL JUP ' | 138 | 135
2689 | 'RICH SC ' | 138 | 135
2690 | 'RICH E ' | 138 | 135
2691 | 'PL SHIL ' | 138 | 135
2692 | 'LV2NTMWD' | 138 | 135
2693 | 'WYLIE M ' | 138 | 135
2694 | 'LAVON ' | 138 | 135
2695 | 'LV1NTMWD' | 138 | 135
2696 | 'MURPHY ' | 138 | 135
2697 | 'NW WYL M' | 138 | 135
2698 | 'RICH WD ' | 138 | 135
2699 | 'FORSTV 1' | 138 | 132
2700 | 'GARL W ' | 138 | 135
2701 | 'GARL ' | 138 | 135
2702 | 'RKWL ' | 138 | 135
2707 | 'PRINCPOD' | 138 | 135
2708 | 'CLIMAX M' | 138 | 135
2710 | 'RKWL E ' | 138 | 135
2711 | 'RKWL S ' | 138 | 135
2713 | 'BLACKLND' | 138 | 135
2715 | 'TERRL NT' | 138 | 135
2716 | 'TER ARCO' | 138 | 135
2717 | 'TERARC T' | 138 | 135
2718 | 'TERRL N ' | 138 | 135
2719 | 'TERAIR T' | 138 | 135
2720 | 'TERAIRCO' | 138 | 135
2721 | 'TERRL SS' | 138 | 135
2722 | 'TERRL SS' | 69.6 | 135
2723 | 'ROSEHILL' | 138 | 135
2724 | 'KAUFMAN ' | 138 | 135
2725 | 'OAKGROVE' | 138 | 135
2726 | 'KEMP S ' | 138 | 135
2727 | 'CRANDL ' | 138 | 135
2728 | 'KAUF S ' | 138 | 135
2729 | 'MUNSON ' | 69.6 | 135
2730 | 'QUINLAN ' | 69.6 | 135
2731 | 'TERRL S ' | 138 | 135
2733 | 'RKWLAL T' | 138 | 135
2735 | 'GRL DAL ' | 138 | 135
2736 | 'ROWLETT ' | 138 | 135
2739 | 'GRL BT T' | 138 | 135
2740 | 'GRL BT ' | 138 | 135
2742 | 'MSQT N T' | 138 | 135
2743 | 'SCYENE1T' | 138 | 132
2744 | 'SCYENE2T' | 138 | 132
2745 | 'SCYENE1 ' | 138 | 132
2746 | 'SCYENE2 ' | 138 | 132
2747 | 'THRN E1T' | 138 | 132
2748 | 'J MILLER' | 138 | 132
2750 | 'THRN E1 ' | 138 | 132
2751 | 'THRN E2 ' | 138 | 132
2752 | 'MSQT FR ' | 138 | 135
2754 | 'MSQT W ' | 138 | 135
2756 | 'MSQT E ' | 138 | 135
2759 | 'MSQT WE ' | 138 | 135
2762 | 'PR CRK 2' | 138 | 132
2763 | 'PR CRK 1' | 138 | 132
2765 | 'MSQT TE ' | 138 | 135
2766 | 'MSQT N ' | 138 | 135
2769 | 'E SIDE1T' | 138 | 132
2770 | 'E SIDE1 ' | 138 | 132
2771 | 'E SIDE2T' | 138 | 132
2772 | 'E SIDE2 ' | 138 | 132
2775 | 'MSQT ' | 138 | 135
2776 | 'BCHSPG T' | 138 | 135
2777 | 'BCHSPG ' | 138 | 135
2779 | 'LAWSON ' | 138 | 135
2782 | 'MORSON E' | 138 | 132
2783 | 'MORSON W' | 138 | 132
2784 | 'LOMBRY 1' | 138 | 132
2785 | 'LOMBRY 2' | 138 | 132
2786 | 'L MNT 1T' | 138 | 132
2787 | 'L MNT 2T' | 138 | 132
2788 | 'L MNT 1 ' | 138 | 132
2789 | 'L MNT 2 ' | 138 | 132
2792 | 'MAPLE 2' | 69.6 | 132
2793 | 'COLVLE 2' | 69.6 | 132
2796 | 'EP CNT1T' | 138 | 132
2797 | 'EP CNT2T' | 138 | 132
2798 | 'EP CNT1 ' | 138 | 132
2799 | 'EP CNT2 ' | 138 | 132
2800 | 'REG RW 1' | 138 | 132
2801 | 'REG RW 2' | 138 | 132
2804 | 'TRA 1 ' | 138 | 132
2805 | 'IVHNT 2T' | 138 | 132
2806 | '800 NET ' | 13.8 | 132
2807 | '900 NET ' | 13.8 | 132
2808 | '800/9001' | 138 | 132
2809 | '800/9002' | 138 | 132
2810 | '800/9003' | 138 | 132
2811 | 'CHNLR 1' | 138 | 132
2812 | 'CHNLR 2' | 138 | 132
2813 | 'REC CR 1' | 138 | 132
2814 | 'REC CR 2' | 138 | 132
2815 | 'AMELIA 1' | 138 | 132
2816 | 'AMELIA 2' | 138 | 132
2817 | 'MAPLE 1' | 138 | 132
2818 | 'COLVLE 1' | 138 | 132
2819 | 'REAGAN 1' | 138 | 132
2820 | 'REAGAN 2' | 138 | 132
2821 | 'LEMMON 1' | 138 | 132
2822 | 'LEMMON 2' | 138 | 132
2828 | 'LOMO A 2' | 138 | 132
2829 | 'LOMO A 1' | 138 | 132
2832 | 'W DAL 2T' | 138 | 132
2833 | 'W DAL 2 ' | 138 | 132
2836 | 'TRA 2 ' | 138 | 132
2837 | 'CALUMT2T' | 138 | 132
2838 | 'CALUMT2 ' | 138 | 132
2842 | 'DEALEY1 ' | 138 | 132
2845 | 'W DAL 1 ' | 138 | 132
2846 | 'WMRLD N ' | 138 | 132
2849 | 'DAV ST1T' | 138 | 132
2850 | 'DAV ST 1' | 138 | 132
2851 | 'T P C ' | 138 | 132
2852 | 'CALUMT1 ' | 138 | 132
2857 | 'DRAGON 2' | 138 | 132
2858 | 'DRAGON 1' | 138 | 132
2859 | 'FLYNN N' | 138 | 132
2860 | 'FLYNN S' | 138 | 132
2861 | 'N NET 1' | 138 | 132
2862 | 'N NET 2' | 138 | 132
2863 | 'N NET 3' | 138 | 132
2864 | 'FAIRMNT1' | 138 | 132
2865 | 'FAIRMNT2' | 138 | 132
2866 | 'N NET13 ' | 13.8 | 132
2868 | 'ARMSTG 1' | 138 | 132
2869 | 'ARMSTG 2' | 138 | 132
2873 | 'W NET13 ' | 13.8 | 132
2874 | 'W NET 1' | 138 | 132
2875 | 'W NET 2' | 138 | 132
2876 | 'W NET 3' | 138 | 132
2877 | 'S NET13 ' | 13.8 | 132
2878 | 'S NET 1 ' | 138 | 132
2879 | 'S NET 2 ' | 138 | 132
2880 | 'S NET 3 ' | 138 | 132
2882 | 'GRNVL W' | 138 | 132
2883 | 'GRNVL E' | 138 | 132
2884 | 'BLKWEL 1' | 138 | 132
2885 | 'BLKWEL 2' | 138 | 132
2886 | 'JENKNS 1' | 138 | 132
2887 | 'JENKNS 2' | 138 | 132
2890 | 'MATILDA1' | 138 | 132
2891 | 'MATILDA2' | 138 | 132
2894 | 'ABRAMS 1' | 138 | 132
2895 | 'ABRAMS 2' | 138 | 132
2896 | 'LAWTHR 1' | 138 | 132
2897 | 'LAWTHR 2' | 138 | 132
2898 | 'HSKEL 1T' | 138 | 132
2899 | 'HSKEL 1 ' | 138 | 132
2900 | 'HSKEL 2 ' | 138 | 132
2902 | 'E NET13 ' | 13.8 | 132
2903 | 'E NET 1' | 138 | 132
2904 | 'E NET 2' | 138 | 132
2905 | 'E NET 3' | 138 | 132
2906 | 'N NET 1T' | 138 | 132
2907 | 'BRYN ST1' | 138 | 132
2908 | 'BRYN ST2' | 138 | 132
2913 | 'WHROCK1 ' | 138 | 132
2914 | 'WHROCK2 ' | 138 | 132
2915 | 'E ZACH1 ' | 138 | 132
2916 | 'E ZACH2 ' | 138 | 132
2917 | 'CNVIL 1 ' | 138 | 132
2918 | 'CNVIL 2 ' | 138 | 132
2919 | 'GARLDPL1' | 138 | 132
2920 | 'GARLDPL2' | 138 | 132
2921 | 'PLANO 1' | 138 | 132
2922 | 'PLANO 2' | 138 | 132
2923 | 'L HLDS1T' | 138 | 132
2924 | 'L HLDS2T' | 138 | 132
2925 | 'L HLDS1 ' | 138 | 132
2926 | 'L HLDS2 ' | 138 | 132
2927 | 'FAIROK 1' | 138 | 132
2928 | 'FAIROK 2' | 138 | 132
2929 | 'FORSTV2T' | 138 | 132
2930 | 'FORSTV 2' | 138 | 132
2931 | 'JUDD 2' | 138 | 132
2934 | 'DUCKCK T' | 138 | 132
2935 | 'DUCK CK ' | 138 | 132
2936 | 'LHUB PMP' | 138 | 132
2939 | 'ST AUG1T' | 138 | 132
2944 | 'ST AUG1 ' | 138 | 132
2945 | 'LKJUNE 1' | 138 | 132
2946 | 'SARGT SS' | 345 | 132
2947 | 'SARGT T1' | 138 | 132
2948 | 'SARGT S ' | 138 | 132
2949 | 'SARGT N ' | 138 | 132
2950 | 'SARGT T2' | 138 | 132
2951 | 'ST AUG2T' | 138 | 132
2952 | 'PL GRV2T' | 138 | 132
2953 | 'PL GRV2 ' | 138 | 132
2954 | 'MURDCK1T' | 138 | 132
2955 | 'MURDCK1 ' | 138 | 132
2956 | 'ST AUG2 ' | 138 | 132
2957 | 'LKJUNE 2' | 138 | 132
2960 | 'PL GRV1T' | 138 | 132
2961 | 'PL GRV1 ' | 138 | 132
2962 | 'MURDCK2T' | 138 | 132
2963 | 'MURDCK2 ' | 138 | 132
2964 | 'HUTCH ' | 138 | 135
2965 | 'SSWWT 1T' | 138 | 132
2966 | 'SSWWT 1 ' | 138 | 132
2969 | 'OAKLND1T' | 138 | 132
2970 | 'OAKLND1 ' | 138 | 132
2971 | 'OAKLND2 ' | 138 | 132
2972 | 'SUTHLD 1' | 138 | 132
2973 | 'SUTHLD 2' | 138 | 132
2974 | 'INDUST W' | 138 | 132
2975 | 'INDUST T' | 138 | 132
2976 | 'INDUST E' | 138 | 132
2977 | 'WALL ST1' | 138 | 132
2981 | 'COMPTON1' | 138 | 132
2982 | 'COMPTON2' | 69.6 | 132
2983 | 'WALL ST2' | 69.6 | 132
2984 | 'BUNTIN 1' | 69.6 | 132
2985 | 'BUNTIN 2' | 138 | 132
2986 | 'SMP ST2T' | 138 | 132
2987 | 'SMP ST2 ' | 138 | 132
2988 | 'SMP ST1 ' | 138 | 132
2989 | 'S CLIFF ' | 138 | 132
2990 | 'CP WSD 2' | 138 | 132
2992 | 'S HMP 1' | 138 | 132
2993 | 'S HMP 2' | 138 | 132
2994 | 'LVBRD 1T' | 138 | 132
2995 | 'LVBRD 1 ' | 138 | 132
2997 | 'WATMLBT2' | 345 | 132
2999 | 'DVIL ' | 138 | 135
3004 | 'WMRLND 2' | 138 | 132
3009 | 'HRTG3 T ' | 138 | 130
3010 | 'HRTG2 T ' | 138 | 130
3011 | 'HRTG1 T ' | 69 | 130
3014 | 'CKRELL 1' | 138 | 132
3015 | 'CKRELL 2' | 138 | 132
3016 | 'HMPTON 1' | 138 | 132
3017 | 'HMPTON 2' | 138 | 132
3018 | 'POLK 1T' | 138 | 132
3019 | 'POLK 2T' | 138 | 132
3020 | 'POLK 1 ' | 138 | 132
3021 | 'POLK 2 ' | 138 | 132
3022 | 'DAV ST 2' | 138 | 132
3023 | 'S OKCF 1' | 138 | 132
3024 | 'S OKCF 2' | 138 | 132
3032 | 'LVBRD 2T' | 138 | 132
3035 | 'LVBRD 2 ' | 138 | 132
3042 | 'WMRLND 1' | 69.6 | 132
3043 | 'LTV 1' | 69.6 | 132
3044 | 'LTV 2' | 69.6 | 132
3046 | 'EGL FD T' | 138 | 132
3048 | 'EGL FD 1' | 138 | 132
3049 | 'EGL FD 2' | 138 | 132
3050 | 'SORCEY 1' | 138 | 132
3051 | 'SORCEY 2' | 138 | 132
3052 | 'DVIL S ' | 138 | 135
3053 | 'CHILLTPL' | 138 | 135
3054 | 'CH CLRK ' | 138 | 135
3059 | 'DES HP T' | 138 | 135
3060 | 'DES PLS ' | 138 | 135
3066 | 'LNCST ' | 138 | 135
3067 | 'LNC WNGN' | 138 | 135
3076 | 'SGVL ' | 138 | 135
3077 | 'KLEBRG T' | 138 | 135
3078 | 'KLEBRG 1' | 138 | 132
3079 | 'SSWWT2T ' | 138 | 132
3080 | 'SSWWT 2 ' | 138 | 132
3083 | 'WILMER ' | 138 | 135
3084 | 'WILMER ' | 69.6 | 135
3097 | 'MTNLK 1G' | 20 | 144
3098 | 'MTNLK 2G' | 20 | 144
3099 | 'MTNLK 3G' | 20 | 144
3100 | 'MARTINLK' | 345 | 144
3103 | 'SHAMBRGR' | 345 | 144
3104 | 'SHAMBRGR' | 138 | 144
3105 | 'ELKTON ' | 345 | 144
3106 | 'ELKTON ' | 138 | 144
3107 | 'STRYK 1G' | 13.8 | 147
3108 | 'STRYK 2G' | 19 | 147
3109 | 'STRYKER ' | 345 | 147
3110 | 'STRYKER ' | 138 | 147
3112 | 'SMRFLD M' | 138 | 147
3114 | 'PAL ALCO' | 138 | 147
3116 | 'MT ENTRP' | 345 | 144
3117 | 'LUFKN SS' | 345 | 146
3118 | 'LUFKN SS' | 138 | 146
3119 | 'NACOG SE' | 345 | 146
3120 | 'NACOG SE' | 138 | 146
3123 | 'TRINDAD1' | 345 | 145
3124 | 'TRINDAD2' | 345 | 145
3125 | 'TDADTMOD' | 138 | 145
3126 | 'TDAD 6 G' | 21 | 145
3127 | 'TRINIDAD' | 138 | 145
3128 | 'TRINIDAD' | 69.6 | 145
3130 | 'FOR GROV' | 345 | 145
3131 | 'FOR GROV' | 138 | 145
3133 | 'RICHLND1' | 345 | 145
3134 | 'RICHLND2' | 345 | 145
3139 | 'TYLER W ' | 138 | 144
3140 | 'TYLER W ' | 69.6 | 144
3141 | 'TYLER NW' | 138 | 144
3142 | 'TYLER NW' | 69.6 | 144
3143 | 'TYLER SE' | 138 | 144
3144 | 'OVERTON ' | 138 | 144
3145 | 'JAXVL NT' | 69 | 147
3146 | 'JAXVL N ' | 69 | 147
3147 | 'TROUP SS' | 138 | 144
3148 | 'TROUP SS' | 69.6 | 144
3149 | 'MT SELMN' | 69 | 144
3150 | 'TROUP M' | 69 | 144
3151 | 'TROUP ' | 69 | 144
3152 | 'ARPCHIPR' | 69 | 144
3153 | 'ARP ' | 69 | 144
3154 | 'DIBOL SP' | 138 | 146
3155 | 'DIBOLL ' | 138 | 146
3160 | 'DIALVILL' | 138 | 147
3161 | 'DIALVILL' | 69.4 | 147
3162 | 'RUSK ' | 69 | 147
3167 | 'ENTERP P' | 138 | 143
3168 | 'IRONBR T' | 138 | 143
3169 | 'IRONBRG ' | 138 | 143
3170 | 'EMORY ' | 138 | 143
3171 | 'EMORY N ' | 138 | 143
3173 | 'EXPMTR ' | 138 | 143
3174 | 'CANTN SS' | 138 | 143
3175 | 'CANTON ' | 138 | 143
3176 | 'MABANK ' | 138 | 145
3177 | 'EUSTACE ' | 138 | 145
3178 | 'EUSTC SE' | 138 | 145
3181 | 'EDGEWOOD' | 138 | 143
3182 | 'EDGEWOOD' | 69 | 143
3183 | 'VAN ' | 138 | 143
3184 | 'PRIMROSE' | 138 | 143
3185 | 'IRONBRG ' | 69.6 | 143
3187 | 'IRNBRG T' | 69.6 | 143
3188 | 'WILLS PT' | 69.6 | 143
3189 | 'BTSTAR T' | 69.6 | 143
3190 | 'BRITSTAR' | 69.6 | 143
3191 | 'DUCKCV T' | 69.6 | 143
3192 | 'DUCKCOVE' | 69.6 | 143
3197 | 'TYLER SS' | 138 | 144
3198 | 'TYLR KLY' | 138 | 144
3201 | 'LINDALE ' | 138 | 144
3202 | 'SWAN 2 ' | 138 | 144
3203 | 'LNDALE T' | 138 | 144
3204 | 'TYLER PP' | 138 | 144
3205 | 'HIDAWYLK' | 138 | 144
3207 | 'TYLER ' | 69.6 | 144
3210 | 'TYLER NE' | 138 | 144
3211 | 'TYLER E ' | 138 | 144
3212 | 'TYLR OMN' | 138 | 144
3213 | 'TYLER GE' | 138 | 144
3217 | 'GRESHAM ' | 138 | 144
3218 | 'TYLER S ' | 138 | 144
3219 | 'TYLR BUL' | 138 | 144
3222 | 'TEASELVL' | 138 | 144
3224 | 'TEASEL M' | 138 | 144
3227 | 'WHITEHSE' | 138 | 144
3230 | 'SWINYTWN' | 138 | 144
3231 | 'OVERTON ' | 69.6 | 144
3234 | 'TYLER SS' | 69.6 | 144
3235 | 'CHADLER ' | 69.6 | 144
3236 | 'BRNSBORO' | 69.6 | 144
3237 | 'MURCHREA' | 69.6 | 145
3238 | 'ATHENS ' | 138 | 145
3239 | 'ATHENS ' | 69.6 | 145
3240 | 'MURCHISN' | 69.6 | 145
3241 | 'JAXVL ST' | 69.4 | 147
3242 | 'JAXVLW T' | 69.4 | 147
3243 | 'JAX WEST' | 69.4 | 147
3244 | 'JAXVL ' | 69.4 | 147
3245 | 'REYNLDST' | 69.4 | 147
3247 | 'ATHENS T' | 138 | 145
3248 | 'ATHNS NW' | 138 | 145
3249 | 'BEAUMN T' | 69.4 | 147
3250 | 'BEAUMONT' | 69.4 | 147
3251 | 'BULLARD ' | 138 | 144
3252 | 'JAXVL1SS' | 69.4 | 147
3253 | 'JAXVL SS' | 138 | 147
3254 | 'JAXVL2SS' | 69.6 | 147
3255 | 'FRANKSTN' | 69.6 | 147
3256 | 'POYNOR ' | 69.6 | 147
3260 | 'NIPAK T' | 138 | 145
3261 | 'NIPAK ' | 138 | 145
3262 | 'CEDR CRK' | 138 | 145
3263 | 'CEDR CKP' | 138 | 145
3264 | 'SEVENPTS' | 138 | 145
3267 | 'MALAKOFF' | 69.6 | 145
3269 | 'WILOW SP' | 69.6 | 147
3270 | 'CAROLSPG' | 69.6 | 147
3271 | 'PALSTN S' | 138 | 147
3272 | 'PALESTNE' | 138 | 147
3273 | 'PALESTNE' | 69.6 | 147
3274 | 'MONTALBA' | 69.6 | 147
3276 | 'MALAKOFF' | 138 | 145
3277 | 'MSSYLK P' | 138 | 147
3278 | 'LAKEVIEW' | 138 | 147
3279 | 'LONGLK T' | 138 | 147
3280 | 'LONGLAKE' | 138 | 147
3281 | 'TEN CLNY' | 138 | 147
3282 | 'BLACKFT ' | 138 | 147
3283 | 'BUTLER M' | 138 | 147
3284 | 'BETO ' | 138 | 147
3285 | 'ELKHART ' | 69.6 | 147
3286 | 'GRAPELND' | 69.6 | 147
3289 | 'CROCKETT' | 69.6 | 147
3290 | 'ELK GF T' | 69.6 | 147
3291 | 'SLOCUM T' | 69.6 | 147
3292 | 'SLOCUM ' | 69.6 | 147
3293 | 'ELK GULF' | 69.6 | 147
3296 | 'NECHES ' | 138 | 147
3299 | 'CUSHING ' | 138 | 146
3300 | 'CUSH SE ' | 138 | 146
3303 | 'NACGDCHS' | 138 | 146
3310 | 'NACOG N ' | 138 | 146
3311 | 'NAC SFA ' | 138 | 146
3312 | 'CHIRENO ' | 138 | 146
3315 | 'NACOG S ' | 138 | 146
3316 | 'NACOG ST' | 138 | 146
3319 | 'HERTY N ' | 138 | 146
3320 | 'HUNTNGTN' | 138 | 146
3321 | 'ZAVPMP T' | 138 | 146
3322 | 'ZAVALA W' | 138 | 146
3323 | 'ETOILE ' | 138 | 146
3326 | 'LUFKIN E' | 138 | 146
3327 | 'DIBOL ET' | 138 | 146
3328 | 'LUFKIN S' | 138 | 146
3329 | 'LUFPRS T' | 138 | 146
3330 | 'LUF PRSH' | 138 | 146
3331 | 'DIBOL WT' | 138 | 146
3332 | 'HUDSON ' | 138 | 146
3333 | 'TX FND T' | 138 | 146
3334 | 'TX FNDRY' | 138 | 146
3340 | 'LUFKIN ' | 138 | 146
3341 | 'CNTL ANG' | 138 | 146
3342 | 'BAYOU LC' | 138 | 146
3343 | 'DOUGLAS ' | 138 | 146
3346 | 'CHAMPN T' | 138 | 146
3347 | 'CHAMPION' | 138 | 146
3348 | 'CHAMPN G' | 13.8 | 146
3349 | 'TMPL INL' | 138 | 147
3353 | 'EXPLRPIP' | 138 | 147
3354 | 'CROCKETT' | 138 | 147
3355 | 'GRPLMG T' | 138 | 147
3356 | 'GRPLN MG' | 138 | 147
3357 | 'PLSNTSPG' | 138 | 147
3358 | 'CENTVILL' | 138 | 147
3380 | 'BIGBRN ' | 345 | 148
3381 | 'BBRN 1 G' | 18 | 148
3382 | 'BBRN 2 G' | 18 | 148
3390 | 'JEWETT S' | 345 | 149
3391 | 'JEWETT N' | 345 | 149
3392 | 'JEWETT ' | 138 | 149
3393 | 'JEWETT ' | 69 | 149
3394 | 'JEWETT A' | 138 | 149
3396 | 'NUCOR ' | 345 | 149
3400 | 'TWIN OAK' | 345 | 149
3403 | 'THSE 1 G' | 18 | 153
3404 | 'THSE 2 G' | 24 | 153
3405 | 'T HOUSE ' | 345 | 153
3406 | 'ELM MOTT' | 345 | 153
3407 | 'ELM MOTT' | 138 | 153
3408 | 'ELM MOTT' | 69.6 | 153
3409 | 'LAKE CRK' | 345 | 153
3410 | 'LAKE CRK' | 138 | 153
3411 | 'LKCK POD' | 69.6 | 153
3412 | 'TEMP PEC' | 345 | 151
3413 | 'TEMPSSLT' | 345 | 151
3414 | 'TEMP SS' | 345 | 151
3415 | 'TEMP SS' | 138 | 151
3416 | 'LCRK 1 G' | 13.8 | 153
3417 | 'LCRK 2 G' | 20 | 153
3418 | 'LCTMOD 1' | 69 | 153
3419 | 'LCTMOD 2' | 69 | 153
3420 | 'TEMP PEC' | 138 | 151
3422 | 'KILL SS ' | 345 | 152
3423 | 'KILL SS ' | 138 | 152
3425 | 'BELLCTYM' | 138 | 151
3429 | 'SANDOW ' | 345 | 150
3430 | 'SANDOW ' | 138 | 150
3431 | 'SANDOW ' | 14.4 | 150
3432 | 'SAND 4 G' | 22 | 150
3434 | 'BAYLOR T' | 138 | 153
3435 | 'BAYLOR ' | 138 | 153
3436 | 'WACO W ' | 138 | 153
3437 | 'WACO W ' | 69 | 153
3438 | 'WACO E ' | 138 | 153
3439 | 'WACO E ' | 69.6 | 153
3440 | 'MCGREGPH' | 138 | 153
3441 | 'MCGREGPH' | 69 | 153
3454 | 'MONTFTSS' | 138 | 148
3455 | 'CORS ' | 138 | 148
3456 | 'CORS W ' | 138 | 148
3457 | 'CORSMB T' | 138 | 148
3458 | 'CORS MB ' | 138 | 148
3459 | 'CORS MAG' | 138 | 148
3460 | 'CORSGL T' | 138 | 148
3461 | 'CORSGLAS' | 138 | 148
3462 | 'CORSGR T' | 138 | 148
3463 | 'CORSGUAR' | 138 | 148
3464 | 'EQUIPIPE' | 69.6 | 154
3466 | 'KERENS ' | 69.6 | 148
3467 | 'POWELL ' | 69.6 | 148
3468 | 'CORS ' | 69.6 | 148
3470 | 'BLOOMGRV' | 69.6 | 148
3471 | 'BARRY ' | 69.6 | 148
3475 | 'CORSMGSS' | 69.6 | 148
3477 | 'EUREKA M' | 138 | 148
3478 | 'NAVARRO ' | 138 | 148
3479 | 'NAVARRO ' | 69.4 | 148
3480 | 'MILDRD#2' | 69.4 | 148
3482 | 'BIRDST M' | 138 | 148
3483 | 'GOODLW M' | 138 | 148
3486 | 'RICHLAND' | 69.4 | 148
3487 | 'WRTHMPOD' | 69.4 | 148
3488 | 'WTXGFPOD' | 69.4 | 148
3489 | 'SIMSMAG ' | 69 | 148
3492 | 'FRESTN ' | 69 | 148
3493 | 'TEAGUE ' | 69 | 148
3496 | 'STSUPR T' | 69.4 | 148
3497 | 'STSUPRCK' | 69.4 | 148
3498 | 'EUREKA ' | 69.4 | 148
3499 | 'BLFT TAP' | 138 | 147
3500 | 'FARRAR M' | 138 | 148
3501 | 'SEATEG T' | 138 | 148
3502 | 'SEATEAG ' | 138 | 148
3503 | 'FAIRWPOD' | 138 | 148
3504 | 'FAIRFL M' | 138 | 148
3505 | 'BIGBRN T' | 138 | 148
3506 | 'BIGBRNM1' | 138 | 148
3507 | 'BIGBRNM2' | 138 | 148
3508 | 'WINKLR M' | 138 | 148
3509 | 'BB OPEN ' | 138 | 148
3510 | 'BB OPENT' | 138 | 148
3511 | 'NAVMILLS' | 69 | 148
3514 | 'HANEY M' | 138 | 148
3515 | 'HUBBARD ' | 138 | 154
3516 | 'CHATT M ' | 138 | 154
3517 | 'HUBBARDM' | 138 | 154
3518 | 'BLUM ' | 138 | 154
3521 | 'BLANTONM' | 138 | 154
3522 | 'HILLBR ' | 138 | 154
3523 | 'HILLBR ' | 69.6 | 154
3524 | 'ABBOTT ' | 69.6 | 154
3525 | 'WEST ' | 69.6 | 153
3526 | 'ROSSSI T' | 69.6 | 153
3527 | 'ROSSSINC' | 69.6 | 153
3528 | 'TOURS T' | 69.6 | 153
3529 | 'TOURS ' | 69.6 | 153
3532 | 'ITASCA ' | 69.4 | 154
3533 | 'FILESS T' | 69.4 | 154
3534 | 'GRANDVGF' | 69.4 | 154
3535 | 'FILESSIN' | 69.4 | 154
3536 | 'MAYPEARL' | 69.4 | 154
3537 | 'GRANDV ' | 69.4 | 154
3538 | 'TXCOPUMP' | 69.4 | 154
3543 | 'MERTENS ' | 69.6 | 154
3546 | 'WHITNYON' | 138 | 154
3547 | 'ROGERS M' | 138 | 153
3550 | 'BELLMEAD' | 138 | 153
3551 | 'WACO NE ' | 138 | 153
3552 | 'WACO N ' | 138 | 153
3553 | 'WACO NW ' | 138 | 153
3554 | 'HALBRG M' | 138 | 153
3555 | 'THOUSE T' | 138 | 153
3556 | 'THOUSE ' | 138 | 153
3559 | 'WACOCOLO' | 138 | 153
3560 | 'WACO S ' | 138 | 153
3561 | 'WACOM1PT' | 138 | 153
3562 | 'WACOM2PT' | 138 | 153
3563 | 'WACOMM1T' | 138 | 153
3564 | 'WACO MM1' | 138 | 153
3565 | 'WACOMM2T' | 138 | 153
3566 | 'WACO MM2' | 138 | 153
3567 | 'ROBINSON' | 138 | 153
3570 | 'WACOTIRE' | 69.6 | 153
3571 | 'WACOKATY' | 69.6 | 153
3572 | 'WACOKT T' | 69.6 | 153
3574 | 'NCREST ' | 138 | 153
3575 | 'NCREST T' | 138 | 153
3577 | 'LORENA M' | 69 | 153
3578 | 'LORENA ' | 69 | 153
3580 | 'EDDY ' | 69.6 | 153
3581 | 'TROY ' | 69.6 | 151
3583 | 'GATETDCT' | 69 | 153
3584 | 'WACOAT T' | 69 | 153
3585 | 'WACOATLS' | 69 | 153
3586 | 'MCGREG ' | 69 | 153
3587 | 'GATESVIL' | 69 | 153
3588 | 'GROESPOD' | 69.6 | 149
3589 | 'HERCULES' | 69 | 153
3590 | 'WACOSANG' | 138 | 153
3591 | 'WACOWOOD' | 138 | 153
3592 | 'WACOATCO' | 138 | 153
3593 | 'SPGVAL M' | 138 | 153
3594 | 'MCGREG T' | 138 | 153
3595 | 'CHINASPG' | 138 | 153
3597 | 'GROESPOD' | 138 | 149
3598 | 'BEARGR M' | 138 | 149
3599 | 'AMERGS T' | 138 | 149
3600 | 'AMERIGAS' | 138 | 149
3601 | 'OLETHA M' | 138 | 149
3602 | 'NW MARLM' | 69 | 153
3603 | 'BROWN ' | 69 | 149
3604 | 'WTXGF SE' | 69.4 | 148
3605 | 'WRTHM SE' | 69.4 | 148
3606 | 'MEX2 TSE' | 69.4 | 149
3607 | 'TEMPL ' | 138 | 151
3608 | 'TEMP N ' | 138 | 151
3609 | 'TEMP NW ' | 138 | 151
3610 | 'BELTON ' | 138 | 151
3611 | 'TEMP S ' | 138 | 151
3612 | 'TEMP SE ' | 138 | 151
3613 | 'COOLG SE' | 69.6 | 149
3614 | 'MEX NOSE' | 69.4 | 149
3615 | 'SIMSBECM' | 138 | 148
3616 | 'KILLTAFD' | 138 | 152
3617 | 'NOLANVIL' | 138 | 152
3618 | 'HARKHT ' | 138 | 152
3619 | 'KILLTAFT' | 138 | 152
3620 | 'KILELMRD' | 138 | 152
3621 | 'KILL ' | 138 | 152
3622 | 'KILLPK T' | 138 | 152
3623 | 'KILLPARK' | 138 | 152
3624 | 'LBELTONM' | 138 | 151
3625 | 'TEAG SE ' | 138 | 148
3626 | 'KILLFTHD' | 138 | 152
3627 | 'KILLFH T' | 138 | 152
3628 | 'KILLCLCK' | 138 | 152
3629 | 'KILL FHW' | 138 | 152
3630 | 'COPPERCV' | 138 | 152
3631 | 'MEX1 SE ' | 138 | 149
3632 | 'MEX2 SE ' | 138 | 149
3633 | 'HARKHT S' | 138 | 152
3634 | 'GROES SE' | 138 | 149
3635 | 'ONPOAG M' | 69 | 151
3636 | 'TEMPTAYV' | 69 | 151
3637 | 'OTTO SE ' | 69.6 | 149
3638 | 'MARL SE ' | 69.6 | 153
3639 | 'MARLNOSE' | 69.6 | 153
3640 | 'SALADO ' | 138 | 151
3641 | 'SMARL SE' | 69.6 | 153
3642 | 'LOTT SE ' | 69.6 | 153
3643 | 'TEMP SS' | 69 | 151
3644 | 'TEMP ' | 69 | 151
3645 | 'LITRIVER' | 69 | 150
3646 | 'HOLLAND ' | 69 | 150
3647 | 'BARTLETT' | 69 | 150
3648 | 'GRANGER ' | 69 | 150
3649 | 'TAYLOR ' | 69 | 150
3650 | 'ELGIN SS' | 138 | 150
3651 | 'ELGIN SS' | 69 | 150
3652 | 'COUPLAND' | 69 | 150
3653 | 'BRTLT CB' | 69 | 150
3654 | 'RNDRK SE' | 138 | 150
3655 | 'ELGIN ' | 69 | 150
3656 | 'RR SE NT' | 138 | 150
3657 | 'RR SE ST' | 138 | 150
3658 | 'TAYLOR ' | 138 | 150
3659 | 'THORNDAL' | 138 | 150
3661 | 'SALTY M' | 138 | 150
3665 | 'PFLGRVIL' | 138 | 150
3666 | 'HUTTO SS' | 138 | 150
3668 | 'RNDRK ' | 138 | 150
3669 | 'RNDRK WH' | 138 | 150
3670 | 'RNDRK NE' | 138 | 150
3671 | 'LOTT TSE' | 69.6 | 153
3672 | 'RNDRK S' | 138 | 150
3673 | 'TAYLOR W' | 138 | 150
3674 | 'ELGIN ET' | 138 | 150
3675 | 'ROGERS ' | 138 | 150
3678 | 'ROCKDALE' | 138 | 150
3679 | 'TALBER M' | 138 | 150
3681 | 'FAIRF SE' | 138 | 148
3682 | 'MILANO M' | 138 | 150
3683 | 'MINERVA ' | 138 | 150
3684 | 'MINERVA ' | 69 | 150
3685 | 'CAMERON ' | 69 | 150
3686 | 'ROCKDALN' | 69 | 150
3688 | 'JARRELLE' | 138 | 150
3690 | 'SOUWD CS' | 138 | 149
3691 | 'CSSW CS' | 138 | 149
3692 | 'POAK CS' | 138 | 149
3693 | 'GRNPR CS' | 138 | 149
3694 | 'NGATE CS' | 138 | 149
3695 | 'METER CS' | 138 | 149
3696 | 'HUTTO SS' | 345 | 150
3697 | 'WACOMMP2' | 138 | 153
3698 | 'WACOMMP1' | 138 | 153
3699 | 'SALAD SS' | 345 | 151
11020 | 'TIEHV SG' | 18 | 160
11021 | 'TIEHV CG' | 18 | 160
11022 | 'TIEHV CG' | 18 | 160
11023 | 'TIEHV CG' | 18 | 160
11024 | 'TIEHV CG' | 18 | 160
11025 | 'TIEHV SG' | 18 | 160
11690 | 'KIOWA ' | 345 | 141
11691 | 'KMCHCT ' | 18 | 141
11692 | 'KMCHCT ' | 18 | 141
11693 | 'KMCHST ' | 18 | 141
11694 | 'KMCHCT ' | 18 | 141
11695 | 'KMCHCT ' | 18 | 141
11696 | 'KMCHST ' | 18 | 141
11697 | 'KPP ' | 345 | 141
12322 | 'ENTRAC11' | 16 | 134
12323 | 'ENTRAC12' | 13.8 | 134
12330 | 'ENTRAC2 ' | 345 | 134
12331 | 'ENTRAC21' | 16 | 134
12332 | 'ENTRAC22' | 16 | 134
12333 | 'ENTRAC23' | 16 | 134
12410 | 'FPLEFRB1' | 345 | 135
12411 | 'FPLEFR1A' | 18 | 135
12412 | 'FPLEFR1B' | 18 | 135
12413 | 'FPLEFR1C' | 18 | 135
12414 | 'FPLEFR1S' | 18 | 135
12420 | 'FPLEFRB2' | 345 | 135
12421 | 'FPLEFR2A' | 18 | 135
12422 | 'FPLEFR2B' | 18 | 135
12423 | 'FPLEFR2C' | 18 | 135
12424 | 'FPLEFR2S' | 18 | 135
13116 | 'GATEWY1G' | 18 | 144
13117 | 'GATEWY2G' | 18 | 144
13118 | 'GATEWY3G' | 18 | 144
13119 | 'GATEWY4G' | 18 | 144
13131 | 'CALFRE1G' | 18 | 145
13132 | 'CALFRE2G' | 18 | 145
13133 | 'CALFRE3G' | 18 | 145
13134 | 'CALFRE4G' | 18 | 145
13135 | 'CALFRE5G' | 18 | 145
13136 | 'CALFRE6G' | 18 | 145
9283 | 'UTBALC ' | 138 | 709
7676 | 'LAVERN06' | 69 | 589
5132 | 'EAGLECRK' | 0 | 350
7047 | 'GPP 34 ' | 345 | 540
7159 | 'WILTAP06' | 69 | 549
894 | 'BOWIE ' | 138 | 2
895 | 'BDGPRT ' | 138 | 2
6586 | 'MCCAMEY ' | 138 | 438
1334 | 'INTCONT ' | 138 | 1
6857 | 'COMMW RC' | 69 | 178
6859 | 'MARVINRC' | 69 | 178
6815 | 'EXPLORRC' | 138 | 178
1752 | 'WHT MND ' | 138 | 140
6816 | 'WHTMD RC' | 138 | 178
6801 | 'ROSHL2RC' | 138 | 178
6861 | 'CUMBY RC' | 69 | 178
6873 | 'MLSSA RC' | 138 | 178
6887 | 'CARTR RC' | 138 | 178
6896 | 'OAKGV RC' | 138 | 178
6911 | 'MSQTV RC' | 138 | 178