## Poles & Lamp Count
2024 RATE CASE
CENTERPOINT ENERGY HOUSTON ELECTRIC, LLC
POLES & LAMP COUNT
TEST YEAR ENDING 12/31/2023
SPONSOR: J. DURLAND
|  | Lamp Type | [5 empty] | Annual (Amt * 12 mos) |  |  | Monthly Number of Poles
| Sched | Lumen | Type | Mo Kwh/Lamp | Watt | Service | Pole | # of Lamps | # of Poles | Brk Away Base | OH Cond | UG Cond | Total
A6000HPS | A | 6000 | HPS | 29 | 70 | OH | W | 3324 | 3324 | 0 | 277 | 0 | 277
B6000HPS | B | 6000 | HPS | 29 | 70 | OH | S | 156 | 156 | 0 | 13 | 0 | 13
D6000HPS | D | 6000 | HPS | 28.9638 | 70 | UG | S | 33924 | 33924 | 0 | 0 | 2827 | 2827
A9500HPS | A | 9500 | HPS | 38 | 100 | OH | W | 80280 | 80268 | 0 | 6689 | 0 | 6689
B9500HPS | B | 9500 | HPS | 38 | 100 | OH | S | 204 | 204 | 0 | 17 | 0 | 17
D9500HPS | D | 9500 | HPS | 38 | 100 | UG | S | 1706052 | 1706052 | 528 | 0 | 142171 | 142171
E9500HPS | E | 9500 | HPS | 38 | 100 | UG | S | 22824 | 11412 | 0 | 0 | 951 | 951
A15000HPS | A | 15000 | HPS | 58 | 150 | OH | W | 24444 | 24432 | 0 | 2036 | 0 | 2036
B15000HPS | B | 15000 | HPS | 58 | 150 | OH | S | 12 | 12 | 0 | 1 | 0 | 1
D15000HPS | D | 15000 | HPS | 58 | 150 | OH | S | 72060 | 72060 | 12 | 6005 | 0 | 6005
E15000HPS | E | 15000 | HPS | 58 | 150 | UG | S | 11352 | 5676 | 0 | 0 | 473 | 473
A28000HPS | A | 28000 | HPS | 58 | 150 | UG | S | 30612 | 30588 | 0 | 0 | 2549 | 2549
B28000HPS | B | 28000 | HPS | 106 | 250 | OH | W | 36 | 36 | 0 | 3 | 0 | 3
C28000HPS | C | 28000 | HPS | 106 | 250 | OH | S | 192 | 96 | 0 | 8 | 0 | 8
D28000HPS | D | 28000 | HPS | 106 | 250 | OH | S | 59040 | 59040 | 36 | 4920 | 0 | 4920
E28000HPS | E | 28000 | HPS | 106 | 250 | UG | S | 6600 | 3300 | 0 | 0 | 275 | 275
A50000HPS | A | 50000 | HPS | 106 | 250 | UG | S | 2292 | 2256 | 0 | 0 | 188 | 188
D50000HPS | D | 50000 | HPS | 160 | 400 | OH | W | 4632 | 4632 | 24 | 386 | 0 | 386
E50000HPS | E | 50000 | HPS | 160 | 400 | OH | S | 24 | 12 | 0 | 1 | 0 | 1
A4800LED | A | 4800 | LED | 160 | 400 | UG | S | 703500 | 703500 | 0 | 0 | 58625 | 58625
B4800LED | B | 4800 | LED | 160 | 400 | UG | S | 1680 | 1680 | 0 | 0 | 140 | 140
D4800LED | D | 4800 | LED | 8 | 20 | OH | W | 2024736 | 2024736 | 624 | 168728 | 0 | 168728
E4800LED | E | 4800 | LED | 8 | 20 | UG | S | 7680 | 3840 | 0 | 0 | 320 | 320
D+A*44800LED | D+A*4 | 4800 | LED | 17 | 45 | OH | W | 480 | 96 | 0 | 8 | 0 | 8
A7900LED | A | 7900 | LED | 17 | 45 | OH | S | 264900 | 264900 | 0 | 22075 | 0 | 22075
B7900LED | B | 7900 | LED | 17 | 45 | UG | S | 468 | 468 | 0 | 0 | 39 | 39
C7900LED | C | 7900 | LED | 17 | 45 | UG | S | 960 | 480 | 0 | 0 | 40 | 40
D7900LED | D | 7900 | LED | 32 | 95 | OH | W | 130056 | 130056 | 0 | 10838 | 0 | 10838
E7900LED | E | 7900 | LED | 32 | 95 | OH | S | 22560 | 11280 | 0 | 940 | 0 | 940
A10850LED | A | 10850 | LED | 32 | 95 | OH | S | 329844 | 328248 | 0 | 27354 | 0 | 27354
B10850LED | B | 10850 | LED | 32 | 95 | UG | S | 4440 | 4440 | 0 | 0 | 370 | 370
C10850LED | C | 10850 | LED | 32 | 95 | UG | S | 2952 | 1476 | 0 | 0 | 123 | 123
D10850LED | D | 10850 | LED | 38 | 115 | OH | W | 316032 | 316032 | 0 | 26336 | 0 | 26336
E10850LED | E | 10850 | LED | 38 | 115 | OH | S | 35664 | 17832 | 312 | 1486 | 0 | 1486
A15100LED | A | 15100 | LED | 38 | 115 | OH | S | 3684 | 3684 | 0 | 307 | 0 | 307
D15100LED | D | 15100 | LED | 38 | 115 | UG | S | 26304 | 26304 | 0 | 0 | 2192 | 2192
E15100LED | E | 15100 | LED | 38 | 115 | UG | S | 3024 | 1512 | 0 | 0 | 126 | 126
A7900MH | A | 7900 | MH | 64 | 180 | OH | W | 24 | 24 | 0 | 2 | 0 | 2
D7900MH | D | 7900 | MH | 64 | 180 | OH | S | 23808 | 23808 | 0 | 1984 | 0 | 1984
E7900MH | E | 7900 | MH | 64 | 180 | OH | S | 1008 | 504 | 0 | 42 | 0 | 42
D12900MH | D | 12900 | MH | 64 | 180 | UG | S | 6276 | 6276 | 0 | 0 | 523 | 523
E12900MH | E | 12900 | MH | 64 | 180 | UG | S | 888 | 444 | 0 | 0 | 37 | 37
A19475MH | A | 19475 | MH | 40 | 100 | OH | W | 132 | 132 | 0 | 11 | 0 | 11
D19475MH | D | 19475 | MH | 40 | 100 | UG | S | 3456 | 3456 | 0 | 0 | 288 | 288
E19475MH | E | 19475 | MH | 40 | 100 | UG | S | 1152 | 576 | 0 | 0 | 48 | 48
A32200MH | A | 32200 | MH | 40 | 100 | UG | S | 1212 | 624 | 0 | 0 | 52 | 52
D32200MH | D | 32200 | MH | 70 | 175 | OH | W | 444 | 444 | 0 | 37 | 0 | 37
E32200MH | E | 32200 | MH | 70 | 175 | UG | S | 552 | 276 | 0 | 0 | 23 | 23
A4200MV | A | 4200 | MV | 70 | 175 | UG | S | 1740 | 1740 | 0 | 0 | 145 | 145
B4200MV | B | 4200 | MV | 96 | 250 | OH | W | 12 | 12 | 0 | 1 | 0 | 1
D4200MV | D | 4200 | MV | 96 | 250 | UG | S | 8724 | 8724 | 0 | 0 | 727 | 727
A7800MV | A | 7800 | MV | 95.661 | 250 | UG | S | 396 | 396 | 0 | 0 | 33 | 33
D7800MV | D | 7800 | MV | 159 | 400 | OH | W | 360 | 360 | 0 | 30 | 0 | 30
A22600MV | A | 22600 | MV | 159 | 400 | UG | S | 408 | 408 | 0 | 0 | 34 | 34
D22600MV | D | 22600 | MV | 159 | 400 | UG | S | 24 | 24 | 0 | 0 | 2 | 2
[11 empty] | Served OH | Served UG | Total Poles
| TOTAL | [6 empty] | 5987640 | 5926272 | 1536 | 280535 | 213321 | 493856
[11 empty] | 56.81% | 43.19% | 100%

## SLS LAMP REPORT_dec2023
2024 RATE CASE | [13 empty] | 2024 RATE CASE | [7 empty] | 2024 RATE CASE
CENTERPOINT ENERGY HOUSTON ELECTRIC, LLC | [13 empty] | CENTERPOINT ENERGY HOUSTON ELECTRIC, LLC | [7 empty] | CENTERPOINT ENERGY HOUSTON ELECTRIC, LLC
SLS LAMP REPORT SEPT 2024 | [13 empty] | SLS LAMP REPORT SEPT 2024 | [7 empty] | SLS LAMP REPORT SEPT 2024
TEST YEAR ENDING 12/31/2023 | [13 empty] | TEST YEAR ENDING 12/31/2023 | [7 empty] | TEST YEAR ENDING 12/31/2023
SPONSOR: J. DURLAND | [13 empty] | SPONSOR: J. DURLAND | [7 empty] | SPONSOR: J. DURLAND
|  |  |  | STREET LIGHTING SERVICE - SLS | [9 empty] | STREET LIGHTING SERVICE - SLS | [7 empty] | STREET LIGHTING SERVICE - SLS
| RATE |  |  | Lamp Type | [6 empty] | Brk-Awy | Dec 2024 Ending |  | Lamp Type |  | Annual Lamps = (Dec No * 12) |  |  | Annual Poles (SDec *12) |  |  | Lamp Type |  |  |  | Annual | Annual |  | Brk-Awy
EqRateFact | CODE | LUMEN | DESCRIPTION | Lumen | Type | Watt | Service | Pole | Lamps | Sched | Base | Lamp Count |  | Lumen | Type | Break-Away | OH | UG | OH | UG |  | Lumen | Type | Service | Pole | # of Lamps | # of Poles | Sched | Base | Watt
GHA |  | 6000 | HIGH PRESSURE SODIUM VAPOR OVERHEAD BRACKET SINGLE | 6000 | HPS | 70 | OH | W | 1 | A |  | 277 | A6000HPS | 6000 | HPS |  | 3324 |  | 3324 |  | A6000HPS | 6000 | HPS | OH | W | 3324 | 3324 | A | 0
LHA |  | 9500 | HIGH PRESSURE SODIUM VAPOR OVERHEAD BRACKET SINGLE | 9500 | HPS | 100 | OH | W | 1 | A |  | 6686 | A9500HPS | 9500 | HPS |  | 80232 |  | 80232
LHB |  | 9500 | HIGH PRESSURE SODIUM VAPOR OVERHEAD NEW WOOD POLE | 9500 | HPS | 100 | OH | W | 1 | A |  | 2 | A9500HPS | 9500 | HPS |  | 24 |  | 24
LHK |  | 9500 | HIGH PRESSURE SODIUM VAPOR OVERHEAD WOOD TWIN | 9500 | HPS | 100 | OH | W | 2 | A |  | 2 | A9500HPS | 9500 | HPS |  | 24 |  | 12 |  | A9500HPS | 9500 | HPS | OH | W | 80280 | 80268 | A | 0
PHA |  | 15000 | HIGH PRESSURE SODIUM VAPOR OVERHEAD BRACKET | 15000 | HPS | 150 | OH | W | 1 | A |  | 2034 | A15000HPS | 15000 | HPS |  | 24408 |  | 24408
PHB |  | 15000 | HIGH PRESSURE SODIUM VAPOR OVERHEAD NEW WOOD POLE | 15000 | HPS | 150 | OH | W | 1 | A |  | 1 | A15000HPS | 15000 | HPS |  | 12 |  | 12
PHK |  | 15000 | HIGH PRESSURE SODIUM VAPOR OVERHEAD WOOD POLE TWIN | 15000 | HPS | 150 | OH | W | 2 | A |  | 2 | A15000HPS | 15000 | HPS |  | 24 |  | 12 |  | A15000HPS | 15000 | HPS | OH | W | 24444 | 24432 | A | 0
SHA |  | 28000 | HIGH PRESSURE SODIUM VAPOR OVERHEAD BRACKET SINGLE | 28000 | HPS | 250 | OH | W | 1 | A |  | 2546 | A28000HPS | 28000 | HPS |  | 30552 |  | 30552
SHK |  | 28000 | HIGH PRESSURE SODIUM VAPOR OVERHEAD WOOD TWIN | 28000 | HPS | 250 | OH | W | 2 | A |  | 4 | A28000HPS | 28000 | HPS |  | 48 |  | 24
SHQ |  | 28000 | HIGH PRESSURE SODIUM FLOOD LIGHT ATTACHMENT SINGLE | 28000 | HPS | 250 | OH | W | 1 | A |  | 1 | A28000HPS | 28000 | HPS |  | 12 |  | 12 |  | A28000HPS | 28000 | HPS | OH | W | 30612 | 30588 | A | 0
THA |  | 50000 | HIGH PRESSURE SODIUM VAPOR OVERHEAD BRACKET SINGLE | 50000 | HPS | 400 | OH | W | 1 | A |  | 185 | A50000HPS | 50000 | HPS |  | 2220 |  | 2220
THK |  | 50000 | HIGH PRESSURE SODIUM VAPOR OVERHEAD WOOD TWIN | 50000 | HPS | 400 | OH | W | 2 | A |  | 6 | A50000HPS | 50000 | HPS |  | 72 |  | 36 |  | A50000HPS | 50000 | HPS | OH | W | 2292 | 2256 | A | 0
CDA |  | 4800 | LIGHT EMITTING DIODE OVERHEAD BRACKET | 4800 | LED | 45 | OH | W | 1 | A |  | 650 | A4800LED | 4800 | LED |  | 7800 |  | 7800
DDA |  | 4800 | LIGHT EMITTING DIODE OVERHEAD BRACKET | 4800 | LED | 45 | OH | W | 1 | A |  | 57334 | A4800LED | 4800 | LED |  | 688008 |  | 688008
DDB |  | 4800 | LIGHT EMITTING DIODE OVERHEAD NEW WOOD POLE | 4800 | LED | 45 | OH | W | 1 | A |  | 189 | A4800LED | 4800 | LED |  | 2268 |  | 2268
MDA |  | 4800 | LIGHT EMITTING DIODE OVERHEAD BRACKET | 4800 | LED | 45 | OH | W | 1 | A |  | 452 | A4800LED | 4800 | LED |  | 5424 |  | 5424 |  | A4800LED | 4800 | LED | OH | W | 703500 | 703500 | A | 0
BDA |  | 7900 | LIGHT EMITTING DIODE OVERHEAD BRACKET | 7900 | LED | 95 | OH | W | 1 | A |  | 145 | A7900LED | 7900 | LED |  | 1740 |  | 1740
IDA |  | 7900 | LIGHT EMITTING DIODE OVERHEAD BRACKET | 7900 | LED | 95 | OH | W | 1 | A |  | 21921 | A7900LED | 7900 | LED |  | 263052 |  | 263052
IDB |  | 7900 | LIGHT EMITTING DIODE OVERHEAD NEW WOOD POLE | 7900 | LED | 95 | OH | W | 1 | A |  | 9 | A7900LED | 7900 | LED |  | 108 |  | 108 |  | A7900LED | 7900 | LED | OH | W | 264900 | 264900 | A | 0
HDA |  | 10850 | LIGHT EMITTING DIODE OVERHEAD BRACKET | 10850 | LED | 115 | OH | W | 1 | A |  | 26852 | A10850LED | 10850 | LED |  | 322224 |  | 322224
HDB |  | 10850 | LIGHT EMITTING DIODE OVERHEAD NEW WOOD POLE | 10850 | LED | 115 | OH | W | 1 | A |  | 218 | A10850LED | 10850 | LED |  | 2616 |  | 2616
HDK |  | 10850 | LIGHT EMITTING DIODE OVERHEAD WOOD POLE TWIN | 10850 | LED | 115 | OH | W | 2 | A |  | 144 | A10850LED | 10850 | LED |  | 1728 |  | 864
QDA |  | 10850 | LIGHT EMITTING DIODE OVERHEAD BRACKET | 10850 | LED | 115 | OH | W | 1 | A |  | 151 | A10850LED | 10850 | LED |  | 1812 |  | 1812
QDK |  | 10850 | LIGHT EMITTING DIODE OVERHEAD WOOD POLE TWIN | 10850 | LED | 115 | OH | W | 2 | A |  | 122 | A10850LED | 10850 | LED |  | 1464 |  | 732 |  | A10850LED | 10850 | LED | OH | W | 329844 | 328248 | A | 0
ADA |  | 15100 | LIGHT EMITTING DIODE OVERHEAD BRACKET | 15100 | LED | 180 | OH | W | 1 | A |  | 32 | A15100LED | 15100 | LED |  | 384 |  | 384
FDA |  | 15100 | LIGHT EMITTING DIODE OVERHEAD BRACKET | 15100 | LED | 180 | OH | W | 1 | A |  | 262 | A15100LED | 15100 | LED |  | 3144 |  | 3144
NDA |  | 15100 | LIGHT EMITTING DIODE OVERHEAD BRACKET | 15100 | LED | 180 | OH | W | 1 | A |  | 13 | A15100LED | 15100 | LED |  | 156 |  | 156 |  | A15100LED | 15100 | LED | OH | W | 3684 | 3684 | A | 0
WBA |  | 7900 | METAL HALIDE OVERHEAD BRACKET | 7900 | MH | 100 | OH | W | 1 | A |  | 2 | A7900MH | 7900 | MH |  | 24 |  | 24 |  | A7900MH | 7900 | MH | OH | W | 24 | 24 | A | 0
XBA |  | 19475 | METAL HALIDE OVERHEAD BRACKET | 19475 | MH | 250 | OH | W | 1 | A |  | 11 | A19475MH | 19475 | MH |  | 132 |  | 132 |  | A19475MH | 19475 | MH | OH | W | 132 | 132 | A | 0
YBA |  | 32200 | METAL HALIDE OVERHEAD BRACKET | 32200 | MH | 400 | OH | W | 1 | A |  | 3 | A32200MH | 32200 | MH |  | 36 |  | 36
YBR |  | 32200 | METAL HALIDE FLOOD LIGHT ATTACHMENT TWIN | 32200 | MH | 400 | OH | W | 2 | A |  | 98 | A32200MH | 32200 | MH |  | 1176 |  | 588 |  | A32200MH | 32200 | MH | OH | W | 1212 | 624 | A | 0
EMA |  | 4200 | MERCURY VAPOR OVERHEAD BRACKET | 4200 | MV | 100 | OH | W | 1 | A |  | 145 | A4200MV | 4200 | MV |  | 1740 |  | 1740 |  | A4200MV | 4200 | MV | OH | W | 1740 | 1740 | A | 0
KMA |  | 7800 | MERCURY VAPOR OVERHEAD BRACKET | 7800 | MV | 175 | OH | W | 1 | A |  | 33 | A7800MV | 7800 | MV |  | 396 |  | 396 |  | A7800MV | 7800 | MV | OH | W | 396 | 396 | A | 0
RMA |  | 22600 | MERCURY VAPOR OVERHEAD BRACKET | 22600 | MV | 400 | OH | W | 1 | A |  | 34 | A22600MV | 22600 | MV |  | 408 |  | 408 |  | A22600MV | 22600 | MV | OH | W | 408 | 408 | A | 0
GHC |  | 6000 | HIGH PRESSURE SODIUM VAPOR OVERHEAD STANDARD SINGLE | 6000 | HPS | 70 | OH | S | 1 | B |  | 13 | B6000HPS | 6000 | HPS |  | 156 |  | 156 |  | B6000HPS | 6000 | HPS | OH | S | 156 | 156 | B | 0
LHC |  | 9500 | HIGH PRESSURE SODIUM VAPOR OVERHEAD STANDARD SINGLE | 9500 | HPS | 100 | OH | S | 1 | B |  | 17 | B9500HPS | 9500 | HPS |  | 204 |  | 204 |  | B9500HPS | 9500 | HPS | OH | S | 204 | 204 | B | 0
PHC |  | 15000 | HIGH PRESSURE SODIUM VAPOR OVERHEAD STANDARD SINGLE | 15000 | HPS | 150 | OH | S | 1 | B |  | 1 | B15000HPS | 15000 | HPS |  | 12 |  | 12 |  | B15000HPS | 15000 | HPS | OH | S | 12 | 12 | B | 0
SHC |  | 28000 | HIGH PRESSURE SODIUM VAPOR OVERHEAD STANDARD SINGLE | 28000 | HPS | 250 | OH | S | 1 | B |  | 3 | B28000HPS | 28000 | HPS |  | 36 |  | 36 |  | B28000HPS | 28000 | HPS | OH | S | 36 | 36 | B | 0
DDC |  | 4800 | LIGHT EMITTING DIODE OVERHEAD STANDARD SINGLE | 4800 | LED | 45 | OH | S | 1 | B |  | 135 | B4800LED | 4800 | LED |  | 1620 |  | 1620
MDC |  | 4800 | LIGHT EMITTING DIODE OVERHEAD STANDARD SINGLE | 4800 | LED | 45 | OH | S | 1 | B |  | 5 | B4800LED | 4800 | LED |  | 60 |  | 60 |  | B4800LED | 4800 | LED | OH | S | 1680 | 1680 | B | 0
IDC |  | 7900 | LIGHT EMITTING DIODE OVERHEAD STANDARD SINGLE | 7900 | LED | 95 | OH | S | 1 | B |  | 39 | B7900LED | 7900 | LED |  | 468 |  | 468 |  | B7900LED | 7900 | LED | OH | S | 468 | 468 | B | 0
HDC |  | 10850 | LIGHT EMITTING DIODE OVERHEAD STANDARD SINGLE | 10850 | LED | 115 | OH | S | 1 | B |  | 370 | B10850LED | 10850 | LED |  | 4440 |  | 4440 |  | B10850LED | 10850 | LED | OH | S | 4440 | 4440 | B | 0
EMC |  | 4200 | MERCURY VAPOR OVERHEAD STANDARD SINGLE | 4200 | MV | 100 | OH | S | 1 | B |  | 1 | B4200MV | 4200 | MV |  | 12 |  | 12 |  | B4200MV | 4200 | MV | OH | S | 12 | 12 | B | 0
SHD |  | 28000 | HIGH PRESSURE SODIUM VAPOR OVERHEAD STANDARD TWIN | 28000 | HPS | 250 | OH | S | 2 | C |  | 16 | C28000HPS | 28000 | HPS |  | 192 |  | 96 |  | C28000HPS | 28000 | HPS | OH | S | 192 | 96 | C | 0
IDD |  | 7900 | LIGHT EMITTING DIODE OVERHEAD STANDARD TWIN | 7900 | LED | 95 | OH | S | 2 | C |  | 80 | C7900LED | 7900 | LED |  | 960 |  | 480 |  | C7900LED | 7900 | LED | OH | S | 960 | 480 | C | 0
HDD |  | 10850 | LIGHT EMITTING DIODE OVERHEAD STANDARD TWIN | 10850 | LED | 115 | OH | S | 2 | C |  | 246 | C10850LED | 10850 | LED |  | 2952 |  | 1476 |  | C10850LED | 10850 | LED | OH | S | 2952 | 1476 | C | 0
GHE |  | 6000 | HIGH PRESSURE SODIUM VAPOR UNDERGROUND STANDARD SINGLE | 6000 | HPS | 70 | UG | S | 1 | D |  | 2827 | D6000HPS | 6000 | HPS |  |  | 33924 |  | 33924 | D6000HPS | 6000 | HPS | UG | S | 33924 | 33924 | D | 0
LHE |  | 9500 | HIGH PRESSURE SODIUM VAPOR UNDERGROUND STANDARD SINGLE | 9500 | HPS | 100 | UG | S | 1 | D |  | 138249 | D9500HPS | 9500 | HPS |  |  | 1658988 |  | 1658988
LHG |  | 9500 | HIGH PRESSURE SODIUM VAPOR UNDERGROUND BREAKAWAY SINGLE | 9500 | HPS | 100 | UG | S | 1 | D | BW | 44 | D9500HPS | 9500 | HPS | 528 |  | 528 |  | 528
LHS |  | 9500 | HIGH PRESSURE SODIUM VAPOR UNDERGROUND TRADITION SINGLE | 9500 | HPS | 100 | UG | S | 1 | D |  | 3878 | D9500HPS | 9500 | HPS |  |  | 46536 |  | 46536 | D9500HPS | 9500 | HPS | UG | S | 1706052 | 1706052 | D | 528
PHE |  | 15000 | HIGH PRESSURE SODIUM VAPOR UNDERGROUND STANDARD SINGLE | 15000 | HPS | 150 | UG | S | 1 | D |  | 5610 | D15000HPS | 15000 | HPS |  |  | 67320 |  | 67320
PHG |  | 15000 | HIGH PRESSURE SODIUM VAPOR BREAKAWAY STANDARD SINGLE | 15000 | HPS | 150 | UG | S | 1 | D | BW | 1 | D15000HPS | 15000 | HPS | 12 |  | 12 |  | 12
PHS |  | 15000 | HIGH PRESSURE SODIUM VAPOR UNDERGROUND TRADITION SINGLE | 15000 | HPS | 150 | UG | S | 1 | D |  | 394 | D15000HPS | 15000 | HPS |  |  | 4728 |  | 4728 | D15000HPS | 15000 | HPS | UG | S | 72060 | 72060 | D | 12
SHE |  | 28000 | HIGH PRESSURE SODIUM VAPOR UNDERGROUND STANDARD SINGLE | 28000 | HPS | 250 | UG | S | 1 | D |  | 4779 | D28000HPS | 28000 | HPS |  |  | 57348 |  | 57348
SHG |  | 28000 | HIGH PRESSURE SODIUM VAPOR UNDERGROUND BREAKAWAY SINGLE | 28000 | HPS | 250 | UG | S | 1 | D | BW | 3 | D28000HPS | 28000 | HPS | 36 |  | 36 |  | 36
SHS |  | 28000 | HIGH PRESSURE SODIUM VAPOR UNDERGROUND TRADITION SINGLE | 28000 | HPS | 250 | UG | S | 1 | D |  | 138 | D28000HPS | 28000 | HPS |  |  | 1656 |  | 1656 | D28000HPS | 28000 | HPS | UG | S | 59040 | 59040 | D | 36
THE |  | 50000 | HIGH PRESSURE SODIUM VAPOR UNDERGROUND STANDARD SINGLE | 50000 | HPS | 400 | UG | S | 1 | D |  | 384 | D50000HPS | 50000 | HPS |  |  | 4608 |  | 4608
THG |  | 50000 | HIGH PRESSURE SODIUM VAPOR UNDERGROUND BREAKAWAY SINGLE | 50000 | HPS | 400 | UG | S | 1 | D | BW | 2 | D50000HPS | 50000 | HPS | 24 |  | 24 |  | 24 | D50000HPS | 50000 | HPS | UG | S | 4632 | 4632 | D | 24
CDE |  | 4800 | LIGHT EMITTING DIODE UNDERGROUND STANDARD SINGLE | 4800 | LED | 45 | UG | S | 1 | D |  | 743 | D4800LED | 4800 | LED |  |  | 8916 |  | 8916
DDE |  | 4800 | LIGHT EMITTING DIODE UNDERGROUND STANDARD SINGLE | 4800 | LED | 45 | UG | S | 1 | D |  | 160193 | D4800LED | 4800 | LED |  |  | 1922316 |  | 1922316
DDG |  | 4800 | LIGHT EMITTING DIODE BREAKAWAY STANDARD SINGLE | 4800 | LED | 45 | UG | S | 1 | D | BW | 52 | D4800LED | 4800 | LED | 624 |  | 624 |  | 624
DDS |  | 4800 | LIGHT EMITTING DIODE UNDERGROUND STND TRADITION SINGLE | 4800 | LED | 45 | UG | S | 1 | D |  | 2605 | D4800LED | 4800 | LED |  |  | 31260 |  | 31260
MDE |  | 4800 | LIGHT EMITTING DIODE UNDERGROUND STANDARD SINGLE | 4800 | LED | 45 | UG | S | 1 | D |  | 4553 | D4800LED | 4800 | LED |  |  | 54636 |  | 54636
ZDE |  | 4800 | LIGHT EMITTING DIODE UNDERGROUND STANDARD SINGLE | 4800 | LED | 45 | UG | S | 1 | D |  | 582 | D4800LED | 4800 | LED |  |  | 6984 |  | 6984 | D4800LED | 4800 | LED | UG | S | 2024736 | 2024736 | D | 624
BDE |  | 7900 | LIGHT EMITTING DIODE UNDERGROUND STANDARD SINGLE | 7900 | LED | 95 | UG | S | 1 | D |  | 21 | D7900LED | 7900 | LED |  |  | 252 |  | 252
IDE |  | 7900 | LIGHT EMITTING DIODE UNDERGROUND STANDARD SINGLE | 7900 | LED | 95 | UG | S | 1 | D |  | 10422 | D7900LED | 7900 | LED |  |  | 125064 |  | 125064
IDS |  | 7900 | LIGHT EMITTING DIODE UNDERGROUND STND TRADITION SINGLE | 7900 | LED | 95 | UG | S | 1 | D |  | 380 | D7900LED | 7900 | LED |  |  | 4560 |  | 4560
JDE |  | 7900 | LIGHT EMITTING DIODE UNDERGROUND STANDARD SINGLE | 7900 | LED | 95 | UG | S | 1 | D |  | 15 | D7900LED | 7900 | LED |  |  | 180 |  | 180 | D7900LED | 7900 | LED | UG | S | 130056 | 130056 | D | 0
HDE |  | 10850 | LIGHT EMITTING DIODE UNDERGROUND STANDARD SINGLE | 10850 | LED | 115 | UG | S | 1 | D |  | 24279 | D10850LED | 10850 | LED |  |  | 291348 |  | 291348
HDS |  | 10850 | LIGHT EMITTING DIODE UNDERGROUND STND TRADITION SINGLE | 10850 | LED | 115 | UG | S | 1 | D |  | 505 | D10850LED | 10850 | LED |  |  | 6060 |  | 6060
QDE |  | 10850 | LIGHT EMITTING DIODE UNDERGROUND STANDARD SINGLE | 10850 | LED | 115 | UG | S | 1 | D |  | 1552 | D10850LED | 10850 | LED |  |  | 18624 |  | 18624 | D10850LED | 10850 | LED | UG | S | 316032 | 316032 | D | 0
ADE |  | 15100 | LIGHT EMITTING DIODE UNDERGROUND STANDARD SINGLE | 15100 | LED | 180 | UG | S | 1 | D |  | 2 | D15100LED | 15100 | LED |  |  | 24 |  | 24
FDE |  | 15100 | LIGHT EMITTING DIODE UNDERGROUND STANDARD SINGLE | 15100 | LED | 180 | UG | S | 1 | D |  | 611 | D15100LED | 15100 | LED |  |  | 7332 |  | 7332
NDE |  | 15100 | LIGHT EMITTING DIODE UNDERGROUND STANDARD SINGLE | 15100 | LED | 180 | UG | S | 1 | D |  | 1529 | D15100LED | 15100 | LED |  |  | 18348 |  | 18348
ODE |  | 15100 | LIGHT EMITTING DIODE UNDERGROUND STANDARD SINGLE | 15100 | LED | 180 | UG | S | 1 | D |  | 50 | D15100LED | 15100 | LED |  |  | 600 |  | 600 | D15100LED | 15100 | LED | UG | S | 26304 | 26304 | D | 0
WBE |  | 7900 | METAL HALIDE UNDERGROUND STANDARD SINGLE | 7900 | MH | 100 | UG | S | 1 | D |  | 1984 | D7900MH | 7900 | MH |  |  | 23808 |  | 23808 | D7900MH | 7900 | MH | UG | S | 23808 | 23808 | D | 0
VBE |  | 12900 | METAL HALIDE UNDERGROUND STANDARD SINGLE | 12900 | MH | 175 | UG | S | 1 | D |  | 523 | D12900MH | 12900 | MH |  |  | 6276 |  | 6276 | D12900MH | 12900 | MH | UG | S | 6276 | 6276 | D | 0
XBE |  | 19475 | METAL HALIDE UNDERGROUND STANDARD SINGLE | 19475 | MH | 250 | UG | S | 1 | D |  | 288 | D19475MH | 19475 | MH |  |  | 3456 |  | 3456 | D19475MH | 19475 | MH | UG | S | 3456 | 3456 | D | 0
YBE |  | 32200 | METAL HALIDE UNDERGROUND STANDARD SINGLE | 32200 | MH | 400 | UG | S | 1 | D |  | 37 | D32200MH | 32200 | MH |  |  | 444 |  | 444 | D32200MH | 32200 | MH | UG | S | 444 | 444 | D | 0
EME |  | 4200 | MERCURY VAPOR UNDERGROUND STANDARD SINGLE | 4200 | MV | 100 | UG | S | 1 | D |  | 727 | D4200MV | 4200 | MV |  |  | 8724 |  | 8724 | D4200MV | 4200 | MV | UG | S | 8724 | 8724 | D | 0
KME |  | 7800 | MERCURY VAPOR UNDERGROUND STANDARD SINGLE | 7800 | MV | 175 | UG | S | 1 | D |  | 30 | D7800MV | 7800 | MV |  |  | 360 |  | 360 | D7800MV | 7800 | MV | UG | S | 360 | 360 | D | 0
RME |  | 22600 | MERCURY VAPOR UNDERGROUND STANDARD SINGLE | 22600 | MV | 400 | UG | S | 1 | D |  | 2 | D22600MV | 22600 | MV |  |  | 24 |  | 24 | D22600MV | 22600 | MV | UG | S | 24 | 24 | D | 0
LHF |  | 9500 | HIGH PRESSURE SODIUM VAPOR UNDERGROUND STANDARD TWIN | 9500 | HPS | 100 | UG | S | 2 | E |  | 1154 | E9500HPS | 9500 | HPS |  |  | 13848 |  | 6924
LHT |  | 9500 | HIGH PRESSURE SODIUM VAPOR UNDERGROUND TRADITION TWIN | 9500 | HPS | 100 | UG | S | 2 | E |  | 748 | E9500HPS | 9500 | HPS |  |  | 8976 |  | 4488 | E9500HPS | 9500 | HPS | UG | S | 22824 | 11412 | E | 0
PHF |  | 15000 | HIGH PRESSURE SODIUM VAPOR UNDERGROUND STANDARD TWIN | 15000 | HPS | 150 | UG | S | 2 | E |  | 866 | E15000HPS | 15000 | HPS |  |  | 10392 |  | 5196
PHT |  | 15000 | HIGH PRESSURE SODIUM VAPOR UNDERGROUND TRADITION TWIN | 15000 | HPS | 150 | UG | S | 2 | E |  | 80 | E15000HPS | 15000 | HPS |  |  | 960 |  | 480 | E15000HPS | 15000 | HPS | UG | S | 11352 | 5676 | E | 0
SHF |  | 28000 | HIGH PRESSURE SODIUM VAPOR UNDERGROUND STANDARD TWIN | 28000 | HPS | 250 | UG | S | 2 | E |  | 464 | E28000HPS | 28000 | HPS |  |  | 5568 |  | 2784
SHT |  | 28000 | HIGH PRESSURE SODIUM VAPOR UNDERGROUND TRADITION TWIN | 28000 | HPS | 250 | UG | S | 2 | E |  | 86 | E28000HPS | 28000 | HPS |  |  | 1032 |  | 516 | E28000HPS | 28000 | HPS | UG | S | 6600 | 3300 | E | 0
THF |  | 50000 | HIGH PRESSURE SODIUM VAPOR UNDERGROUND STANDARD TWIN | 50000 | HPS | 400 | UG | S | 2 | E |  | 2 | E50000HPS | 50000 | HPS |  |  | 24 |  | 12 | E50000HPS | 50000 | HPS | UG | S | 24 | 12 | E | 0
DDF |  | 4800 | LIGHT EMITTING DIODE UNDERGROUND STANDARD TWIN | 4800 | LED | 45 | UG | S | 2 | E |  | 532 | E4800LED | 4800 | LED |  |  | 6384 |  | 3192
DDT |  | 4800 | LIGHT EMITTING DIODE UNDERGROUND STND TRADITION TWIN | 4800 | LED | 45 | UG | S | 2 | E |  | 90 | E4800LED | 4800 | LED |  |  | 1080 |  | 540
ZDF |  | 4800 | LIGHT EMITTING DIODE UNDERGROUND STANDARD TWIN | 4800 | LED | 45 | UG | S | 2 | E |  | 18 | E4800LED | 4800 | LED |  |  | 216 |  | 108 | E4800LED | 4800 | LED | UG | S | 7680 | 3840 | E | 0
IDF |  | 7900 | LIGHT EMITTING DIODE UNDERGROUND STANDARD TWIN | 7900 | LED | 95 | UG | S | 2 | E |  | 1766 | E7900LED | 7900 | LED |  |  | 21192 |  | 10596
JDF |  | 7900 | LIGHT EMITTING DIODE UNDERGROUND STANDARD TWIN | 7900 | LED | 95 | UG | S | 2 | E |  | 114 | E7900LED | 7900 | LED |  |  | 1368 |  | 684 | E7900LED | 7900 | LED | UG | S | 22560 | 11280 | E | 0
HDF |  | 10850 | LIGHT EMITTING DIODE UNDERGROUND STANDARD TWIN | 10850 | LED | 115 | UG | S | 2 | E |  | 2736 | E10850LED | 10850 | LED |  |  | 32832 |  | 16416
HDH |  | 10850 | LIGHT EMITTING DIODE BREAKAWAY STANDARD TWIN | 10850 | LED | 115 | UG | S | 2 | E | BW | 26 | E10850LED | 10850 | LED | 312 |  | 312 |  | 156
HDT |  | 10850 | LIGHT EMITTING DIODE UNDERGROUND STND TRADITION TWIN | 10850 | LED | 115 | UG | S | 2 | E |  | 206 | E10850LED | 10850 | LED |  |  | 2472 |  | 1236
QDF |  | 10850 | LIGHT EMITTING DIODE UNDERGROUND STANDARD TWIN | 10850 | LED | 115 | UG | S | 2 | E |  | 4 | E10850LED | 10850 | LED |  |  | 48 |  | 24 | E10850LED | 10850 | LED | UG | S | 35664 | 17832 | E | 312
ADF |  | 15100 | LIGHT EMITTING DIODE UNDERGROUND STANDARD TWIN | 15100 | LED | 180 | UG | S | 2 | E |  | 2 | E15100LED | 15100 | LED |  |  | 24 |  | 12
FDF |  | 15100 | LIGHT EMITTING DIODE UNDERGROUND STANDARD TWIN | 15100 | LED | 180 | UG | S | 2 | E |  | 70 | E15100LED | 15100 | LED |  |  | 840 |  | 420
NDF |  | 15100 | LIGHT EMITTING DIODE UNDERGROUND STANDARD TWIN | 15100 | LED | 180 | UG | S | 2 | E |  | 180 | E15100LED | 15100 | LED |  |  | 2160 |  | 1080 | E15100LED | 15100 | LED | UG | S | 3024 | 1512 | E | 0
WBF |  | 7900 | METAL HALIDE UNDERGROUND STANDARD TWIN | 7900 | MH | 100 | UG | S | 2 | E |  | 84 | E7900MH | 7900 | MH |  |  | 1008 |  | 504 | E7900MH | 7900 | MH | UG | S | 1008 | 504 | E | 0
VBF |  | 12900 | METAL HALIDE UNDERGROUND STANDARD TWIN | 12900 | MH | 175 | UG | S | 2 | E |  | 74 | E12900MH | 12900 | MH |  |  | 888 |  | 444 | E12900MH | 12900 | MH | UG | S | 888 | 444 | E | 0
XBF |  | 19475 | METAL HALIDE UNDERGROUND STANDARD TWIN | 19475 | MH | 250 | UG | S | 2 | E |  | 96 | E19475MH | 19475 | MH |  |  | 1152 |  | 576 | E19475MH | 19475 | MH | UG | S | 1152 | 576 | E | 0
YBF |  | 32200 | METAL HALIDE UNDERGROUND STANDARD TWIN | 32200 | MH | 400 | UG | S | 2 | E |  | 46 | E32200MH | 32200 | MH |  |  | 552 |  | 276 | E32200MH | 32200 | MH | UG | S | 552 | 276 | E | 0
ZD5 |  | 4800 | LIGHT EMITTING DIODE DECORATIVE STANDARD 5-LAMPS | 4800 | LED | 45 | UG | S | 5 | D+A*4 |  | 40 | D+A*44800LED | 4800 | LED |  |  | 480 |  | 96 | D+A*44800LED | 4800 | LED | UG | S | 480 | 96 | D+A*4 | 0
|  |  | TOTAL | [8 empty] | 498970
[10 empty] | Schedule A |  | 120566 |  | TOTAL |  | 1536 | 1457904 | 4529736 | 1453584 | 4472688 | [5 empty] | 5987640 | 5926272 |  | 1536
| Notes: | [8 empty] | Schedule B |  | 584 |  | PERCENT OF TOTAL |  |  | 24.35% | 75.65% | 24.53% | 75.47%
[10 empty] | Schedule C |  | 342
| Pole Types: | [8 empty] | Schedule D |  | 367994
| Wood - Wood. Bracket, New Pole, Flood. and New Wood | [8 empty] | Schedule D+A*4 |  | 40 |  |  |  | 0 | 1446792 | 0 | 1444524 | 0
| Standard - Ornamental, Decorative, Traditional, and Breakaway Base | [8 empty] | Schedule E |  | 9444 |  |  |  | 0 | 7008 | 0 | 7008 | 0
[16 empty] | 0 | 4104 | 0 | 2052 | 0
| Accounts: | [8 empty] | TOTAL |  | 498970 |  |  |  | 1224 | 0 | 4415928 | 0 | 4415928
| 941 - Incorporated areas | [14 empty] | 0 | 0 | 480 | 0 | 96
| 961 - Un-incorporated areas | [14 empty] | 312 | 0 | 113328 | 0 | 56664
| Pole Installation Costs: | [14 empty] | 1536 | 1457904 | 4529736 | 1453584 | 4472688 | Annual
| Wood | 665 | [14 empty] | 121492 | 377478 | 121132 | 372724 | Monthly
| Standard | 2370
[17 empty] | 24.35% | 75.65% | 24.53% | 75.47%
Data Contacts:
Santos Calderon
Shelton Mitchell

## Tariff Comp
| 2024 RATE CASE | [8 empty] | 2024 RATE CASE | [7 empty] | 2024 RATE CASE | [8 empty] | 2024 RATE CASE | [7 empty] | 2024 RATE CASE | [8 empty] | 2024 RATE CASE | [7 empty] | 2024 RATE CASE
| CENTERPOINT ENERGY HOUSTON ELECTRIC, LLC | [8 empty] | CENTERPOINT ENERGY HOUSTON ELECTRIC, LLC | [7 empty] | CENTERPOINT ENERGY HOUSTON ELECTRIC, LLC | [8 empty] | CENTERPOINT ENERGY HOUSTON ELECTRIC, LLC | [7 empty] | CENTERPOINT ENERGY HOUSTON ELECTRIC, LLC | [8 empty] | CENTERPOINT ENERGY HOUSTON ELECTRIC, LLC | [7 empty] | CENTERPOINT ENERGY HOUSTON ELECTRIC, LLC
| TARIFF COMP | [8 empty] | TARIFF COMP | [7 empty] | TARIFF COMP | [8 empty] | TARIFF COMP | [7 empty] | TARIFF COMP | [8 empty] | TARIFF COMP | [7 empty] | TARIFF COMP
| TEST YEAR ENDING 12/31/2023 | [8 empty] | TEST YEAR ENDING 12/31/2023 | [7 empty] | TEST YEAR ENDING 12/31/2023 | [8 empty] | TEST YEAR ENDING 12/31/2023 | [7 empty] | TEST YEAR ENDING 12/31/2023 | [8 empty] | TEST YEAR ENDING 12/31/2023 | [7 empty] | TEST YEAR ENDING 12/31/2023
| SPONSOR: J. DURLAND | [8 empty] | SPONSOR: J. DURLAND | [7 empty] | SPONSOR: J. DURLAND | [8 empty] | SPONSOR: J. DURLAND | [7 empty] | SPONSOR: J. DURLAND | [8 empty] | SPONSOR: J. DURLAND | [7 empty] | SPONSOR: J. DURLAND
| ANNUAL NUMBER OF LAMPS | [8 empty] | CURRENT PRICES - SLS | [7 empty] | CURRENT REVENUE - SLS | [8 empty] | PROPOSED PRICES - SLS | [7 empty] | PROPOSED REVENUE - SLS | [8 empty] | PROPOSED CHANGE IN UNIT CHARGES - SLS (Weighted Average taken for current prices) | [7 empty] | PERCENT INCREASE/DECREASE IN REVENUE - SLS
| Lamp Type | Lumen | Sched. A | Sched. B 1 | Sched.C | Sched. D | Sched. E | 1 Sched. D & 4 Sched A's | Total | Lamp Type | Lumen | Sched. A | Sched. B 1 | Sched.C | Sched. D | Sched. E | 1 Sched. D & 4 Sched A's | Lamp Type | Lumen | Sched. A | Sched. B 1 | Sched.C | Sched. D | Sched. E | 1 Sched. D & 4 Sched A's | Total | Lamp Type | Lumen | Sched. A | Sched. B | Sched.C | Sched. D | Sched. E | 1 Sched. D & 4 Sched A's | Lamp Type | Lumen | Sched. A | Sched. B | Sched.C | Sched. D | Sched. E | 1 Sched. D & 4 Sched A's | Total | Lamp Type | Lumen | Sched. A | Sched. B | Sched.C | Sched. D | Sched. E | 1 Sched. D & 4 Sched A's | Lamp Type | Lumen | Sched. A | Sched. B | Sched.C | Sched. D | Sched. E | 1 Sched. D & 4 Sched A's | Total | Sched. A | Sched. B 1 | Sched.C | Sched. D | Sched. E | 1 Sched. D & 4 Sched A's
| MV | 22600 | 408 | 0 | 0 | 24 | 0 | 0 |  | MV | 22600 | 3.94 | 16.3739 | N/A | 11.4579 | 10.1922 | N/A | MV | 22600 | 1607.5 | 0 | N/A | 274.99 | 0 | N/A |  | MV | 22600 | 3.7807 | 0 | N/A | 14.3396 | 0 | N/A | MV | 22600 | 1542.5425 | 0 | N/A | 344.1502 | 0 | N/A |  | MV | 22600 | -0.15921 | -16.3739 | N/A | 2.8816 | -10.1922 |  | MV | 22600 | -4.041% | N/A | N/A | 25.15% | N/A |  |  | A22600MV |  |  | D22600MV
| MV | 7800 | 396 | 0 | 0 | 360 | 0 | 0 |  | MV | 7800 | 3.4587 | N/A | N/A | 10.9767 | N/A | N/A | MV | 7800 | 1369.64 | N/A | N/A | 3951.61 | N/A | N/A |  | MV | 7800 | 3.4182 | N/A | N/A | 13.9771 | N/A | N/A | MV | 7800 | 1353.6156 | N/A | N/A | 5031.7452 | N/A | N/A |  | MV | 7800 | -0.040474 | N/A | N/A | 3.0004 | N/A |  | MV | 7800 | -1.17% | N/A | N/A | 27.33% | N/A |  |  | A7800MV |  |  | D7800MV
| MV | 4200 | 1740 | 12 | 0 | 8724 | 0 | 0 |  | MV | 4200 | 3.4835 | 15.9695 | N/A | 11.0015 | N/A | N/A | MV | 4200 | 6061.36 | 191.63 | N/A | 95977.39 | N/A | N/A |  | MV | 4200 | 3.4308 | 19.5758 | N/A | 13.9896 | N/A | N/A | MV | 4200 | 5969.5769 | 234.9093 | N/A | 122045.6202 | N/A | N/A |  | MV | 4200 | -0.05275 | 3.6063 | N/A | 2.9881 | N/A |  | MV | 4200 | -1.514% | New | N/A | 27.16% | N/A |  |  | A4200MV | B4200MV |  | D4200MV
| Total MV: |  | 2544 | 12 | 0 | 9108 | 0 | 0 | 11664 | [8 empty] | Total MV: |  | 9038.5 | 191.63 | 0 | 100203.99 | 0 | 0 | 109434.12 | [8 empty] | Total MV: |  | 8865.7349 | 234.9093 | 0 | 127421.5156 | 0 |  | 136522.1597 | [8 empty] | Total MV: | [7 empty] | 24.75%
| HPS | 50000 | 2292 | 0 | 0 | 4632 | 24 | 0 |  | HPS | 50000 | 3.9112 | 16.3452 | N/A | 11.4292 | 10.1635 | N/A | HPS | 50000 | 8964.56 | 0 | N/A | 52940.2 | 243.92 | N/A |  | HPS | 50000 | 3.8706 | 0 | N/A | 14.4294 | 11.9923 | N/A | HPS | 50000 | 8871.3709 | 0 | N/A | 66837.1174 | 287.8159 | N/A |  | HPS | 50000 | -0.040657 | -16.3452 | N/A | 3.0002 | 1.8288 |  | HPS | 50000 | -1.04% | N/A | N/A | 26.25% | 18% |  |  | A50000HPS |  |  | D50000HPS | E50000HPS
| HPS | 28000 | 30612 | 36 | 192 | 59040 | 6600 | 0 |  | HPS | 28000 | 3.8 | 16.2339 | 8.938 | 11.318 | 10.0523 | N/A | HPS | 28000 | 116324.56 | 584.42 | 1716.1 | 668212.36 | 66344.9 | N/A |  | HPS | 28000 | 3.765 | 19.91 | 11.1428 | 14.3239 | 11.8868 | N/A | HPS | 28000 | 115255.5813 | 716.7609 | 2139.4169 | 845682.7358 | 78452.849 | N/A |  | HPS | 28000 | -0.03492 | 3.6761 | 2.2048 | 3.0059 | 1.8345 |  | HPS | 28000 | -0.919% | 22.64% | 24.67% | 26.56% | 18.25% |  |  | A28000HPS | B28000HPS | C28000HPS | D28000HPS | E28000HPS
| HPS | 15000 | 24444 | 12 | 0 | 72060 | 11352 | 0 |  | HPS | 15000 | 3.6921 | 16.1261 | 8.8302 | 11.2101 | 9.9444 | N/A | HPS | 15000 | 90249.84 | 193.51 | 0 | 807799.79 | 112888.79 | N/A |  | HPS | 15000 | 4.373 | 20.518 | 0 | 14.9319 | 12.4948 | N/A | HPS | 15000 | 106894.2632 | 246.2161 | 0 | 1075990.9442 | 141840.6991 | N/A |  | HPS | 15000 | 0.68092 | 4.3919 | -8.8302 | 3.7218 | 2.5504 |  | HPS | 15000 | 18.44% | 27.24% | N/A | 33.2% | 25.65% |  |  | A15000HPS | B15000HPS |  | D15000HPS | E15000HPS
| HPS | 9500 | 80280 | 204 | 0 | 1706052 | 22824 | 0 |  | HPS | 9500 | 3.6749 | 16.0798 | N/A | 11.1929 | 9.9272 | N/A | HPS | 9500 | 295024.45 | 3280.28 | N/A | 19095732.99 | 226579.2 | N/A |  | HPS | 9500 | 4.37 | 20.4806 | N/A | 14.9289 | 12.4918 | N/A | HPS | 9500 | 350826.1242 | 4178.0484 | N/A | 25469445.9966 | 285112.409 | N/A |  | HPS | 9500 | 0.69509 | 4.4008 | N/A | 3.7359 | 2.5645 |  | HPS | 9500 | 18.91% | New | N/A | 33.38% | 25.83% |  |  | A9500HPS | B9500HPS |  | D9500HPS | E9500HPS
| HPS | 6000 | 3324 | 156 | 0 | 33924 | 0 | 0 |  | HPS | 6000 | 3.6445 | 16.0785 | N/A | 11.1625 | N/A | N/A | HPS | 6000 | 12114.28 | 2508.24 | N/A | 378676.04 | N/A | N/A |  | HPS | 6000 | 3.6579 | 19.8028 | N/A | 14.2167 | N/A | N/A | HPS | 6000 | 12158.7059 | 3089.2421 | N/A | 482287.4176 | N/A | N/A |  | HPS | 6000 | 0.013366 | 3.7244 | N/A | 3.0542 | N/A |  | HPS | 6000 | 0.3667% | New | N/A | 27.36% | N/A |  |  | A6000HPS | B6000HPS |  | D6000HPS
| Total HPS: |  | 140952 | 408 | 192 | 1875708 | 40800 | 0 | 2058060 | [8 empty] | Total HPS: |  | 522677.69 | 6566.45 | 1716.1 | 21003361.38 | 406056.81 | 0 | 21940378.43 | [8 empty] | Total HPS: |  | 594006.0455 | 8230.2675 | 2139.4169 | 27940244.2115 | 505693.7731 |  | 29050313.7145 | [8 empty] | Total HPS: | [7 empty] | 32.41%
| MH | 32200 | 1212 | 0 | 0 | 444 | 552 | 0 |  | MH | 32200 | 4.9444 | N/A | N/A | 17.2511 | 14.1052 | N/A | MH | 32200 | 5992.67 | N/A | N/A | 7659.47 | 7786.08 | N/A |  | MH | 32200 | 3.7946 | N/A | N/A | 18.1481 | 14.5873 | N/A | MH | 32200 | 4599.0883 | N/A | N/A | 8057.7579 | 8052.1653 | N/A |  | MH | 32200 | -1.1498 | N/A | N/A | 0.89705 | 0.48205 |  | MH | 32200 | -23.25% | N/A | N/A | 5.2% | 3.417% |  |  | A32200MH |  |  | D32200MH | E32200MH
| MH | 19475 | 132 | 0 | 0 | 3456 | 1152 | 0 |  | MH | 19475 | 9.1414 | N/A | N/A | 16.5036 | 13.3426 | N/A | MH | 19475 | 1206.66 | N/A | N/A | 57036.29 | 15370.71 | N/A |  | MH | 19475 | 7.6711 | N/A | N/A | 18.2299 | 14.6573 | N/A | MH | 19475 | 1012.5814 | N/A | N/A | 63002.604 | 16885.2381 | N/A |  | MH | 19475 | -1.4703 | N/A | N/A | 1.7264 | 1.3147 |  | MH | 19475 | -16.08% | N/A | N/A | 10.46% | 9.853% |  |  | A19475MH |  |  | D19475MH | E19475MH
| MH | 12900 | 0 | 0 | 0 | 6276 | 888 | 0 |  | MH | 12900 | 7.2248 | N/A | N/A | 14.6701 | 12.5199 | N/A | MH | 12900 | 0 | N/A | N/A | 92069.43 | 11117.71 | N/A |  | MH | 12900 | 0 | N/A | N/A | 16.48 | 13.513 | N/A | MH | 12900 | 0 | N/A | N/A | 103428.6287 | 11999.5673 | N/A |  | MH | 12900 | -7.2248 | N/A | N/A | 1.8099 | 0.99309 |  | MH | 12900 | N/A | N/A | N/A | 12.34% | 7.932% | [5 empty] | D12900MH | E12900MH
| MH | 7900 | 24 | 0 | 0 | 23808 | 1008 | 0 |  | MH | 7900 | 6.6323 | N/A | N/A | 14.0776 | 11.9275 | 8.12 | MH | 7900 | 159.18 | N/A | N/A | 335159.83 | 12022.89 | 0 |  | MH | 7900 | 5.6587 | N/A | N/A | 16.2176 | 13.2506 | N/A | MH | 7900 | 135.8094 | N/A | N/A | 386108.0047 | 13356.5813 | N/A |  | MH | 7900 | -0.97361 | N/A | N/A | 2.14 | 1.3231 | #VALUE! | MH | 7900 | -14.68% | N/A | N/A | 15.2% | 11.09% |  |  | A7900MH |  |  | D7900MH | E7900MH
| Total MH: |  | 1368 | 0 | 0 | 33984 | 3600 | 0 | 38952 | [8 empty] | Total MH: |  | 7358.51 | 0 | 0 | 491925.02 | 46297.39 | 0 | 545580.92 | [8 empty] | Total MH: |  | 5747.4791 | 0 | 0 | 560596.9952 | 50293.552 | 0 | 616638.0263 | [8 empty] | Total MH: | [7 empty] | 13.02%
| LED | 15100 | 3684 | 0 | 0 | 26304 | 3024 | 0 |  | LED | 15100 | 7.93 | N/A | N/A | 6.0546 | 22.1922 | N/A | LED | 15100 | 29214.12 | N/A | N/A | 159258.98 | 67109.22 | N/A |  | LED | 15100 | 5.2496 | N/A | N/A | 15.8085 | 13.5198 | N/A | LED | 15100 | 19339.5543 | N/A | N/A | 415825.6367 | 40883.9345 | N/A |  | LED | 15100 | -2.6804 | N/A | N/A | 9.7539 | -8.6724 |  | LED | 15100 | -33.8% | N/A | N/A | 161.1% | -39.08% |  |  | A15100LED |  |  | D15100LED | E15100LED
| LED | 10850 | 329844 | 4440 | 2952 | 316032 | 35664 | 0 |  | LED | 10850 | 5.15 | 16.6563 | 19.2261 | 11.7403 | 10.7273 | N/A | LED | 10850 | 1698696.6 | 73953.79 | 56755.4 | 3710303.2 | 382577.4 | N/A |  | LED | 10850 | 3.7435 | 19.8551 | 11.2393 | 14.3023 | 12.0137 | N/A | LED | 10850 | 1234758.6408 | 88156.8099 | 33178.4347 | 4519988.041 | 428455.688 | N/A |  | LED | 10850 | -1.4065 | 3.1989 | -7.9868 | 2.562 | 1.2864 |  | LED | 10850 | -27.31% | 19.21% | -41.54% | 21.82% | 11.99% |  |  | A10850LED | B10850LED | C10850LED | D10850LED | E10850LED
| LED | 7900 | 264900 | 468 | 960 | 130056 | 22560 | 0 |  | LED | 7900 | 3.64 | 16.3098 | 9.2666 | 11.3938 | 10.3808 | N/A | LED | 7900 | 964236 | 7633 | 8895.94 | 1481837.67 | 234191.69 | N/A |  | LED | 7900 | 3.7102 | 19.8533 | 11.2375 | 14.269 | 11.9833 | N/A | LED | 7900 | 982820.6073 | 9291.3521 | 10787.9868 | 1855769.8272 | 270343.3852 | N/A |  | LED | 7900 | 0.070157 | 3.5435 | 1.9709 | 2.8752 | 1.6025 |  | LED | 7900 | 1.927% | 21.73% | 21.27% | 25.23% | 15.44% |  |  | A7900LED | B7900LED | C7900LED | D7900LED | E7900LED
| LED | 4800 | 703500 | 1680 | 0 | 2024736 | 7680 | 480 |  | LED | 4800 | 3.54 | 15.9262 | N/A | 11.0102 | 9.9972 | N/A | LED | 4800 | 2490390 | 26756.04 | N/A | 22292813.56 | 76778.7 | N/A |  | LED | 4800 | 3.7083 | 19.4525 | N/A | 14.2672 | 11.9815 | 7.7705 | LED | 4800 | 2608814.4722 | 32680.1607 | N/A | 28887282.9608 | 92017.806 | 3729.8376 |  | LED | 4800 | 0.16834 | 3.5263 | N/A | 3.257 | 1.9843 |  | LED | 4800 | 4.755% | 22.14% | N/A | 29.58% | 19.85% |  |  | A4800LED | B4800LED |  | D4800LED | E4800LED | D+A*44800LED
| LED | 2000 | 0 | 0 | 0 | 0 | 0 | 0 |  | LED | 2000 | 0 | N/A | N/A | 11.0102 | N/A | N/A | LED | 2000 | 0 | N/A | N/A | 0 | N/A | N/A |  | LED | 2000 | 3.7083 | N/A | N/A | 14.2672 | N/A | N/A | LED | 2000 | 0 | N/A | N/A | 0 | N/A | N/A |  | LED | 2000 | 3.7083 | N/A | N/A | 3.257 | N/A |  | LED | 2000 | N/A | N/A | N/A | N/A | N/A |  |  | A2000LED |  |  | D2000LED
Total LED: |  |  | 1301928 | 6588 | 3912 | 2497128 | 68928 | 480 | 3878964 | [8 empty] | Total LED |  | 5182536.72 | 108342.83 | 65651.34 | 27644213.41 | 760657.01 | 0 | 0 | [8 empty] | Total LED: |  | 4845733.2747 | 130128.3226 | 43966.4215 | 35678866.4658 | 831700.8137 | 3729.8376 | 41534125.136
| Total |  | 1446792 | 7008 | 4104 | 4415928 | 113328 | 480 | 5987640 | [8 empty] | Total |  | 5721611.42 | 115100.91 | 67367.44 | 49239703.8 | 1213011.21 | 0 | 56356794.78 | [8 empty] | Total |  | 5454352.5342 | 138593.4994 | 46105.8384 | 64307129.1881 | 1387688.1388 | 3729.8376 | 71337599.0366 | [8 empty] | Total | [7 empty] | 26.58%
| Supplemental /Other Charges or Credits: | [25 empty] | Supplemental Charges: | [7 empty] | Supplemental Charges: | [8 empty] | Supplemental Charges: | [7 empty] | Supplemental Charges:
| Break-away Base | [7 empty] | 1536 | [17 empty] | Break-away Base | [5 empty] | per lamp | 1.13 | Break-away Base Revenue | [7 empty] | 1735.68 | Break-away Base | [6 empty] | 0.24 | Break-away Base | [7 empty] | 26.97%
| 1. If no rate schedule for lamp type use schedule A for same lumen | [33 empty] | Total Proposed Revenue - SLS | [7 empty] | 71339334.7166 | Total - SLS | [7 empty] | Total - SLS | [7 empty] | 26.58%
Supplemental Charges:
[10 empty] | Break-away Base | [5 empty] | per lamp | 0.89 | Supplemental Charges:
[18 empty] | Break-away Base Revenue | [7 empty] | 1367.04
[18 empty] | Total Current Revenue - SLS | [7 empty] | 56358161.82
1. If no rate schedule for lamp type use schedule A for same lumen

## O&M Allocations Data
2024 RATE CASE
CENTERPOINT ENERGY HOUSTON ELECTRIC, LLC
O&M ALLOCATIONS DATA
TEST YEAR ENDING 12/31/2023
SPONSOR: J. DURLAND
Data for Allocation of FERC Account 373
Sched | Lamp Type | Lumen | Watt | Annual No. of Lamps | Lamps Per Pole | Lamp Related O&M | Pole Related O&M | Annual O&M Fixture Related | Annual O&M Pole Related | Trans. Portion of Pole Related | Number of Poles | Annual Trans. Related O&M
A | MV | 22600 | 400 | 408 | 1 | 4.9124 | 11.6532 | 167.0218 | 396.209 | 2.3157 | 34 | 78.734
A | MV | 7800 | 175 | 396 | 1 | 4.5064 | 11.6532 | 148.7104 | 384.5558 | 2.3157 | 33 | 76.4183
A | MV | 4200 | 100 | 1740 | 1 | 4.7294 | 11.6532 | 685.7639 | 1689.7147 | 2.3157 | 145 | 335.7772
B | MV | 22600 | 400 | 0 | 1 | 4.9048 | 11.6532 | 0 | 0 | 2.3157 | 0 | 0
B | MV | 4200 | 100 | 12 | 1 | 4.7294 | 11.6532 | 4.7294 | 11.6532 | 2.3157 | 1 | 2.3157
D | MV | 22600 | 400 | 24 | 1 | 4.9124 | 11.6532 | 9.8248 | 23.3064 | 2.3157 | 2 | 4.6314
D | MV | 7800 | 175 | 360 | 1 | 4.5064 | 11.6532 | 135.1912 | 349.5962 | 2.3157 | 30 | 69.4712
D | MV | 4200 | 100 | 8724 | 1 | 4.7294 | 11.6532 | 3438.2783 | 8471.8801 | 2.3157 | 727 | 1683.5176
E | MV | 22600 | 400 | 0 | 2 | 9.8248 | 11.6532 | 0 | 0 | 2.3157 | 0 | 0
A | HPS | 50000 | 400 | 2292 | 1 | 4.5903 | 11.6532 | 876.7378 | 2225.7622 | 2.3157 | 191 | 442.2997
A | HPS | 28000 | 250 | 30612 | 1 | 4.8895 | 11.6532 | 12473.1942 | 29727.3263 | 2.3157 | 2551 | 5907.3638
A | HPS | 15000 | 150 | 24444 | 1 | 5.3089 | 11.6532 | 10814.242 | 23737.5788 | 2.3157 | 2037 | 4717.0913
A | HPS | 9500 | 100 | 80280 | 1 | 5.2727 | 11.6532 | 35274.2794 | 77959.9423 | 2.3157 | 6690 | 15492.0673
A | HPS | 6000 | 70 | 3324 | 1 | 4.9791 | 11.6532 | 1379.2176 | 3227.9378 | 2.3157 | 277 | 641.4503
B | HPS | 50000 | 400 | 0 | 1 | 4.5903 | 11.6532 | 0 | 0 | 2.3157 | 0 | 0
B | HPS | 28000 | 250 | 36 | 1 | 4.8895 | 11.6532 | 14.6686 | 34.9596 | 2.3157 | 3 | 6.9471
B | HPS | 15000 | 150 | 12 | 1 | 5.3089 | 11.6532 | 5.3089 | 11.6532 | 2.3157 | 1 | 2.3157
B | HPS | 9500 | 100 | 204 | 1 | 4.61 | 11.6532 | 78.37 | 198.1045 | 2.3157 | 17 | 39.367
B | HPS | 6000 | 70 | 156 | 1 | 4.9791 | 11.6532 | 64.7286 | 151.4917 | 2.3157 | 13 | 30.1042
C | HPS | 28000 | 250 | 192 | 2 | 9.7791 | 11.6532 | 156.465 | 93.2256 | 2.3157 | 8 | 18.5256
C | HPS | 15000 | 150 | 0 | 2 | 10.6178 | 11.6532 | 0 | 0 | 2.3157 | 0 | 0
D | HPS | 50000 | 400 | 4632 | 1 | 4.5903 | 11.6532 | 1771.8365 | 4498.1372 | 2.3157 | 386 | 893.8622
D | HPS | 28000 | 250 | 59040 | 1 | 4.8895 | 11.6532 | 24056.4938 | 57333.7692 | 2.3157 | 4920 | 11393.2692
D | HPS | 15000 | 150 | 72060 | 1 | 5.3089 | 11.6532 | 31879.982 | 69977.4968 | 2.3157 | 6005 | 13905.8093
D | HPS | 9500 | 100 | 1706052 | 1 | 5.2727 | 11.6532 | 749623.2546 | 1656747.8263 | 2.3157 | 142171 | 329226.1138
D | HPS | 6000 | 70 | 33924 | 1 | 4.9791 | 11.6532 | 14075.9864 | 32943.6109 | 2.3157 | 2827 | 6546.4984
E | HPS | 50000 | 400 | 24 | 2 | 9.1805 | 11.6532 | 18.361 | 11.6532 | 2.3157 | 1 | 2.3157
E | HPS | 28000 | 250 | 6600 | 2 | 9.7791 | 11.6532 | 5378.4844 | 3204.6314 | 2.3157 | 275 | 636.8189
E | HPS | 15000 | 150 | 11352 | 2 | 10.6178 | 11.6532 | 10044.4506 | 5511.966 | 2.3157 | 473 | 1095.3285
E | HPS | 9500 | 100 | 22824 | 2 | 10.5454 | 11.6532 | 20057.3033 | 11082.1981 | 2.3157 | 951 | 2202.2356
A | MH | 32200 | 400 | 1212 | 2 | 28.4184 | 46.6128 | 2870.2559 | 2353.9474 | 9.2628 | 50.5 | 467.7724
A | MH | 19475 | 250 | 132 | 1 | 30.6372 | 46.6128 | 337.0097 | 512.741 | 9.2628 | 11 | 101.891
A | MH | 12900 | 175 | 0 | 1 | 15.8615 | 27.9677 | 0 | 0 | 5.5577 | 0 | 0
A | MH | 7900 | 100 | 24 | 1 | 20.5509 | 27.9677 | 41.1018 | 55.9354 | 5.5577 | 2 | 11.1154
D | MH | 32200 | 400 | 444 | 1 | 28.4184 | 46.6128 | 1051.4799 | 1724.6744 | 9.2628 | 37 | 342.7244
D | MH | 19475 | 250 | 3456 | 1 | 30.6372 | 46.6128 | 8823.528 | 13424.4923 | 9.2628 | 288 | 2667.6923
D | MH | 12900 | 175 | 6276 | 1 | 15.8615 | 27.9677 | 8295.5776 | 14627.1031 | 5.5577 | 523 | 2906.6731
D | MH | 7900 | 100 | 23808 | 1 | 20.5509 | 27.9677 | 40772.9856 | 55487.9015 | 5.5577 | 1984 | 11026.4615
E | MH | 32200 | 400 | 552 | 2 | 56.8367 | 46.6128 | 2614.4905 | 1072.0949 | 9.2628 | 23 | 213.0449
E | MH | 19475 | 250 | 1152 | 2 | 61.2745 | 46.6128 | 5882.352 | 2237.4154 | 9.2628 | 48 | 444.6154
E | MH | 12900 | 175 | 888 | 2 | 31.7231 | 27.9677 | 2347.5057 | 1034.8046 | 5.5577 | 37 | 205.6346
E | MH | 7900 | 100 | 1008 | 2 | 41.1018 | 27.9677 | 3452.5512 | 1174.6431 | 5.5577 | 42 | 233.4231
A | LED | 15100 | 116 - 180 | 3684 | 1 | 2.0404 | 6.9919 | 626.4181 | 2146.5204 | 1.3894 | 307 | 426.5529
A | LED | 10850 | 71 - 115 | 329844 | 1 | 2.0404 | 6.9919 | 56085.8491 | 192186.9896 | 1.3894 | 27487 | 38191.0721
A | LED | 7900 | 46 - 70 | 264900 | 1 | 2.0404 | 6.9919 | 45042.9337 | 154346.7019 | 1.3894 | 22075 | 30671.5144
A | LED | 4800 | 21 - 40 | 703500 | 1 | 2.0404 | 6.9919 | 119621.3812 | 409901.4904 | 1.3894 | 58625 | 81454.9279
A | LED | 2000 | 0 - 20 | 0 | 1 | 2.0404 | 6.9919 | 0 | 0 |  | 0 | 0
B | LED | 10850 | 71 - 115 | 4440 | 1 | 2.0404 | 6.9919 | 754.9665 | 2587.0115 | 1.3894 | 370 | 514.0865
B | LED | 7900 | 46 - 70 | 468 | 1 | 2.0404 | 6.9919 | 79.5776 | 272.685 | 1.3894 | 39 | 54.1875
B | LED | 4800 | 21 - 40 | 1680 | 1 | 2.0404 | 6.9919 | 285.663 | 978.8692 | 1.3894 | 140 | 194.5192
C | LED | 10850 | 71 - 115 | 2952 | 2 | 4.0809 | 6.9919 | 1003.9014 | 860.0065 | 1.3894 | 123 | 170.899
C | LED | 7900 | 46 - 70 | 960 | 2 | 4.0809 | 6.9919 | 326.472 | 279.6769 | 1.3894 | 40 | 55.5769
D | LED | 15100 | 116 - 180 | 26304 | 1 | 2.0404 | 6.9919 | 4472.6664 | 15326.2954 | 1.3894 | 2192 | 3045.6154
D | LED | 10850 | 71 - 115 | 316032 | 1 | 2.0404 | 6.9919 | 53737.2912 | 184139.2862 | 1.3894 | 26336 | 36591.8462
D | LED | 7900 | 46 - 70 | 130056 | 1 | 2.0404 | 6.9919 | 22114.3971 | 75778.4623 | 1.3894 | 10838 | 15058.5673
D | LED | 4800 | 21 - 40 | 2024736 | 1 | 2.0404 | 6.9919 | 344281.0476 | 1179733.1969 | 1.3894 | 168728 | 234434.5769
D | LED | 2000 | 0 - 20 | 0 | 1 | 2.0404 | 6.9919 | 0 | 0 |  | 0 | 0
E | LED | 15100 | 116 - 180 | 3024 | 2 | 4.0809 | 6.9919 | 1028.3868 | 880.9823 | 1.3894 | 126 | 175.0673
E | LED | 10850 | 71 - 115 | 35664 | 2 | 4.0809 | 6.9919 | 12128.4348 | 10389.9977 | 1.3894 | 1486 | 2064.6827
E | LED | 7900 | 46 - 70 | 22560 | 2 | 4.0809 | 6.9919 | 7672.092 | 6572.4077 | 1.3894 | 940 | 1306.0577
E | LED | 4800 | 21 - 40 | 7680 | 2 | 4.0809 | 6.9919 | 2611.776 | 2237.4154 | 1.3894 | 320 | 444.6154
1D & 4A'S | LED | 4800 | 100 | 480 | 5 | 102.7545 | 139.8385 | 4110.18 | 1118.7077 | 14.8205 | 8 | 118.5641
| Total SLS Lamps |  |  | 5987640 |  |  |  | 1675105.157 | 4323448.6427 |  | 493994.5 | 859044.6266
| Overhead |  |  | 1457904 |  |  |  | 289218.9678 | 906332.6901 |  | 121270.5 | 180104.8926
| Underground |  |  | 4529736 |  |  |  | 1385886.1892 | 3417115.9526 |  | 372724 | 678939.734

## Overall O&M Lighting Allocators
2024 RATE CASE
CENTERPOINT ENERGY HOUSTON ELECTRIC, LLC
OVERALL O&M LIGHTING ALLOCATORS
TEST YEAR ENDING 12/31/2023
SPONSOR: J. DURLAND
(Based on Lighting Cost Study December 31, 2024 Test Year)
| Weighted Annual Fixture Replacement Cost |  | Transportation O&M
| SLS-OH | 289218.9678 | 180104.8926
| SLS-UG | 1385886.1892 | 678939.734
| SLS Total | 1675105.157 | 859044.6266
| MLS | 1672374.0373 | 125960.4647
| Total | 3347479.1944 | 985005.0913
Fixture Replacement Allocation Factors
| SLS-OH | 8.64% | 18.28%
| SLS-UG | 41.4% | 68.93%
| SLS Total | 50.04% | 87.21%
| MLS | 49.96% | 12.79%
|  | 100% | 100%

## SLS Rate Design
2024 RATE CASE
CENTERPOINT ENERGY HOUSTON ELECTRIC, LLC
SLS RATE DESIGN
TEST YEAR ENDING 12/31/2023
SPONSOR: J. DURLAND
[8 empty] | [A] | [B] |  | [C] | [D] | [E] | [F] | [G] = [C]/[B] | [H] | [I] | [J] | [K] | [L] | [M] | [N] | [O] | [P] | [Q]
SLS Rate Design Worksheet: |  |  |  | LAMP TYPE DATA - TEST YR ENDING SEPTEMBER 30, 2024 | [5 empty] | CURRENT COST ANALYSIS |  |  |  |  | RELATIVE FIXTURE CHARGE FACTOR |  | PLANT ALLOCATION FACTOR |  | ANNUAL O&M ALLOCATION FACTORS | [6 empty] | (Plant and O&M using Rev Req Dk#) |  |  | Unit Charge |  |  | PROPOSED REVENUE REQUIREMENT CHECK | Over or (Under) | -0.033413
[19 empty] | Fixture Related |  |  | Pole Related |  |  |  | Plant | O&M |  | Plant | O&M | TOTAL
|  |  |  | Sched. | Lamp Type | Previous Lumen | Watt | Annual No. of Billed Lamps | Lamps Per Pole 1 | Previous Lumen | Initial Invest. Cost per Pole | Lamp Related O&M Per Yr | Pole Related O&M Per Yr | Total O&M | Initial Invest. per Lamp | Relative Lamp Type Cost Factors | Initial Invest. | Plant Alloc. Factor | Per Lamp | Per Year | O&M Fixture Factor | Per Pole | No. of Poles | Per Year | O&M Labor Factor |  | Fixture Related | Pole Related | $/mo. | $/mo. | $/mo. |  |  |  | Comments on Lamps with no COS or New Rate
TOTAL CURRENT REVENUE |  | 56362059.42 |  | A | MV | 22600 | 400 | 408 | 1 | 22600V | 620.6495 | 4.9124 | 11.6532 | 16.5656 | 620.6495 | 0.25565 | 21102.083 | 1.6874e-05 | 4.9124 | 167.0218 | 0.00010228 | 11.6532 | 34 | 396.209 | 9.1642e-05 | 1129.7002 | 103.9874 | 308.8549 | 2.7689 | 1.0119 | 3.7807 | 1542.5425 |  |  | Ratio off A MV 22,600 for full move | #REF! | #REF!
Lamp Revenue |  | 56360692.38 |  | A | MV | 7800 | 175 | 396 | 1 | 7800V | 544.1118 | 4.5064 | 11.6532 | 16.1596 | 544.1118 | 0.22412 | 17955.6885 | 1.4358e-05 | 4.5064 | 148.7104 | 9.1065e-05 | 11.6532 | 33 | 384.5558 | 8.8947e-05 | 961.2579 | 92.5867 | 299.771 | 2.4274 | 0.9908 | 3.4182 | 1353.6156 |  |  |  | #REF! | #REF!
Break Away Revenue |  | 1367.04 |  | A | MV | 4200 | 100 | 1740 | 1 | 4200V | 544.3356 | 4.7294 | 11.6532 | 16.3826 | 544.3356 | 0.22421 | 78928.6629 | 6.3113e-05 | 4.7294 | 685.7639 | 0.00041994 | 11.6532 | 145 | 1689.7147 | 0.00039083 | 4225.4465 | 426.9548 | 1317.1755 | 2.4284 | 1.0024 | 3.4308 | 5969.5769 |  |  |  | #REF! | #REF!
REVENUE REQUIREMENT INPUT: |  | Dkt # | Original Submittal | B | MV | 22600 | 400 | 0 | 1 | 22600V | 4239.5328 | 4.9048 | 11.6532 | 16.558 | 4239.5328 | 1.7463 | 0 | 0 | 4.9048 | 0 | 0 | 11.6532 | 0 | 0 | 0 | 0 | 0 | 0 | 0 | 0 | 0 | 0 |  |  |  | #REF! | #REF!
Total Revenue Requirement |  | 71339334.7166 |  | B | MV | 4200 | 100 | 12 | 1 | 4200V | 4163.2716 | 4.7294 | 11.6532 | 16.3826 | 4163.2716 | 1.7149 | 4163.2716 | 3.329e-06 | 4.7294 | 4.7294 | 2.8961e-06 | 11.6532 | 1 | 11.6532 | 2.6953e-06 | 222.8808 | 2.9445 | 9.084 | 18.5734 | 1.0024 | 19.5758 | 234.9093 |  |  | Ratio off B MV 22,600 for full move | #REF! | #REF!
O&M -FIXTURE |  | 1016714.2773 |  | D | MV | 22600 | 400 | 24 | 1 | 22600V | 2987.4407 | 4.9124 | 11.6532 | 16.5656 | 2987.4407 | 1.2305 | 5974.8815 | 4.7776e-06 | 4.9124 | 9.8248 | 6.0163e-06 | 11.6532 | 2 | 23.3064 | 5.3907e-06 | 319.8653 | 6.1169 | 18.1679 | 13.3277 | 1.0119 | 14.3396 | 344.1502 |  |  |  | #REF! | #REF!
O&M -Pole |  | 3370237.8562 |  | D | MV | 7800 | 175 | 360 | 1 | 7800V | 2910.903 | 4.5064 | 11.6532 | 16.1596 | 2910.903 | 1.199 | 87327.0903 | 6.9828e-05 | 4.5064 | 135.1912 | 8.2786e-05 | 11.6532 | 30 | 349.5962 | 8.086e-05 | 4675.0564 | 84.1697 | 272.5191 | 12.9863 | 0.9908 | 13.9771 | 5031.7452 |  |  |  | #REF! | #REF!
(REV REQT less O&M & Break Away Rev) |  | 66950646.9031 |  | D | MV | 4200 | 100 | 8724 | 1 | 4200V | 2911.1268 | 4.7294 | 11.6532 | 16.3826 | 2911.1268 | 1.1991 | 2116389.2151 | 0.0016923 | 4.7294 | 3438.2783 | 0.0021055 | 11.6532 | 727 | 8471.8801 | 0.0019595 | 113300.9116 | 2140.6632 | 6604.0454 | 12.9873 | 1.0024 | 13.9896 | 122045.6202 |  |  | Currently billed on Schd A - Ratio off B MV 22,600 for all metrics | #REF! | #REF!
|  |  |  | E | MV | 22600 | 400 | 0 | 2 | 22600V | 5052.001 | 9.8248 | 11.6532 | 21.478 | 2526.0005 | 1.0405 | 0 | 0 | 4.9124 | 0 | 0 | 11.6532 | 0 | 0 | 0 | 0 | 0 | 0 | 0 | 0 | 0 | 0 |  |  | Ratio off B MV 4,200 Based on relative Lamp type cost factor for full move | #REF! | #REF!
Amount of Increase/Decrease |  | 14977275.2966 | 26.57% | A | HPS | 50000 | 400 | 2292 | 1 | 50000V | 644.5338 | 4.5903 | 11.6532 | 16.2435 | 644.5338 | 0.26549 | 123105.9558 | 9.8438e-05 | 4.5903 | 876.7378 | 0.00053688 | 11.6532 | 191 | 2225.7622 | 0.00051481 | 6590.4782 | 545.8547 | 1735.0381 | 2.8754 | 0.99515 | 3.8706 | 8871.3709 |  |  | Ratio off B MV 4,200 Based on relative Lamp type cost factor for full move | #REF! | #REF!
|  |  |  | A | HPS | 28000 | 250 | 30612 | 1 | 28000V | 617.3973 | 4.8895 | 11.6532 | 16.5427 | 617.3973 | 0.25431 | 1574980.6083 | 0.0012594 | 4.8895 | 12473.1942 | 0.0076381 | 11.6532 | 2551 | 29727.3263 | 0.0068758 | 84316.598 | 7765.7786 | 23173.2047 | 2.7544 | 1.0107 | 3.765 | 115255.5813 |  |  |  | #REF! | #REF!
|  |  |  | A | HPS | 15000 | 150 | 24444 | 1 | 15000V | 748.8005 | 5.3089 | 11.6532 | 16.9621 | 748.8005 | 0.30844 | 1525306.5934 | 0.0012197 | 5.3089 | 10814.242 | 0.0066222 | 11.6532 | 2037 | 23737.5788 | 0.0054904 | 81657.2993 | 6732.9192 | 18504.0447 | 3.3406 | 1.0324 | 4.373 | 106894.2632 |  |  |  | #REF! | #REF!
Current Break Away Base Charge |  | 0.89 |  | A | HPS | 9500 | 100 | 80280 | 1 | 9500V | 748.5503 | 5.2727 | 11.6532 | 16.9259 | 748.5503 | 0.30833 | 5007801.6498 | 0.0040043 | 5.2727 | 35274.2794 | 0.021601 | 11.6532 | 6690 | 77959.9423 | 0.018032 | 268092.6967 | 21961.6755 | 60771.752 | 3.3395 | 1.0306 | 4.37 | 350826.1242 |  |  |  | #REF! | #REF!
Proposed Break Away Base Charge |  | 1.13 |  | A | HPS | 6000 | 70 | 3324 | 1 | 6000V | 592.328 | 4.9791 | 11.6532 | 16.6323 | 592.328 | 0.24398 | 164074.8669 | 0.0001312 | 4.9791 | 1379.2176 | 0.00084458 | 11.6532 | 277 | 3227.9378 | 0.00074661 | 8783.7492 | 858.6973 | 2516.2594 | 2.6425 | 1.0153 | 3.6579 | 12158.7059 |  |  |  | #REF! | #REF!
Proposed Break Away Base Revenue |  | 1735.68 |  | B | HPS | 50000 | 400 | 0 | 1 | 50000V | 4263.4698 | 4.5903 | 11.6532 | 16.2435 | 4263.4698 | 1.7561 | 0 | 0 | 4.5903 | 0 | 0 | 11.6532 | 0 | 0 | 0 | 0 | 0 | 0 | 0 | 0 | 0 | 0 |  |  |  | #REF! | #REF!
|  |  |  | B | HPS | 28000 | 250 | 36 | 1 | 28000V | 4236.3333 | 4.8895 | 11.6532 | 16.5427 | 4236.3333 | 1.745 | 12709 | 1.0162e-05 | 4.8895 | 14.6686 | 8.9825e-06 | 11.6532 | 3 | 34.9596 | 8.086e-06 | 680.3764 | 9.1326 | 27.2519 | 18.8993 | 1.0107 | 19.91 | 716.7609 |  |  |  | #REF! | #REF!
From the Cost Allocation Model |  |  |  | B | HPS | 15000 | 150 | 12 | 1 | 15000V | 4367.7365 | 5.3089 | 11.6532 | 16.9621 | 4367.7365 | 1.7991 | 4367.7365 | 3.4925e-06 | 5.3089 | 5.3089 | 3.251e-06 | 11.6532 | 1 | 11.6532 | 2.6953e-06 | 233.8268 | 3.3053 | 9.084 | 19.4856 | 1.0324 | 20.518 | 246.2161 |  |  | Ratio on E MV 22,600 | #REF! | #REF!
Approved Staff O&M |  |  |  | B | HPS | 9500 | 100 | 204 | 1 | 9500V | 4367.4863 | 4.61 | 11.6532 | 16.2632 | 4367.4863 | 1.799 | 74247.2672 | 5.937e-05 | 4.61 | 78.37 | 4.7991e-05 | 11.6532 | 17 | 198.1045 | 4.5821e-05 | 3974.828 | 48.793 | 154.4275 | 19.4845 | 0.99618 | 20.4806 | 4178.0484 |  |  |  | #REF! | #REF!
|  |  |  | B | HPS | 6000 | 70 | 156 | 1 | 6000V | 4211.264 | 4.9791 | 11.6532 | 16.6323 | 4211.264 | 1.7346 | 54746.4323 | 4.3776e-05 | 4.9791 | 64.7286 | 3.9637e-05 | 11.6532 | 13 | 151.4917 | 3.504e-05 | 2930.8506 | 40.2999 | 118.0916 | 18.7875 | 1.0153 | 19.8028 | 3089.2421 |  |  |  | #REF! | #REF!
Max Increase | 10 |  |  | C | HPS | 28000 | 250 | 192 | 2 | 28000V | 4711.9584 | 9.7791 | 11.6532 | 21.4323 | 2355.9792 | 0.97044 | 37695.6671 | 3.0142e-05 | 4.8895 | 78.2325 | 4.7907e-05 | 11.6532 | 8 | 93.2256 | 2.1563e-05 | 2018.0378 | 48.7074 | 72.6718 | 10.5106 | 0.63218 | 11.1428 | 2139.4169 |  |  |  | #REF! | #REF!
Min Decrease | 0 |  |  | C | HPS | 15000 | 150 | 0 | 2 | 15000V | 4974.7647 | 10.6178 | 11.6532 | 22.271 | 2487.3823 | 1.0246 | 0 | 0 | 5.3089 | 0 | 0 | 11.6532 | 0 | 0 | 0 | 0 | 0 | 0 | 0 | 0 | 0 | 0 |  |  | Ratio off A HPS 28000 for full move | #REF! | #REF!
|  |  |  | D | HPS | 50000 | 400 | 4632 | 1 | 50000V | 3011.325 | 4.5903 | 11.6532 | 16.2435 | 3011.325 | 1.2404 | 1162371.4642 | 0.00092945 | 4.5903 | 1771.8365 | 0.001085 | 11.6532 | 386 | 4498.1372 | 0.0010404 | 62227.5646 | 1103.1408 | 3506.412 | 13.4343 | 0.99515 | 14.4294 | 66837.1174 |  |  | Ratio off A HPS 50000 for full move | #REF! | #REF!
|  |  |  | D | HPS | 28000 | 250 | 59040 | 1 | 28000V | 2984.1886 | 4.8895 | 11.6532 | 16.5427 | 2984.1886 | 1.2292 | 14682207.7876 | 0.01174 | 4.8895 | 24056.4938 | 0.014731 | 11.6532 | 4920 | 57333.7692 | 0.013261 | 786012.0977 | 14977.511 | 44693.1271 | 13.3132 | 1.0107 | 14.3239 | 845682.7358 |  |  |  | #REF! | #REF!
|  |  |  | D | HPS | 15000 | 150 | 72060 | 1 | 15000V | 3115.5917 | 5.3089 | 11.6532 | 16.9621 | 3115.5917 | 1.2833 | 18709128.3071 | 0.01496 | 5.3089 | 31879.982 | 0.019522 | 11.6532 | 6005 | 69977.4968 | 0.016186 | 1001593.3161 | 19848.3947 | 54549.2333 | 13.8994 | 1.0324 | 14.9319 | 1075990.9442 |  |  |  | #REF! | #REF!
|  |  |  | D | HPS | 9500 | 100 | 1706052 | 1 | 9500V | 3115.3416 | 5.2727 | 11.6532 | 16.9259 | 3115.3416 | 1.2832 | 442911224.7024 | 0.35416 | 5.2727 | 749623.2546 | 0.45904 | 11.6532 | 142171 | 1656747.8263 | 0.3832 | 23711255.5447 | 466713.5075 | 1291476.9444 | 13.8983 | 1.0306 | 14.9289 | 25469445.9966 |  |  |  | #REF! | #REF!
|  |  |  | D | HPS | 6000 | 70 | 33924 | 1 | 6000V | 2959.1193 | 4.9791 | 11.6532 | 16.6323 | 2959.1193 | 1.2189 | 8365430.1942 | 0.0066892 | 4.9791 | 14075.9864 | 0.0086196 | 11.6532 | 2827 | 32943.6109 | 0.0076198 | 447843.3646 | 8763.6729 | 25680.3801 | 13.2014 | 1.0153 | 14.2167 | 482287.4176 |  |  |  | #REF! | #REF!
|  |  |  | E | HPS | 50000 | 400 | 24 | 2 | 50000V | 5099.7696 | 9.1805 | 11.6532 | 20.8337 | 2549.8848 | 1.0503 | 5099.7696 | 4.0779e-06 | 4.5903 | 9.1805 | 5.6218e-06 | 11.6532 | 1 | 11.6532 | 2.6953e-06 | 273.0162 | 5.7158 | 9.084 | 11.3757 | 0.61666 | 11.9923 | 287.8159 |  |  |  | #REF! | #REF!
|  |  |  | E | HPS | 28000 | 250 | 6600 | 2 | 28000V | 5045.4967 | 9.7791 | 11.6532 | 21.4323 | 2522.7483 | 1.0391 | 1387511.5817 | 0.0011095 | 4.8895 | 2689.2422 | 0.0016468 | 11.6532 | 275 | 3204.6314 | 0.00074122 | 74280.4423 | 1674.3153 | 2498.0915 | 11.2546 | 0.63218 | 11.8868 | 78452.849 |  |  |  | #REF! | #REF!
|  |  |  | E | HPS | 15000 | 150 | 11352 | 2 | 15000V | 5308.303 | 10.6178 | 11.6532 | 22.271 | 2654.1515 | 1.0933 | 2510827.3004 | 0.0020077 | 5.3089 | 5022.2253 | 0.0030754 | 11.6532 | 473 | 5511.966 | 0.0012749 | 134417.1573 | 3126.8245 | 4296.7173 | 11.8408 | 0.65394 | 12.4948 | 141840.6991 |  |  |  | #REF! | #REF!
|  |  |  | E | HPS | 9500 | 100 | 22824 | 2 | 9500V | 5307.8026 | 10.5454 | 11.6532 | 22.1986 | 2653.9013 | 1.0932 | 5047720.2993 | 0.0040363 | 5.2727 | 10028.6516 | 0.0061412 | 11.6532 | 951 | 11082.1981 | 0.0025633 | 270229.7419 | 6243.8127 | 8638.8544 | 11.8397 | 0.65206 | 12.4918 | 285112.409 |  |  |  | #REF! | #REF!
|  |  |  | A | MH | 32200 | 400 | 1212 | 2 | 32200H | 691.9206 | 28.4184 | 46.6128 | 75.0312 | 345.9603 | 0.1425 | 34941.9886 | 2.794e-05 | 14.2092 | 1435.1279 | 0.00087882 | 46.6128 | 50.5 | 2353.9474 | 0.00054446 | 1870.6196 | 893.507 | 1834.9617 | 1.5434 | 2.2512 | 3.7946 | 4599.0883 |  |  | Ratio off B HPS 15,000 for all metrics - Currently billed on A | #REF! | #REF!
|  |  |  | A | MH | 19475 | 250 | 132 | 1 | 19475V | 684.4551 | 30.6372 | 46.6128 | 77.2501 | 684.4551 | 0.28193 | 7529.0059 | 6.0203e-06 | 30.6372 | 337.0097 | 0.00020637 | 46.6128 | 11 | 512.741 | 0.0001186 | 403.0654 | 209.8214 | 399.6946 | 3.0535 | 4.6175 | 7.6711 | 1012.5814 |  |  | Ratio off B HPS 15,000 for all metrics - Currently billed on A | #REF! | #REF!
|  |  |  | A | MH | 12900 | 175 | 0 | 1 | 12900V | 735.5417 | 15.8615 | 27.9677 | 43.8292 | 735.5417 | 0.30297 | 0 | 0 | 15.8615 | 0 | 0 | 27.9677 | 0 | 0 | 0 | 0 | 0 | 0 | 0 | 0 | 0 | 0 |  |  |  | #REF! | #REF!
|  |  |  | A | MH | 7900 | 100 | 24 | 1 | 7900V | 622.1768 | 20.5509 | 27.9677 | 48.5186 | 622.1768 | 0.25628 | 1244.3537 | 9.9501e-07 | 20.5509 | 41.1018 | 2.5169e-05 | 27.9677 | 2 | 55.9354 | 1.2938e-05 | 66.6165 | 25.5899 | 43.6031 | 2.7757 | 2.883 | 5.6587 | 135.8094 |  |  |  | #REF! | #REF!
|  |  |  | D | MH | 32200 | 400 | 444 | 1 | 32200H | 3058.7118 | 28.4184 | 46.6128 | 75.0312 | 3058.7118 | 1.2599 | 113172.3368 | 9.0495e-05 | 28.4184 | 1051.4799 | 0.00064389 | 46.6128 | 37 | 1724.6744 | 0.00039891 | 6058.6818 | 654.6487 | 1344.4274 | 13.6457 | 4.5024 | 18.1481 | 8057.7579 |  |  |  | #REF! | #REF!
|  |  |  | D | MH | 19475 | 250 | 3456 | 1 | 19475V | 3051.2463 | 30.6372 | 46.6128 | 77.2501 | 3051.2463 | 1.2568 | 878758.9386 | 0.00070267 | 30.6372 | 8823.528 | 0.0054032 | 46.6128 | 288 | 13424.4923 | 0.003105 | 47044.366 | 5493.5058 | 10464.7322 | 13.6124 | 4.6175 | 18.2299 | 63002.604 |  |  |  | #REF! | #REF!
|  |  |  | D | MH | 12900 | 175 | 6276 | 1 | 12900V | 3102.3329 | 15.8615 | 27.9677 | 43.8292 | 3102.3329 | 1.2779 | 1622520.1119 | 0.0012974 | 15.8615 | 8295.5776 | 0.0050799 | 27.9677 | 523 | 14627.1031 | 0.0033832 | 86861.6257 | 5164.8052 | 11402.1978 | 13.8403 | 2.6397 | 16.48 | 103428.6287 |  |  |  | #REF! | #REF!
|  |  |  | D | MH | 7900 | 100 | 23808 | 1 | 7900V | 2988.9681 | 20.5509 | 27.9677 | 48.5186 | 2988.9681 | 1.2312 | 5930112.647 | 0.0047418 | 20.5509 | 40772.9856 | 0.024968 | 27.9677 | 1984 | 55487.9015 | 0.012834 | 317468.6225 | 25385.1558 | 43254.2264 | 13.3345 | 2.883 | 16.2176 | 386108.0047 |  |  | Ratio off D HPS 28000 for full move | #REF! | #REF!
|  |  |  | E | MH | 32200 | 400 | 552 | 2 | 32200H | 5199.8098 | 56.8367 | 46.6128 | 103.4496 | 2599.9049 | 1.0709 | 119595.6249 | 9.5631e-05 | 28.4184 | 1307.2452 | 0.00080051 | 46.6128 | 23 | 1072.0949 | 0.00024797 | 6402.5526 | 813.8875 | 835.7251 | 11.5988 | 2.9884 | 14.5873 | 8052.1653 |  |  | Ratio off D HPS 50000 for full move | #REF! | #REF!
|  |  |  | E | MH | 19475 | 250 | 1152 | 2 | 19475V | 5179.6121 | 61.2745 | 46.6128 | 107.8873 | 2589.8061 | 1.0668 | 248621.3827 | 0.0001988 | 30.6372 | 2941.176 | 0.0018011 | 46.6128 | 48 | 2237.4154 | 0.00051751 | 13309.9475 | 1831.1686 | 1744.122 | 11.5538 | 3.1036 | 14.6573 | 16885.2381 |  |  |  | #REF! | #REF!
|  |  |  | E | MH | 12900 | 175 | 888 | 2 | 12900V | 5281.7853 | 31.7231 | 27.9677 | 59.6907 | 2640.8927 | 1.0878 | 195426.0572 | 0.00015627 | 15.8615 | 1173.7529 | 0.00071876 | 27.9677 | 37 | 1034.8046 | 0.00023935 | 10462.1354 | 730.7755 | 806.6564 | 11.7817 | 1.7313 | 13.513 | 11999.5673 |  |  |  | #REF! | #REF!
|  |  |  | E | MH | 7900 | 100 | 1008 | 2 | 7900V | 5055.0556 | 41.1018 | 27.9677 | 69.0695 | 2527.5278 | 1.0411 | 212312.3372 | 0.00016977 | 20.5509 | 1726.2756 | 0.0010571 | 27.9677 | 42 | 1174.6431 | 0.00027169 | 11366.1425 | 1074.7747 | 915.6641 | 11.2759 | 1.9746 | 13.2506 | 13356.5813 |  |  |  | #REF! | #REF!
|  |  |  | A | LED | 15100 | 116 - 180 | 3684 | 1 | 15100 | 1051.1726 | 2.0404 | 6.9919 | 9.0324 | 1051.1726 | 0.43298 | 322709.9777 | 0.00025805 | 2.0404 | 626.4181 | 0.00038359 | 6.9919 | 307 | 2146.5204 | 0.00049648 | 17276.2809 | 390.0063 | 1673.2671 | 4.6895 | 0.56006 | 5.2496 | 19339.5543
|  |  |  | A | LED | 10850 | 71 - 115 | 329844 | 1 | 10850 | 713.5665 | 2.0404 | 6.9919 | 9.0324 | 713.5665 | 0.29392 | 19613803.3974 | 0.015684 | 2.0404 | 56085.8491 | 0.034345 | 6.9919 | 27487 | 192186.9896 | 0.044452 | 1050025.1035 | 34918.9052 | 149814.6321 | 3.1834 | 0.56006 | 3.7435 | 1234758.6408 |  |  |  | #REF! | #REF!
|  |  |  | A | LED | 7900 | 46 - 70 | 264900 | 1 | 7900 | 706.101 | 2.0404 | 6.9919 | 9.0324 | 706.101 | 0.29085 | 15587180.6175 | 0.012464 | 2.0404 | 45042.9337 | 0.027583 | 6.9919 | 22075 | 154346.7019 | 0.0357 | 834459.8245 | 28043.6145 | 120317.1683 | 3.1501 | 0.56006 | 3.7102 | 982820.6073 |  |  | Ratio off E HPS 28,000 for full move | #REF! | #REF!
|  |  |  | A | LED | 4800 | 21 - 40 | 703500 | 1 | 4800 | 705.6929 | 2.0404 | 6.9919 | 9.0324 | 705.6929 | 0.29068 | 41371245.1563 | 0.033081 | 2.0404 | 119621.3812 | 0.073252 | 6.9919 | 58625 | 409901.4904 | 0.094809 | 2214809.9018 | 74475.9639 | 319528.6065 | 3.1483 | 0.56006 | 3.7083 | 2608814.4722 |  |  |  | #REF! | #REF!
|  |  |  | A | LED | 2000 | 0 - 20 | 0 | 1 | 2000 | 449.1144 | 2.0404 | 6.9919 | 9.0324 | 449.1144 | 0.18499 | 0 | 0 | 2.0404 | 0 | 0 | 6.9919 | 0 | 0 | 0 | 0 | 0 | 0 | 3.1483 | 0.56006 | 3.7083 | 0
|  |  |  | B | LED | 10850 | 71 - 115 | 4440 | 1 | 10850 | 4325.037 | 2.0404 | 6.9919 | 9.0324 | 4325.037 | 1.7815 | 1600263.7016 | 0.0012796 | 2.0404 | 754.9665 | 0.00046231 | 6.9919 | 370 | 2587.0115 | 0.00059837 | 85670.1286 | 470.0402 | 2016.6411 | 19.2951 | 0.56006 | 19.8551 | 88156.8099
|  |  |  | B | LED | 7900 | 46 - 70 | 468 | 1 | 7900 | 4324.6289 | 2.0404 | 6.9919 | 9.0324 | 4324.6289 | 1.7813 | 168660.5257 | 0.00013486 | 2.0404 | 79.5776 | 4.873e-05 | 6.9919 | 39 | 272.685 | 6.3071e-05 | 9029.2424 | 49.5448 | 212.5649 | 19.2933 | 0.56006 | 19.8533 | 9291.3521 |  |  | Ratio off E HPS 50,000 for full move | #REF! | #REF!
|  |  |  | B | LED | 4800 | 21 - 40 | 1680 | 1 | 4800 | 4234.7797 | 2.0404 | 6.9919 | 9.0324 | 4234.7797 | 1.7443 | 592869.152 | 0.00047407 | 2.0404 | 285.663 | 0.00017493 | 6.9919 | 140 | 978.8692 | 0.00022641 | 31739.2542 | 177.853 | 763.0534 | 18.8924 | 0.56006 | 19.4525 | 32680.1607 |  |  |  | #REF! | #REF!
|  |  |  | C | LED | 10850 | 71 - 115 | 2952 | 2 | 10850 | 4889.3658 | 4.0809 | 6.9919 | 11.0728 | 2444.6829 | 1.007 | 601391.9935 | 0.00048088 | 2.0404 | 501.9507 | 0.00030738 | 6.9919 | 123 | 860.0065 | 0.00019892 | 32195.5246 | 312.5132 | 670.3969 | 10.9063 | 0.33296 | 11.2393 | 33178.4347 |  |  |  | #REF! | #REF!
|  |  |  | C | LED | 7900 | 46 - 70 | 960 | 2 | 7900 | 4888.5495 | 4.0809 | 6.9919 | 11.0728 | 2444.2747 | 1.0068 | 195541.9787 | 0.00015636 | 2.0404 | 163.236 | 9.996e-05 | 6.9919 | 40 | 279.6769 | 6.4688e-05 | 10468.3412 | 101.6303 | 218.0153 | 10.9045 | 0.33296 | 11.2375 | 10787.9868 |  |  |  | #REF! | #REF!
|  |  |  | D | LED | 15100 | 116 - 180 | 26304 | 1 | 15100 | 3417.9638 | 2.0404 | 6.9919 | 9.0324 | 3417.9638 | 1.4079 | 7492176.6561 | 0.0059909 | 2.0404 | 4472.6664 | 0.0027389 | 6.9919 | 2192 | 15326.2954 | 0.0035449 | 401093.7302 | 2784.6706 | 11947.2359 | 15.2484 | 0.56006 | 15.8085 | 415825.6367 |  |  |  | #REF! | #REF!
|  |  |  | D | LED | 10850 | 71 - 115 | 316032 | 1 | 10850 | 3080.3578 | 2.0404 | 6.9919 | 9.0324 | 3080.3578 | 1.2688 | 81124302.3331 | 0.064869 | 2.0404 | 53737.2912 | 0.032907 | 6.9919 | 26336 | 184139.2862 | 0.042591 | 4342990.0987 | 33456.6991 | 143541.2432 | 13.7422 | 0.56006 | 14.3023 | 4519988.041 |  |  |  | #REF! | #REF!
|  |  |  | D | LED | 7900 | 46 - 70 | 130056 | 1 | 7900 | 3072.8923 | 2.0404 | 6.9919 | 9.0324 | 3072.8923 | 1.2657 | 33304006.5773 | 0.026631 | 2.0404 | 22114.3971 | 0.013542 | 6.9919 | 10838 | 75778.4623 | 0.017527 | 1782930.2275 | 13768.3667 | 59071.233 | 13.7089 | 0.56006 | 14.269 | 1855769.8272 |  |  |  | #REF! | #REF!
|  |  |  | D | LED | 4800 | 21 - 40 | 2024736 | 1 | 4800 | 3072.4841 | 2.0404 | 6.9919 | 9.0324 | 3072.4841 | 1.2656 | 518414100.2966 | 0.41453 | 2.0404 | 344281.0476 | 0.21082 | 6.9919 | 168728 | 1179733.1969 | 0.27287 | 27753302.5233 | 214348.4935 | 919631.9441 | 13.7071 | 0.56006 | 14.2672 | 28887282.9608 |  |  |  | #REF! | #REF!
|  |  |  | D | LED | 2000 | 0 - 20 | 0 | 1 | 2000 | 2982.6349 | 2.0404 | 6.9919 | 9.0324 | 2982.6349 | 1.2286 | 0 | 0 | 2.0404 | 0 | 0 | 6.9919 | 0 | 0 | 0 | 0 | 0 |  | 13.7071 | 0.56006 | 14.2672 | 0
|  |  |  | E | LED | 15100 | 116 - 180 | 3024 | 2 | 15100 | 5911.7305 | 4.0809 | 6.9919 | 11.0728 | 2955.8652 | 1.2175 | 744878.037 | 0.00059562 | 2.0404 | 514.1934 | 0.00031487 | 6.9919 | 126 | 880.9823 | 0.00020377 | 39877.051 | 320.1355 | 686.748 | 13.1869 | 0.33296 | 13.5198 | 40883.9345 |  |  |  | #REF! | #REF!
|  |  |  | E | LED | 10850 | 71 - 115 | 35664 | 2 | 10850 | 5236.5184 | 4.0809 | 6.9919 | 11.0728 | 2618.2592 | 1.0785 | 7781466.3337 | 0.0062222 | 2.0404 | 6064.2174 | 0.0037135 | 6.9919 | 1486 | 10389.9977 | 0.0024032 | 416580.8552 | 3775.5661 | 8099.2667 | 11.6807 | 0.33296 | 12.0137 | 428455.688 |  |  |  | #REF! | #REF!
|  |  |  | E | LED | 7900 | 46 - 70 | 22560 | 2 | 7900 | 5222.9041 | 4.0809 | 6.9919 | 11.0728 | 2611.452 | 1.0757 | 4909529.835 | 0.0039258 | 2.0404 | 3836.046 | 0.002349 | 6.9919 | 940 | 6572.4077 | 0.0015202 | 262831.7144 | 2388.3124 | 5123.3585 | 11.6503 | 0.33296 | 11.9833 | 270343.3852 |  |  |  | #REF! | #REF!
|  |  |  | E | LED | 4800 | 21 - 40 | 7680 | 2 | 4800 | 5222.0877 | 4.0809 | 6.9919 | 11.0728 | 2611.0439 | 1.0755 | 1671068.0792 | 0.0013362 | 2.0404 | 1305.888 | 0.00079968 | 6.9919 | 320 | 2237.4154 | 0.00051751 | 89460.6414 | 813.0425 | 1744.122 | 11.6485 | 0.33296 | 11.9815 | 92017.806 |  |  |  | #REF! | #REF!
|  |  |  | 1D & 4A'S | LED | 4800 | 100 | 480 | 5 | 7900V | 5477.6754 | 102.7545 | 139.8385 | 242.593 | 1095.5351 | 0.45126 | 43821.4031 | 3.504e-05 | 20.5509 | 822.036 | 0.00050338 | 139.8385 | 8 | 1118.7077 | 0.00025875 | 2345.9791 | 511.7975 | 872.061 | 4.8875 | 2.883 | 7.7705 | 3729.8376 |  |  |  | #REF! | #REF!
[15 empty] | AVG | [20 empty] | #REF! | #REF!
|  |  |  | Overhead |  |  |  | 1446792 | [17 empty] | 4753831.9297 | 178710.6266 | 706509.3158
|  |  |  | Underground |  |  |  | 4540848 | [17 empty] | 62196814.9734 | 838003.6508 | 2663728.5403
|  |  |  | Total Lamps |  |  |  | 5987640 | [6 empty] | 2427.7411 | 1 | 1250595648.9126 | 1 |  | 1633020.3718 | 1 |  | 493994.5 | 4323448.6427 | 1 | 66950646.9031 | 1016714.2773 | 3370237.8562 |  |  |  | 71337599.0366
|  |  |  | Break Away Base |  |  |  | 1536 | [22 empty] | 1.13 | 1735.68
[24 empty] | Total Schedule A |  | 4574668.6382 | 177445.8624 | 702238.0336
|  |  |  | Total SLS | [19 empty] | Total Schedule B |  | 134481.3879 | 801.9133 | 3310.1983 |  |  |  | 71339334.7166
[24 empty] | Total Schedule C |  | 44681.9036 | 462.8509 | 961.0839 |  |  |  | 71339334.7166
|  |  |  | 1. For Schedule A where the number of lamps per pole varies, this is the weighted average lamps per pole. | [19 empty] | Total OH |  | 4753831.9297 | 178710.6266 | 706509.3158 |  |  | Check | 0

## SCHEDULE A
2024 RATE CASE
CENTERPOINT ENERGY HOUSTON ELECTRIC, LLC
SCHEDULE A
TEST YEAR ENDING 12/31/2023
SPONSOR: J. DURLAND
2023 WEIGHTED AVERAGE STREET LIGHT COSTS
SCHEDULE A 120 VOLT | [18 empty] | Avg Inc | Max Inc | Min Inc
| MERCURY VAPOR |  |  | HIGH PRESSURE SODIUM |  |  |  |  | METAL HALIDE |  |  |  | LED
BASIC DATA | 100W | 175W | 400W | 70W | 100W | 150W | 250W | 400W | 100W | 175W | 250W | 400W | 20W | 45W | 95W | 115W | 180W
LAMP RATED INITIAL LUMENS (read comment) | 4200V | 7800V | 22600V | 6000V | 9500V | 15000V | 28000V | 50000V | 7900V | 12900V | 19475V | 32200H | 2000 | 4800 | 7900 | 10850 | 15100
LAMP RATED MEAN LUMENS | 3300V | 6800V | 14400V | 5500V | 8000V | 13800V | 26100V | 45000V | 5800V | 8400V | 12500V | 23000H
LAMP LIFE HOURS | 24000 | 24000 | 24000 | 24000 | 24000 | 24000 | 24000 | 24000 | 10000 | 10000 | 6000 | 6000 | 80000 | 80000 | 80000 | 80000 | 80000
WATTAGE INCLUDING BALLAST
AVERAGE HOURS OF OPERATION | 4000 | 4000 | 4000 | 4000 | 4000 | 4000 | 4000 | 4000 | 4000 | 4000 | 4000 | 4000 | 4000 | 4000 | 4000 | 4000 | 4000
ESTIMATED ANNUAL KWH | 492 | 828 | 1800 | 348 | 456 | 696 | 1272 | 1920 | 480 | 840 | 1152 | 1908 | 96 | 204 | 384 | 456 | 768
MOUNTING ARM LENGTH (FEET) | 8 | 8 | 8 | 8 | 8 | 8 | 8 | 8 | 8 | 8 | 8 | 8 | 8 | 8 | 8 | 8 | 8
MOUNTING HEIGHT(FEET) | 25 | 25 | 25 | 25 | 25 | 25 | 25 | 25 | 25 | 25 | 25 | 25 | 25 | 25 | 25 | 25 | 25
INITIAL INVESTMENT
LUMINAIRE | 53 | 54 | 110 | 88.14 | 205.25 | 205.25 | 107.65 | 129.83 | 92.01 | 188.36 | 144.05 | 152.63 | 114.28 | 182.52 | 182.83 | 188.5 | 444.91
LAMP | 6.97 | 5.8 | 7.93 | 8.28 | 9.82 | 10.01 | 7.81 | 6.24 | 27.08 | 16.83 | 22.34 | 19.43 | 0 | 0 | 0 | 0 | 0
PHOTOVOLTAIC ELECTRIC RELAY (PER) | 17.84 | 17.84 | 17.84 | 17.84 | 17.84 | 17.84 | 17.84 | 17.84 | 17.84 | 17.84 | 17.84 | 17.84 | 17.84 | 17.84 | 17.84 | 17.84 | 17.84
MOUNTING BRACKET (8') | 149.2 | 149.2 | 149.2 | 149.2 | 149.2 | 149.2 | 149.2 | 149.2 | 149.2 | 149.2 | 149.2 | 149.2 | 149.2 | 149.2 | 149.2 | 149.2 | 149.2
100' SPAN - #4-2C TWIST @ $2.40/FT | 28.8 | 28.8 | 28.8 | 28.8 | 28.8 | 28.8 | 28.8 | 28.8 | 28.8 | 28.8 | 28.8 | 28.8 | 28.8 | 28.8 | 28.8 | 28.8 | 28.8
ARM WIRING /SPLICES/MISC. COMPONENTS | 22.98 | 22.98 | 22.98 | 22.98 | 22.98 | 22.98 | 22.98 | 22.98 | 22.98 | 22.98 | 22.98 | 22.98 | 22.98 | 22.98 | 22.98 | 22.98 | 22.98
INITIAL MATERIAL COST (SUB-TOTAL) | 278.79 | 278.62 | 336.75 | 315.24 | 433.89 | 434.08 | 334.28 | 354.89 | 337.91 | 424.01 | 385.21 | 390.88 | 206.47 | 401.34 | 401.65 | 407.32 | 663.73
INSTALLATION COST (LABOR) | 151.13 | 151.13 | 151.13 | 151.13 | 151.13 | 151.13 | 151.13 | 151.13 | 151.13 | 151.13 | 151.13 | 151.13 | 151.13 | 151.13 | 151.13 | 151.13 | 151.13
OVERHEAD (STORES & ENGR.) | 114.4156 | 114.3618 | 132.7695 | 125.958 | 163.5303 | 163.5905 | 131.9873 | 138.5138 | 133.1368 | 160.4017 | 148.1151 | 149.9106 | 91.5144 | 153.2229 | 153.321 | 155.1165 | 236.3126
TOTAL INVESTMENT COST | 544.3356 | 544.1118 | 620.6495 | 592.328 | 748.5503 | 748.8005 | 617.3973 | 644.5338 | 622.1768 | 735.5417 | 684.4551 | 691.9206 | 449.1144 | 705.6929 | 706.101 | 713.5665 | 1051.1726
OPERATING EXPENSES
FIXTURE REPLACEMENT COST | 24.81 | 23.64 | 25.77 | 26.12 | 27.66 | 27.85 | 25.65 | 24.08 | 44.92 | 34.67 | 40.18 | 37.27 | 35.68 | 35.68 | 35.68 | 35.68 | 35.68 | 2
TRANSPORTATION COST | 13.8942 | 13.8942 | 13.8942 | 13.8942 | 13.8942 | 13.8942 | 13.8942 | 13.8942 | 13.8942 | 13.8942 | 13.8942 | 13.8942 | 27.7885 | 27.7885 | 27.7885 | 27.7885 | 27.7885
Labor Cost/Hr | 110.21 | 110.21 | 110.21 | 110.21 | 110.21 | 110.21 | 110.21 | 110.21 | 110.21 | 110.21 | 110.21 | 110.21 | 110.21 | 110.21 | 110.21 | 110.21 | 110.21
Man Hours | 0.5 | 0.5 | 0.5 | 0.5 | 0.5 | 0.5 | 0.5 | 0.5 | 0.5 | 0.5 | 0.5 | 0.5 | 0.5 | 0.5 | 0.5 | 0.5 | 0.5
COORDINATION COST | 0.92 | 0.92 | 0.92 | 0.92 | 0.92 | 0.92 | 0.92 | 0.92 | 0.92 | 0.92 | 0.92 | 0.92 | 0.92 | 0.92 | 0.92 | 0.92 | 0.92
REPLACEMENT COST (LABOR) | 56.025 | 56.025 | 56.025 | 56.025 | 56.025 | 56.025 | 56.025 | 56.025 | 56.025 | 56.025 | 56.025 | 56.025 | 112.05 | 112.05 | 112.05 | 112.05 | 112.05
OVERHEAD (STORES ) | 3.5664 | 3.3982 | 3.7044 | 3.7547 | 3.9761 | 4.0034 | 3.6872 | 3.4615 | 6.4573 | 4.9838 | 5.7759 | 5.3576 | 5.129 | 5.129 | 5.129 | 5.129 | 5.129
TOTAL COST TO REPLACE FIXTURE | 98.2957 | 96.9575 | 99.3937 | 99.794 | 101.5554 | 101.7727 | 99.2564 | 97.4607 | 121.2965 | 109.573 | 115.8751 | 112.5468 | 180.6475 | 180.6475 | 180.6475 | 180.6475 | 180.6475
Lamp Life (years) | 6 | 6 | 6 | 6 | 6 | 6 | 6 | 6 | 2.5 | 2.5 | 1.5 | 1.5 | 20 | 20 | 20 | 20 | 20
ANNUAL OPERATING & MAINTENANCE COST | 16.3826 | 16.1596 | 16.5656 | 16.6323 | 16.9259 | 16.9621 | 16.5427 | 16.2435 | 48.5186 | 43.8292 | 77.2501 | 75.0312 | 9.0324 | 9.0324 | 9.0324 | 9.0324 | 9.0324
Lamp Related O&M | 4.7294 | 4.5064 | 4.9124 | 4.9791 | 5.2727 | 5.3089 | 4.8895 | 4.5903 | 20.5509 | 15.8615 | 30.6372 | 28.4184 | 2.0404 | 2.0404 | 2.0404 | 2.0404 | 2.0404
Pole Related O&M | 11.6532 | 11.6532 | 11.6532 | 11.6532 | 11.6532 | 11.6532 | 11.6532 | 11.6532 | 27.9677 | 27.9677 | 46.6128 | 46.6128 | 6.9919 | 6.9919 | 6.9919 | 6.9919 | 6.9919
Transportation Portion of Pole Related O&M | 2.3157 | 2.3157 | 2.3157 | 2.3157 | 2.3157 | 2.3157 | 2.3157 | 2.3157 | 5.5577 | 5.5577 | 9.2628 | 9.2628 | 1.3894 | 1.3894 | 1.3894 | 1.3894 | 1.3894
ASSUMPTIONS:
Overhead (Stores & Engr.) (need to be updated) | Factor | Application
Engineering/Construction Overhead Rate = | 17.29% | Apply to Sum of Material and Labor Cost
Stores Overhead Rate = | 14.37% | Apply only to Material Cost
Rates are based on estimated 2018 expenditure levels.
Transportation Costs: (Truck w/ Single Bucket) |  |  | 27.7885
Coordination Support |  |  | 0.92
Man Hours:
Man Hours:
Man Hours for Fixture Replacement | 0.5
Note on A11: CARLTON PORTER: All lamps listed,except 100 watt MH, are coated lamps.
Note on B20: Calderon, Santos O: Obsolette part and not able to order
Note on C20: Calderon, Santos O: Obsolette part and not able to order
Note on D20: Calderon, Santos O: Obsolette part and not able to order
Note on J20: Calderon, Santos O: not able to find a supplier
Note on K20: Calderon, Santos O: not able to find a supplier
Note on L20: Calderon, Santos O: not able to find a supplier
Note on M20: Calderon, Santos O: not able to find a supplier
Note on R20: Calderon, Santos O: Order in small quantity from the Service Center and that is why the cost is hight
Note on B21: Calderon, Santos O: Obsolette part and not able to order
Note on C21: Calderon, Santos O: Obsolette part and not able to order
Note on D21: Calderon, Santos O: Obsolette part and not able to order
Note on A25: CARLTON PORTER: Material used in these calculations are identified on Distribution Standard ST1-Material with last review date 3/29/2 but do not include luminaire, lamp, PER, pole, or mounting bracket/arm. $6.11 -108711 - Connector transformer Ground (1) .52 -107997 - Wire CU -Grounding (.1 lbs@ $5.19/lb) 3.84. -108249 - Internal Arm Wiring - 12' #12 CU White Neutral @.32cents/ft 3.96 -108248 - Internal Arm Wiring - 12' #12 CU Black Feed @.33cents/ft 2.05 -110895 - Bolt 5/8" X12" (1) 2.00 -110871 - Washer - Curved 4"X4" (1) 3.2 -110807 - Lag Screw -(2 @1.6 cents each) 1.30 -108641 - Connector - #6-#4 (2 @ .65 cents each)) $22.98 - Total - Wire/Splices/Misc Component

## SCHEDULE B
2024 RATE CASE
CENTERPOINT ENERGY HOUSTON ELECTRIC, LLC
SCHEDULE B
TEST YEAR ENDING 12/31/2023
SPONSOR: J. DURLAND
2023 WEIGHTED AVERAGE STREET LIGHT COSTS
SCHEDULE B - 120 VOLT 30' BASE PLATE TYPE FOUNDATION MOUNTED STANDARD with 8'ARM | [12 empty] | Avg Inc | Max Inc | Min Inc
| MERCURY VAPOR |  | HIGH PRESSURE SODIUM |  |  |  |  | LED
BASIC DATA | 100W | 400W | 70W | 100W | 150W | 250W | 400W | 45W | 95W | 115W | 180W
LAMP RATED INITIAL LUMENS | 4200V | 22600V | 6000V | 9500V | 15000V | 28000V | 50000V | 4800 | 7900 | 10850 | 15100
LAMP RATED MEAN LUMENS | 3300V | 14400V | 5500V | 8000V | 13800V | 26100V | 45000V
LAMP LIFE HOURS | 24000 | 24000 | 24000 | 24000 | 24000 | 24000 | 24000 | 80000 | 80000 | 80000 | 80000
WATTAGE INCLUDING BALLAST | 123
AVERAGE HOURS OF OPERATION | 4000 | 4000 | 4000 | 4000 | 4000 | 4000 | 4000 | 4000 | 4000 | 4000 | 4000
ESTIMATED ANNUAL KWH | 492 | 1800 | 348 | 456 | 696 | 1272 | 1920 | 204 | 384 | 456 | 768
MOUNTING ARM LENGTH (FEET) | 8 | 8 | 8 | 8 | 8 | 8 | 8 | 8 | 8 | 8 | 8
MOUNTING HEIGHT(FEET) | 30 | 30 | 30 | 30 | 30 | 30 | 30 | 30 | 30 | 30 | 30
INITIAL INVESTMENT
LUMINAIRE | 53 | 110 | 88.14 | 205.25 | 205.25 | 107.65 | 129.83 | 114.28 | 182.52 | 182.83 | 444.91
LAMP | 6.97 | 7.93 | 8.28 | 9.82 | 10.01 | 7.81 | 6.24 | 0 | 0 | 0 | 0
PHOTOVOLTAIC ELECTRIC RELAY (PER) | 17.84 | 17.8 | 17.84 | 17.84 | 17.84 | 17.84 | 17.84 | 17.84 | 17.84 | 17.84 | 17.84
MOUNTING BRACKET /ARM (8' ARM) | 100.81 | 100.81 | 100.81 | 100.81 | 100.81 | 100.81 | 100.81 | 100.81 | 100.81 | 100.81 | 100.81
30' BASE PLATE TYPE POLE | 1161.41 | 1161.41 | 1161.41 | 1161.41 | 1161.41 | 1161.41 | 1161.41 | 1161.41 | 1161.41 | 1161.41 | 1161.41
FOUNDATION REBAR.ANCHOR BOLT KIT (SAP 243162) | 430.07 | 430.07 | 430.07 | 430.07 | 430.07 | 430.07 | 430.07 | 430.07 | 430.07 | 430.07 | 430.07
POLE WIRE / SPLICES/ MISC.COMPONENTS | 23.24 | 23.24 | 23.24 | 23.24 | 23.24 | 23.24 | 23.24 | 23.24 | 23.24 | 23.24 | 23.24
OH WIRE @150' -SOURCE TO POLE @2.40/FT | 360 | 360 | 360 | 360 | 360 | 360 | 360 | 360 | 360 | 360 | 360
INITIAL MATERIAL COST (SUB-TOTAL) | 2153.34 | 2211.26 | 2189.79 | 2308.44 | 2308.63 | 2208.83 | 2229.44 | 2207.65 | 2275.89 | 2276.2 | 2538.28
INSTALLATION COST (LABOR) | 1132.26 | 1132.26 | 1132.26 | 1132.26 | 1132.26 | 1132.26 | 1132.26 | 1132.26 | 1132.26 | 1132.26 | 1132.26
OVERHEAD (STORES & ENGR.) | 877.6716 | 896.0128 | 889.214 | 926.7863 | 926.8465 | 895.2433 | 901.7698 | 894.8697 | 916.4789 | 916.577 | 999.5686
TOTAL INVESTMENT COST | 4163.2716 | 4239.5328 | 4211.264 | 4367.4863 | 4367.7365 | 4236.3333 | 4263.4698 | 4234.7797 | 4324.6289 | 4325.037 | 4670.1086
OPERATING EXPENSES
FIXTURE COST | 24.81 | 25.73 | 26.12 | 27.66 | 27.85 | 25.65 | 24.08 | 35.68 | 35.68 | 35.68 | 35.68 | 2
TRANSPORTATION COST | 13.8942 | 13.8942 | 13.8942 | 13.8942 | 13.8942 | 13.8942 | 13.8942 | 27.7885 | 27.7885 | 27.7885 | 27.7885
Labor Cost/Hr | 110.21 | 110.21 | 110.21 | 110.21 | 110.21 | 110.21 | 110.21 | 110.21 | 110.21 | 110.21 | 110.21
Man Hours | 0.5 | 0.5 | 0.5 | 0.5 | 0.5 | 0.5 | 0.5 | 0.5 | 0.5 | 0.5 | 0.5
COORDINATION COST | 0.92 | 0.92 | 0.92 | 0.92 | 0.92 | 0.92 | 0.92 | 0.92 | 0.92 | 0.92 | 0.92
REPLACEMENT COST (LABOR) | 56.025 | 56.025 | 56.025 | 56.025 | 56.025 | 56.025 | 56.025 | 112.05 | 112.05 | 112.05 | 112.05
OVERHEAD (STORES ) | 3.5664 | 3.6987 | 3.7547 | 0 | 4.0034 | 3.6872 | 3.4615 | 5.129 | 5.129 | 5.129 | 5.129
TOTAL COST TO REPLACE FIXTURE | 98.2957 | 99.3479 | 99.794 | 97.5792 | 101.7727 | 99.2564 | 97.4607 | 180.6475 | 180.6475 | 180.6475 | 180.6475
Lamp Life (years) | 6 | 6 | 6 | 6 | 6 | 6 | 6 | 20 | 20 | 20 | 20
ANNUAL OPERATING & MAINTENANCE COST | 16.3826 | 16.558 | 16.6323 | 16.2632 | 16.9621 | 16.5427 | 16.2435 | 9.0324 | 9.0324 | 9.0324 | 9.0324
Lamp Related O&M | 4.7294 | 4.9048 | 4.9791 | 4.61 | 5.3089 | 4.8895 | 4.5903 | 2.0404 | 2.0404 | 2.0404 | 2.0404
Pole Related O&M | 11.6532 | 11.6532 | 11.6532 | 11.6532 | 11.6532 | 11.6532 | 11.6532 | 6.9919 | 6.9919 | 6.9919 | 6.9919
Transportation Portion of Pole Related O&M | 2.3157 | 2.3157 | 2.3157 | 2.3157 | 2.3157 | 2.3157 | 2.3157 | 1.3894 | 1.3894 | 1.3894 | 1.3894
ASSUMPTIONS:
Overhead (Stores & Engr.) | Factor
Construction Overhead Rate = | 0.17291
Stores Overhead Rate = | 0.14375
Rates are based on estimated 2006 expenditure levels.
Transportation Costs: (Truck w/ Single Bucket) | 27.7885
Coordination Support | 0.92
Man Hours:
Fixture Replacement | 0.5
Note on A11: CARLTON PORTER: All lamps listed, except 100 watt MH, are coated lamps.
Note on B20: Calderon, Santos O: Obsolette part and not able to order
Note on C20: Calderon, Santos O: Obsolette part and not able to order
Note on L20: Calderon, Santos O: Order small quantity that is why the cost is high
Note on B21: Calderon, Santos O: Obsolette part and not able to order
Note on C21: Calderon, Santos O: Obsolette part and not able to order
Note on A26: SANTOS CALDERON: Material used in these calculations are identified on Distribution Standard ST2000-Material with last review date 3/12/2 but do not include luminaire, lamp, PER, pole, or mounting bracket/arm. $ 5.08 = INSULATOR PIN (111106)(1) $ 8.31 = INSULATOR (109254) (1) $ 1.33 = WIRE GRIP (111225) $ 3.96 = WHIRE#12 CU WIRE (108249) $ 3.84 = BLACK #12 CU WIRE(108248) $ .72 = WIRE CONNECTOR (108289) (2) $23.24 = TOTAL POLE WIRE/SPLICES/MISC.COMPONENTS
Note on A27: SANTOS CALDERON: $360.00 = 150' OF #4-2C TWIST SECONDARY (108029) @ 2.40 CENTS /FT
Note on A29: SANTOS CALDERON: Installation labor is based on installing base plate foundation mounted type pole with 150 feet of #4 2C twist serice conductor and all material identified on Distribution Standard ST2000-Materail with last review date 11/17/21. $465.30 of labor cost to erect pole atop foundation and assemble all components $419.46 of labor cost to install concrete foundation for use with 30' base plate type pole.This cost includes the actual cost of the concrete that will will be pouredby installer of foundation. $247.5 of labor to intall 150' #4 2c twist secondary cable $1132.26 = Total labor cost

## SCHEDULE C
2024 RATE CASE
CENTERPOINT ENERGY HOUSTON ELECTRIC, LLC
SCHEDULE C
TEST YEAR ENDING 12/31/2023
SPONSOR: J. DURLAND
2023 WEIGHTED AVERAGE STREET LIGHT COSTS
Schedule C - 120 Volt 30' Base Plate Type Foundation Mounted Standard with Twin 8' Arms | [6 empty] | Avg Inc | Max Inc | Min Inc
| High Pressure Sodium |  | LED
BASIC DATA | 150W | 250W | 95W | 115W | 180W
LAMP RATED INITIAL LUMENS | 15000V | 28000V | 7900 | 10850 | 15100
LAMP RATED MEAN LUMENS | 13800V | 26100V
LAMP LIFE HOURS | 24000 | 24000 | 80000 | 80000 | 80000
WATTAGE INCLUDING BALLAST
AVERAGE HOURS OF OPERATION | 4000 | 4000 | 4000 | 4000 | 4000
ESTIMATED ANNUAL KWH | 696 | 1272 | 384 | 456 | 768
MOUNTING ARM LENGTH (FEET) | 8 | 8 | 8 | 8 | 8
MOUNTING HEIGHT(FEET) | 30 | 30 | 30 | 30 | 30
INITIAL INVESTMENT
LUMINAIRE (2) | 410.5 | 215.3 | 365.04 | 365.66 | 889.82
LAMP (2) | 20.02 | 15.62 | 0 | 0 | 0
PHOTOVOLTAIC ELECTRIC RELAY (PER)-(2) | 35.68 | 35.68 | 35.68 | 35.68 | 35.68
MOUNTING BRACKET /ARM (8'Arm) (2) | 201.62 | 201.62 | 201.62 | 201.62 | 201.62
30' BASE PLATE TYPE POLE | 1273.23 | 1273.23 | 1273.23 | 1273.23 | 1273.23
FOUNDATION REBAR.ANCHOR BOLT KIT (SAP 243162) | 430.07 | 430.07 | 430.07 | 430.07 | 430.07
POLE WIRE / SPLICES/ MISC.COMPONENTS | 12.31 | 12.31 | 12.31 | 12.31 | 12.31
OH WIRE @150' -SOURCE TO POLE @2.4/FT | 360 | 360 | 360 | 360 | 360
INITIAL MATERIAL COST (SUB-TOTAL) | 2743.43 | 2543.83 | 2677.95 | 2678.57 | 3202.73
INSTALLATION COST (LABOR) | 1161.71 | 1161.71 | 1161.71 | 1161.71 | 1161.71
OVERHEAD (STORES & ENGR.) | 1069.6247 | 1006.4184 | 1048.8895 | 1049.0858 | 1215.0688
TOTAL INVESTMENT COST | 4974.7647 | 4711.9584 | 4888.5495 | 4889.3658 | 5579.5088
OPERATING EXPENSES
FIXTURE COST | 55.7 | 51.3 | 71.36 | 71.36 | 71.36 | 2
TRANSPORTATION COST | 13.8942 | 13.8942 | 27.7885 | 27.7885 | 27.7885
Labor Cost/Hr | 110.21 | 110.21 | 110.21 | 110.21 | 110.21
Man Hours | 0.5 | 0.5 | 0.5 | 0.5 | 0.5
COORDINATION COST | 0.92 | 0.92 | 0.92 | 0.92 | 0.92
REPLACEMENT COST (LABOR) | 56.025 | 56.025 | 112.05 | 112.05 | 112.05
OVERHEAD (STORES ) | 8.0069 | 7.3744 | 10.258 | 10.258 | 10.258
TOTAL COST TO REPLACE FIXTURE | 133.6261 | 128.5936 | 221.4565 | 221.4565 | 221.4565
Lamp Life (years) | 6 | 6 | 20 | 20 | 20
ANNUAL OPERATING & MAINTENANCE COST | 22.271 | 21.4323 | 11.0728 | 11.0728 | 11.0728
Lamp Related O&M | 10.6178 | 9.7791 | 4.0809 | 4.0809 | 4.0809
Pole Related O&M | 11.6532 | 11.6532 | 6.9919 | 6.9919 | 6.9919
Transportation Portion of Pole Related O&M | 2.3157 | 2.3157 | 1.3894 | 1.3894 | 1.3894
ASSUMPTIONS:
Overhead (Stores & Engr.) | Factor | Application
Construction Overhead Rate = | 0.17291 | Applied to Sum of Material and Labor Cost
Stores Overhead Rate = | 14.37% | Applied only to Material Cost
Rates are based on estimated 2018 expenditure levels.
Transportation Costs: (Truck w/ Single Bucket) |  |  | 27.7885
Coordination Support |  |  | 0.92
Man Hours:
Fixture Replacement | 0.5
Note on A11: CARLTON PORTER: All lamps listed, except 100 watt MH, are coated lamps.
Note on A26: SANTOS CALDERON: Material used in these calculations are identified on Distribution Standard ST2000-Material with last review date 3/12/2 but do not include luminaire, lamp, PER, pole, or mounting bracket/arm. $ 5.08 = INSULATOR PIN (111106)(1) $ 8.31 = INSULATOR (109254) (1) $ 1.33 = WIRE GRIP (111225) $ 7.92 = WHIRE#12 CU WIRE (108249)(2) $ 7.68 = BLACK #12 CU WIRE(108248)(2) $ .72 = WIRE CONNECTOR (108289) (2) $31.01 = TOTAL POLE WIRE/SPLICES/MISC.COMPONENTS
Note on A27: CARLTON PORTER: $30.00 = 150' OF #4-2C TWIST SECONDARY (108029) @ .20 CENTS /FT
Note on A29: SANTOS CALDERON: Installation labor is based on installing base plate foundation mounted type pole with 150 feet of #4 2C twist serice conductor and all material identified on Distribution Standard ST2000-Materail with last review date 11/17/21. $465.30 of labor cost to erect pole atop foundation and assemble all components $419.46 of labor cost to install concrete foundation for use with 30' base plate type pole.This cost includes the actual cost of the concrete that will will be pouredby installer of foundation. $247.5 of labor to intall 150' #4 2c twist secondary cable $29.45 of labor to insall additional arm and lumnaire $1161.71 = Total labor cost

## SCHEDULE D
2024 RATE CASE
CENTERPOINT ENERGY HOUSTON ELECTRIC, LLC
SCHEDULE D
TEST YEAR ENDING 12/31/2023
SPONSOR: J. DURLAND
2023 WEIGHTED AVERAGE STREET LIGHT COSTS
Schedule D - 120 Volt 30' Direct Embedded Standard with 4' Arm | [18 empty] | Avg Inc | Max Inc | Min Inc
| Mercury Vapor |  |  | High Pressure Sodium |  |  |  |  | Metal Halide |  |  |  | LED
BASIC DATA | 100W | 175W | 400W | 70W | 100W | 150W | 250W | 400W | 100W | 175W | 250W | 400W | 20W | 45W | 95W | 115W | 180W
LAMP RATED INITIAL LUMENS | 4200V | 7800V | 22600V | 6000V | 9500V | 15000V | 28000V | 50000V | 7900V | 12900V | 19475V | 32200H | 2000 | 4800 | 7900 | 10850 | 15100
LAMP RATED MEAN LUMENS | 3300V | 6800V | 14400V | 5500V | 8000V | 13800V | 26100V | 45000V | 5800V | 8400V | 12500V | 23000H
LAMP LIFE HOURS | 24000 | 24000 | 24000 | 24000 | 24000 | 24000 | 24000 | 24000 | 10000 | 10000 | 6000 | 6000 | 80000 | 80000 | 80000 | 80000 | 80000
WATTAGE INCLUDING BALLAST
AVERAGE HOURS OF OPERATION | 4000 | 4000 | 4000 | 4000 | 4000 | 4000 | 4000 | 4000 | 4000 | 4000 | 4000 | 4000 | 4000 | 4000 | 4000 | 4000 | 4000
ESTIMATED ANNUAL KWH | 492 | 828 | 1800 | 348 | 456 | 696 | 1272 | 1920 | 480 | 840 | 1152 | 1908 | 96 | 204 | 384 | 456 | 768
MOUNTING ARM LENGTH (FEET) | 4 | 4 | 4 | 4 | 4 | 4 | 4 | 4 | 4 | 4 | 4 | 4 | 4 | 4 | 4 | 4 | 4
MOUNTING HEIGHT(FEET) | 25 | 25 | 25 | 25 | 25 | 25 | 25 | 25 | 25 | 25 | 25 | 25 | 25 | 25 | 25 | 25 | 25
INITIAL INVESTMENT
LUMINAIRE | 53 | 54 | 110 | 88.14 | 205.25 | 205.25 | 107.65 | 129.83 | 92.01 | 188.36 | 144.05 | 152.63 | 114.28 | 182.52 | 182.83 | 188.5 | 444.91
LAMP | 6.97 | 5.8 | 7.93 | 8.28 | 9.82 | 10.01 | 7.81 | 6.24 | 27.08 | 16.83 | 22.34 | 19.43 | 0 | 0 | 0 | 0 | 0
PHOTOVOLTAIC ELECTRIC RELAY (PER) | 17.84 | 17.84 | 17.84 | 17.84 | 17.84 | 17.84 | 17.84 | 17.84 | 17.84 | 17.84 | 17.84 | 17.84 | 17.84 | 17.84 | 17.84 | 17.84 | 17.84
MOUNTING BRACKET /ARM (4') | 107.25 | 107.25 | 107.25 | 107.25 | 107.25 | 107.25 | 107.25 | 107.25 | 107.25 | 107.25 | 107.25 | 107.25 | 107.25 | 107.25 | 107.25 | 107.25 | 107.25
30' DIRECT EMBEDDED POLE | 738.06 | 738.06 | 738.06 | 738.06 | 738.06 | 738.06 | 738.06 | 738.06 | 738.06 | 738.06 | 738.06 | 738.06 | 738.06 | 738.06 | 738.06 | 738.06 | 738.06
POLE WIRE / SPLICES/ MISC.COMPONENTS | 120.66 | 120.66 | 120.66 | 120.66 | 120.66 | 120.66 | 120.66 | 120.66 | 120.66 | 120.66 | 120.66 | 120.66 | 120.66 | 120.66 | 120.66 | 120.66 | 120.66
UG WIRE @150' -SOURCE TO POLE | 186 | 186 | 186 | 186 | 186 | 186 | 186 | 186 | 186 | 186 | 186 | 186 | 186 | 186 | 186 | 186 | 186
INITIAL MATERIAL COST (SUB-TOTAL) | 1229.78 | 1229.61 | 1287.74 | 1266.23 | 1384.88 | 1385.07 | 1285.27 | 1305.88 | 1288.9 | 1375 | 1336.2 | 1341.87 | 1284.09 | 1352.33 | 1352.64 | 1358.31 | 1614.72
INSTALLATION COST (LABOR) | 1101.46 | 1101.46 | 1101.46 | 1101.46 | 1101.46 | 1101.46 | 1101.46 | 1101.46 | 1101.46 | 1101.46 | 1101.46 | 1101.46 | 1101.46 | 1101.46 | 1101.46 | 1101.46 | 1101.46
OVERHEAD (STORES & ENGR.) | 579.8868 | 579.833 | 598.2407 | 591.4293 | 629.0016 | 629.0617 | 597.4586 | 603.985 | 598.6081 | 625.8729 | 613.5863 | 615.3818 | 597.0849 | 618.6941 | 618.7923 | 620.5878 | 701.7838
TOTAL INVESTMENT COST | 2911.1268 | 2910.903 | 2987.4407 | 2959.1193 | 3115.3416 | 3115.5917 | 2984.1886 | 3011.325 | 2988.9681 | 3102.3329 | 3051.2463 | 3058.7118 | 2982.6349 | 3072.4841 | 3072.8923 | 3080.3578 | 3417.9638
OPERATING EXPENSES
FIXTURE COST | 24.81 | 23.64 | 25.77 | 26.12 | 27.66 | 27.85 | 25.65 | 24.08 | 44.92 | 34.67 | 40.18 | 37.27 | 35.68 | 35.68 | 35.68 | 35.68 | 35.68 | 2
TRANSPORTATION COST | 13.8942 | 13.8942 | 13.8942 | 13.8942 | 13.8942 | 13.8942 | 13.8942 | 13.8942 | 13.8942 | 13.8942 | 13.8942 | 13.8942 | 27.7885 | 27.7885 | 27.7885 | 27.7885 | 27.7885
Labor Cost/Hr | 110.21 | 110.21 | 110.21 | 110.21 | 110.21 | 110.21 | 110.21 | 110.21 | 110.21 | 110.21 | 110.21 | 110.21 | 110.21 | 110.21 | 110.21 | 110.21 | 110.21
Man Hours | 0.5 | 0.5 | 0.5 | 0.5 | 0.5 | 0.5 | 0.5 | 0.5 | 0.5 | 0.5 | 0.5 | 0.5 | 0.5 | 0.5 | 0.5 | 0.5 | 0.5
COORDINATION COST | 0.92 | 0.92 | 0.92 | 0.92 | 0.92 | 0.92 | 0.92 | 0.92 | 0.92 | 0.92 | 0.92 | 0.92 | 0.92 | 0.92 | 0.92 | 0.92 | 0.92
REPLACEMENT COST (LABOR) | 56.025 | 56.025 | 56.025 | 56.025 | 56.025 | 56.025 | 56.025 | 56.025 | 56.025 | 56.025 | 56.025 | 56.025 | 112.05 | 112.05 | 112.05 | 112.05 | 112.05
OVERHEAD (STORES ) | 3.5664 | 3.3982 | 3.7044 | 3.7547 | 3.9761 | 4.0034 | 3.6872 | 3.4615 | 6.4573 | 4.9838 | 5.7759 | 5.3576 | 5.129 | 5.129 | 5.129 | 5.129 | 5.129
TOTAL COST TO REPLACE FIXTURE | 98.2957 | 96.9575 | 99.3937 | 99.794 | 101.5554 | 101.7727 | 99.2564 | 97.4607 | 121.2965 | 109.573 | 115.8751 | 112.5468 | 180.6475 | 180.6475 | 180.6475 | 180.6475 | 180.6475
Lamp Life (years) | 6 | 6 | 6 | 6 | 6 | 6 | 6 | 6 | 2.5 | 2.5 | 1.5 | 1.5 | 20 | 20 | 20 | 20 | 20
ANNUAL OPERATING & MAINTENANCE COST | 16.3826 | 16.1596 | 16.5656 | 16.6323 | 16.9259 | 16.9621 | 16.5427 | 16.2435 | 48.5186 | 43.8292 | 77.2501 | 75.0312 | 9.0324 | 9.0324 | 9.0324 | 9.0324 | 9.0324
Lamp Related O&M | 4.7294 | 4.5064 | 4.9124 | 4.9791 | 5.2727 | 5.3089 | 4.8895 | 4.5903 | 20.5509 | 15.8615 | 30.6372 | 28.4184 | 2.0404 | 2.0404 | 2.0404 | 2.0404 | 2.0404
Pole Related O&M | 11.6532 | 11.6532 | 11.6532 | 11.6532 | 11.6532 | 11.6532 | 11.6532 | 11.6532 | 27.9677 | 27.9677 | 46.6128 | 46.6128 | 6.9919 | 6.9919 | 6.9919 | 6.9919 | 6.9919
Transportation Portion of Pole Related O&M | 2.3157 | 2.3157 | 2.3157 | 2.3157 | 2.3157 | 2.3157 | 2.3157 | 2.3157 | 5.5577 | 5.5577 | 9.2628 | 9.2628 | 1.3894 | 1.3894 | 1.3894 | 1.3894 | 1.3894
ASSUMPTIONS:
Overhead (Stores & Engr.)
| Factor | Application
Construction Overhead Rate =
Stores Overhead Rate = | 0.17291 | Apply to Sum of Material and Labor Cost
Rates are based on estimated 2018 expenditure levels. | 14.37% | Apply only to Material Cost
Transportation Costs: (Truck w/ Single Bucket) |  |  | 27.7885
Coordination Support |  |  | 0.92
Man Hours:
Fixture Replacement | 0.5
Note on A11: CARLTON PORTER: All lamps listed, except 100 watt MH, are coated lamps.
Note on A25: SANTOS CALDERON: Material used in these calculations are identified on Distribution Standard ST1-Materail with last review date 7/20/2021 but do not include luminaire, lamp, PER, pole, or mounting bracket/arm. $6.11 -108711 - Connector transformer Ground (1) 1.36 -109143 - Connector Insulating Compression (2@.68each) 2.60 -107997 - Wire CU -Grounding (.5 lbs@ $5.19/lb) 0.94 -106033 - Duct Collar (2 @.47 each) 15.44 -112460 - Fuse Kit (1) 5.61 -113043 Fuse Midget 600 volt 2 amp (1) 9.9 -108249 - Internal Pole Wiring - 30' #12 CU White Neutral 9.6 -108248 - Internal Pole Wiring - 30' #12 CU Black Feed 12.6 - 285235- Internal pole wiring - 30' #12 GREEN 1.5 -108675 - Ground Rod Clamp (1) 17.19 -111069 - Ground Rod (1) 37.81 - 262259 - POLEFOAM $120.66 - Total of Pole Wire/Splices/and Misc Component
Note on A26: SANTOS CALDERON: Two separate 150' lengths of 37.5- 108195- #4 UG conductor @ .25/ft 36 108204 - #4 UG YELLOW STR @ 0.24 used in calculations (one cable for electrical feed and another for neutral). 112.5 -164528 - #6 CU bond included. Updated to .75/ft $186 TOTAL
Note on A28: SANTOS CALDERON: Installation labor is based on installing a direct embedded pole with up to 180 feet of bored underground serice conductor (energized and nuetral cable) and all material identified on Distribution Standard ST1-Materail with last review date 7/20/21. $1,053.25 of labor calcualted for install ofthe pole, energize, and bore up to 180 feet . The cost to erect and assemble pole is included in this cost. 48.21Pole Foam was a standard change and is a separate charge total $ 1,101.46

## SCHEDULE E
2024 RATE CASE
CENTERPOINT ENERGY HOUSTON ELECTRIC, LLC
SCHEDULE E
TEST YEAR ENDING 12/31/2023
SPONSOR: J. DURLAND
2023 WEIGHTED AVERAGE STREET LIGHT COSTS
SCHEDULE E - 120 VOLT 30' BASE PLATE TYPE FOUNDATION MOUNTED STANDARD with TWIN 8' ARMS | [14 empty] | Avg Inc | Max Inc | Min Inc
| Mercury Vapor | High Pressure Sodium |  |  |  | Metal Halide |  |  |  | LED
BASIC DATA | 400W | 100W | 150W | 250W | 400W | 100W | 175W | 250W | 400W | 45W | 95W | 115W | 180W
LAMP RATED INITIAL LUMENS | 22600V | 9500V | 15000V | 28000V | 50000V | 7900V | 12900V | 19475V | 32200H | 4800 | 7900 | 10850 | 15100
LAMP RATED MEAN LUMENS | 14400V | 8000V | 13800V | 26100V | 45000V | 5800V | 8400V | 12500V | 23000H
LAMP LIFE HOURS | 24000 | 24000 | 24000 | 24000 | 24000 | 10000 | 10000 | 6000 | 6000 | 80000 | 80000 | 80000 | 80000
WATTAGE INCLUDING BALLAST
AVERAGE HOURS OF OPERATION | 4000 | 4000 | 4000 | 4000 | 4000 | 4000 | 4000 | 4000 | 4000 | 4000 | 4000 | 4000 | 4000
ESTIMATED ANNUAL KWH | 1800 | 456 | 696 | 1272 | 1920 | 480 | 840 | 1152 | 1908 | 204 | 384 | 456 | 768
MOUNTING ARM LENGTH (FEET) | 8 | 8 | 8 | 8 | 8 | 8 | 8 | 8 | 8 | 8 | 8 | 8 | 8
MOUNTING HEIGHT(FEET) | 30 | 30 | 30 | 30 | 30 | 30 | 30 | 30 | 30 | 30 | 30 | 30 | 30
INITIAL INVESTMENT
LUMINAIRE (2) | 220 | 410.5 | 410.5 | 215.3 | 259.66 | 184.02 | 376.72 | 288.1 | 309.26 | 365.04 | 365.66 | 377 | 889.82
LAMP (2) | 15.86 | 19.64 | 20.02 | 15.62 | 12.48 | 54.16 | 33.66 | 44.68 | 38.86 | 0 | 0 | 0 | 0
PHOTOVOLTAIC ELECTRIC RELAY (PER)- (2) | 35.68 | 35.68 | 35.68 | 35.68 | 35.68 | 35.68 | 35.68 | 35.68 | 35.68 | 35.68 | 35.68 | 35.68 | 35.68
MOUNTING BRACKET /ARM (8') - (2) | 201.62 | 201.62 | 201.62 | 201.62 | 201.62 | 201.62 | 201.62 | 201.62 | 201.62 | 201.62 | 201.62 | 201.62 | 201.62
30' BASE PLATE TYPE POLE | 1273.23 | 1273.23 | 1273.23 | 1273.23 | 1273.23 | 1273.23 | 1273.23 | 1273.23 | 1273.23 | 1273.23 | 1273.23 | 1273.23 | 1273.23
FOUNDATION REBAR.ANCHOR BOLT KIT (SAP243162) | 430.07 | 430.07 | 430.07 | 430.07 | 430.07 | 430.07 | 430.07 | 430.07 | 430.07 | 430.07 | 430.07 | 430.07 | 430.07
POLE WIRE / SPLICES/ MISC.COMPONENTS | 136.35 | 136.35 | 136.35 | 136.35 | 136.35 | 136.35 | 136.35 | 136.35 | 136.35 | 136.35 | 136.35 | 135.35 | 135.35
UG WIRE @150' -SOURCE TO POLE | 186 | 186 | 186 | 186 | 186 | 186 | 186 | 186 | 186 | 186 | 186 | 186 | 186
INITIAL MATERIAL COST (SUB-TOTAL) | 2498.81 | 2693.09 | 2693.47 | 2493.87 | 2535.09 | 2501.13 | 2673.33 | 2595.73 | 2611.07 | 2627.99 | 2628.61 | 2638.95 | 3151.77
INSTALLATION COST (LABOR) | 1502.16 | 1502.16 | 1502.16 | 1502.16 | 1502.16 | 1502.16 | 1502.16 | 1502.16 | 1502.16 | 1502.16 | 1502.16 | 1502.16 | 1502.16
OVERHEAD (STORES & ENGR.) | 1051.031 | 1112.5526 | 1112.673 | 1049.4667 | 1062.5196 | 1051.7656 | 1106.2953 | 1081.7221 | 1086.5798 | 1091.9377 | 1092.1341 | 1095.4084 | 1257.8005
TOTAL INVESTMENT COST | 5052.001 | 5307.8026 | 5308.303 | 5045.4967 | 5099.7696 | 5055.0556 | 5281.7853 | 5179.6121 | 5199.8098 | 5222.0877 | 5222.9041 | 5236.5184 | 5911.7305
OPERATING EXPENSES
FIXTURE COST | 51.54 | 55.32 | 55.7 | 51.3 | 48.16 | 89.84 | 69.34 | 80.36 | 74.54 | 71.36 | 71.36 | 71.36 | 71.36 | 2
TRANSPORTATION COST | 13.8942 | 13.8942 | 13.8942 | 13.8942 | 13.8942 | 13.8942 | 13.8942 | 13.8942 | 13.8942 | 27.7885 | 27.7885 | 27.7885 | 27.7885
Labor Cost/Hr | 110.21 | 110.21 | 110.21 | 110.21 | 110.21 | 110.21 | 110.21 | 110.21 | 110.21 | 110.21 | 110.21 | 110.21 | 110.21
Man Hours | 0.5 | 0.5 | 0.5 | 0.5 | 0.5 | 0.5 | 0.5 | 0.5 | 0.5 | 0.5 | 0.5 | 0.5 | 0.5
COORDINATION COST | 0.92 | 0.92 | 0.92 | 0.92 | 0.92 | 0.92 | 0.92 | 0.92 | 0.92 | 0.92 | 0.92 | 0.92 | 0.92
REPLACEMENT COST (LABOR) | 56.025 | 56.025 | 56.025 | 56.025 | 56.025 | 56.025 | 56.025 | 56.025 | 56.025 | 112.05 | 112.05 | 112.05 | 112.05
OVERHEAD (STORES ) | 7.4089 | 7.9522 | 8.0069 | 7.3744 | 6.923 | 12.9145 | 9.9676 | 11.5517 | 10.7151 | 10.258 | 10.258 | 10.258 | 10.258
TOTAL COST TO REPLACE FIXTURE | 128.8681 | 133.1915 | 133.6261 | 128.5936 | 125.0022 | 172.6737 | 149.2269 | 161.831 | 155.1744 | 221.4565 | 221.4565 | 221.4565 | 221.4565
Lamp Life (years) | 6 | 6 | 6 | 6 | 6 | 2.5 | 2.5 | 1.5 | 1.5 | 20 | 20 | 20 | 20
ANNUAL OPERATING & MAINTENANCE COST | 21.478 | 22.1986 | 22.271 | 21.4323 | 20.8337 | 69.0695 | 59.6907 | 107.8873 | 103.4496 | 11.0728 | 11.0728 | 11.0728 | 11.0728
Lamp Related O&M | 9.8248 | 10.5454 | 10.6178 | 9.7791 | 9.1805 | 41.1018 | 31.7231 | 61.2745 | 56.8367 | 4.0809 | 4.0809 | 4.0809 | 4.0809
Pole Related O&M | 11.6532 | 11.6532 | 11.6532 | 11.6532 | 11.6532 | 27.9677 | 27.9677 | 46.6128 | 46.6128 | 6.9919 | 6.9919 | 6.9919 | 6.9919
Transportation Portion of Pole Related O&M | 2.3157 | 2.3157 | 2.3157 | 2.3157 | 2.3157 | 5.5577 | 5.5577 | 9.2628 | 9.2628 | 1.3894 | 1.3894 | 1.3894 | 1.3894
ASSUMPTIONS:
Overhead (Stores & Engr.) | Factor | Application |  | Factor
Construction Overhead Rate = | 0.17291 | Applied to Sum of Material and Labor Cost
Stores Overhead Rate = | 14.37% | Applied only to Material Cost
Rates are based on estimated 2018 expenditure levels.
Transportation Costs: (Truck w/ Single Bucket) |  |  | 27.7885
Coordination Support |  |  | 0.92
Man Hours:
Fixture Replacement | 0.5
Note on A11: CARLTON PORTER: All lamps listed, except 100 watt MH, are coated lamps.
Note on A26: SANTOS CALDERON: Material used in these calculations are identified on Distribution Standard ST1-Materail with last review date 11/17/21 but do not include luminaire, lamp, PER, pole, or mounting bracket/arm. $6.11 -108711 - Connector transformer Ground (1) 1.36 -109143 - Connector Insulating Compression (2@.30each) 2.60-107997 - Wire CU -Grounding (.5 lbs@ $2.27/lb) 0.94-106033 - Duct Collar (2 @.38 each) 15.44 -112460 - Fuse Kit (1) 5.61 -113043 Fuse Midget 600 volt 2 amp (1) 26.4 -108249 - Internal Pole Wiring - 80' #12 CU White Neutral 25.6 -108248 - Internal Pole Wiring - 80' #12 CU Black Feed 33.6- 285235 - Internal Wiring - 80' #12 green 1.5 -108675 - Ground Rod Clamp (1) 17.19 -111069 - Ground Rod (1) $136.35 - Total of Pole Wire/Splices/and Misc Component
Note on A27: SANTOS CALDERON: Two separate 150' lengths of 37.5- 108195- #4 UG conductor @ .25/ft 36 108204 - #4 UG YELLOW STR @ 0.24 used in calculations (one cable for electrical feed and another for neutral). 112.5 -164528 - #6 CU bond included. Updated to .75/ft $186 TOTAL
Note on A29: SANTOS CALDERON: Installation labor is based on installing base plate foundation mounted type pole with 150 feet of bored underground serice conductor (energized and nuetral cable) and all material identified on Distribution Standard ST2000-Materail with last review date 3/12/2 with change or mounting arm and luminaire. $1,053.25 of labor calcualted for install ofthe pole, energize, and bore up to 180 feet . The cost to erect and assemble pole is included in this cost. $419.46 of labor cost to install concrete foundation for use with 30' base plate type pole.This cost include the actual cost of the concrete that will will be pouredby installer of foundation. $ 29.45 of labor to insall additional arm and lumnaire $ 1,502.16 = Total labor costs

## New LED (hidden)
Need to be reformatted | [5 empty] | 2006 WEIGHTED AVERAGE STREET LIGHT COSTS
[6 empty] | SCHEDULE D - 120 VOLT 30' DIRECT EMBEDDED STANDARD with 4' ARM | [14 empty] | Avg Inc | Max Inc | Min Inc
[6 empty] | MERCURY VAPOR | [5 empty] | HIGH PRESSURE SODIUM |  |  |  |  | METAL HALIDE
BASIC DATA | [5 empty] | 100W | 175W | 250W | 400W | 1000W | 70W | 100W | 150W | 250W | 400W | 50W | 100W | 175W | 250W | 400W
LAMP RATED INITIAL LUMENS | [5 empty] | 4200V | 7800V | 11200V | 22600V | 58000 | 6000V | 9500V | 15000V | 28000V | 50000V |  | 7900V | 12900V | 19475V | 32200H
LAMP RATED MEAN LUMENS | [5 empty] | 3300V | 6800V | 8400V | 14400V | 29000 | 5500V | 8000V | 13800V | 26100V | 45000V |  | 5800V | 8400V | 12500V | 23000H
LAMP LIFE HOURS | [5 empty] | 24000 | 24000 | 24000 | 24000 | 24000 | 24000 | 24000 | 24000 | 24000 | 24000 |  | 10000 | 10000 | 6000 | 15000
WATTAGE INCLUDING BALLAST
AVERAGE HOURS OF OPERATION |  |  |  | 4000 |  | 4000 | 4000 | 4000 | 4000 | 4000 | 4000 | 4000 | 4000 | 4000 | 4000 |  | 4000 | 4000 | 4000 | 4000
ESTIMATED ANNUAL KWH
MOUNTING ARM LENGTH (FEET) |  |  |  | Est Cost |  | 4 | 4 | 4 | 4 | 4 | 4 | 4 | 4 | 4 | 4 | 4 | 4 | 4 | 4 | 4
MOUNTING HEIGHT(FEET) | embed/curr | net/gross plt | less subsidy | LED | LED | 25 | 25 | 25 | 25 | 25 | 25 | 25 | 25 | 25 | 25 | 25 | 25 | 25 | 25 | 25
INITIAL INVESTMENT | Avg A364/365 |  | (PTB - No Longer Applies) | 60 watt | 60 watt
LUMINAIRE Includes Lamp and driver (ballast) |  |  |  | 375 | 375 | 53 | 54 | 60 | 110 | 200 | 38.76 | 44.37 | 44.37 | 82 | 76 |  | 85 | 64 | 97.5 | 141
Installation of new LED & removal Cost of HPS |  |  |  | 100 | 100
LAMP |  |  |  | 0 |  | 6.44 | 5.36 | 7.36 | 7.36 | 28.07 | 6.8 | 6.8 | 6.61 | 7.78 | 7.78 |  | 18.75 | 12.36 | 12.36 | 26.29
PHOTOVOLTAIC ELECTRIC RELAY (PER) | 0.53 | 0.56757 | 1 | 2.9 | 0.87235 | 2.9 | 2.9 | 2.9 | 2.9 | 2.9 | 2.9 | 2.9 | 2.9 | 2.9 | 2.9 |  | 2.9 | 2.9 | 2.9 | 2.9
MOUNTING BRACKET /ARM (4') | 0.53 | 0.56757 | 1 | 38.35 | 11.5361 | 38.35 | 38.35 | 33.26 | 38.35 | 38.35 | 38.35 | 38.35 | 38.35 | 38.35 | 38.35 |  | 38.35 | 38.35 | 38.35 | 38.35
30' DIRECT EMBEDDED POLE | 0.53 | 0.56757 | 1 | 257 | 77.3081 | 257 | 257 | 257 | 257 | 257 | 257 | 257 | 257 | 257 | 257 |  | 257 | 257 | 257 | 257
POLE WIRE / SPLICES/ MISC.COMPONENTS | 0.53 | 0.56757 | 1 | 29.71 | 8.9371 | 29.71 | 29.71 | 29.71 | 29.71 | 29.71 | 29.71 | 29.71 | 29.71 | 29.71 | 29.71 |  | 29.71 | 29.71 | 29.71 | 29.71
UG WIRE @150' -SOURCE TO POLE@.30/FT | 0.53 | 0.56757 | 1 | 45 | 13.5364 | 45 | 45 | 45 | 45 | 45 | 45 | 45 | 45 | 45 | 45 |  | 45 | 45 | 45 | 45
INITIAL MATERIAL COST (SUB-TOTAL) | 0.53 | 0.56757 | 1 | 847.96 | 255.0747 | 432.4 | 432.32 | 435.23 | 490.32 | 601.03 | 418.52 | 424.13 | 423.94 | 462.74 | 456.74 | 0 | 476.71 | 449.32 | 482.82 | 540.25
INSTALLATION COST (LABOR) excl luminaire & lamp | 0.53 | 0.56757 | 1 | 325.6218 | 97.9502 | 390 | 390 | 390 | 390 | 390 | 390 | 390 | 390 | 390 | 390 | 390 | 390 | 390 | 390 | 390
OVERHEAD (STORES & ENGR.) | 0.53 | 0.56757 | 1 | 238.2714 | 71.6744 | 145.5904 | 145.5712 | 146.2687 | 159.4732 | 186.0093 | 142.2635 | 143.6081 | 143.5626 | 152.8626 | 151.4244 | 41.9484 | 156.211 | 149.6459 | 157.6755 | 171.4409
TOTAL INVESTMENT COST |  |  |  | 1411.8532 | 1011.8894 | 967.9904 | 967.8912 | 971.4987 | 1039.7932 | 1177.0393 | 950.7835 | 957.7381 | 957.5026 | 1005.6026 | 998.1644 | 431.9484 | 1022.921 | 988.9659 | 1030.4955 | 1101.6909
|  | gen plt adder (less transportation) |  |  | 4.131%
ASSUMPTIONS: |  | general Plant added |  |  | 1053.6916
Overhead (Stores & Engr.) - Per Steve Winn (3/12/06) |  | stranded value less salvage |  |  | 29.641 |  |  | Factor | Application
Construction Overhead Rate = |  | Total |  |  | 1083.3326 |  |  | 0.10756 | Applied to Sum of Material and Labor Cost
Stores Overhead Rate = | [7 empty] | 0.13213 | Applied only to Material Cost
Rates are based on estimated 2006 expenditure levels.
Transportation Costs: (Truck w/ Single Bucket) per hour | [7 empty] | 12.4199
Coordination Support | [7 empty] | 1.579
Man Hours:
Fixture Replacement |  |  | Stranded Less Salvage
100 watt HPS
|  |  | 51.17 | luminaire+lamp
|  |  | 64.3782 | installation cost
|  |  | 115.5482 | total
|  |  | 0.56757 | net/gross plt
|  |  | 0.53 | embed/curr
|  |  | 1 | subsidized
|  |  | 34.758 | total
|  |  | 5.117 | salvage = .1 material
|  |  | 29.641 | write-off
Note on A5: CARLTON PORTER: All lamps listed, except 100 watt MH, are coated lamps.
Note on A20: CARLTON PORTER: Material used in these calculations are identified on Distribution Standard ST1-Materail with last review date 3/29/2 but do not include luminaire, lamp, PER, pole, or mounting bracket/arm. $2.62 -108711 - Connector transformer Ground (1) .60 -109143 - Connector Insulating Compression (2@.30each) 1.13 -107997 - Wire CU -Grounding (.5 lbs@ $2.27/lb) .63 -106033 - Duct Collar (2 @.38 each) 7.38 -112460 - Fuse Kit (1) 5.61 -113043Fuse Midget 600 volt 2 amp (1) 2.32 -108249 - Internal Pole Wiring - 29' #12 CU White Neutral 2.32 -108248 - Internal Pole Wiring - 29' #12 CU Black Feed .65 -108675 - Ground Rod Clamp (1) 6.45 -111069 - Ground Rod (1) $29.71 - Total of Pole Wire/Splices/and Misc Component
Note on A21: CARLTON PORTER: Two separate 150' lengths of #4 UG conductor @ .15/ft used in calculations (one cable for electrical feed and another for neutral). Separate CU bond not included.
Note on A23: CARLTON PORTER: Installation labor is based on installing a direct embedded pole with 150 feet of bored underground serice conductor (energized and nuetral cable) and all material identified on Distribution Standard ST1-Materail with last review date 3/29/2. $507 of labor calcualted at $3.38 per foot of bore of 150 feet . The cost to erect and assemble pole is included in this cost.

## New LED Monthly Charge (hidden)
New LED Monthly Charge |  |  |  | LED Lighting Revenue Requirements
Line |  | Time | Year | Year | Year | Year | Year | Year | Year | Year | Year | Year | Year | Year | Year | Year | Year | Year | Year | Year | Year | Year | Year | Year | Year | Year | Year | Year | Year | Year
No. | Description | 0 | 1 | 2 | 3 | 4 | 5 | 6 | 7 | 8 | 9 | 10 | 11 | 12 | 13 | 14 | 15 | 16 | 17 | 18 | 19 | 20 | 21 | 22 | 23 | 24 | 25 | 26 | 27 | 28
Rate Base:
1 | Gross Plant | 1083.3326 | 1083.3326 | 1083.3326 | 1083.3326 | 1083.3326 | 1083.3326 | 1083.3326 | 1083.3326 | 1083.3326 | 1083.3326 | 1083.3326 | 1083.3326 | 1083.3326 | 1083.3326 | 1083.3326 | 1083.3326 | 1083.3326 | 1083.3326 | 1083.3326 | 1083.3326 | 1083.3326 | 1083.3326 | 1083.3326 | 1083.3326 | 1083.3326 | 1083.3326 | 1083.3326 | 1083.3326 | 1083.3326
2 | Accumulated Depreciation | 0 | 38.7833 | 77.5666 | 116.3499 | 155.1332 | 193.9165 | 232.6999 | 271.4832 | 310.2665 | 349.0498 | 387.8331 | 426.6164 | 465.3997 | 504.183 | 542.9663 | 581.7496 | 620.5329 | 659.3163 | 698.0996 | 736.8829 | 775.6662 | 814.4495 | 853.2328 | 892.0161 | 930.7994 | 969.5827 | 1008.366 | 1047.1493 | 1083.3326
3 | Net Plant | 1083.3326 | 1044.5493 | 1005.766 | 966.9827 | 928.1994 | 889.4161 | 850.6328 | 811.8495 | 773.0662 | 734.2829 | 695.4996 | 656.7163 | 617.9329 | 579.1496 | 540.3663 | 501.583 | 462.7997 | 424.0164 | 385.2331 | 346.4498 | 307.6665 | 268.8832 | 230.0999 | 191.3165 | 152.5332 | 113.7499 | 74.9666 | 36.1833 | 0
4 | ADFIT | 0 | -0.64458 | -14.4424 | -26.1852 | -36.0322 | -44.1198 | -50.5846 | -55.5441 | -59.1158 | -62.4601 | -65.8005 | -69.1448 | -72.4852 | -75.8295 | -79.17 | -82.5142 | -85.8547 | -89.1989 | -92.5394 | -95.8836 | -99.2241 | -94.1091 | -80.5349 | -66.9608 | -53.3866 | -39.8125 | -26.2383 | -12.6642 | -2.8422e-14
5 | Rate Base | 1083.3326 | 1043.9048 | 991.3236 | 940.7975 | 892.1672 | 845.2963 | 800.0482 | 756.3054 | 713.9503 | 671.8228 | 629.699 | 587.5715 | 545.4477 | 503.3201 | 461.1964 | 419.0688 | 376.9451 | 334.8175 | 292.6937 | 250.5662 | 208.4424 | 174.7741 | 149.5649 | 124.3558 | 99.1466 | 73.9375 | 48.7283 | 23.5192 | -2.8422e-14
6 | Average Rate Base |  | 1063.6187 | 1017.6142 | 966.0605 | 916.4824 | 868.7318 | 822.6723 | 778.1768 | 735.1279 | 692.8866 | 650.7609 | 608.6352 | 566.5096 | 524.3839 | 482.2583 | 440.1326 | 398.0069 | 355.8813 | 313.7556 | 271.63 | 229.5043 | 191.6082 | 162.1695 | 136.9603 | 111.7512 | 86.542 | 61.3329 | 36.1237 | 11.7596
Return:
7 | Pre-tax Rate of Return (%) |  | 12.03% | 12.03% | 12.03% | 12.03% | 12.03% | 12.03% | 12.03% | 12.03% | 12.03% | 12.03% | 12.03% | 12.03% | 12.03% | 12.03% | 12.03% | 12.03% | 12.03% | 12.03% | 12.03% | 12.03% | 12.03% | 12.03% | 12.03% | 12.03% | 12.03% | 12.03% | 12.03% | 12.03%
8 | Required Return |  | 127.9533 | 122.419 | 116.2171 | 110.2528 | 104.5084 | 98.9675 | 93.6147 | 88.4359 | 83.3543 | 78.2865 | 73.2188 | 68.1511 | 63.0834 | 58.0157 | 52.948 | 47.8802 | 42.8125 | 37.7448 | 32.6771 | 27.6094 | 23.0505 | 19.509 | 16.4763 | 13.4437 | 10.411 | 7.3783 | 4.3457 | 1.4147
Expenses:
9 | Operating & Maint Expenses |  | 13.8596 | 14.1368 | 14.4195 | 14.7079 | 15.002 | 15.3021 | 15.6081 | 15.9203 | 16.2387 | 16.5635 | 16.8947 | 17.2326 | 17.5773 | 17.9288 | 18.2874 | 18.6532 | 19.0262 | 19.4067 | 19.7949 | 20.1908 | 20.5946 | 21.0065 | 21.4266 | 21.8551 | 22.2922 | 22.7381 | 23.1929 | 23.6567
10 | Other Taxes |  | 15.2492 | 15.5542 | 15.8653 | 16.1826 | 16.5062 | 16.8364 | 17.1731 | 17.5165 | 17.8669 | 18.2242 | 18.5887 | 18.9605 | 19.3397 | 19.7265 | 20.121 | 20.5234 | 20.9339 | 21.3526 | 21.7796 | 22.2152 | 22.6595 | 23.1127 | 23.575 | 24.0465 | 24.5274 | 25.0179 | 25.5183 | 24.2837
11 | Amortization Expense |  | 2.246 | 2.246 | 2.246 | 2.246 | 2.246 | 2.246 | 2.246 | 2.246 | 2.246 | 2.246 | 2.246 | 2.246 | 2.246 | 2.246 | 2.246 | 2.246 | 2.246 | 2.246 | 2.246 | 2.246 | 2.246 | 2.246 | 2.246 | 2.246 | 2.246 | 2.246 | 2.246 | 2.0954
12 | Depreciation Expense |  | 38.7833 | 38.7833 | 38.7833 | 38.7833 | 38.7833 | 38.7833 | 38.7833 | 38.7833 | 38.7833 | 38.7833 | 38.7833 | 38.7833 | 38.7833 | 38.7833 | 38.7833 | 38.7833 | 38.7833 | 38.7833 | 38.7833 | 38.7833 | 38.7833 | 38.7833 | 38.7833 | 38.7833 | 38.7833 | 38.7833 | 38.7833 | 36.1833
13 | Total Expenses |  | 70.1381 | 70.7203 | 71.3141 | 71.9198 | 72.5376 | 73.1677 | 73.8105 | 74.4661 | 75.1349 | 75.817 | 76.5127 | 77.2224 | 77.9463 | 78.6846 | 79.4377 | 80.2059 | 80.9894 | 81.7886 | 82.6038 | 83.4353 | 84.2834 | 85.1485 | 86.0309 | 86.9309 | 87.8489 | 88.7853 | 89.7405 | 86.2192
14 | Total Revenue Requirements | PMT | 198.0914 | 193.1392 | 187.5312 | 182.1726 | 177.046 | 172.1352 | 167.4252 | 162.902 | 158.4891 | 154.1035 | 149.7316 | 145.3735 | 141.0297 | 136.7003 | 132.3857 | 128.0861 | 123.8019 | 119.5334 | 115.2809 | 111.0447 | 107.3339 | 104.6575 | 102.5072 | 100.3746 | 98.2599 | 96.1637 | 94.0861 | 87.6338
15 | Rev Req per Month | 17.3124 | 16.5076 | 16.0949 | 15.6276 | 15.181 | 14.7538 | 14.3446 | 13.9521 | 13.5752 | 13.2074 | 12.842 | 12.4776 | 12.1145 | 11.7525 | 11.3917 | 11.0321 | 10.6738 | 10.3168 | 9.9611 | 9.6067 | 9.2537 | 8.9445 | 8.7215 | 8.5423 | 8.3645 | 8.1883 | 8.0136 | 7.8405 | 7.3028
|  | 109.1234 | NPV
| Book Depreciation |  | 38.7833 | 38.7833 | 38.7833 | 38.7833 | 38.7833 | 38.7833 | 38.7833 | 38.7833 | 38.7833 | 38.7833 | 38.7833 | 38.7833 | 38.7833 | 38.7833 | 38.7833 | 38.7833 | 38.7833 | 38.7833 | 38.7833 | 38.7833 | 38.7833 | 38.7833 | 38.7833 | 38.7833 | 38.7833 | 38.7833 | 38.7833 | 36.1833 | 1083.3326
| Tax Depreciation |  | 40.625 | 78.2058 | 72.3341 | 66.9175 | 61.8908 | 57.2541 | 52.9533 | 48.9883 | 48.3383 | 48.3275 | 48.3383 | 48.3275 | 48.3383 | 48.3275 | 48.3383 | 48.3275 | 48.3383 | 48.3275 | 48.3383 | 48.3275 | 24.1692 | 0 | 0 | 0 | 0 | 0 | 0 | 0 | 1083.3326
| Difference |  | -1.8417 | -39.4225 | -33.5508 | -28.1341 | -23.1075 | -18.4708 | -14.17 | -10.205 | -9.555 | -9.5442 | -9.555 | -9.5442 | -9.555 | -9.5442 | -9.555 | -9.5442 | -9.555 | -9.5442 | -9.555 | -9.5442 | 14.6142 | 38.7833 | 38.7833 | 38.7833 | 38.7833 | 38.7833 | 38.7833 | 36.1833 | -7.1054e-14
| Deferred taxes ( Diff * .35) |  | -0.64458 | -13.7979 | -11.7428 | -9.847 | -8.0876 | -6.4648 | -4.9595 | -3.5717 | -3.3442 | -3.3405 | -3.3442 | -3.3405 | -3.3442 | -3.3405 | -3.3442 | -3.3405 | -3.3442 | -3.3405 | -3.3442 | -3.3405 | 5.115 | 13.5742 | 13.5742 | 13.5742 | 13.5742 | 13.5742 | 13.5742 | 12.6642 | -2.8422e-14
| ADFIT |  | -0.64458 | -14.4424 | -26.1852 | -36.0322 | -44.1198 | -50.5846 | -55.5441 | -59.1158 | -62.4601 | -65.8005 | -69.1448 | -72.4852 | -75.8295 | -79.17 | -82.5142 | -85.8547 | -89.1989 | -92.5394 | -95.8836 | -99.2241 | -94.1091 | -80.5349 | -66.9608 | -53.3866 | -39.8125 | -26.2383 | -12.6642 | -2.8422e-14
| Tax Depreciation Rate |  | 3.75% | 7.219% | 6.677% | 6.177% | 5.713% | 5.285% | 4.888% | 4.522% | 4.462% | 4.461% | 4.462% | 4.461% | 4.462% | 4.461% | 4.462% | 4.461% | 4.462% | 4.461% | 4.462% | 4.461% | 2.231% | 0% | 0% | 0% | 0% | 0% | 0% | 0% | 100%
| Book Depreciation Rate |  | 3.58% | 3.58% | 3.58% | 3.58% | 3.58% | 3.58% | 3.58% | 3.58% | 3.58% | 3.58% | 3.58% | 3.58% | 3.58% | 3.58% | 3.58% | 3.58% | 3.58% | 3.58% | 3.58% | 3.58% | 3.58% | 3.58% | 3.58% | 3.58% | 3.58% | 3.58% | 3.58% | 3.34% | 100%
| Federal Income Tax Rate |  | 35% | 35% | 35% | 35% | 35% | 35% | 35% | 35% | 35% | 35% | 35% | 35% | 35% | 35% | 35% | 35% | 35% | 35% | 35% | 35% | 35% | 35% | 35% | 35% | 35% | 35% | 35% | 35%
Based On December 31, 2009
| Gross Plant ('000) | 0: 381581.0135
| Annual Carrying Costs (% of Gross Plant) | 0: 15.35%
| Monthly Carrying Costs (Annual/12) | 0: 1.279%
| Annual O&M Costs (% of Gross Plant) | 0: 3.979%
| Monthly O&M Costs (Annual/12) | 0: 0.3316%
| Annual Other Taxes (% of Gross) | 0: 1.408%
| Annual Amort (% of Gross) | 0: 0.2073%
Estimate of Gross Plant
INITIAL INVESTMENT
| LUMINAIRE Includes Lamp and driver (ballast) | 0: 375
| Installation of new LED & removal Cost of HPS | 0: 100
| LAMP | 0: 0
| PHOTOVOLTAIC ELECTRIC RELAY (PER) | 0: 0.87235
| MOUNTING BRACKET /ARM (4') | 0: 11.5361
| 30' DIRECT EMBEDDED POLE | 0: 77.3081
| POLE WIRE / SPLICES/ MISC.COMPONENTS | 0: 8.9371
| UG WIRE @150' -SOURCE TO POLE@.30/FT | 0: 13.5364
| INITIAL MATERIAL COST (SUB-TOTAL) | 0: 255.0747
| INSTALLATION COST (LABOR) excl luminaire & lamp | 0: 97.9502
| OVERHEAD (STORES & ENGR.) | 0: 71.6744
| TOTAL INITIAL INVESTMENT COST | 0: 1011.8894
| With General Plant Allocation | 0: 1053.6916; 1: @ 4.131%
| Stranded less Salvage | 0: 29.641
| Total | 0: 1083.3326
Note on B54: CARLTON PORTER: Material used in these calculations are identified on Distribution Standard ST1-Materail with last review date 3/29/2 but do not include luminaire, lamp, PER, pole, or mounting bracket/arm. $2.62 -108711 - Connector transformer Ground (1) .60 -109143 - Connector Insulating Compression (2@.30each) 1.13 -107997 - Wire CU -Grounding (.5 lbs@ $2.27/lb) .63 -106033 - Duct Collar (2 @.38 each) 7.38 -112460 - Fuse Kit (1) 5.61 -113043Fuse Midget 600 volt 2 amp (1) 2.32 -108249 - Internal Pole Wiring - 29' #12 CU White Neutral 2.32 -108248 - Internal Pole Wiring - 29' #12 CU Black Feed .65 -108675 - Ground Rod Clamp (1) 6.45 -111069 - Ground Rod (1) $29.71 - Total of Pole Wire/Splices/and Misc Component
Note on B55: CARLTON PORTER: Two separate 150' lengths of #4 UG conductor @ .15/ft used in calculations (one cable for electrical feed and another for neutral). Separate CU bond not included.
Note on B57: CARLTON PORTER: Installation labor is based on installing a direct embedded pole with 150 feet of bored underground serice conductor (energized and nuetral cable) and all material identified on Distribution Standard ST1-Materail with last review date 3/29/2. $507 of labor calcualted at $3.38 per foot of bore of 150 feet . The cost to erect and assemble pole is included in this cost.