## Reference All Incentives (hidden)
| AEP Central - TCC |  |  |  |  | AEP North - TNC |  |  |  |  | AEP SWEPCO | [5 empty] | CenterPoint |  | Entergy |  |  | Sharyland |  | TNMP |  |  |  | Xcel |  |  |  | Selected Incentive Rates
2013 | RES | RES UC | HTR SF & MH | HTR MF | HTR UC | RES | RES UC | HTR SF & MH | HTR MF | HTR UC | RES SF & MH | RES MF | RES UC | HTR SF & MH | HTR MF | HTR UC | RES | HTR | RES | HTR | AC/HP | RES | HTR | RES | RES UC | HTR | HVAC | RES | RES SP | HTR | HTR SP
| 2 | 3 | 4 | 5 | 6 | 7 | 8 | 9 | 10 | 11 | 12 | 13 | 14 | 15 | 16 | 17 | 18 | 19 | 20 | 21 | 22 | 23 | 24 | 25 | 26 | 27 | 28 | 29 | 30 | 31 | 32
Central AC kW | 242 | 296 | 400 | 400 | 440 | 242 | 296 | 400 | 400 | 440 | 350 | 350 | 350 | 400 | 400 | 440 | 477 | 519 | 0 | 0 | 477 | 278 | 477 | 260 | 301 | 455 | 450 | 358 | 358 | 420 | 420 | 260
Central AC kWh | 0.08 | 0.1 | 0.13 | 0.13 | 0.15 | 0.08 | 0.1 | 0.13 | 0.13 | 0.15 | 0.11 | 0.11 | 0.11 | 0.13 | 0.13 | 0.15 | 0.16 | 0.35 | 0 | 0 | 0.16 | 0.1 | 0.16 | 0.08 | 0.1 | 0.15 | 0.15 | 0.115 | 0.115 | 0.135 | 0.135 | 0.08
Central HP kW | 242 | 296 | 400 | 400 | 440 | 242 | 296 | 400 | 400 | 440 | 350 | 350 | 350 | 400 | 400 | 440 | 477 | 519 | 0 | 0 | 477 | 278 | 477 | 260 | 301 | 455 | 450 | 358 | 358 | 420 | 420 | 260
Central HP kWh | 0.08 | 0.1 | 0.13 | 0.13 | 0.15 | 0.08 | 0.1 | 0.13 | 0.13 | 0.15 | 0.11 | 0.11 | 0.11 | 0.13 | 0.13 | 0.15 | 0.16 | 0.35 | 0 | 0 | 0.16 | 0.1 | 0.16 | 0.08 | 0.1 | 0.15 | 0.15 | 0.115 | 0.115 | 0.135 | 0.135 | 0.08
Package AC kW | 242 | 296 | 400 | 400 | 440 | 242 | 296 | 400 | 400 | 440 | 350 | 350 | 350 | 400 | 400 | 440 | 477 | 519 | 0 | 0 | 477 | 278 | 477 | 260 | 301 | 455 | 450 | 358 | 358 | 420 | 420 | 260
Package AC kWh | 0.08 | 0.1 | 0.13 | 0.13 | 0.15 | 0.08 | 0.1 | 0.13 | 0.13 | 0.15 | 0.11 | 0.11 | 0.11 | 0.13 | 0.13 | 0.15 | 0.16 | 0.35 | 0 | 0 | 0.16 | 0.1 | 0.16 | 0.08 | 0.1 | 0.15 | 0.15 | 0.115 | 0.115 | 0.135 | 0.135 | 0.08
Package HP kW | 242 | 296 | 400 | 400 | 440 | 242 | 296 | 400 | 400 | 440 | 350 | 350 | 350 | 400 | 400 | 440 | 477 | 519 | 0 | 0 | 477 | 278 | 477 | 260 | 301 | 455 | 450 | 358 | 358 | 420 | 420 | 260
Package HP kWh | 0.08 | 0.1 | 0.13 | 0.13 | 0.15 | 0.08 | 0.1 | 0.13 | 0.13 | 0.15 | 0.11 | 0.11 | 0.11 | 0.13 | 0.13 | 0.15 | 0.16 | 0.35 | 0 | 0 | 0.16 | 0.1 | 0.16 | 0.08 | 0.1 | 0.15 | 0.15 | 0.115 | 0.115 | 0.135 | 0.135 | 0.08
GSHP kW | 242 | 296 | 400 | 400 | 440 | 242 | 296 | 400 | 400 | 440 | 350 | 350 | 350 | 400 | 400 | 440 | 477 | 519 | 0 | 0 | 477 | 278 | 477 | 260 | 301 | 455 | 450 | 358 | 358 | 420 | 420 | 260
GSHP kWh | 0.08 | 0.1 | 0.13 | 0.13 | 0.15 | 0.08 | 0.1 | 0.13 | 0.13 | 0.15 | 0.11 | 0.11 | 0.11 | 0.13 | 0.13 | 0.15 | 0.16 | 0.35 | 0 | 0 | 0.16 | 0.1 | 0.16 | 0.08 | 0.1 | 0.15 | 0.15 | 0.115 | 0.115 | 0.135 | 0.135 | 0.08
Window AC kW | 0 | 0 | 400 | 400 | 440 | 0 | 0 | 400 | 400 | 440 | 0 | 0 | 0 | 400 | 400 | 440 | 400 | 519 | 260 | 440 | 0 | 278 | 477 | 0 | 0 | 0 | 450 | 0 | 358 | 0 | 420 | 0
Window AC kWh | 0 | 0 | 0.13 | 0.13 | 0.15 | 0 | 0 | 0.13 | 0.13 | 0.15 | 0 | 0 | 0 | 0.13 | 0.13 | 0.15 | 0.25 | 0.35 | 0.083 | 0.16 | 0 | 0.1 | 0.16 | 0 | 0 | 0 | 0.15 | 0 | 0.115 | 0 | 0.135 | 0
Ceiling Insulation kW | 242 | 296 | 360 | 325 | 440 | 242 | 296 | 360 | 325 | 440 | 300 | 245 | 350 | 360 | 325 | 440 | 465 | 500 | 260 | 440 | 0 | 278 | 477 | 260 | 301 | 455 | 0 | 358 | 0 | 420 | 0 | 260
Ceiling Insulation kWh | 0.08 | 0.1 | 0.11 | 0.1 | 0.15 | 0.08 | 0.1 | 0.11 | 0.1 | 0.15 | 0.1 | 0.08 | 0.11 | 0.11 | 0.1 | 0.15 | 0.18 | 0.2 | 0.083 | 0.16 | 0 | 0.1 | 0.16 | 0.08 | 0.1 | 0.15 | 0 | 0.115 | 0 | 0.135 | 0 | 0.08
Wall Insulation kW | 242 | 296 | 400 | 400 | 440 | 242 | 296 | 400 | 400 | 440 | 300 | 245 | 350 | 400 | 400 | 440 | 265 | 477 | 260 | 440 | 0 | 278 | 477 | 260 | 301 | 455 | 0 | 358 | 0 | 420 | 0 | 260
Wall Insulation kWh | 0.08 | 0.1 | 0.13 | 0.13 | 0.15 | 0.08 | 0.1 | 0.13 | 0.13 | 0.15 | 0.1 | 0.08 | 0.11 | 0.13 | 0.13 | 0.15 | 0.091 | 0.16 | 0.083 | 0.16 | 0 | 0.1 | 0.16 | 0.08 | 0.1 | 0.15 | 0 | 0.115 | 0 | 0.135 | 0 | 0.08
Floor Insulation kW | 242 | 296 | 400 | 400 | 440 | 242 | 296 | 400 | 400 | 440 | 300 | 245 | 350 | 400 | 400 | 440 | 265 | 477 | 260 | 440 | 0 | 278 | 477 | 260 | 301 | 455 | 0 | 358 | 0 | 420 | 0 | 260
Floor Insulation kWh | 0.08 | 0.1 | 0.13 | 0.13 | 0.15 | 0.08 | 0.1 | 0.13 | 0.13 | 0.15 | 0.1 | 0.08 | 0.11 | 0.13 | 0.13 | 0.15 | 0.091 | 0.16 | 0.083 | 0.16 | 0 | 0.1 | 0.16 | 0.08 | 0.1 | 0.15 | 0 | 0.115 | 0 | 0.135 | 0 | 0.08
Infiltration kW | 242 | 296 | 360 | 325 | 440 | 242 | 296 | 360 | 325 | 440 | 245 | 245 | 350 | 360 | 325 | 440 | 265 | 477 | 260 | 440 | 0 | 278 | 477 | 260 | 301 | 455 | 0 | 358 | 0 | 420 | 0 | 260
Infiltration kWh | 0.08 | 0.1 | 0.11 | 0.1 | 0.15 | 0.08 | 0.1 | 0.11 | 0.1 | 0.15 | 0.08 | 0.08 | 0.11 | 0.11 | 0.1 | 0.15 | 0.091 | 0.16 | 0.083 | 0.16 | 0 | 0.1 | 0.16 | 0.08 | 0.1 | 0.15 | 0 | 0.115 | 0 | 0.135 | 0 | 0.08
Energy Star Windows kW | 242 | 296 | 400 | 400 | 440 | 242 | 296 | 400 | 400 | 440 | 350 | 245 | 350 | 400 | 400 | 440 | 265 | 477 | 260 | 440 | 0 | 278 | 477 | 260 | 301 | 455 | 0 | 358 | 0 | 420 | 0 | 260
Energy Star Windows kWh | 0.08 | 0.1 | 0.13 | 0.13 | 0.15 | 0.08 | 0.1 | 0.13 | 0.13 | 0.15 | 0.11 | 0.08 | 0.11 | 0.13 | 0.13 | 0.15 | 0.091 | 0.16 | 0.083 | 0.16 | 0 | 0.1 | 0.16 | 0.08 | 0.1 | 0.15 | 0 | 0.115 | 0 | 0.135 | 0 | 0.08
CFLs kW | 0 | 0 | 270 | 243.75 | 330 | 0 | 0 | 270 | 243.75 | 330 | 0 | 0 | 0 | 0 | 0 | 0 | 101.25 | 180 | 260 | 440 | 0 | 0 | 477 | 0 | 0 | 341.25 | 0 | 0 | 0 | 0 | 0 | 0
CFLs kWh | 0 | 0 | 0.0825 | 0.075 | 0.1125 | 0 | 0 | 0.0825 | 0.075 | 0.1125 | 0 | 0 | 0 | 0 | 0 | 0 | 0.0375 | 0.06 | 0.083 | 0.16 | 0 | 0 | 0.16 | 0 | 0 | 0.11 | 0 | 0 | 0 | 0 | 0 | 0
Solar Screens kW | 0 | 0 | 400 | 400 | 440 | 0 | 0 | 400 | 400 | 440 | 0 | 0 | 0 | 400 | 400 | 440 | 0 | 0 | 0 | 440 | 0 | 278 | 477 | 0 | 0 | 0 | 0 | 0 | 0 | 0 | 0 | 0
Solar Screens kWh | 0 | 0 | 0.13 | 0.13 | 0.15 | 0 | 0 | 0.13 | 0.13 | 0.15 | 0 | 0 | 0 | 0.13 | 0.13 | 0.15 | 0 | 0 | 0 | 0.16 | 0 | 0.1 | 0.16 | 0 | 0 | 0 | 0 | 0 | 0 | 0 | 0 | 0
Water Heater Jackets kW | 242 | 296 | 400 | 400 | 440 | 242 | 296 | 400 | 400 | 440 | 245 | 245 | 350 | 400 | 400 | 440 | 265 | 477 | 280 | 477 | 0 | 278 | 477 | 260 | 301 | 455 | 0 | 358 | 0 | 420 | 0 | 260
Water Heater Jackets kWh | 0.08 | 0.1 | 0.13 | 0.13 | 0.15 | 0.08 | 0.1 | 0.13 | 0.13 | 0.15 | 0.08 | 0.08 | 0.11 | 0.13 | 0.13 | 0.15 | 0.091 | 0.16 | 0.1 | 0.16 | 0 | 0.1 | 0.16 | 0.08 | 0.1 | 0.15 | 0 | 0.115 | 0 | 0.135 | 0 | 0.08
Water Heater Pipe Insulation kW | 242 | 296 | 400 | 400 | 440 | 242 | 296 | 400 | 400 | 440 | 245 | 245 | 350 | 400 | 400 | 440 | 265 | 477 | 280 | 477 | 0 | 278 | 477 | 260 | 301 | 455 | 0 | 358 | 0 | 420 | 0 | 260
Water Heater Pipe Insulation kWh | 0.08 | 0.1 | 0.13 | 0.13 | 0.15 | 0.08 | 0.1 | 0.13 | 0.13 | 0.15 | 0.08 | 0.08 | 0.11 | 0.13 | 0.13 | 0.15 | 0.091 | 0.16 | 0.1 | 0.16 | 0 | 0.1 | 0.16 | 0.08 | 0.1 | 0.15 | 0 | 0.115 | 0 | 0.135 | 0 | 0.08
Water Heater Replacement kW | 242 | 296 | 400 | 400 | 440 | 242 | 296 | 400 | 400 | 440 | 245 | 245 | 350 | 400 | 400 | 440 | 265 | 477 | 260 | 440 | 0 | 278 | 477 | 260 | 301 | 455 | 0 | 358 | 0 | 420 | 0 | 260
Water Heater Replacement kWh | 0.08 | 0.1 | 0.13 | 0.13 | 0.15 | 0.08 | 0.1 | 0.13 | 0.13 | 0.15 | 0.08 | 0.08 | 0.11 | 0.13 | 0.13 | 0.15 | 0.091 | 0.16 | 0.083 | 0.16 | 0 | 0.1 | 0.16 | 0.08 | 0.1 | 0.15 | 0 | 0.115 | 0 | 0.135 | 0 | 0.08
Energy Star Ceiling Fans kW | 0 | 0 | 0 | 0 | 0 | 0 | 0 | 0 | 0 | 0 | 0 | 0 | 0 | 0 | 0 | 0 | 0 | 0 | 0 | 0 | 0 | 0 | 0 | 0 | 0 | 0 | 0 | 0 | 0 | 0 | 0 | 0
Energy Star Ceiling Fans kWh | 0 | 0 | 0 | 0 | 0 | 0 | 0 | 0 | 0 | 0 | 0 | 0 | 0 | 0 | 0 | 0 | 0 | 0 | 0 | 0 | 0 | 0 | 0 | 0 | 0 | 0 | 0 | 0 | 0 | 0 | 0 | 0
Energy Star Refrigerators kW | 242 | 296 | 400 | 400 | 440 | 242 | 296 | 400 | 400 | 440 | 270 | 245 | 350 | 400 | 400 | 440 | 265 | 477 | 260 | 440 | 0 | 278 | 477 | 260 | 301 | 455 | 0 | 358 | 0 | 420 | 0 | 260
Energy Star Refrigerators kWh | 0.08 | 0.1 | 0.13 | 0.13 | 0.15 | 0.08 | 0.1 | 0.13 | 0.13 | 0.15 | 0.09 | 0.08 | 0.11 | 0.13 | 0.13 | 0.15 | 0.091 | 0.16 | 0.083 | 0.16 | 0 | 0.1 | 0.16 | 0.08 | 0.1 | 0.15 | 0 | 0.115 | 0 | 0.135 | 0 | 0.08
Energy Star Dishwashers kW | 242 | 296 | 400 | 400 | 440 | 242 | 296 | 400 | 400 | 440 | 270 | 245 | 350 | 400 | 400 | 440 | 265 | 477 | 260 | 440 | 0 | 278 | 477 | 260 | 301 | 455 | 0 | 358 | 0 | 420 | 0 | 260
Energy Star Dishwashers kWh | 0.08 | 0.1 | 0.13 | 0.13 | 0.15 | 0.08 | 0.1 | 0.13 | 0.13 | 0.15 | 0.09 | 0.08 | 0.11 | 0.13 | 0.13 | 0.15 | 0.091 | 0.16 | 0.083 | 0.16 | 0 | 0.1 | 0.16 | 0.08 | 0.1 | 0.15 | 0 | 0.115 | 0 | 0.135 | 0 | 0.08
Energy Star Clothes Washers kW | 242 | 296 | 400 | 400 | 440 | 242 | 296 | 400 | 400 | 440 | 270 | 245 | 350 | 400 | 400 | 440 | 265 | 477 | 260 | 440 | 0 | 278 | 477 | 260 | 301 | 455 | 0 | 358 | 0 | 420 | 0 | 260
Energy Star Clothes Washers kWh | 0.08 | 0.1 | 0.13 | 0.13 | 0.15 | 0.08 | 0.1 | 0.13 | 0.13 | 0.15 | 0.09 | 0.08 | 0.11 | 0.13 | 0.13 | 0.15 | 0.091 | 0.16 | 0.083 | 0.16 | 0 | 0.1 | 0.16 | 0.08 | 0.1 | 0.15 | 0 | 0.115 | 0 | 0.135 | 0 | 0.08
Solar Water Heater Replacement kW | 242 | 296 | 400 | 400 | 440 | 242 | 296 | 400 | 400 | 440 | 350 | 350 | 350 | 400 | 400 | 440 | 265 | 477 | 260 | 440 | 0 | 278 | 477 | 260 | 301 | 455 | 0 | 358 | 0 | 420 | 0 | 260
Solar Water Heater Replacement kWh | 0.08 | 0.1 | 0.13 | 0.13 | 0.15 | 0.08 | 0.1 | 0.13 | 0.13 | 0.15 | 0.11 | 0.11 | 0.11 | 0.13 | 0.13 | 0.15 | 0.091 | 0.16 | 0.083 | 0.16 | 0 | 0.1 | 0.16 | 0.08 | 0.1 | 0.15 | 0 | 0.115 | 0 | 0.135 | 0 | 0.08
Photovoltaics kW | 242 | 296 | 400 | 400 | 440 | 242 | 296 | 400 | 400 | 440 | 0 | 0 | 0 | 400 | 400 | 440 | 265 | 477 | 260 | 440 | 0 | 278 | 477 | 260 | 301 | 455 | 0 | 358 | 0 | 420 | 0 | 260
Photovoltaics kWh | 0.08 | 0.1 | 0.13 | 0.13 | 0.15 | 0.08 | 0.1 | 0.13 | 0.13 | 0.15 | 0 | 0 | 0 | 0.13 | 0.13 | 0.15 | 0.091 | 0.16 | 0.083 | 0.16 | 0 | 0.1 | 0.16 | 0.08 | 0.1 | 0.15 | 0 | 0.115 | 0 | 0.135 | 0 | 0.08
25

## Planning Calculator (hidden)
Instructions |  | Select from drop-down | Incentive Levels |  | Manually Enter Data (It's ok to cut and paste) |  |  |  |  | Automatic Or Manual | Automatic Calculations for Cost-effectiveness and Bonus | [8 empty] | Additional Analysis
| Program | Measure (Select from Drop Down Menu or Type In) | Incentive $/kW | Incentive $/kWh | # Installations | kW | kWh | Incentives | Total Admin | Estimated Useful Life | Total Program Cost | PV (Avoided Capacity Cost) | PV (Avoided Energy Cost) | PV Avd Capacity Cost * kW | PV Avoided Energy Cost * kWh | Total Avoided Cost | Net Benefits | Ben-Cost Ratio | Estimated Max Bonus (10% NB) | Load Factor | Total $/Installation | Total Annual $/kW | Total Annual $/kWh | Total Avoided Cost/kW | Total Avoided Cost/kWh | Total Incentive Paid as % of Total Avoided Cost | % of Total Avoided Costs from kW | % of Total Avoided Costs from kWh
WHITE CELLS: Enter Data | Residential SOP | N/A |  |  | 0 | 0 | 0 | 0 | 0 |  | 0 | 0 | 0 | 0 | 0 | 0 | 0 | #DIV/0! | 0
GREY CELLS: Sub-Totals or Blanks | Select Measure in column "C" | [6 empty] | 0 |  |  | 0
BLUE CELLS: Automatic Calculations | Measure 2 | [6 empty] | 0 |  |  | 0
Max of 15 programs | etc. up to 21 measures | [6 empty] | 0 |  |  | 0
[8 empty] | 0 |  |  | 0
| Hide any unused rows if needed | [6 empty] | 0 |  |  | 0
[8 empty] | 0 |  |  | 0
[8 empty] | 0 |  |  | 0
[8 empty] | 0 |  |  | 0
[8 empty] | 0 |  |  | 0
[8 empty] | 0 |  |  | 0
[8 empty] | 0 |  |  | 0
[8 empty] | 0 |  |  | 0
[8 empty] | 0 |  |  | 0
[8 empty] | 0 |  |  | 0
[8 empty] | 0 |  |  | 0
[8 empty] | 0 |  |  | 0
[8 empty] | 0 |  |  | 0
[8 empty] | 0 |  |  | 0
[8 empty] | 0 |  |  | 0
[8 empty] | 0 |  |  | 0
[8 empty] | 0 |  |  | 0
| Hard-to-Reach SOP | N/A |  |  | 0 | 0 | 0 | 0 | 0 |  | 0 | 0 | 0 | 0 | 0 | 0 | 0 | #DIV/0! | 0
[8 empty] | 0 |  |  | 0
[8 empty] | 0 |  |  | 0
[8 empty] | 0 |  |  | 0
[8 empty] | 0 |  |  | 0
[8 empty] | 0 |  |  | 0
[8 empty] | 0 |  |  | 0
[8 empty] | 0 |  |  | 0
[8 empty] | 0 |  |  | 0
[8 empty] | 0 |  |  | 0
[8 empty] | 0 |  |  | 0
[8 empty] | 0 |  |  | 0
[8 empty] | 0 |  |  | 0
[8 empty] | 0 |  |  | 0
[8 empty] | 0 |  |  | 0
[8 empty] | 0 |  |  | 0
[8 empty] | 0 |  |  | 0
[8 empty] | 0 |  |  | 0
[8 empty] | 0 |  |  | 0
[8 empty] | 0 |  |  | 0
[8 empty] | 0 |  |  | 0
Unhide cells for more programs | [7 empty] | 0 |  |  | 0
| Program Name | N/A |  |  | 0 | 0 | 0 | 0 | 0 |  | 0 | 0 | 0 | 0 | 0 | 0 | 0 | #DIV/0! | 0
| Select Measure in column "C" | [6 empty] | 0 |  |  | 0
| Measure 2 | [6 empty] | 0 |  |  | 0
| etc. up to 21 measures | [6 empty] | 0 |  |  | 0
[8 empty] | 0 |  |  | 0
[8 empty] | 0 |  |  | 0
[8 empty] | 0 |  |  | 0
[8 empty] | 0 |  |  | 0
[8 empty] | 0 |  |  | 0
[8 empty] | 0 |  |  | 0
[8 empty] | 0 |  |  | 0
[8 empty] | 0 |  |  | 0
[8 empty] | 0 |  |  | 0
[8 empty] | 0 |  |  | 0
[8 empty] | 0 |  |  | 0
[8 empty] | 0 |  |  | 0
[8 empty] | 0 |  |  | 0
[8 empty] | 0 |  |  | 0
[8 empty] | 0 |  |  | 0
[8 empty] | 0 |  |  | 0
[8 empty] | 0 |  |  | 0
[8 empty] | 0 |  |  | 0
| Program Name | N/A |  |  | 0 | 0 | 0 | 0 | 0 |  | 0 | 0 | 0 | 0 | 0 | 0 | 0 | #DIV/0! | 0
| Select Measure in column "C" | [6 empty] | 0 |  |  | 0
| Measure 2 | [6 empty] | 0 |  |  | 0
| etc. up to 21 measures | [6 empty] | 0 |  |  | 0
[8 empty] | 0 |  |  | 0
[8 empty] | 0 |  |  | 0
[8 empty] | 0 |  |  | 0
[8 empty] | 0 |  |  | 0
[8 empty] | 0 |  |  | 0
[8 empty] | 0 |  |  | 0
[8 empty] | 0 |  |  | 0
[8 empty] | 0 |  |  | 0
[8 empty] | 0 |  |  | 0
[8 empty] | 0 |  |  | 0
[8 empty] | 0 |  |  | 0
[8 empty] | 0 |  |  | 0
[8 empty] | 0 |  |  | 0
[8 empty] | 0 |  |  | 0
[8 empty] | 0 |  |  | 0
[8 empty] | 0 |  |  | 0
[8 empty] | 0 |  |  | 0
[8 empty] | 0 |  |  | 0
| Program Name | N/A |  |  | 0 | 0 | 0 | 0 | 0 |  | 0 | 0 | 0 | 0 | 0 | 0 | 0 | #DIV/0! | 0
| Select Measure in column "C" | [6 empty] | 0 |  |  | 0
| Measure 2 | [6 empty] | 0 |  |  | 0
| etc. up to 21 measures | [6 empty] | 0 |  |  | 0
[8 empty] | 0 |  |  | 0
[8 empty] | 0 |  |  | 0
[8 empty] | 0 |  |  | 0
[8 empty] | 0 |  |  | 0
[8 empty] | 0 |  |  | 0
[8 empty] | 0 |  |  | 0
[8 empty] | 0 |  |  | 0
[8 empty] | 0 |  |  | 0
[8 empty] | 0 |  |  | 0
[8 empty] | 0 |  |  | 0
[8 empty] | 0 |  |  | 0
[8 empty] | 0 |  |  | 0
[8 empty] | 0 |  |  | 0
[8 empty] | 0 |  |  | 0
[8 empty] | 0 |  |  | 0
[8 empty] | 0 |  |  | 0
[8 empty] | 0 |  |  | 0
[8 empty] | 0 |  |  | 0
| Program Name | N/A |  |  | 0 | 0 | 0 | 0 | 0 |  | 0 | 0 | 0 | 0 | 0 | 0 | 0 | #DIV/0! | 0
| Select Measure in column "C" | [6 empty] | 0 |  |  | 0
| Measure 2 | [6 empty] | 0 |  |  | 0
| etc. up to 21 measures | [6 empty] | 0 |  |  | 0
[8 empty] | 0 |  |  | 0
[8 empty] | 0 |  |  | 0
[8 empty] | 0 |  |  | 0
[8 empty] | 0 |  |  | 0
[8 empty] | 0 |  |  | 0
[8 empty] | 0 |  |  | 0
[8 empty] | 0 |  |  | 0
[8 empty] | 0 |  |  | 0
[8 empty] | 0 |  |  | 0
[8 empty] | 0 |  |  | 0
[8 empty] | 0 |  |  | 0
[8 empty] | 0 |  |  | 0
[8 empty] | 0 |  |  | 0
[8 empty] | 0 |  |  | 0
[8 empty] | 0 |  |  | 0
[8 empty] | 0 |  |  | 0
[8 empty] | 0 |  |  | 0
[8 empty] | 0 |  |  | 0
| Program Name | N/A |  |  | 0 | 0 | 0 | 0 | 0 |  | 0 | 0 | 0 | 0 | 0 | 0 | 0 | #DIV/0! | 0
| Select Measure in column "C" | [6 empty] | 0 |  |  | 0
| Measure 2 | [6 empty] | 0 |  |  | 0
| etc. up to 21 measures | [6 empty] | 0 |  |  | 0
[8 empty] | 0 |  |  | 0
[8 empty] | 0 |  |  | 0
[8 empty] | 0 |  |  | 0
[8 empty] | 0 |  |  | 0
[8 empty] | 0 |  |  | 0
[8 empty] | 0 |  |  | 0
[8 empty] | 0 |  |  | 0
[8 empty] | 0 |  |  | 0
[8 empty] | 0 |  |  | 0
[8 empty] | 0 |  |  | 0
[8 empty] | 0 |  |  | 0
[8 empty] | 0 |  |  | 0
[8 empty] | 0 |  |  | 0
[8 empty] | 0 |  |  | 0
[8 empty] | 0 |  |  | 0
[8 empty] | 0 |  |  | 0
[8 empty] | 0 |  |  | 0
[8 empty] | 0 |  |  | 0
| Program Name | N/A |  |  | 0 | 0 | 0 | 0 | 0 |  | 0 | 0 | 0 | 0 | 0 | 0 | 0 | #DIV/0! | 0
| Select Measure in column "C" | [6 empty] | 0 |  |  | 0
| Measure 2 | [6 empty] | 0 |  |  | 0
| etc. up to 21 measures | [6 empty] | 0 |  |  | 0
[8 empty] | 0 |  |  | 0
[8 empty] | 0 |  |  | 0
[8 empty] | 0 |  |  | 0
[8 empty] | 0 |  |  | 0
[8 empty] | 0 |  |  | 0
[8 empty] | 0 |  |  | 0
[8 empty] | 0 |  |  | 0
[8 empty] | 0 |  |  | 0
[8 empty] | 0 |  |  | 0
[8 empty] | 0 |  |  | 0
[8 empty] | 0 |  |  | 0
[8 empty] | 0 |  |  | 0
[8 empty] | 0 |  |  | 0
[8 empty] | 0 |  |  | 0
[8 empty] | 0 |  |  | 0
[8 empty] | 0 |  |  | 0
[8 empty] | 0 |  |  | 0
[8 empty] | 0 |  |  | 0
| Program Name | N/A |  |  | 0 | 0 | 0 | 0 | 0 |  | 0 | 0 | 0 | 0 | 0 | 0 | 0 | #DIV/0! | 0
| Select Measure in column "C" | [6 empty] | 0 |  |  | 0
| Measure 2 | [6 empty] | 0 |  |  | 0
| etc. up to 21 measures | [6 empty] | 0 |  |  | 0
[8 empty] | 0 |  |  | 0
[8 empty] | 0 |  |  | 0
[8 empty] | 0 |  |  | 0
[8 empty] | 0 |  |  | 0
[8 empty] | 0 |  |  | 0
[8 empty] | 0 |  |  | 0
[8 empty] | 0 |  |  | 0
[8 empty] | 0 |  |  | 0
[8 empty] | 0 |  |  | 0
[8 empty] | 0 |  |  | 0
[8 empty] | 0 |  |  | 0
[8 empty] | 0 |  |  | 0
[8 empty] | 0 |  |  | 0
[8 empty] | 0 |  |  | 0
[8 empty] | 0 |  |  | 0
[8 empty] | 0 |  |  | 0
[8 empty] | 0 |  |  | 0
[8 empty] | 0 |  |  | 0
| Program Name | N/A |  |  | 0 | 0 | 0 | 0 | 0 |  | 0 | 0 | 0 | 0 | 0 | 0 | 0 | #DIV/0! | 0
| Select Measure in column "C" | [6 empty] | 0 |  |  | 0
| Measure 2 | [6 empty] | 0 |  |  | 0
| etc. up to 21 measures | [6 empty] | 0 |  |  | 0
[8 empty] | 0 |  |  | 0
[8 empty] | 0 |  |  | 0
[8 empty] | 0 |  |  | 0
[8 empty] | 0 |  |  | 0
[8 empty] | 0 |  |  | 0
[8 empty] | 0 |  |  | 0
[8 empty] | 0 |  |  | 0
[8 empty] | 0 |  |  | 0
[8 empty] | 0 |  |  | 0
[8 empty] | 0 |  |  | 0
[8 empty] | 0 |  |  | 0
[8 empty] | 0 |  |  | 0
[8 empty] | 0 |  |  | 0
[8 empty] | 0 |  |  | 0
[8 empty] | 0 |  |  | 0
[8 empty] | 0 |  |  | 0
[8 empty] | 0 |  |  | 0
[8 empty] | 0 |  |  | 0
| Program Name | N/A |  |  | 0 | 0 | 0 | 0 | 0 |  | 0 | 0 | 0 | 0 | 0 | 0 | 0 | #DIV/0! | 0
| Select Measure in column "C" | [6 empty] | 0 |  |  | 0
| Measure 2 | [6 empty] | 0 |  |  | 0
| etc. up to 21 measures | [6 empty] | 0 |  |  | 0
[8 empty] | 0 |  |  | 0
[8 empty] | 0 |  |  | 0
[8 empty] | 0 |  |  | 0
[8 empty] | 0 |  |  | 0
[8 empty] | 0 |  |  | 0
[8 empty] | 0 |  |  | 0
[8 empty] | 0 |  |  | 0
[8 empty] | 0 |  |  | 0
[8 empty] | 0 |  |  | 0
[8 empty] | 0 |  |  | 0
[8 empty] | 0 |  |  | 0
[8 empty] | 0 |  |  | 0
[8 empty] | 0 |  |  | 0
[8 empty] | 0 |  |  | 0
[8 empty] | 0 |  |  | 0
[8 empty] | 0 |  |  | 0
[8 empty] | 0 |  |  | 0
[8 empty] | 0 |  |  | 0
| Program Name | N/A |  |  | 0 | 0 | 0 | 0 | 0 |  | 0 | 0 | 0 | 0 | 0 | 0 | 0 | #DIV/0! | 0
| Select Measure in column "C" | [6 empty] | 0 |  |  | 0
| Measure 2 | [6 empty] | 0 |  |  | 0
| etc. up to 21 measures | [6 empty] | 0 |  |  | 0
[8 empty] | 0 |  |  | 0
[8 empty] | 0 |  |  | 0
[8 empty] | 0 |  |  | 0
[8 empty] | 0 |  |  | 0
[8 empty] | 0 |  |  | 0
[8 empty] | 0 |  |  | 0
[8 empty] | 0 |  |  | 0
[8 empty] | 0 |  |  | 0
[8 empty] | 0 |  |  | 0
[8 empty] | 0 |  |  | 0
[8 empty] | 0 |  |  | 0
[8 empty] | 0 |  |  | 0
[8 empty] | 0 |  |  | 0
[8 empty] | 0 |  |  | 0
[8 empty] | 0 |  |  | 0
[8 empty] | 0 |  |  | 0
[8 empty] | 0 |  |  | 0
[8 empty] | 0 |  |  | 0
| Program Name | N/A |  |  | 0 | 0 | 0 | 0 | 0 |  | 0 | 0 | 0 | 0 | 0 | 0 | 0 | #DIV/0! | 0
| Select Measure in column "C" | [6 empty] | 0 |  |  | 0
| Measure 2 | [6 empty] | 0 |  |  | 0
| etc. up to 21 measures | [6 empty] | 0 |  |  | 0
[8 empty] | 0 |  |  | 0
[8 empty] | 0 |  |  | 0
[8 empty] | 0 |  |  | 0
[8 empty] | 0 |  |  | 0
[8 empty] | 0 |  |  | 0
[8 empty] | 0 |  |  | 0
[8 empty] | 0 |  |  | 0
[8 empty] | 0 |  |  | 0
[8 empty] | 0 |  |  | 0
[8 empty] | 0 |  |  | 0
[8 empty] | 0 |  |  | 0
[8 empty] | 0 |  |  | 0
[8 empty] | 0 |  |  | 0
[8 empty] | 0 |  |  | 0
[8 empty] | 0 |  |  | 0
[8 empty] | 0 |  |  | 0
[8 empty] | 0 |  |  | 0
[8 empty] | 0 |  |  | 0
| Program Name | N/A |  |  | 0 | 0 | 0 | 0 | 0 |  | 0 | 0 | 0 | 0 | 0 | 0 | 0 | #DIV/0! | 0
| Select Measure in column "C" | [6 empty] | 0 |  |  | 0
| Measure 2 | [6 empty] | 0 |  |  | 0
| etc. up to 21 measures | [6 empty] | 0 |  |  | 0
[8 empty] | 0 |  |  | 0
[8 empty] | 0 |  |  | 0
[8 empty] | 0 |  |  | 0
[8 empty] | 0 |  |  | 0
[8 empty] | 0 |  |  | 0
[8 empty] | 0 |  |  | 0
[8 empty] | 0 |  |  | 0
[8 empty] | 0 |  |  | 0
[8 empty] | 0 |  |  | 0
[8 empty] | 0 |  |  | 0
[8 empty] | 0 |  |  | 0
[8 empty] | 0 |  |  | 0
[8 empty] | 0 |  |  | 0
[8 empty] | 0 |  |  | 0
[8 empty] | 0 |  |  | 0
[8 empty] | 0 |  |  | 0
[8 empty] | 0 |  |  | 0
[8 empty] | 0 |  |  | 0
| Program Name | N/A |  |  | 0 | 0 | 0 | 0 | 0 |  | 0 | 0 | 0 | 0 | 0 | 0 | 0 | #DIV/0! | 0
| Select Measure in column "C" | [6 empty] | 0 |  |  | 0
| Measure 2 | [6 empty] | 0 |  |  | 0
| etc. up to 21 measures | [6 empty] | 0 |  |  | 0
[8 empty] | 0 |  |  | 0
[8 empty] | 0 |  |  | 0
[8 empty] | 0 |  |  | 0
[8 empty] | 0 |  |  | 0
[8 empty] | 0 |  |  | 0
[8 empty] | 0 |  |  | 0
[8 empty] | 0 |  |  | 0
[8 empty] | 0 |  |  | 0
[8 empty] | 0 |  |  | 0
[8 empty] | 0 |  |  | 0
[8 empty] | 0 |  |  | 0
[8 empty] | 0 |  |  | 0
[8 empty] | 0 |  |  | 0
[8 empty] | 0 |  |  | 0
[8 empty] | 0 |  |  | 0
[8 empty] | 0 |  |  | 0
[8 empty] | 0 |  |  | 0
[8 empty] | 0 |  |  | 0
| Portfolio Total |  |  |  | 0 | 0 | 0 | 0 | 0 |  | 0 |  |  | 0 | 0 | 0 | 0 | #DIV/0! | 0 | #DIV/0!
| Fixed Inputs per PUC Rule |  |  |  | 2013 | 2014
| Avoided Cost per kW | 80 |  |  | 80 | 80
| Avoided Cost per kWh | 0.104 |  |  | 0.104 | 0.04619
| Inflation Rate | 2%
| Maximum % Net Benefits for Bonus | 10%
Utility Specific Inputs
| Discount Rate | 8.2%
Note on C1: Amy Martin: Select the measure from the drop-down menu. They are grouped by Commercial and Residential Measures, respectively, and alphabetized. Alternatively, you can manually type the measure and insert the EUL in column I
Note on K1: Amy Martin: Column C will automatically insert the correct EUL if you select the measure from the drop-down menu in column B. If you type in the measure, you can type in the EUL.
Note on U2: Amy Martin: If a measure produces more energy savings during non-peak hours than peak, the load factor could be > 100%

## Step 1 Fixed Inputs
Insert or Verify Data in Blue Cells | Fixed Inputs per PUC Rule | Avoided Cost Reference (1) | 2013 | 2014 | 2015 | 2016 | 2017 | 2018 | 2019 | 2020 | 2021 | 2022 | 2023 | 2024
Avoided Cost per kW | 80 |  | 80 | 80 | 80 | 80 | 80 | 80 | 80 | 80 | 80 | 80 | 80 | 100
Avoided Cost per kWh | 0.09115 |  | 0.104 | 0.04619 | 0.05321 | 0.05088 | 0.03989 | 0.03757 | 0.05084 | 0.11366 | 0.10161 | 0.085 | 0.09115 | 0.1662
Utility Specific Discount Rate (WACC) (2) | 6.61%
Inflation Rate | 2%
Maximum % Net Benefits for Bonus | 10%
PUC Goals | kW | kWh
2023 Goals | 15697 | 27500598
Cost-effectiveness Input
Bonus Collected in 2023 = Bonus Earned in 2021 (3) | 4598049
Please Note: The bonus included in the cost-effectiveness analysis is the bonus collected for the program year, not the bonus earned. For example, for PY2023 cost-effectiveness, the bonus collected (= 2021 bonus earned) should be included in cell B14 of this tab. As a result, this bonus will not match the bonus calculated in the Step 4 Bonus Calculator Tab which is the bonus earned for PY2023. Due to the rule change, a bonus must also be included as a program cost for the purposes of calculating the new bonus. We are using the same bonus that is used for cost-effectiveness. | bar: 2013
(1) Avoided Cost numbers located from PUCT Project 38578 Item No. 68
(2) Utility Specific Discount Rate (WACC) is from Docket 53719
(3) Final Order from Docket 53517

## Step 2 Results Calculator
Instructions |  | Select from drop-down | Paid Savings |  |  |  | Total Incentive |  |  | Automatic Or Manual | Total Program Costs for Program Year |  |  |  | Cost Effectiveness Test Part 1 |  | Cost Effectiveness Test Part 2 |  | Cost Effectiveness Test Part 3 |  | Cost Effectiveness Test Part 4
| Program (list custom measure here if necessary) | Measure (Select from Drop Down Menu) | Installation | kW Actual Savings | kWh Actual Savings | CASH Incentives Actual | Incentive Allocation Based on kW | NON CASH Incentive | Total Incentive | Estimated Useful Life | Total Admin Spent (Excluding Bonus; including cost paid for EECRF) | Total Program Cost Spent (Excluding Bonus; including cost paid for EECRF) | Total Admin For Bonus (Including Bonus & EECRF) | Total Program Cost For Bonus (Including Bonus & EECRF) | Total Admin for Cost Eff. (Including Bonus; excluding cost paid for EECRF) | Total Program Cost for Cost Eff. (Including Bonus; excluding cost paid for EECRF) | PV (Avoided Capacity Cost) | PV (Avoided Energy Cost) | PV Avd Capacity Cost * kW | PV Avoided Energy Cost * kWh | Total Avoided Cost (PV kW + PV kWh) | Net Benefits (Avoided Cost - Program Cost) | Ben-Cost Ratio | Estimated Max Bonus (10% NB)
WHITE CELLS: Enter Data | Commercial Solutions |  | 1242 | 7713.6967 | 30285204.16 | 1249264.05 | 100% | 1345824 | 2595088.05 | NA | 184050.6731 | 2779138.7231 | 1869147.8163 | 4464235.8663 | 1867976.8532 | 4463064.9032 |  |  | 4547379.8411 | 21066236.8664 | 25613616.7075 | 21149380.8412 | 5.739 | 2114938.0841
GREY CELLS: Sub-Totals or Blanks |  | Commercial Solutions Program
BLUE CELLS: Optional Data Entry |  | Com Chillers (Screw, Scroll, and Reciprocating) | 9 | 90.31 | 423049 | 31097.18 | 1.171% | 15756.5652 | 46853.7452 | 20 | 3322.9945 | 50176.7397 | 33747.0536 | 80600.7988 | 33725.9121 | 80579.6573 | 1038.8691 | 1.1837 | 93820.2671 | 500746.7985 | 594567.0656 | 513966.2667 | 7.3786 | 51396.6267
GREEN CELLS: Automatic Calculations |  | M&V Project - 8.5 EUL | 2 | 0.31 | 2577 | 102.7 | 0.004019% | 54.0863 | 156.7863 | 8.5 | 11.1197 | 167.906 | 112.9275 | 269.7138 | 112.8568 | 269.6431 | 554.4161 | 0.63169 | 171.869 | 1627.8597 | 1799.7287 | 1530.0149 | 6.6745 | 153.0015
Max of 16 programs |  | Com Split-System/Packaged ACs and HPs | 31 | 404.34 | 1564202 | 140449.44 | 5.242% | 70546.0035 | 210995.4435 | 15 | 14964.3683 | 225959.8118 | 151972.3666 | 362967.8101 | 151877.1606 | 362872.6042 | 858.0067 | 0.97759 | 346926.4091 | 1529150.3099 | 1876076.719 | 1513108.9089 | 5.1701 | 151310.8909
|  | Com Split-System/Packaged ACs and HPs | 8 | 11.28 | 34538 | 3510.76 | 0.1462% | 1968.044 | 5478.804 | 15 | 388.5716 | 5867.3756 | 3946.1839 | 9424.9879 | 3943.7117 | 9422.5157 | 858.0067 | 0.97759 | 9678.315 | 33764.0493 | 43442.3643 | 34017.3764 | 4.6105 | 3401.7376
Measure Search: |  | Com Commercial Dishwashers - Under Counter | 1 | 1.36 | 9212 | 408.64 | 0.01763% | 237.2819 | 645.9219 | 10 | 45.8105 | 691.7324 | 465.2341 | 1111.156 | 464.9427 | 1110.8646 | 632.4076 | 0.72055 | 860.0744 | 6637.7014 | 7497.7757 | 6386.6197 | 6.7495 | 638.662
|  | Com Commercial Dishwashers - Single Tank Conveyor | 1 | 1.502 | 10966 | 467.15 | 0.01947% | 262.0569 | 729.2069 | 20 | 51.7173 | 780.9243 | 525.2213 | 1254.4282 | 524.8923 | 1254.0992 | 1038.8691 | 1.1837 | 1560.3814 | 12980.0316 | 14540.413 | 13285.9847 | 11.5943 | 1328.5985
*Filter measure list for cells in column C here; see comment in C1 for instructions.* |  | Com Hot Food Holding Cabinets (HFHC) | 1 | 2.134 | 7786 | 507.83 | 0.02767% | 372.3232 | 880.1532 | 12 | 62.4229 | 942.5761 | 633.9424 | 1514.0957 | 633.5453 | 1513.6985 | 728.6689 | 0.83023 | 1554.9795 | 6464.1485 | 8019.128 | 6505.0323 | 5.2977 | 650.5032
|  | Com Cool Roofs | 7 | 102.54 | 329442 | 32223.84 | 1.329% | 17890.3576 | 50114.1976 | 15 | 3554.2346 | 53668.4322 | 36095.4392 | 86209.6369 | 36072.8266 | 86187.0242 | 858.0067 | 0.97759 | 87980.002 | 322059.6422 | 410039.6441 | 323830.0072 | 4.7576 | 32383.0007
|  | Com Ice Makers | 1 | 0.077 | 646 | 25.63 | 0.0009982% | 13.4343 | 39.0643 | 8.5 | 2.7705 | 41.8349 | 28.1366 | 67.201 | 28.119 | 67.1833 | 554.4161 | 0.63169 | 42.69 | 408.0704 | 450.7604 | 383.5594 | 6.7094 | 38.3559
|  | Com Lamps and Fixtures - LED Corn Cob Lamps | 3 | 9.71 | 66247 | 2264.62 | 0.1259% | 1694.123 | 3958.743 | 15 | 280.7648 | 4239.5078 | 2851.339 | 6810.082 | 2849.5528 | 6808.2958 | 858.0067 | 0.97759 | 8331.2446 | 64762.4927 | 73093.7373 | 66283.6552 | 10.736 | 6628.3655
|  | Com Lamps and Fixtures - Integral Light Emitting Diode (LED) Lamps | 27 | 29.9 | 157587 | 6246.13 | 0.3876% | 5216.7124 | 11462.8424 | 9 | 812.9758 | 12275.8183 | 8256.2697 | 19719.1122 | 8251.0974 | 19713.9399 | 580.99 | 0.66197 | 17371.5999 | 104317.1479 | 121688.7478 | 101969.6356 | 6.1727 | 10196.9636
measure max = 40 |  | Com Lamps and Fixtures - LED Fixtures | 94 | 1581.66 | 6905057 | 331918.68 | 20.5% | 275955.3641 | 607874.0441 | 15 | 43112.0736 | 650986.1177 | 437829.6306 | 1045703.6747 | 437555.3439 | 1045429.388 | 858.0067 | 0.97759 | 1357074.7991 | 6750323.84 | 8107398.6391 | 7061694.9644 | 7.7551 | 706169.4964
|  | Com Lamps and Fixtures - LED Tubes (TLED) | 79 | 909.27 | 3648902 | 186318.82 | 11.79% | 158642.1443 | 344960.9643 | 15 | 24465.5659 | 369426.5302 | 248462.8732 | 593423.8375 | 248307.2189 | 593268.1832 | 858.0067 | 0.97759 | 780159.7073 | 3567134.9506 | 4347294.6578 | 3753870.8203 | 7.3277 | 375387.082
|  | Com Lamps and Fixtures - New Construction Exterior Fixtures | 25 | 42.82 | 288150 | 9946.8 | 0.5551% | 7470.8905 | 17417.6905 | 15 | 1235.3098 | 18653.0003 | 12545.3309 | 29963.0214 | 12537.4716 | 29955.1621 | 858.0067 | 0.97759 | 36739.8448 | 281692.9411 | 318432.7858 | 288469.7645 | 10.6303 | 28846.9764
|  | Com Lamps and Fixtures - New Construction Interior Fixtures & Controls | 37 | 455.87 | 1886710 | 93545.67 | 5.91% | 79536.5451 | 173082.2151 | 14 | 12275.4595 | 185357.6745 | 124664.843 | 297747.0581 | 124586.7443 | 297668.9594 | 816.7852 | 0.93062 | 372347.863 | 1755818.7805 | 2128166.6435 | 1830419.5854 | 7.1494 | 183041.9585
|  | Com Lighting Controls - Occupancy Sensors | 12 | 44.07 | 183032 | 9342.82 | 0.5713% | 7688.9805 | 17031.8005 | 10 | 1207.9414 | 18239.7419 | 12267.3883 | 29299.1888 | 12259.7031 | 29291.5036 | 632.4076 | 0.72055 | 27870.2038 | 131883.6036 | 159753.8074 | 130454.6186 | 5.4539 | 13045.4619
|  | Com Packaged Terminal ACs and HPs (PTAC/PTHP) | 1 | 0.45 | 544 | 123.38 | 0.005834% | 78.5124 | 201.8924 | 15 | 14.3188 | 216.2111 | 145.4158 | 347.3082 | 145.3247 | 347.2171 | 858.0067 | 0.97759 | 386.103 | 531.8097 | 917.9127 | 570.6045 | 2.6436 | 57.0605
|  | Com Solid and Glass Door Reach-Ins | 6 | 3.251 | 28473 | 1463.51 | 0.04215% | 567.2084 | 2030.7184 | 12 | 144.0241 | 2174.7425 | 1462.6528 | 3493.3713 | 1461.7365 | 3492.455 | 728.6689 | 0.83023 | 2368.9026 | 23639.0573 | 26007.96 | 22514.5887 | 7.4469 | 2251.4589
|  | Com HVAC Variable Frequency Drives (VFD) | 1 | 2.08 | 140160 | 3323.2 | 0.02697% | 362.9017 | 3686.1017 | 15 | 261.4283 | 3947.5301 | 2654.9654 | 6341.0671 | 2653.3022 | 6339.4039 | 858.0067 | 0.97759 | 1784.6538 | 137019.2005 | 138803.8543 | 132462.7872 | 21.8954 | 13246.2787
|  | M&V Variable Refrigerant Flow (VRF) Systems | 2 | 1.52 | 8250 | 545 | 0.01971% | 265.1974 | 810.1974 | 15 | 57.4614 | 867.6588 | 583.5558 | 1393.7532 | 583.1902 | 1393.3877 | 858.0067 | 0.97759 | 1304.1701 | 8065.1285 | 9369.2986 | 7975.5453 | 6.7241 | 797.5545
Commercial Lighting Midstream Program
|  | Com Lamps and Fixtures - Integral Light Emitting Diode (LED) Lamps (Midstream) | 20 | 54.0087 | 256803.25 | 14082.75 | 0.7002% | 9423.0129 | 23505.7629 | 9 | 1667.0924 | 25172.8553 | 16930.3486 | 40436.1116 | 16919.7423 | 40425.5052 | 580.99 | 0.66197 | 31378.5382 | 169994.8765 | 201373.4148 | 160937.3032 | 4.9813 | 16093.7303
|  | Com Lamps and Fixtures - LED Tubes (TLED) (Midstream) | 30 | 259.661 | 942760.48 | 46770 | 3.366% | 45303.5712 | 92073.5712 | 15 | 6530.107 | 98603.6782 | 66317.2544 | 158390.8256 | 66275.7087 | 158349.2799 | 858.0067 | 0.97759 | 222790.8666 | 921634.4693 | 1144425.3359 | 986034.5103 | 7.2272 | 98603.451
|  | Com Lamps and Fixtures - Integral Light Emitting Diode (LED) Downlights (Midstream) | 7 | 71.7425 | 248817.3 | 10374 | 0.9301% | 12517.0534 | 22891.0534 | 9 | 1623.4955 | 24514.5489 | 16487.5957 | 39378.6491 | 16477.2667 | 39368.3202 | 580.99 | 0.66197 | 41681.6621 | 164708.4536 | 206390.1156 | 167011.4665 | 5.2425 | 16701.1467
|  | Com Lamps and Fixtures - LED Fixtures (Midstream) | 43 | 651.5305 | 3172017.13 | 172190.5 | 8.446% | 113673.8204 | 285864.3204 | 15 | 20274.2718 | 306138.5922 | 205897.7036 | 491762.024 | 205768.7151 | 491633.0355 | 858.0067 | 0.97759 | 559017.497 | 3100936.4374 | 3659953.9344 | 3168191.9104 | 7.4445 | 316819.191
Continuous Energy Improvement Program
|  | M&V Behavioral Measures | 26 | 1831.3 | 8048930 | 36000 | 23.74% | 319510.5512 | 355510.5512 | 1 | 25213.7712 | 380724.3223 | 256061.3581 | 611571.9092 | 255900.9436 | 611411.4947 | 76.5407 | 0.087209 | 140168.9147 | 701935.2489 | 842104.1637 | 230532.2544 | 1.3773 | 23053.2254
Commercial CoolSaver Program
|  | Com Air Conditioner (AC) and Heat Pump (HP) Tune-Ups | 768 | 1151 | 1920346 | 116015 | 14.92% | 200817.2579 | 316832.2579 | 5 | 22470.6018 | 339302.8597 | 228202.786 | 545035.0439 | 228059.8241 | 544892.082 | 351.0063 | 0.39993 | 404008.283 | 767999.8172 | 1172008.1002 | 626973.0562 | 2.1509 | 62697.3056
measure max = 103 | Load Management |  | 9 | 9465.04 | 65086.8 | 246892.78 | 0% |  | 246892.78 | NA | 31730.2522 | 278623.0322 | 200669.957 | 447562.737 | 200558.5533 | 447451.3333 |  |  | 724460.4296 | 5676.1233 | 730136.5529 | 282573.8159 | 1.6318 | 28257.3816
|  | M&V Non-Residential Load Curtailment | 9 | 9465.04 | 65086.8 | 246892.78 |  |  | 246892.78 | 1 | 31730.2522 | 278623.0322 | 200669.957 | 447562.737 | 200558.5533 | 447451.3333 | 76.5407 | 0.087209 | 724460.4296 | 5676.1233 | 730136.5529 | 282573.8159 | 1.6318 | 28257.3816
Unhide cells for more programs
measure max = 40 | Residential SOP |  | 4586 | 2286.149 | 4521786.92 | 1835859.42 | 100% |  | 1835859.42 | NA | 155335.1576 | 1991194.5776 | 1362671.9007 | 3198531.3207 | 1361843.5189 | 3197702.9389 |  |  | 2308092.4022 | 4726002.891 | 7034095.2931 | 3835563.9725 | 2.1997 | 383556.3972
Residential Standard Offer Program
|  | Res Advanced Power Strips (APS) | 1278 | 81.967 | 639443.7 | 108135 | 3.585% |  | 108135 | 10 | 9149.4845 | 117284.4845 | 80263.5128 | 188398.5128 | 80214.7198 | 188349.7198 | 632.4076 | 0.72055 | 51836.5554 | 460750.7947 | 512587.3501 | 324188.8374 | 2.7215 | 32418.8837
|  | Res Bonus Measure | 19 | 0 | 0 | 10543 | 0% |  | 10543 | 0 | 892.061 | 11435.061 | 7825.5719 | 18368.5719 | 7820.8146 | 18363.8146 | 0 | 0 | 0 | 0 | 0 | -18368.5719 | 0 | -1836.8572
|  | Res Ceiling Insulation | 1302 | 1487.993 | 2360330.78 | 1289181.21 | 65.09% |  | 1289181.21 | 25 | 109079.7935 | 1398261.0035 | 956898.4371 | 2246079.6471 | 956316.729 | 2245497.939 | 1183.8663 | 1.3489 | 1761584.6942 | 3183773.7369 | 4945358.4311 | 2699278.784 | 2.2023 | 269927.8784
|  | Res Duct Sealing | 926 | 362.991 | 570445.44 | 313475.21 | 15.88% |  | 313475.21 | 18 | 26523.6655 | 339998.8755 | 232677.8704 | 546153.0804 | 232536.4232 | 546011.6332 | 971.2811 | 1.1067 | 352566.2973 | 631285.3868 | 983851.6841 | 437698.6036 | 1.8019 | 43769.8604
|  | Res Low-Flow Showerheads (LFSH) | 578 | 64.428 | 217187 | 17925 | 2.818% |  | 17925 | 10 | 1516.6644 | 19441.6644 | 13304.8825 | 31229.8825 | 13296.7943 | 31221.7943 | 632.4076 | 0.72055 | 40744.7581 | 156493.9695 | 197238.7276 | 166008.8451 | 6.3173 | 16600.8845
Residential CoolSaver Program
|  | Res Air Conditioner (AC) and Heat Pump (HP) Tune-Ups | 483 | 288.77 | 734380 | 96600 | 12.63% |  | 96600 | 5 | 8173.4887 | 104773.4887 | 71701.626 | 168301.626 | 71658.0379 | 168258.0379 | 351.0063 | 0.39993 | 101360.0972 | 293699.0031 | 395059.1003 | 226757.4742 | 2.3479 | 22675.7474
measure max = 40 | Residential Solutions |  | 7377 | 1514.28 | 4899811.71 | 848141.47 | 100% | 350998.91 | 1199140.38 | NA | 114744.9174 | 1313885.2974 | 911403.3724 | 2110543.7524 | 910862.2928 | 2110002.6728 |  |  | 1356544.6374 | 4451105.1452 | 5807649.7826 | 3697106.0302 | 2.7524 | 369710.603
|  | High Performance Homes Program |  |  |  |  | 100% | 181686.41 | 921236.31
|  | Res Central and Mini-Split ACs and HPs with SEER2 Ratings: ACs | 912 | 692.311 | 529892.45 | 163153.1 | 48.49% | 88102.6244 | 251255.7244 | 18 | 24042.4873 | 275298.2117 | 190966.2275 | 442221.9519 | 190852.8551 | 442108.5796 | 971.2811 | 1.1067 | 672428.5887 | 586407.2824 | 1258835.8712 | 816613.9192 | 2.8473 | 81661.3919
|  | Res Central and Mini-Split ACs and HPs with SEER2 Ratings: ACs | 1000 | 383.64 | 1023777.06 | 112200 | 26.87% | 48821.5424 | 161021.5424 | 18 | 15408.0405 | 176429.5829 | 122383.9837 | 283405.5261 | 122311.3271 | 283332.8695 | 971.2811 | 1.1067 | 372622.2807 | 1132966.3662 | 1505588.6469 | 1222183.1208 | 5.3139 | 122218.3121
|  | Res Central and Mini-Split ACs and HPs with SEER2 Ratings: HPs | 91 | 53.049 | 61530.21 | 20631.2 | 3.716% | 6750.9488 | 27382.1488 | 15 | 2620.179 | 30002.3278 | 20811.7275 | 48193.8763 | 20799.372 | 48181.5208 | 858.0067 | 0.97759 | 45516.3948 | 60151.3997 | 105667.7945 | 57473.9182 | 2.1931 | 5747.3918
|  | Res Central HPs without SEER2 Ratings | 177 | 61.19 | 171204 | 16503.1 | 4.286% | 7786.9622 | 24290.0622 | 15 | 2324.2993 | 26614.3615 | 18461.5955 | 42751.6577 | 18450.6352 | 42740.6974 | 858.0067 | 0.97759 | 52501.427 | 167367.5457 | 219868.9726 | 177117.3149 | 5.1443 | 17711.7315
|  | M&V Residential New Construction | 1502 | 0 | 0 | 187875 | 0% | 0 | 187875 | 23 | 17977.6294 | 205852.6294 | 142793.8809 | 330668.8809 | 142709.1074 | 330584.1074 | 1129.6811 | 1.2871 | 0 | 0 | 0 | -330668.8809 | 0 | -33066.8881
|  | Res Connected Thermostats | 1579 | 0 | 782659.3 | 39475 | 0% | 0 | 39475 | 11 | 3777.3356 | 43252.3356 | 30002.866 | 69477.866 | 29985.054 | 69460.054 | 681.6019 | 0.7766 | 0 | 607813.3302 | 607813.3302 | 538335.4642 | 8.7505 | 53833.5464
Distributor Products Program
|  | Res Central and Mini-Split ACs and HPs with SEER2 Ratings: ACs | 126 | 91.296 | 233852.08 | 83162.5 | 6.395% | 11618.2138 | 94780.7138 | 18 | 9069.5012 | 103850.215 | 72037.8228 | 166818.5366 | 71995.0555 | 166775.7693 | 971.2811 | 1.1067 | 88674.0792 | 258793.1999 | 347467.2791 | 180648.7425 | 2.0834 | 18064.8742
|  | Res Central and Mini-Split ACs and HPs with SEER2 Ratings: HPs | 21 | 89.401 | 151215.31 | 46925 | 6.262% | 11377.0585 | 58302.0585 | 15 | 5578.8838 | 63880.9423 | 44312.3204 | 102614.3789 | 44286.0132 | 102588.0716 | 858.0067 | 0.97759 | 76706.6526 | 147826.7757 | 224533.4282 | 121919.0494 | 2.1887 | 12191.9049
|  | Res Central HPs without SEER2 Ratings | 4 | 18.57 | 29179 | 7000 | 1.301% | 2363.1948 | 9363.1948 | 15 | 895.9577 | 10259.1524 | 7116.4706 | 16479.6654 | 7112.2457 | 16475.4405 | 858.0067 | 0.97759 | 15933.1835 | 28525.1373 | 44458.3209 | 27978.6555 | 2.6985 | 2797.8655
|  | Res Pool Pumps | 67 | 38.236 | 460103 | 62300 | 2.678% | 4865.8651 | 67165.8651 | 10 | 6427.0554 | 73592.9205 | 51049.2324 | 118215.0976 | 51018.9257 | 118184.7908 | 632.4076 | 0.72055 | 24180.7378 | 331526.9552 | 355707.693 | 237492.5954 | 3.0098 | 23749.2595
|  | Res Connected Thermostats | 13 | 0 | 9313 | 325 | 0% | 0 | 325 | 11 | 31.099 | 356.099 | 247.0154 | 572.0154 | 246.8687 | 571.8687 | 681.6019 | 0.7766 | 0 | 7232.4772 | 7232.4772 | 6660.4618 | 12.6471 | 666.0462
|  | Residential Marketplace |  |  |  |  | 100% | 44496.5 | 142988.07
|  | Res Marketplace Shipping | 758 | 0 | 0 | 11370 | 0% | 0 | 11370 | 0 | 1087.9875 | 12457.9875 | 8641.7375 | 20011.7375 | 8636.6071 | 20006.6071 | 0 | 0 | 0 | 0 | 0 | -20011.7375 | 0 | -2001.1737
|  | Res Advanced Power Strips (APS) | 17 | 0.506 | 4105.5 | 345 | 0.2837% | 126.2501 | 471.2501 | 10 | 45.0936 | 516.3437 | 358.1723 | 829.4224 | 357.9597 | 829.2098 | 632.4076 | 0.72055 | 319.9983 | 2958.2157 | 3278.2139 | 2448.7915 | 3.9534 | 244.8792
|  | Res Air Purifiers | 5 | 0.826 | 5824 | 250 | 0.4025% | 179.0965 | 429.0965 | 9 | 41.0599 | 470.1564 | 326.1336 | 755.23 | 325.94 | 755.0364 | 580.99 | 0.66197 | 479.8977 | 3855.2867 | 4335.1844 | 3579.9544 | 5.7417 | 357.9954
|  | M&V Smart Home Energy Management Systems (SHEMS) | 28 | 1.18 | 6002.86 | 462 | 0.4149% | 184.5967 | 646.5967 | 10 | 61.8724 | 708.469 | 491.444 | 1138.0407 | 491.1523 | 1137.7489 | 632.4076 | 0.72055 | 746.241 | 4325.3574 | 5071.5984 | 3933.5577 | 4.4576 | 393.3558
|  | Res Connected Thermostats | 954 | 0 | 1431040 | 86064.57 | 98.9% | 44006.5568 | 130071.1268 | 11 | 12446.4166 | 142517.5434 | 98860.2049 | 228931.3317 | 98801.5138 | 228872.6406 | 681.6019 | 0.7766 | 0 | 1111345.8794 | 1111345.8794 | 882414.5478 | 4.8557 | 88241.4548
Demand Solutions (Pilot Program)
|  | M&V Residential Load Curtailment | 123 | 84.075 | 113.94 | 10100 | 100% | 124816 | 134916 | 1 | 12910.0192 | 147826.0192 | 102542.5375 | 237458.5375 | 102481.6603 | 237397.6603 | 76.5407 | 0.087209 | 6435.1562 | 9.9365 | 6445.0927 | -231013.4448 | 0.027149 | -23101.3445
measure max = 40 | Hard-To-Reach SOP |  | 3351 | 1719.629 | 3078562.31 | 1104047.87 | 100% |  | 1104047.87 | NA | 116421.6918 | 1220469.5618 | 856438.6456 | 1960486.5156 | 855940.4739 | 1959988.3439 |  |  | 1795644.9545 | 3527078.4409 | 5322723.3953 | 3362236.8797 | 2.7157 | 336223.688
Hard-To-Reach Standard Offer Program
|  | Res Advanced Power Strips (APS) | 877 | 53.409 | 416852.8 | 70920 | 3.106% |  | 70920 | 10 | 7478.504 | 78398.504 | 55014.4884 | 125934.4884 | 54982.4877 | 125902.4877 | 632.4076 | 0.72055 | 33776.2586 | 300363.0482 | 334139.3068 | 208204.8184 | 2.654 | 20820.4818
|  | Res Air Infiltration | 462 | 240.789 | 248221.24 | 135733.77 | 14% |  | 135733.77 | 11 | 14313.1069 | 150046.8769 | 105292.2154 | 241025.9854 | 105230.9692 | 240964.7392 | 681.6019 | 0.7766 | 164122.2369 | 192768.6524 | 356890.8892 | 115864.9038 | 1.4811 | 11586.4904
|  | Res Bonus Measure | 11 | 0 | 0 | 7388.5 | 0% |  | 7388.5 | 0 | 779.1163 | 8167.6163 | 5731.4516 | 13119.9516 | 5728.1177 | 13116.6177 | 0 | 0 | 0 | 0 | 0 | -13119.9516 | 0 | -1311.9952
|  | Res Ceiling Insulation | 1078 | 1126.832 | 1847882.99 | 717738.84 | 65.53% |  | 717738.84 | 25 | 75685.4592 | 793424.2992 | 556768.6844 | 1274507.5244 | 556444.8242 | 1274183.6642 | 1183.8663 | 1.3489 | 1334018.3752 | 2492549.5114 | 3826567.8866 | 2552060.3622 | 3.0032 | 255206.0362
|  | Res Duct Sealing | 475 | 175.182 | 276972.75 | 110316.76 | 10.19% |  | 110316.76 | 18 | 11632.8867 | 121949.6467 | 85575.5797 | 195892.3397 | 85525.8023 | 195842.5623 | 971.2811 | 1.1067 | 170150.9654 | 306512.836 | 476663.8014 | 280771.4617 | 2.4339 | 28077.1462
|  | Res Low-Flow Showerheads (LFSH) | 392 | 41.578 | 140161.58 | 11550 | 2.418% |  | 11550 | 10 | 1217.9459 | 12767.9459 | 8959.6354 | 20509.6354 | 8954.4238 | 20504.4238 | 632.4076 | 0.72055 | 26294.244 | 100993.3468 | 127287.5909 | 106777.9555 | 6.2078 | 10677.7955
Hard-To-Reach CoolSaver Program
|  | Res Air Conditioner (AC) and Heat Pump (HP) Tune-Ups | 6 | 5.79 | 15931 | 1320 | 0.3367% |  | 1320 | 5 | 139.1938 | 1459.1938 | 1023.9583 | 2343.9583 | 1023.3627 | 2343.3627 | 351.0063 | 0.39993 | 2032.3266 | 6371.2503 | 8403.577 | 6059.6186 | 3.5861 | 605.9619
Multifamily HVAC Retrofit Program
|  | Res Central and Mini-Split ACs and HPs with SEER2 Ratings: HPs | 25 | 76.049 | 122339.95 | 49080 | 4.422% |  | 49080 | 15 | 5175.4791 | 54255.4791 | 38072.6324 | 87152.6324 | 38050.4864 | 87130.4864 | 858.0067 | 0.97759 | 65250.5478 | 119598.4741 | 184849.0219 | 97696.3895 | 2.1215 | 9769.639
|  | Res Connected Thermostats | 25 | 0 | 10200 | 0 | 0% |  | 0 | 11 | 0 | 0 | 0 | 0 | 0 | 0 | 681.6019 | 0.7766 | 0 | 7921.3215 | 7921.3215 | 7921.3215 | #DIV/0! | 792.1322
measure max = 40 |  | N/A | 0 | 0 | 0 | 0 | 0% | 0 | 0 | #N/A |  | 0 |  |  |  | 0 | 0 | 0 | 0 | 0 | 0 | 0 | #DIV/0! | 0
measure max = 40 |  | N/A | [6 empty] | 0 |  |  | 0 |  |  |  | 0 | 0 | 0 | 0 | 0 | 0 | 0 | #DIV/0! | 0
measure max = 40 |  | N/A | [6 empty] | 0 | NA |  | 0 |  |  |  | 0 | 0 | 0 | 0 | 0 | 0 | 0 | #DIV/0! | 0
measure max = 40 |  | N/A | [6 empty] | 0 | NA |  | 0 |  |  |  | 0 | 0 | 0 | 0 | 0 | 0 | 0 | #DIV/0! | 0
measure max = 40 |  | N/A | [6 empty] | 0 | NA |  | 0 |  |  |  | 0 | 0 | 0 | 0 | 0 | 0 | 0 | #DIV/0! | 0
measure max = 40 |  | N/A | [6 empty] | 0 | NA |  | 0 |  |  |  | 0 | 0 | 0 | 0 | 0 | 0 | 0 | #DIV/0! | 0
measure max = 119 |  | N/A | [6 empty] | 0 | NA |  | 0 |  |  |  | 0 | 0 | 0 | 0 | 0 | 0 | 0 | #DIV/0! | 0
measure max = 148 |  | N/A | [6 empty] | 0 | NA |  | 0 |  |  |  | 0 | 0 | 0 | 0 | 0 | 0 | 0 | #DIV/0! | 0
measure max = 40 |  | N/A | [6 empty] | 0 | NA |  | 0 |  |  |  | 0 | 0 | 0 | 0 | 0 | 0 | 0 | #DIV/0! | 0
Select Measure in column "C"
measure max = 40 |  | N/A | [6 empty] | 0 | NA |  | 0 |  |  |  | 0 | 0 | 0 | 0 | 0 | 0 | 0 | #DIV/0! | 0
Select Measure in column "C"
measure max = 40 |  | N/A | [6 empty] | 0 | NA |  | 0 |  |  |  | 0 | 0 | 0 | 0 | 0 | 0 | 0 | #DIV/0! | 0
| Portfolio Total |  | 16565 | 22698.7947 | 42850451.9 | 5284205.59 |  | 1696822.91 | 6981028.5 | NA | 602282.692 | 7583311.192 | 5200331.692 | 12181360.192 | 5197181.692 | 12178210.192 |  |  | 10732122.2648 | 33776099.4668 | 44508221.7315 | 32326861.5395 | 3.6547 | 3232686.154

## Step 3 Admin Allocation
| Program Incentives (These columns will auto-populate) |  |  | Program Specific Admin: Enter Manually |  |  | Total Admin Calculation (Excluding Bonus) Allocated based on Total Incentives: Enter Values in cells C22, C23, C25 and results will auto-populate |  |  |  |  | Total Admin Cost Effectiveness Calculation (Including Bonus) Allocated based on Program Costs:
| Program | Incentives | Incentive as % of Total Incentives (R&D/Other Admin Allocator) | Program Specific Admin (Do not include the costs paid by a utility for an EECRF proceeding here; these values are exempt from the CE test) | Program Specific R&D | Program Specific EM&V Admin (TetraTech Allocation not actual expenditures) | R&D/Other Admin Portion | EM&V Costs | Costs Paid by a Utility for an EECRF Proceeding (to be included in Total Admin for Bonus Calculation) | Total Admin for Bonus Calculation (Excluding Bonus) | Total Program Costs (EEPR) | Program Costs as % of Total Spending (Bonus Allocator) | Bonus Portion (Enter value in C24) | Total Admin for Cost-effectiveness Calculation (Including Bonus) | Total Program Costs (Cost Effectiveness) | Program
1 | Commercial Solutions | 2595088.05 | 37.17% | 132341.0734 | 11528.6579 | 39009.9786 | 0 | 0 | 1170.9632 | 184050.6731 | 2779138.7231 | 36.65% | 1685097.1433 | 1867976.8532 | 4463064.9032 | 1
2 | Load Management | 246892.78 | 3.537% | 16551.0845 | 1096.8192 | 13970.9448 | 0 | 0 | 111.4037 | 31730.2522 | 278623.0322 | 3.674% | 168939.7048 | 200558.5533 | 447451.3333 | 2
3 | Residential SOP | 1835859.42 | 26.3% | 131091.1878 | 8155.7908 | 15259.7972 | 0 | 0 | 828.3818 | 155335.1576 | 1991194.5776 | 26.26% | 1207336.7431 | 1361843.5189 | 3197702.9389 | 3
4 | Residential Solutions | 1199140.38 | 17.18% | 90701.1781 | 4727.8083 | 18774.8514 | 0 | 0 | 541.0796 | 114744.9174 | 1313885.2974 | 17.33% | 796658.455 | 910862.2928 | 2110002.6728 | 4
5 | Hard-To-Reach SOP | 1104047.87 | 15.81% | 104299.5962 | 4904.7238 | 6719.2001 | 0 | 0 | 498.1717 | 116421.6918 | 1220469.5618 | 16.09% | 740016.9538 | 855940.4739 | 1959988.3439 | 5
6 | 0 | 0 | 0% | [12 empty] | 6
7 | 0 | 0 | 0% | [12 empty] | 7
8 | 0 | 0 | 0% | [12 empty] | 8
9 | 0 | 0 | 0% | [12 empty] | 9
10 | 0 | 0 | 0% | [12 empty] | 10
11 | 0 | 0 | 0% | [12 empty] | 11
12 | 0 | 0 | 0% | [12 empty] | 12
13 | 0 | 0 | 0% | [12 empty] | 13
14 | 0 | 0 | 0% | [12 empty] | 14
15 | 0 | 0 | 0% | [12 empty] | 15
16 | 0 | 0 | 0% | [12 empty] | 16
| Portfolio Total | 6981028.5 | 100% | 474984.12 | 30413.8 | 93734.772 | 0 | 0 | 3150 | 602282.692 | 7583311.192 | 100% | 4598049 | 5197181.692 | 12178210.192
[11 empty] | 0 |  |  |  | 0
| Other Costs to Be Allocated Among All Programs Enter Blue Cells Manually; Green Will Autocalculate if Step 1 completed: |  | PUC Rule: How to allocate non-program specific expenses
| R&D and Non-program specifc Admin to be Allocated (Rate Case Expenses Details: Include any costs incurred by the utility for an EECRF filing here unless they have already been included in the program specifc admin in column F. Do not include the costs paid by a utility for an EECRF proceeding here; these values are exempt from the CE test. Enter those costs separately in cell C25 below.) |  | (i): Any portion of these costs which are not directly assignable to a specific program shall be allocated among the programs in proportion to the program incentive costs. Any bonus awarded by the commission shall not be included in program costs for the purpose of applying these limits.
| Third party EM&V Costs (Ex: Frontier EM&V; counted as admin) |  | (i): Any portion of these costs which are not directly assignable to a specific program shall be allocated among the programs in proportion to the program incentive costs. Any bonus awarded by the commission shall not be included in program costs for the purpose of applying these limits.
| Bonus for Cost-effectiveness (bonus collected during the PY) | 4598049 | (h)(6): The bonus shall be allocated in proportion to the program costs associated with meeting the demand and energy goals and allocated to eligible customers on a rate class basis.
| Costs Paid by a Utility for an EECRF Proceeding (To be included as admin in the "total program cost" input for the bonus calculation in Step 4) | 3150 | These are costs to be included as admin in the "total program costs" for the bonus calculation (per the preamble pg 150). Please note these values are excluded from the cost-effectiveness test (per the preamble and email from Katie Rich). This is why they are not included in either the program-specific admin values or the non-program specific admin in other cells on this tab.

## Step 4 Bonus Calculator
Program Year 2023
Energy Efficiency Performance Bonus Calculator
| kW | kWh | Directions: Fill in blue cell and performance bonus will calculate. All green cells will auto-populate All inputs must be accounted for the in the "Fixed Inputs," "Admin Allocation," and "Results Calculator" tabs in order to correctly calculate bonus.
Demand and Energy Goals | 15697 | 27500598
Actual Demand and Energy Savings | 22698.7947 | 42850451.9
Reported/Verified Hard-to-Reach | 1719.629
Program Costs (excluding bonus) | 7583311.192
Program Costs (including bonus) | 12181360.192
Performance Bonus | 3232686.154
10.96% | Hard-to-Reach Goal Met?
Bonus Calculation Details
144.6% | Percentage of Demand Reduction Goal Met (Reported kW/Goal kW)
155.8% | Percentage of Energy Reduction Goal Met (Reported kWh/Goal kWh)
TRUE | Met Requirements for Performance Bonus?
44508221.7315 | Total Avoided Costs
12181360.192 | Total Program Costs (including bonus)
32326861.5395 | Net Benefits
7209850.5608 | Calculated Bonus (((Achieved Demand Reduction/Demand Goal - 100%) / 2) * Net Benefits)
3232686.154 | Maximum Bonus Allowed (10% of Net Benefits)

## Reference 10.0 EULs
Residential & Commercial EULs
Sector | TRM Measure | DO NOT DELETE; FOR SEARCH Step 2 tab | Energy Efficiency Measure | EUL (years) | TRM Version
Custom | NA | 1 | Custom | NA | NA | Custom
Residential | 2.1.1 | 2 | Res General Service LED Lamps: < 17,500 hour rated life | 16 | 10 | Res General Service LED Lamps: < 17,500 hour rated life
Residential | 2.1.1 | 3 | Res General Service LED Lamps: > 17,500 hour rated life | 20 | 10 | Res General Service LED Lamps: > 17,500 hour rated life
Residential | 2.1.2 | 4 | Res Specialty and Directional LED Lamps - < 17,500 Rated Measure Life (Non-EISA Compliant Lamps) | 16 | 10 | Res Specialty and Directional LED Lamps - < 17,500 Rated Measure Life (Non-EISA Compliant Lamps)
Residential | 2.1.2 | 5 | Res Specialty and Directional LED Lamps - > 17,500 Rated Measure Life (Non-EISA Compliant Lamps) | 20 | 10 | Res Specialty and Directional LED Lamps - > 17,500 Rated Measure Life (Non-EISA Compliant Lamps)
Residential | 2.1.3 | 6 | Res LED Nightlights | 8 | 10 | Res LED Nightlights
Residential | 2.2.1 | 7 | Res Air Conditioner (AC) and Heat Pump (HP) Tune-Ups | 5 | 10 | Res Air Conditioner (AC) and Heat Pump (HP) Tune-Ups
Residential | 2.2.2 | 8 | Res Central HPs without SEER2 Ratings | 15 | 10 | Res Central HPs without SEER2 Ratings
Residential | 2.2.3 | 9 | Res Mini-Split HPs without SEER2 Ratings | 15 | 10 | Res Mini-Split HPs without SEER2 Ratings
Residential | 2.2.4 | 10 | Res Central and Mini-Split ACs and HPs with SEER2 Ratings: ACs | 18 | 10 | Res Central and Mini-Split ACs and HPs with SEER2 Ratings: ACs
Residential | 2.2.4 | 11 | Res Central and Mini-Split ACs and HPs with SEER2 Ratings: HPs | 15 | 10 | Res Central and Mini-Split ACs and HPs with SEER2 Ratings: HPs
Residential | 2.2.5 | 12 | Res Room Air Conditioners (RAC) | 10 | 10 | Res Room Air Conditioners (RAC)
Residential | 2.2.6 | 13 | Res Packaged Terminal HPs (PTHP) | 15 | 10 | Res Packaged Terminal HPs (PTHP)
Residential | 2.2.7 | 14 | Res Ground Source Heat Pumps (GSHP) | 24 | 10 | Res Ground Source Heat Pumps (GSHP)
Residential | 2.2.8 | 15 | Res Large Capacity Split System and Packaged ACs and HPs - HPs | 15 | 10 | Res Large Capacity Split System and Packaged ACs and HPs - HPs
Residential | 2.2.8 | 16 | Res Large Capacity Split System and Packaged ACs and HPs - GSHPs | 20 | 10 | Res Large Capacity Split System and Packaged ACs and HPs - GSHPs
Residential | 2.2.9 | 17 | Res Evaporative Cooling | 15 | 10 | Res Evaporative Cooling
Residential | 2.2.10 | 18 | Res Connected Thermostats | 11 | 10 | Res Connected Thermostats
Residential | 2.2.11 | 19 | Res Smart Thermostat Load Management | 1 | 10 | Res Smart Thermostat Load Management
Residential | 2.2.12 | 20 | Res Duct Sealing | 18 | 10 | Res Duct Sealing
Residential | 2.3.1 | 21 | Res Air Infiltration | 11 | 10 | Res Air Infiltration
Residential | 2.3.2 | 22 | Res Ceiling Insulation | 25 | 10 | Res Ceiling Insulation
Residential | 2.3.3 | 23 | Res Attic Encapsulation | 25 | 10 | Res Attic Encapsulation
Residential | 2.3.4 | 24 | Res Wall Insulation | 25 | 10 | Res Wall Insulation
Residential | 2.3.5 | 25 | Res Floor Insulation | 25 | 10 | Res Floor Insulation
Residential | 2.3.6 | 26 | Res Radiant Barriers | 25 | 10 | Res Radiant Barriers
Residential | 2.3.7 | 27 | Res Cool Roofs | 15 | 10 | Res Cool Roofs
Residential | 2.3.8 | 28 | Res Solar Screens | 10 | 10 | Res Solar Screens
Residential | 2.3.9 | 29 | Res Windows | 25 | 10 | Res Windows
Residential | 2.3.10 | 30 | Res Storm Windows | 20 | 10 | Res Storm Windows
Residential | 2.4.1 | 31 | Res Water Heater Installations - Electric Tankless and Fuel Substitution (Gas and Electric Tankless) | 20 | 10 | Res Water Heater Installations - Electric Tankless and Fuel Substitution (Gas and Electric Tankless)
Residential | 2.4.1 | 32 | Res Water Heater Installations - Electric Tankless and Fuel Substitution (Gas Storage) | 11 | 10 | Res Water Heater Installations - Electric Tankless and Fuel Substitution (Gas Storage)
Residential | 2.4.2 | 33 | Res LHeat Pump Water Heaters (HPWH) | 13 | 10 | Res LHeat Pump Water Heaters (HPWH)
Residential | 2.4.3 | 34 | Res Solar Water Heaters | 15 | 10 | Res Solar Water Heaters
Residential | 2.4.4 | 35 | Res Water Heater Tank Insulation | 7 | 10 | Res Water Heater Tank Insulation
Residential | 2.4.5 | 36 | Res Water Heater Pipe Insulation | 13 | 10 | Res Water Heater Pipe Insulation
Residential | 2.4.6 | 37 | Res Faucet Aerators | 10 | 10 | Res Faucet Aerators
Residential | 2.4.7 | 38 | Res Low-Flow Showerheads (LFSH) | 10 | 10 | Res Low-Flow Showerheads (LFSH)
Residential | 2.4.8 | 39 | Res Showerhead Temperature Sensitive Restrictor Valves (TSRV) | 10 | 10 | Res Showerhead Temperature Sensitive Restrictor Valves (TSRV)
Residential | 2.4.9 | 40 | Res Tub Spout and Showerhead TSRVs | 10 | 10 | Res Tub Spout and Showerhead TSRVs
Residential | 2.4.10 | 41 | Res Water Heater Temperature Setback | 2 | 10 | Res Water Heater Temperature Setback
Residential | 2.5.1 | 42 | Res Ceiling Fans | 10 | 10 | Res Ceiling Fans
Residential | 2.5.2 | 43 | Res Clothes Washers | 11 | 10 | Res Clothes Washers
Residential | 2.5.3 | 44 | Res Clothes Dryers | 16 | 10 | Res Clothes Dryers
Residential | 2.5.4 | 45 | Res Dishwashers | 15 | 10 | Res Dishwashers
Residential | 2.5.5 | 46 | Res Refrigerators | 16 | 10 | Res Refrigerators
Residential | 2.5.6 | 47 | Res Freezers | 22 | 10 | Res Freezers
Residential | 2.5.7 | 48 | Res Refrigerator/Freezer Recycling | 8 | 10 | Res Refrigerator/Freezer Recycling
Residential | 2.5.8 | 49 | Res Air Purifiers | 9 | 10 | Res Air Purifiers
Residential | 2.5.9 | 50 | Res Pool Pumps | 10 | 10 | Res Pool Pumps
Residential | 2.5.10 | 51 | Res Advanced Power Strips (APS) | 10 | 10 | Res Advanced Power Strips (APS)
Residential | 2.5.11 | 52 | Res Electric Vehicle Supply Equipment (EVSE) | 10 | 10 | Res Electric Vehicle Supply Equipment (EVSE)
Residential | 2.5.12 | 53 | Res Induction Cooking | 16 | 10 | Res Induction Cooking
Commercial | 2.1.1 | 54 | Com Lamps and Fixtures - Halogen Lamps | 1.5 | 10 | Com Lamps and Fixtures - Halogen Lamps
Commercial | 2.1.1 | 55 | Com Lamps and Fixtures - High-Intensity Disgharge (HID) Lamps | 15 | 10 | Com Lamps and Fixtures - High-Intensity Disgharge (HID) Lamps
Commercial | 2.1.1 | 56 | Com Lamps and Fixtures - Integrated-Ballast Cold Cathode Fluorescent Lamps (CCFL) | 4.5 | 10 | Com Lamps and Fixtures - Integrated-Ballast Cold Cathode Fluorescent Lamps (CCFL)
Commercial | 2.1.1 | 57 | Com Lamps and Fixtures - Integrated-Ballast Compact Fluorescent Lamps (CFL) | 2.5 | 10 | Com Lamps and Fixtures - Integrated-Ballast Compact Fluorescent Lamps (CFL)
Commercial | 2.1.1 | 58 | Com Lamps and Fixtures - Integral Light Emitting Diode (LED) Lamps | 9 | 10 | Com Lamps and Fixtures - Integral Light Emitting Diode (LED) Lamps
Commercial | 2.1.1 | 59 | Com Lamps and Fixtures - LED Fixtures | 15 | 10 | Com Lamps and Fixtures - LED Fixtures
Commercial | 2.1.1 | 60 | Com Lamps and Fixtures - LED Corn Cob Lamps | 15 | 10 | Com Lamps and Fixtures - LED Corn Cob Lamps
Commercial | 2.1.1 | 61 | Com Lamps and Fixtures - LED Tubes (TLED) | 15 | 10 | Com Lamps and Fixtures - LED Tubes (TLED)
Commercial | 2.1.1 | 62 | Com Lamps and Fixtures - Modular CFL and CCFL Fixtures | 15 | 10 | Com Lamps and Fixtures - Modular CFL and CCFL Fixtures
Commercial | 2.1.1 | 63 | Com Lamps and Fixtures - T8 and T5 Linear Fluorescent Lamps | 15 | 10 | Com Lamps and Fixtures - T8 and T5 Linear Fluorescent Lamps
Commercial | 2.1.1 | 64 | Com Lamps and Fixtures - New Construction Interior Fixtures & Controls | 14 | 10 | Com Lamps and Fixtures - New Construction Interior Fixtures & Controls
Commercial | 2.1.1 | 65 | Com Lamps and Fixtures - New Construction Exterior Fixtures | 15 | 10 | Com Lamps and Fixtures - New Construction Exterior Fixtures
Commercial | 2.1.2 | 66 | Com Lighting Controls - Occupancy Sensors | 10 | 10 | Com Lighting Controls - Occupancy Sensors
Commercial | 2.1.2 | 67 | Com Lighting Controls - Daylighting Controls | 10 | 10 | Com Lighting Controls - Daylighting Controls
Commercial | 2.1.2 | 68 | Com Lighting Controls - Time Clocks | 10 | 10 | Com Lighting Controls - Time Clocks
Commercial | 2.1.2 | 69 | Com Lighting Controls - Tuning Controls | 10 | 10 | Com Lighting Controls - Tuning Controls
Commercial | 2.1.2 | 70 | Com Lighting Controls - New Construction Interior Fixtures & Controls | 14 | 10 | Com Lighting Controls - New Construction Interior Fixtures & Controls
Commercial | 2.1.3 | 71 | Com Exterior Photocell and Timeclock Repair | 1 | 10 | Com Exterior Photocell and Timeclock Repair
Commercial | 2.1.4 | 72 | Com LED Traffic Signals - 8" and 12" Red, Green, and Yellow Balls | 6 | 10 | Com LED Traffic Signals - 8" and 12" Red, Green, and Yellow Balls
Commercial | 2.1.4 | 73 | Com LED Traffic Signals - 8" and 12" Red, Green, and Yellow Arrows | 6 | 10 | Com LED Traffic Signals - 8" and 12" Red, Green, and Yellow Arrows
Commercial | 2.1.4 | 74 | Com LED Traffic Signals - Large (16" x 18") Pedestrian Signals | 5 | 10 | Com LED Traffic Signals - Large (16" x 18") Pedestrian Signals
Commercial | 2.1.4 | 75 | Com LED Traffic Signals - Small (12" x 12") Pedestrian Signals | 5 | 10 | Com LED Traffic Signals - Small (12" x 12") Pedestrian Signals
Commercial | 2.2.1 | 76 | Com Air Conditioner (AC) and Heat Pump (HP) Tune-Ups | 5 | 10 | Com Air Conditioner (AC) and Heat Pump (HP) Tune-Ups
Commercial | 2.2.2 | 77 | Com Split-System/Packaged ACs and HPs | 15 | 10 | Com Split-System/Packaged ACs and HPs
Commercial | 2.2.3 | 78 | Com Chillers (Screw, Scroll, and Reciprocating) | 20 | 10 | Com Chillers (Screw, Scroll, and Reciprocating)
Commercial | 2.2.3 | 79 | Com Chillers (Centrifugal) | 25 | 10 | Com Chillers (Centrifugal)
Commercial | 2.2.4 | 80 | Com Packaged Terminal ACs and HPs (PTAC/PTHP) | 15 | 10 | Com Packaged Terminal ACs and HPs (PTAC/PTHP)
Commercial | 2.2.4 | 81 | Com Room Air Conditioners (RAC) | 10 | 10 | Com Room Air Conditioners (RAC)
Commercial | 2.2.5 | 82 | Com Computer Room Air Conditioners (CRAC) | 15 | 10 | Com Computer Room Air Conditioners (CRAC)
Commercial | 2.2.6 | 83 | Com Computer Room Air Handlers (CRAH) - Premium Efficiency Motors | 15 | 10 | Com Computer Room Air Handlers (CRAH) - Premium Efficiency Motors
Commercial | 2.2.6 | 84 | Com Computer Room Air Handlers (CRAH) - HVAC VFDs | 15 | 10 | Com Computer Room Air Handlers (CRAH) - HVAC VFDs
Commercial | 2.2.7 | 85 | Com HVAC Variable Frequency Drives (VFD) | 15 | 10 | Com HVAC Variable Frequency Drives (VFD)
Commercial | 2.2.8 | 86 | Com Condenser Air Evaporative Pre-Cooling | 10 | 10 | Com Condenser Air Evaporative Pre-Cooling
Commercial | 2.2.9 | 87 | Com High-Volume Low-Speed (HVLS) Fans | 9 | 10 | Com High-Volume Low-Speed (HVLS) Fans
Commercial | 2.2.10 | 88 | Com Small Commercial Evaporative Cooling | 15 | 10 | Com Small Commercial Evaporative Cooling
Commercial | 2.2.11 | 89 | Com Small Commercial Smart Thermostats | 11 | 10 | Com Small Commercial Smart Thermostats
Commercial | 2.3.1 | 90 | Com Cool Roofs | 15 | 10 | Com Cool Roofs
Commercial | 2.3.2 | 91 | Com Window Treatments | 10 | 10 | Com Window Treatments
Commercial | 2.3.3 | 92 | Com Entrance and Exit Door Air Infiltration | 11 | 10 | Com Entrance and Exit Door Air Infiltration
Commercial | 2.4.1 | 93 | Com Combination Ovens | 12 | 10 | Com Combination Ovens
Commercial | 2.4.2 | 94 | Com Electric Convection Ovens | 12 | 10 | Com Electric Convection Ovens
Commercial | 2.4.3 | 95 | Com Commercial Dishwashers - Under Counter | 10 | 10 | Com Commercial Dishwashers - Under Counter
Commercial | 2.4.3 | 96 | Com Commercial Dishwashers - Stationary Single Tank Door | 15 | 10 | Com Commercial Dishwashers - Stationary Single Tank Door
Commercial | 2.4.3 | 97 | Com Commercial Dishwashers - Single Tank Conveyor | 20 | 10 | Com Commercial Dishwashers - Single Tank Conveyor
Commercial | 2.4.3 | 98 | Com Commercial Dishwashers - Multiple Tank Conveyor | 20 | 10 | Com Commercial Dishwashers - Multiple Tank Conveyor
Commercial | 2.4.3 | 99 | Com Commercial Dishwashers - Pot, Pan, and Utensil | 10 | 10 | Com Commercial Dishwashers - Pot, Pan, and Utensil
Commercial | 2.4.4 | 100 | Com Hot Food Holding Cabinets (HFHC) | 12 | 10 | Com Hot Food Holding Cabinets (HFHC)
Commercial | 2.4.5 | 101 | Com Electric Fryers | 12 | 10 | Com Electric Fryers
Commercial | 2.4.6 | 102 | Com Electric Steam Cookers | 12 | 10 | Com Electric Steam Cookers
Commercial | 2.4.7 | 103 | Com Ice Makers | 8.5 | 10 | Com Ice Makers
Commercial | 2.4.8 | 104 | Com Demand Controlled Kitchen Ventilation (DCKV) | 15 | 10 | Com Demand Controlled Kitchen Ventilation (DCKV)
Commercial | 2.4.9 | 105 | Com Pre-Rinse Spray Valves (PRSV) | 5 | 10 | Com Pre-Rinse Spray Valves (PRSV)
Commercial | 2.4.10 | 106 | Com Vacuum-Sealing and Packaging Machines | 10 | 10 | Com Vacuum-Sealing and Packaging Machines
Commercial | 2.5.1 | 107 | Com Door Heater Controls | 12 | 10 | Com Door Heater Controls
Commercial | 2.5.2 | 108 | Com Electronically Commutated Motors (ECM) Evaporator Fan Motors | 15 | 10 | Com Electronically Commutated Motors (ECM) Evaporator Fan Motors
Commercial | 2.5.3 | 109 | Com Electronic Defrost Controls | 10 | 10 | Com Electronic Defrost Controls
Commercial | 2.5.4 | 110 | Com Evaporator Fan Controls | 16 | 10 | Com Evaporator Fan Controls
Commercial | 2.5.5 | 111 | Com Night Covers for Open Refrigerated Display Cases | 5 | 10 | Com Night Covers for Open Refrigerated Display Cases
Commercial | 2.5.6 | 112 | Com Solid and Glass Door Reach-Ins | 12 | 10 | Com Solid and Glass Door Reach-Ins
Commercial | 2.5.7 | 113 | Com Strip Curtains for Walk-In Refrigerated Storage | 4 | 10 | Com Strip Curtains for Walk-In Refrigerated Storage
Commercial | 2.5.8 | 114 | Com Zero-Energy Doors for Refrigerated Cases | 12 | 10 | Com Zero-Energy Doors for Refrigerated Cases
Commercial | 2.5.9 | 115 | Com Door Gaskets for Walk-In and Reach-In Coolers and Freezers | 3 | 10 | Com Door Gaskets for Walk-In and Reach-In Coolers and Freezers
Commercial | 2.5.10 | 116 | Com High Speed Doors for Cold Storage | 5 | 10 | Com High Speed Doors for Cold Storage
Commercial | 2.6.1 | 117 | Com Central Domestic Hot Water (DHW) Controls | 15 | 10 | Com Central Domestic Hot Water (DHW) Controls
Commercial | 2.6.2 | 118 | Com Showerhead Temperature Sensitive Restrictor Valves (TSRV) | 10 | 10 | Com Showerhead Temperature Sensitive Restrictor Valves (TSRV)
Commercial | 2.6.3 | 119 | Com Tub Spout and Showerhead TSRVs | 10 | 10 | Com Tub Spout and Showerhead TSRVs
Commercial | 2.7.1 | 120 | Com Vending Machine Controls | 5 | 10 | Com Vending Machine Controls
Commercial | 2.7.2 | 121 | Com Lodging Guest Room Occupancy Sensor Controls | 10 | 10 | Com Lodging Guest Room Occupancy Sensor Controls
Commercial | 2.7.3 | 122 | Com Pump-Off Controllers | 15 | 10 | Com Pump-Off Controllers
Commercial | 2.7.4 | 123 | Com Pool Pumps | 10 | 10 | Com Pool Pumps
Commercial | 2.7.5 | 124 | Com Computer Power Management | 3 | 10 | Com Computer Power Management
Commercial | 2.7.6 | 125 | Com Premium Efficiency Motors | 15 | 10 | Com Premium Efficiency Motors
Commercial | 2.7.7 | 126 | Com Electric Vehicle Supply Equipment (EVSE) | 10 | 10 | Com Electric Vehicle Supply Equipment (EVSE)
Commercial | 2.7.8 | 127 | Com VFDs for Water Pumping | 12.5 | 10 | Com VFDs for Water Pumping
Commercial | 2.7.9 | 128 | Com Steam Trap Repair and Replacement - Standard Steam Traps | 6 | 10 | Com Steam Trap Repair and Replacement - Standard Steam Traps
Commercial | 2.7.9 | 129 | Com Steam Trap Repair and Replacement - Venturi Steam Traps | 20 | 10 | Com Steam Trap Repair and Replacement - Venturi Steam Traps
Commercial | 2.7.10 | 130 | Com Hydraulic Gear Lubricants | 10 | 10 | Com Hydraulic Gear Lubricants
Commercial | 2.7.11 | 131 | Com Hydraulic Oils | 10 | 10 | Com Hydraulic Oils
Commercial | 2.7.12 | 132 | Com Hand Dryers | 10 | 10 | Com Hand Dryers
M&V | 2.1.1 | 133 | M&V Air Conditioning Tune-Ups | 5 | 10 | M&V Air Conditioning Tune-Ups
M&V | 2.1.2 | 134 | M&V Ground Source Heat Pumps (GSHP) | 20 | 10 | M&V Ground Source Heat Pumps (GSHP)
M&V | 2.1.3 | 135 | M&V Variable Refrigerant Flow (VRF) Systems | 15 | 10 | M&V Variable Refrigerant Flow (VRF) Systems
M&V | 2.2.1 | 136 | M&V Residential New Construction | 23 | 10 | M&V Residential New Construction
M&V | 2.2.2 | 137 | M&V Smart Home Energy Management Systems (SHEMS) | 10 | 10 | M&V Smart Home Energy Management Systems (SHEMS)
M&V | 2.3.1 | 138 | M&V Rresidential Energy Code Compliance | 23 | 10 | M&V Rresidential Energy Code Compliance
M&V | 2.4.1 | 139 | M&V Non-Residential Solar Photovoltaics (PV) | 30 | 10 | M&V Non-Residential Solar Photovoltaics (PV)
M&V | 2.4.2 | 140 | M&V Residential Solar Photovoltaics (PV) | 30 | 10 | M&V Residential Solar Photovoltaics (PV)
M&V | 2.4.3 | 141 | M&V Solar Shingles | 20 | 10 | M&V Solar Shingles
M&V | 2.4.4 | 142 | M&V Solar Attic Fans | 15 | 10 | M&V Solar Attic Fans
M&V | 2.5.1 | 143 | M&V Behavioral Measures | 1 | 10 | M&V Behavioral Measures
M&V | 2.5.2 | 144 | M&V Air Compressors Less than 75 hp | 10 | 10 | M&V Air Compressors Less than 75 hp
M&V | 2.5.3 | 145 | M&V Nonresidential M&V: Custom | 10 | 10 | M&V Nonresidential M&V: Custom
M&V | 2.5.3 | 146 | M&V Nonresidential M&V: Retrocomissioning (RCx) | 5 | 10 | M&V Nonresidential M&V: Retrocomissioning (RCx)
M&V | 2.5.3 | 147 | M&V Nonresidential M&V: Advanced Controls and Sensors | 10 | 10 | M&V Nonresidential M&V: Advanced Controls and Sensors
M&V | 2.5.4 | 148 | M&V Thermal Energy Storage (TES) | 15 | 10 | M&V Thermal Energy Storage (TES)
M&V | 2.6.1 | 149 | M&V Residential Load Curtailment | 1 | 10 | M&V Residential Load Curtailment
M&V | 2.6.2 | 150 | M&V Non-Residential Load Curtailment | 1 | 10 | M&V Non-Residential Load Curtailment
M&V | X | 151 | M&V Project - 15 EUL | 15 |  | M&V Project - 15 EUL
M&V | X | 152 | M&V Project - 9.0 EUL | 9 |  | M&V Project - 9.0 EUL
M&V | X | 153 | M&V Project - 8.5 EUL | 8.5 |  | M&V Project - 8.5 EUL
M&V | X | 154 | Res Marketplace Shipping | 0 |  | Res Marketplace Shipping
M&V | X | 155 | Res Bonus Measure | 0 |  | Res Bonus Measure
Commercial | 2.1.1 (M) | 156 | Com Lamps and Fixtures - Integral Light Emitting Diode (LED) Lamps (Midstream) | 9 |  | Com Lamps and Fixtures - Integral Light Emitting Diode (LED) Lamps (Midstream)
Commercial | 2.1.1 (M) | 157 | Com Lamps and Fixtures - LED Fixtures (Midstream) | 15 |  | Com Lamps and Fixtures - LED Fixtures (Midstream)
Commercial | 2.1.1 (M) | 158 | Com Lamps and Fixtures - LED Tubes (TLED) (Midstream) | 15 |  | Com Lamps and Fixtures - LED Tubes (TLED) (Midstream)
Commercial | 2.1.1 (M) | 159 | Com Lamps and Fixtures - Integral Light Emitting Diode (LED) Downlights (Midstream) | 9 |  | Com Lamps and Fixtures - Integral Light Emitting Diode (LED) Downlights (Midstream)

## non-cash allocation (hidden)
Commercial Solutions |  |  |  | provided by CR (pasted)
| Measure | kW | kWh | Cash Incentive | Non-Cash Allocator | Non-cash Incentives | Total Incentives for Bonus Calc
| Commercial Solutions Program | #REF! | #REF! | 2667.62 | 0.3239% | 3047.5538 | 5715.1738
| Com Chillers (Screw, Scroll, and Reciprocating) | #REF! | #REF! | 1013.14 | 0.123% | 1157.4357 | 2170.5757
| M&V Project - 8.5 EUL | #REF! | #REF! | 2257.08 | 0.274% | 2578.5429 | 4835.6229
| Com Split-System/Packaged ACs and HPs | #REF! | #REF! | 69326.5 | 8.417% | 79200.2746 | 148526.7746
| Com Split-System/Packaged ACs and HPs | #REF! | #REF! | 31266 | 3.796% | 35719.0365 | 66985.0365
| Com Commercial Dishwashers - Under Counter | #REF! | #REF! | 441 | 0.05354% | 503.8091 | 944.8091
| Com Commercial Dishwashers - Single Tank Conveyor | #REF! | #REF! | 177484.64 | 21.55% | 202762.7563 | 380247.3963
| Com Hot Food Holding Cabinets (HFHC) | #REF! | #REF! | 39801.3 | 4.832% | 45469.9702 | 85271.2702
| Com Cool Roofs | #REF! | #REF! | 6008.73 | 0.7295% | 6864.5188 | 12873.2488
| Com Ice Makers | #REF! | #REF! | 2357.34 | 0.2862% | 2693.0824 | 5050.4224
| Com Lamps and Fixtures - LED Corn Cob Lamps | #REF! | #REF! | 36085.18 | 4.381% | 41224.5846 | 77309.7646
| Com Lamps and Fixtures - Integral Light Emitting Diode (LED) Lamps | #REF! | #REF! | 604.46 | 0.07339% | 690.5498 | 1295.0098
| Com Lamps and Fixtures - LED Fixtures | #REF! | #REF! | 24347.18 | 2.956% | 27814.8088 | 52161.9888
| Com Lamps and Fixtures - LED Tubes (TLED) | #REF! | #REF! | 91257.2 | 11.08% | 104254.438 | 195511.638
| Com Lamps and Fixtures - New Construction Exterior Fixtures | #REF! | #REF! | 32630.62 | 3.962% | 37278.0115 | 69908.6315
| Com Lamps and Fixtures - New Construction Interior Fixtures & Controls | #REF! | #REF! | 26.64 | 0.003234% | 30.4342 | 57.0742
| Com Lighting Controls - Occupancy Sensors | #REF! | #REF! | 225.98 | 0.02744% | 258.165 | 484.145
| Com Packaged Terminal ACs and HPs (PTAC/PTHP) | #REF! | #REF! | 7224.27 | 0.8771% | 8253.1812 | 15477.4512
| Com Solid and Glass Door Reach-Ins | #REF! | #REF! | 11726.81 | 1.424% | 13396.9921 | 25123.8021
| Com HVAC Variable Frequency Drives (VFD) | #REF! | #REF! | 259453.58 | 31.5% | 296406.0609 | 555859.6409
| M&V Variable Refrigerant Flow (VRF) Systems | #REF! | #REF! | 26303.37 | 3.194% | 30049.6077 | 56352.9777
| 0 | #REF! | #REF! | 1115.16 | 0.1354% | 1273.9858 | 2389.1458
| Commercial Lighting Midstream Program | #REF! | #REF! | 0 | 0% | 0 | 0
| Com Lamps and Fixtures - Integral Light Emitting Diode (LED) Lamps (Midstream) | #REF! | #REF! |  | 0% | 0 | 0
| Com Lamps and Fixtures - LED Tubes (TLED) (Midstream) | #REF! | #REF! |  | 0% | 0 | 0
| Com Lamps and Fixtures - Integral Light Emitting Diode (LED) Downlights (Midstream) | #REF! | #REF! |  | 0% | 0 | 0
| Com Lamps and Fixtures - LED Fixtures (Midstream) | #REF! | #REF! |  | 0% | 0 | 0
| 0 | #REF! | #REF! |  | 0% | 0 | 0
| Continuous Energy Improvement Program | #REF! | #REF! |  | 0% | 0 | 0
| M&V Behavioral Measures | #REF! | #REF! |  | 0% | 0 | 0
| TOTAL | #REF! | #REF! | 823623.8 | 100% | 940927.8 | 1764551.6
940927.8
provided by MD - EE 2018 file
0
High Perf Homes
| Measure | kW | kWh | Cash Incentive | Non-Cash Allocator | Non-cash Incentives | Total Incentives for Bonus Calc
| Homes Total | #REF! | #REF! | 152875 | 100% | 108757.49 | 261632.49
108757.49
provided by MD - EE 2017 file
-108757.49
AC Distributor
| Measure | kW | kWh | Cash Incentive | Non-Cash Allocator | Non-cash Incentives | Total Incentives for Bonus Calc
| Res Central AC | #REF! | #REF! | 91551 | 100% | 90270.01 | 181821.01
| Res Central Heat Pump | #REF! | #REF! | 0 | 0% | 0 | 0
| Total | #REF! | #REF! | 91551 |  | 90270.01 | 181821.01
90270.01
provided by MD - EE 2017 file
0
total non-cash
[6 empty] | 1139955.3 | matches Mark

## Reference 4.0 EULs (2) (hidden)
Residential & Commercial EULs
Sector | TRM Measure | DO NOT DELETE; FOR SEARCH Step 2 tab | Energy Efficiency Measure | EUL (years) | TRM Version
Custom | NA | 1 | Custom | NA | NA | Custom
Residential | 2.1.1 | 2 | Res Standard Compact Fluorescent Lamps (10,000 to 11,000 hour Rated Measure Life) | 11 | 4 | Res Standard Compact Fluorescent Lamps (10,000 to 11,000 hour Rated Measure Life)
Residential | 2.1.1 | 3 | Res Standard Compact Fluorescent Lamps (11,001 to 13,500 hour Rated Measure Life) | 13 | 4 | Res Standard Compact Fluorescent Lamps (11,001 to 13,500 hour Rated Measure Life)
Residential | 2.1.1 | 4 | Res Standard Compact Fluorescent Lamps (13,501 to 17,500 hour Rated Measure Life) | 16 | 4 | Res Standard Compact Fluorescent Lamps (13,501 to 17,500 hour Rated Measure Life)
Residential | 2.1.1 | 5 | Res Standard Compact Fluorescent Lamps (≥ 17,501 hour Rated Measure Life) | 20 | 4 | Res Standard Compact Fluorescent Lamps (≥ 17,501 hour Rated Measure Life)
Residential | 2.1.2 | 6 | Res Specialty Compact Fluorescent Lamps (10,000 to 11,000 hour Rated Measure Life) | 11 | 4 | Res Specialty Compact Fluorescent Lamps (10,000 to 11,000 hour Rated Measure Life)
Residential | 2.1.2 | 7 | Res Specialty Compact Fluorescent Lamps (11,001 to 13,500 hour Rated Measure Life) | 13 | 4 | Res Specialty Compact Fluorescent Lamps (11,001 to 13,500 hour Rated Measure Life)
Residential | 2.1.2 | 8 | Res Specialty Compact Fluorescent Lamps (13,501 to 17,500 hour Rated Measure Life) | 16 | 4 | Res Specialty Compact Fluorescent Lamps (13,501 to 17,500 hour Rated Measure Life)
Residential | 2.1.2 | 9 | Res Specialty Compact Fluorescent Lamps (≥ 17,501 hour Rated Measure Life) | 20 | 4 | Res Specialty Compact Fluorescent Lamps (≥ 17,501 hour Rated Measure Life)
Residential | 2.1.3 | 10 | Res Energy Star Omni-Directional LED Lamps | 20 | 4 | Res Energy Star Omni-Directional LED Lamps
Residential | 2.1.4 | 11 | Res Energy Star Specialty and Directional LED Lamps | 20 | 4 | Res Energy Star Specialty and Directional LED Lamps
Residential | 2.2.1 | 12 | Res AC or HP Tune-Up | 5 | 4 | Res AC or HP Tune-Up
Residential | 2.2.1 | 13 | New Homes | 23 | 4 | New Homes
Residential | 2.2.2 | 14 | Res Duct Efficiency Improvement | 18 | 4 | Res Duct Efficiency Improvement
Residential | 2.2.3 | 15 | Res Central AC | 18 | 4 | Res Central AC
Residential | 2.2.4 | 16 | Res Ground Source Heat Pump | 20 | 4 | Res Ground Source Heat Pump
Residential | 2.2.5 | 17 | Res Central Heat Pump | 15 | 4 | Res Central Heat Pump
Residential | 2.2.6 | 18 | Res Room (Window) Air Conditioner | 8 | 4 | Res Room (Window) Air Conditioner
Residential | 2.3.1 | 19 | Res Air Infiltration | 11 | 4 | Res Air Infiltration
Residential | 2.3.2 | 20 | Res Ceiling Insulation | 25 | 4 | Res Ceiling Insulation
Residential | 2.3.2 | 21 | Res Solar PV | 30 | 4 | Res Solar PV
Residential | 2.3.3 | 22 | Res Attic Encapsulation | 25 | 4 | Res Attic Encapsulation
Residential | 2.3.4 | 23 | Res Wall Insulation | 25 | 4 | Res Wall Insulation
Residential | 2.3.5 | 24 | Res Floor Insulation | 25 | 4 | Res Floor Insulation
Residential | 2.3.6 | 25 | Res Energy Star Windows | 25 | 4 | Res Energy Star Windows
Residential | 2.3.7 | 26 | Res Solar Screens | 10 | 4 | Res Solar Screens
Residential | 2.4.1 | 27 | Res Faucet Aerators | 10 | 4 | Res Faucet Aerators
Residential | 2.4.2 | 28 | Res Low-Flow Showerheads | 10 | 4 | Res Low-Flow Showerheads
Residential | 2.4.3 | 29 | Res Water Heater Pipe Insulation | 13 | 4 | Res Water Heater Pipe Insulation
Residential | 2.4.4 | 30 | Res Water Heater Tank Insulation | 7 | 4 | Res Water Heater Tank Insulation
Residential | 2.4.5 | 31 | Res Water Heater Installation - Tankless | 20 | 4 | Res Water Heater Installation - Tankless
Residential | 2.4.5 | 32 | Res Water Heater Installation - Fuel Substitution | 11 | 4 | Res Water Heater Installation - Fuel Substitution
Residential | 2.4.6 | 33 | Res Heat Pump Water Heater | 13 | 4 | Res Heat Pump Water Heater
Residential | 2.4.7 | 34 | Res Water Heater Replacement-Solar Water Heating | 15 | 4 | Res Water Heater Replacement-Solar Water Heating
Residential | 2.5.1 | 35 | Res Energy Star Ceiling Fans | 10 | 4 | Res Energy Star Ceiling Fans
Residential | 2.5.2 | 36 | Res Energy Star Clothes Washer | 11 | 4 | Res Energy Star Clothes Washer
Residential | 2.5.3 | 37 | Res Energy Star Dishwashers | 15 | 4 | Res Energy Star Dishwashers
Residential | 2.5.4 | 38 | Res Energy Star Refrigerators | 16 | 4 | Res Energy Star Refrigerators
Residential | 2.7.1 | 39 | Res Direct Load Control of Outdoor Compressor Units | 1 | 4 | Res Direct Load Control of Outdoor Compressor Units
Residential | 2.7.2 | 40 | Res Direct Load Control of Swimming Pool Pump Motors | 1 | 4 | Res Direct Load Control of Swimming Pool Pump Motors
Residential | 2.8.1 | 41 | Res Refrigerator/Freezer Recycling | 8 | 4 | Res Refrigerator/Freezer Recycling
Residential | New Measure | 42 | Showerhead Thermostiatic Restrictor Valve | 10 | 4 | Showerhead Thermostiatic Restrictor Valve
Residential | New Measure | 43 | Tub Spout and Showerhead Restrictor valve | 10 | 4 | Tub Spout and Showerhead Restrictor valve
Residential | New Measure | 44 | ENERGY STAR Pool Pumps | 10 | 4 | ENERGY STAR Pool Pumps
Commercial | 2.1.1 | 45 | Comm Lamps and Fixtures: Halogen Lamps | 1.5 | 4 | Comm Lamps and Fixtures: Halogen Lamps
Commercial | 2.1.1 | 46 | Comm Lamps and Fixtures: High Intensity Discharge Lamps | 15.5 | 4 | Comm Lamps and Fixtures: High Intensity Discharge Lamps
Commercial | 2.1.1 | 47 | Comm Lamps and Fixtures: Integrated-ballast CCFL Lamps | 4.5 | 4 | Comm Lamps and Fixtures: Integrated-ballast CCFL Lamps
Commercial | 2.1.1 | 48 | Comm Lamps and Fixtures: Integrated-ballast CFL Lamps | 2.5 | 4 | Comm Lamps and Fixtures: Integrated-ballast CFL Lamps
Commercial | 2.1.1 | 49 | Comm Lamps and Fixtures: Integral LED Lamps | 9 | 4 | Comm Lamps and Fixtures: Integral LED Lamps
Commercial | 2.1.1 | 50 | Comm Lamps and Fixtures: Light Emitting Diode | 15 | 4 | Comm Lamps and Fixtures: Light Emitting Diode
Commercial | 2.1.1 | 51 | Comm Lamps and Fixtures: Modular CFL and CCFL Fixtures | 16 | 4 | Comm Lamps and Fixtures: Modular CFL and CCFL Fixtures
Commercial | 2.1.1 | 52 | Comm Lamps and Fixtures: T8 and T5 Linear Fluorescents | 15.5 | 4 | Comm Lamps and Fixtures: T8 and T5 Linear Fluorescents
Commercial | 2.1.2 | 53 | Comm Lighting Controls: Occupancy Sensor | 10 | 4 | Comm Lighting Controls: Occupancy Sensor
Commercial | 2.1.2 | 54 | Comm Lighting Controls: Photocell (Daylighting Control) | 10 | 4 | Comm Lighting Controls: Photocell (Daylighting Control)
Commercial | 2.1.2 | 55 | Comm Lighting Controls: Timeclock | 10 | 4 | Comm Lighting Controls: Timeclock
Commercial | 2.1.2 | 56 | Comm Lighting Controls: Tuning Control | 10 | 4 | Comm Lighting Controls: Tuning Control
Commercial | 2.2.1 | 57 | Comm AC or HP Tune-Up | 5 | 4 | Comm AC or HP Tune-Up
Commercial | 2.2.2 | 58 | Comm Split System/Single Packaged Heat Pumps and Air Conditioners | 15 | 4 | Comm Split System/Single Packaged Heat Pumps and Air Conditioners
Commercial | 2.2.3 | 59 | Comm HVAC Chillers: Screw / Scroll / Reciprocating Chillers | 20 | 4 | Comm HVAC Chillers: Screw / Scroll / Reciprocating Chillers
Commercial | 2.2.3 | 60 | Comm HVAC Chillers: Centrifugal Chillers | 25 | 4 | Comm HVAC Chillers: Centrifugal Chillers
Commercial | 2.2.4 | 61 | Comm Packaged Terminal Air Conditioners, Heat Pumps | 15 | 4 | Comm Packaged Terminal Air Conditioners, Heat Pumps
Commercial | 2.2.4 | 62 | Comm Room Air Conditioners | 11 | 4 | Comm Room Air Conditioners
Commercial | 2.2.5 | 63 | Comm HVAC VFD on AHU Supply Fans | 15 | 4 | Comm HVAC VFD on AHU Supply Fans
Commercial | 2.3.1 | 64 | Comm Energy Star Roofs | 15 | 4 | Comm Energy Star Roofs
Commercial | 2.3.2 | 65 | Comm Window Film | 10 | 4 | Comm Window Film
Commercial | 2.4.1 | 66 | Comm High Efficiency Combination Ovens | 12 | 4 | Comm High Efficiency Combination Ovens
Commercial | 2.4.2 | 67 | Comm High Efficiency Electric Convention Ovens | 12 | 4 | Comm High Efficiency Electric Convention Ovens
Commercial | 2.4.3 | 68 | Comm Energy Star Commercial Dishwashers | 11 | 4 | Comm Energy Star Commercial Dishwashers
Commercial | 2.4.4 | 69 | Comm Hot Food Holding Cabinets | 12 | 4 | Comm Hot Food Holding Cabinets
Commercial | 2.4.5 | 70 | Comm Energy Star Electric Fryers | 12 | 4 | Comm Energy Star Electric Fryers
Commercial | 2.4.6 | 71 | Comm Pre-Rinse Spray Valves | 5 | 4 | Comm Pre-Rinse Spray Valves
Commercial | 2.4.7 | 72 | Comm Energy Star Electric Steam Cookers | 12 | 4 | Comm Energy Star Electric Steam Cookers
Commercial | 2.5.1 | 73 | Comm Door Heater Controls | 12 | 4 | Comm Door Heater Controls
Commercial | 2.5.2 | 74 | Comm ECM Evaporator Fan Motor | 15 | 4 | Comm ECM Evaporator Fan Motor
Commercial | 2.5.3 | 75 | Comm Electronic Defrost Controls | 10 | 4 | Comm Electronic Defrost Controls
Commercial | 2.5.4 | 76 | Comm Evaporator Fan Controls | 16 | 4 | Comm Evaporator Fan Controls
Commercial | 2.5.5 | 77 | Comm Night Covers for Open Refrigerated Display Cases | 5 | 4 | Comm Night Covers for Open Refrigerated Display Cases
Commercial | 2.5.6 | 78 | Comm Solid and Glass Door Reach-Ins | 12 | 4 | Comm Solid and Glass Door Reach-Ins
Commercial | 2.5.7 | 79 | Comm Strip Curtains for Walk-In Refrigerated Storage | 4 | 4 | Comm Strip Curtains for Walk-In Refrigerated Storage
Commercial | 2.5.8 | 80 | Comm Zero Energy Doors for Refrigerated Cases | 12 | 4 | Comm Zero Energy Doors for Refrigerated Cases
Commercial | 2.6.1 | 81 | Comm Vending Machine Controls | 5 | 4 | Comm Vending Machine Controls
Commercial | 2.6.2 | 82 | Comm Lodging Guest Room Occupancy Sensor Controls | 10 | 4 | Comm Lodging Guest Room Occupancy Sensor Controls
Commercial | 2.6.3 | 83 | Comm Pump-Off Controller | 15 | 4 | Comm Pump-Off Controller
Commercial | 2.1.1 | 84 | M&V AC Tune-Up | 5 | 4 | M&V AC Tune-Up
Commercial | 2.1.2 | 85 | M&V Ground Source HP | 15 | 4 | M&V Ground Source HP
Commercial | 2.3.1 | 86 | Comm Solar Photovoltaic (PV) | 30 | 4 | Comm Solar Photovoltaic (PV)
Commercial | 2.4.1 | 87 | Comm Load Curtailment | 1 | 4 | Comm Load Curtailment
Commercial | New Measure | 88 | Evaporative Pre-cooling | 15 | 4 | Evaporative Pre-cooling
Commercial | New Measure | 89 | ENERGY STAR Pool Pumps | 10 | 4 | ENERGY STAR Pool Pumps