## Substation 2022
Oncor Electric Delivery Company LLC
Distribution Cost Recovery Factor
Substation Projects with Additions > $100,000 (Plant Accounts 353, 360, 361 & 362) for 2022
Update Period 01/01/2022 - 06/30/2024
Sponsors: W. Alan Ledbetter and Coler D. Snelleman
Project/Project Description/Property Unit Description | DCRF Addition Amount
0PT03065 | 632540.335
Davis Street Distribution Auto
361 - Structures and improvements | 70347.4341
ELECTRICAL SYSTEM | 70347.4341
362 - Station equipment | 562192.9008
CONDUIT OR DUCT SYSTEM | 7004.0674
HARDENED NETWORK ROUTER | 21727.9513
RELAY SWITCHBOARD 0-60 KV | 411497.46
Station Communication Equipment | 73159.2869
SUPERVISORY CONTROL EQUIPMENT | 32464.1152
SWITCHBOARD PANEL, CONTROL CABLE, 0-60KV | 16340.02
0PT03971 | 221682.5176
Tyler Substation Rebuild to 13
361 - Structures and improvements | 18342.7521
ELECTRICAL SYSTEM | 254.7387
GROUNDING SYSTEM | 393.7086
MASONRY WALL | 17648.029
OUTDOOR LIGHTING SYSTEM | 23.1379
YARD IMPROVEMENTS AND SURFACING | 23.1379
362 - Station equipment | 203339.7655
BATTERY CHARGING SET | 440.0319
BUSS ASSEMBLY - 0 - 60KV | 10671.89
CONDUIT OR DUCT SYSTEM | 1875.9599
CONTROL CENTER AND ELECTRICAL EQUIP. | 23831.8043
FENCES, PROTECTIVE | 23.1379
FUSE EQUIPMENT - 0-60 KV | 175.4
LIGHTNING ARRESTOR 0-60 KV | 29.21
POWER CIRCUIT BREAKER, 1200 AMPERE, 15KV | 12835.52
POWER CIRCUIT BREAKER, 2000 AMPERE, 15KV | 2075.88
STORAGE BATTERY | 694.7865
STRUCTURES, 0-60KV | 9502.37
SUPERVISORY CONTROL EQUIPMENT | 1366.435
SWITCH, AIRBREAK, 0-60KV | 3186.94
SWITCH, DISCONNECT, 0-60KV | 5262.83
SWITCH, MOTOR OPERATOR, 0-60KV | 584.74
SWITCHBOARD PANEL, 2 FEEDER, 0-60KV | 7075.61
SWITCHBOARD PANEL, BUS DIFFERENTIAL, 0-60KV | 2660.65
SWITCHBOARD PANEL, CONTROL CABLE, 0-60KV | 1841.98
TRANSFORMER - AUXILIARY AND STATION SERVICE | 29.21
TRANSFORMER, POWER 138 KV | 119175.38
0PT04143 | 1096307.2656
Millers Ferry Substation Insta
361 - Structures and improvements | 64815.3775
ELECTRICAL SYSTEM | 3561.2852
ENVIRONMENTAL PROTECTION EQUIPMENT | 51282.5152
GROUNDING SYSTEM | 8038.3247
OUTDOOR LIGHTING SYSTEM | 1831.5088
YARD IMPROVEMENTS AND SURFACING | 101.7437
362 - Station equipment | 1031491.8881
BATTERY CHARGING SET | 4782.2929
BUSS ASSEMBLY - 0 - 60KV | 107541.17
CONDUIT OR DUCT SYSTEM | 42226.6756
CONTROL CENTER AND ELECTRICAL EQUIP. | 338424.1236
FOUNDATIONS, 0-60KV | 1275.9
FUSE EQUIPMENT - 0-60 KV | 12576.84
LIGHTNING ARRESTOR 0-60 KV | 2005
POWER CIRCUIT BREAKER, 1200 AMPERE, 25KV | 88402.49
POWER CIRCUIT BREAKER, 2000 AMPERE, 25KV | 53406.03
STORAGE BATTERY | 16687.1617
STRUCTURES, 0-60KV | 86032.94
SUPERVISORY CONTROL EQUIPMENT | 21672.9643
SWITCH, AIRBREAK, 0-60KV | 33538.26
SWITCH, DISCONNECT, 0-60KV | 46479.66
SWITCH, MOTOR OPERATOR, 0-60KV | 9113.65
SWITCHBOARD PANEL, 2 FEEDER, 0-60KV | 76190.18
SWITCHBOARD PANEL, BUS DIFFERENTIAL, 0-60KV | 60332.42
SWITCHBOARD PANEL, CONTROL CABLE, 0-60KV | 19320.95
TRANSFORMER - AUXILIARY AND STATION SERVICE | 2005
TRANSFORMER, INSTRUMENT 0-60 KV | 9295.92
TRANSFORMER, POWER 138 KV | 182.26
0PT04152 | 283890.9027
Farmers Branch SubstationInsta
361 - Structures and improvements | 487.8669
ELECTRICAL SYSTEM | 30.4805
ENVIRONMENTAL PROTECTION EQUIPMENT | 30.4805
GROUNDING SYSTEM | 396.4254
YARD IMPROVEMENTS AND SURFACING | 30.4805
362 - Station equipment | 283403.0359
BUSS ASSEMBLY - 0 - 60KV | 6676.37
CONDUIT OR DUCT SYSTEM | 548.8848
CONTROL CENTER AND ELECTRICAL EQUIP. | 47541.7674
FENCES, PROTECTIVE | 30.4805
FUSE EQUIPMENT - 0-60 KV | 450.08
LIGHTNING ARRESTOR 0-60 KV | 37.49
POWER CIRCUIT BREAKER, 1200 AMPERE, 25KV | 12602.64
POWER CIRCUIT BREAKER, 2000 AMPERE, 25KV | 4500.92
STRUCTURES, 0-60KV | 5588.66
SUPERVISORY CONTROL EQUIPMENT | 2470.0832
SWITCH, AIRBREAK, 0-60KV | 2513.02
SWITCH, DISCONNECT, 0-60KV | 2888.08
SWITCH, MOTOR OPERATOR, 0-60KV | 787.64
SWITCHBOARD PANEL, 2 FEEDER, 0-60KV | 6863.92
SWITCHBOARD PANEL, BUS DIFFERENTIAL, 0-60KV | 4838.5
SWITCHBOARD PANEL, CONTROL CABLE, 0-60KV | 37.49
TRANSFORMER - AUXILIARY AND STATION SERVICE | 37.49
TRANSFORMER, INSTRUMENT 0-60 KV | 37.49
TRANSFORMER, POWER 138 KV | 184952.03
0PT04155 | 293707.5108
Blagg Sub Establish Substation
361 - Structures and improvements | 5786.6825
ELECTRICAL SYSTEM | 29.3598
GROUNDING SYSTEM | 411.2216
LANDSCAPING | 2996.1892
LAWN SPRINKLER SYSTEM | 2291.1923
MASONRY WALL | 29.3598
OUTDOOR LIGHTING SYSTEM | 29.3598
362 - Station equipment | 287920.8283
BATTERY CHARGING SET | 29.3598
BUSS ASSEMBLY - 0 - 60KV | 5876.05
CONDUIT OR DUCT SYSTEM | 1762.4534
CONTROL CENTER AND ELECTRICAL EQUIP. | 38069.4323
FUSE EQUIPMENT - 0-60 KV | 496.53
POWER CIRCUIT BREAKER, 1200 AMPERE, 25KV | 7531.29
POWER CIRCUIT BREAKER, 2000 AMPERE, 25KV | 4220.82
RELAY SWITCHBOARD 0-60 KV | 4096.65
STORAGE BATTERY | 1057.4635
STRUCTURES | 993.09
STRUCTURES, 0-60KV | 4924.28
SUPERVISORY CONTROL EQUIPMENT | 2026.8193
SWITCH, AIRBREAK, 0-60KV | 2400.05
SWITCH, DISCONNECT, 0-60KV | 3227.67
SWITCH, MOTOR OPERATOR, 0-60KV | 41.36
SWITCHBOARD PANEL, 2 FEEDER, 0-60KV | 2855.24
SWITCHBOARD PANEL, BUS DIFFERENTIAL, 0-60KV | 4510.47
SWITCHBOARD PANEL, CONTROL CABLE, 0-60KV | 7696.8
TRANSFORMER - AUXILIARY AND STATION SERVICE | 41.36
TRANSFORMER, INSTRUMENT 0-60 KV | 165.49
TRANSFORMER, POWER 138 KV | 195898.15
0PT38432 | 1256324.1194
Big Spring CRMWD Sub Convert s
361 - Structures and improvements | 324880.6034
ELECTRICAL SYSTEM | 42386.6665
ENVIRONMENTAL PROTECTION EQUIPMENT | 45656.8472
GROUNDING SYSTEM | 73830.7854
OUTDOOR LIGHTING SYSTEM | 2767.0713
YARD IMPROVEMENTS AND SURFACING | 160239.2331
362 - Station equipment | 931443.516
BATTERY CHARGING SET | 8678.5673
BUSS ASSEMBLY - 0 - 60KV | 20641.34
CONDUIT OR DUCT SYSTEM | 55467.4198
CONTROL CENTER AND ELECTRICAL EQUIP. | 232435.3242
FENCES, PROTECTIVE | 37355.615
FUSE EQUIPMENT - 0-60 KV | 21673.41
HARDENED NETWORK ROUTER | 10565.2124
LIGHTNING ARRESTOR 0-60 KV | 1857.71
POWER CIRCUIT BREAKER, 1200 AMPERE, 15KV | 56350.89
Station Communication Equipment | 12577.6378
STORAGE BATTERY | 18992.2372
STRUCTURES, 0-60KV | 71006.25
SUPERVISORY CONTROL EQUIPMENT | 2389.7423
SWITCH, AIRBREAK, 0-60KV | 53254.68
SWITCH, DISCONNECT, 0-60KV | 15893.83
SWITCH, MOTOR OPERATOR, 0-60KV | 14448.94
SWITCHBOARD PANEL, CONTROL CABLE, 0-60KV | 17751.54
TRANSFORMER - AUXILIARY AND STATION SERVICE | 3715.42
TRANSFORMER, INSTRUMENT 0-60 KV | 9495.01
TRANSFORMER, POWER 138 KV | 266892.74
0PT39201 | 108956.0348
West Network Sub Rebuild stat
361 - Structures and improvements | 3330.7114
ELECTRICAL SYSTEM | 10.6988
GROUNDING SYSTEM | 10.6988
MASONRY WALL | 3298.615
YARD IMPROVEMENTS AND SURFACING | 10.6988
362 - Station equipment | 105625.3233
BUSS ASSEMBLY - 0 - 60KV | 137.66
CONDUIT OR DUCT SYSTEM | 749.6733
FUSE EQUIPMENT - 0-60 KV | 11.46
LIGHTNING ARRESTOR 0-60 KV | 11.46
STRUCTURES, 0-60KV | 11.46
SWITCH, AIRBREAK, 0-60KV | 137.66
SWITCH, MOTOR OPERATOR, 0-60KV | 11.46
SWITCHBOARD PANEL, CONTROL CABLE, 0-60KV | 11.46
SWITCHGEAR, METAL ENCLOSED 0-60 KV | 63565.7
TRANSFORMER - AUXILIARY AND STATION SERVICE | 11.46
TRANSFORMER, INSTRUMENT 0-60 KV | 11.46
TRANSFORMER, POWER 138 KV | 40954.41
0PT39284 | 160576.021
KELLER WALL PRICE SUBSTATION I
361 - Structures and improvements | 448.5798
ELECTRICAL SYSTEM | 59.2451
GROUNDING SYSTEM | 380.8711
YARD IMPROVEMENTS AND SURFACING | 8.4636
362 - Station equipment | 160127.4412
BUSS ASSEMBLY - 0 - 60KV | 3385.05
CONDUIT OR DUCT SYSTEM | 135.4174
FUSE EQUIPMENT - 0-60 KV | 518.11
LIGHTNING ARRESTOR 0-60 KV | 17.27
POWER CIRCUIT BREAKER, 1200 AMPERE, 25KV | 5699.33
RELAY SWITCHBOARD 0-60 KV | 189.97
Security System | 8.4636
Station Communication Equipment | 1041.0602
STRUCTURES, 0-60KV | 3471.41
SWITCH, AIRBREAK, 0-60KV | 2037.94
SWITCH, DISCONNECT, 0-60KV | 1692.52
SWITCH, MOTOR OPERATOR, 0-60KV | 362.68
SWITCHBOARD PANEL, 2 FEEDER, 0-60KV | 6511.05
SWITCHBOARD PANEL, BUS DIFFERENTIAL, 0-60KV | 9999.73
SWITCHBOARD PANEL, CONTROL CABLE, 0-60KV | 449.03
SWITCHBOARD PANEL, FEEDER BYPASS-BUS TIE, 0-60KV | 5578.43
TRANSFORMER - AUXILIARY AND STATION SERVICE | 17.27
TRANSFORMER, INSTRUMENT 0-60 KV | 431.76
TRANSFORMER, POWER 138 KV | 118580.95
0PT39289 | 426803.4753
Waxahachie Replace the 228 MV
353 - Station equipment | 426803.4753
BATTERY CHARGING SET | 40.2257
BUSS ASSEMBLY - 0 - 60KV | 14497.38
CONDUIT OR DUCT SYSTEM | 2252.608
CONTROL CENTER AND ELECTRICAL EQUIP. | 19830.9606
FOUNDATIONS, 0-60KV | 8363.86
FUSE EQUIPMENT 0-60 KV | 55.76
LIGHTNING ARRESTOR 0-69 KV | 55.76
MOTOR OPERATORS, 0-60KV | 55.76
POWER CIRCUIT BREAKER, 1200 AMPERE, 15KV | 13326.44
POWER CIRCUIT BREAKER, 2000 AMPERE, 15KV | 2174.6
Station Communication Equipment | 40.2257
STORAGE BATTERY | 643.5889
STRUCTURES, 0-60KV | 10705.76
SUPERVISORY CONTROL EQUIPMENT | 1206.7409
SWITCH, AIRBREAK, 0-60KV | 3903.13
SWITCH, DISCONNECT, 0-60KV | 6077.74
SWITCH, VAC INTERRUPTER, 0-60KV | 55.76
SWITCHBOARD PANEL, 2 FEEDER, 0-60KV | 9980.87
SWITCHBOARD PANEL, BUS DIFFERENTIAL, 0-60KV | 8419.63
SWITCHBOARD PANEL, CONTROL CABLE, 0-60KV | 613.33
SWITCHBOARD PANEL, FEEDER BYPASS-BUS TIE, 0-60KV | 390.3
TRANSFORMER - AUXILIARY AND STATION SERVICE | 40.2257
TRANSFORMER, INSTRUMENT 0-60 KV | 55.76
TRANSFORMER, POWER 138 KV | 324017.06
0PT39293 | 285368.1059
Elkhart Sub Rebuild as Two Tr
361 - Structures and improvements | 78673.5362
ELECTRICAL SYSTEM | 3608.8189
ENVIRONMENTAL PROTECTION EQUIPMENT | 21653.0597
FENCE | 5774.1329
GROUNDING SYSTEM | 2165.2874
OUTDOOR LIGHTING SYSTEM | 721.7492
YARD IMPROVEMENTS AND SURFACING | 44750.4881
362 - Station equipment | 206694.5697
BATTERY CHARGING SET | 1443.5183
BUSS ASSEMBLY - 0 - 60KV | 17381.75
CONDUIT OR DUCT SYSTEM | 5774.1329
CONTROL CENTER AND ELECTRICAL EQUIP. | 11548.299
FUSE EQUIPMENT - 0-60 KV | 4345.42
HARDENED NETWORK ROUTER | -9346.0116
LIGHTNING ARRESTOR 0-60 KV | 4345.42
POWER CIRCUIT BREAKER, 1200 AMPERE, 15KV | 6518.13
POWER CIRCUIT BREAKER, 2000 AMPERE, 15KV | 13036.29
RELAY SWITCHBOARD 0-60 KV | 4345.42
Station Communication Equipment | 1443.5183
STORAGE BATTERY | 1443.5183
STRUCTURES, 0-60KV | 34763.52
SUPERVISORY CONTROL EQUIPMENT | 4330.5947
SWITCH, AIRBREAK, 0-60KV | 8690.85
SWITCH, DISCONNECT, 0-60KV | 13036.29
SWITCH, MOTOR OPERATOR, 0-60KV | 2172.69
SWITCHBOARD PANEL, 2 FEEDER, 0-60KV | 8690.85
SWITCHBOARD PANEL, CONTROL CABLE, 0-60KV | 2172.69
SWITCHBOARD PANEL, FEEDER BYPASS-BUS TIE, 0-60KV | 4345.42
TRANSFORMER - AUXILIARY AND STATION SERVICE | 2172.69
TRANSFORMER, INSTRUMENT 0-60 KV | 4345.42
TRANSFORMER, POWER 69 KV | 59694.15
0PT39486 | 121401.0729
Lakecrest Sub Fish Creek Esta
361 - Structures and improvements | 35602.6399
ELECTRICAL SYSTEM | 30947.4094
GROUNDING SYSTEM | 472.4544
OUTDOOR LIGHTING SYSTEM | 125.0411
YARD IMPROVEMENTS AND SURFACING | 4057.735
362 - Station equipment | 85798.433
BUSS ASSEMBLY - 0 - 60KV | 3496.07
CONDUIT OR DUCT SYSTEM | 958.8302
CONTROL CENTER AND ELECTRICAL EQUIP. | 16036.4875
FENCES, PROTECTIVE | 1500.7868
FUSE EQUIPMENT - 0-60 KV | 238.35
LIGHTNING ARRESTOR 0-60 KV | 19.83
POWER CIRCUIT BREAKER, 1200 AMPERE, 15KV | 4012.55
POWER CIRCUIT BREAKER, 2000 AMPERE, 15KV | 1509.65
STRUCTURES, 0-60KV | 3416.62
SUPERVISORY CONTROL EQUIPMENT | 875.4485
SWITCH, AIRBREAK, 0-60KV | 1052.78
SWITCH, DISCONNECT, 0-60KV | 2185.04
SWITCH, MOTOR OPERATOR, 0-60KV | 39.69
SWITCHBOARD PANEL, 2 FEEDER, 0-60KV | 2582.32
SWITCHBOARD PANEL, BUS DIFFERENTIAL, 0-60KV | 1946.67
SWITCHBOARD PANEL, CONTROL CABLE, 0-60KV | 476.71
TRANSFORMER - AUXILIARY AND STATION SERVICE | 19.83
TRANSFORMER, INSTRUMENT 0-60 KV | 19.83
TRANSFORMER, POWER 138 KV | 45410.94
0PT40025 | 691466.6046
Carrollton Josey Lane Sub In
362 - Station equipment | 691466.6046
HARDENED NETWORK ROUTER | 43423.2408
RELAY SWITCHBOARD 0-60 KV | 336451.45
Relays, 0-69 KV Relay Panel | 18543.47
Station Communication Equipment | 70456.6458
SUPERVISORY CONTROL EQUIPMENT | 30624.8181
SWITCH, MOTOR OPERATOR, 0-60KV | 49027.79
SWITCHBOARD PANEL, CONTROL CABLE, 0-60KV | 51977.89
SWITCHBOARD PANEL, STATION METERING, 0-60KV | 90961.3
0PT40036 | 100466.5231
Waxahachie Sub Install Distri
353 - Station equipment | 100466.5231
CONDUIT OR DUCT SYSTEM | 2089.6998
HARDENED NETWORK ROUTER | 14567.6397
Station Communication Equipment | 66177.3098
SUPERVISORY CONTROL EQUIPMENT | 17631.8738
0PT40733 | 319737.6622
Boomtown Sub Install Distribu
362 - Station equipment | 319737.6622
HARDENED NETWORK ROUTER | 18932.0023
RELAY SWITCHBOARD 0-60 KV | 133979.09
Station Communication Equipment | 91866.7817
SUPERVISORY CONTROL EQUIPMENT | 10397.0682
SWITCHBOARD PANEL, CONTROL CABLE, 0-60KV | 64562.72
0PT40736 | 376227.0705
Cryovac East Sub Install Dis
362 - Station equipment | 376227.0705
HARDENED NETWORK ROUTER | 12343.9636
RELAY SWITCHBOARD 0-60 KV | 42394.82
Relays, 0-69 KV Relay Panel | 83471.06
Station Communication Equipment | 60748.9513
STRUCTURES, 0-60KV | 10309.01
SUPERVISORY CONTROL EQUIPMENT | 80131.7956
SWITCHBOARD PANEL, 2 FEEDER, 0-60KV | 50626.05
SWITCHBOARD PANEL, CONTROL CABLE, 0-60KV | 36201.42
0PT40740 | 390036.4172
Wichita Falls Sub Install Dis
353 - Station equipment | 390036.4172
BUSS ASSEMBLY - 0 - 60KV | 60263.53
CONDUIT OR DUCT SYSTEM | 11961.9905
HARDENED NETWORK ROUTER | 26592.9808
LIGHTNING ARRESTOR 0-69 KV | 27694.64
POWER CIRCUIT BREAKER, 1200 AMPERE, 15KV | 85188.68
RELAYS, 0-69KV | 55389.27
Station Communication Equipment | 7279.1013
STRUCTURES, 0-60KV | 34895.24
SUPERVISORY CONTROL EQUIPMENT | 21449.0845
SWITCH, DISCONNECT, 0-60KV | 19663.19
SWITCHBOARD PANEL, CONTROL CABLE, 0-60KV | 39658.71
0PT40745 | 154648.81
Compton Street Sub Install D
362 - Station equipment | 154648.81
HARDENED NETWORK ROUTER | 21676.2923
Station Communication Equipment | 92937.4405
SUPERVISORY CONTROL EQUIPMENT | 11889.4272
SWITCHBOARD PANEL, CONTROL CABLE, 0-60KV | 28145.65
0PT40781 | 291851.4834
Mckinney South Sub Install Di
362 - Station equipment | 291851.4834
RELAY SWITCHBOARD 0-60 KV | 87349.57
Relays, 0-69 KV Relay Panel | 10107.29
Station Communication Equipment | 5605.2484
SUPERVISORY CONTROL EQUIPMENT | 9258.8749
SWITCHBOARD PANEL, 2 FEEDER, 0-60KV | 114351.78
SWITCHBOARD PANEL, CONTROL CABLE, 0-60KV | 65178.72
0PT40876 | 3447689.169
SL Triangle Sub Install 138
361 - Structures and improvements | 223197.6911
ELECTRICAL SYSTEM | 3449.7325
ENVIRONMENTAL PROTECTION EQUIPMENT | 117290.9037
GROUNDING SYSTEM | 10349.1974
YARD IMPROVEMENTS AND SURFACING | 92107.8575
362 - Station equipment | 3224491.4779
BATTERY CHARGING SET | 3104.7567
BUSS ASSEMBLY - 0 - 60KV | 143252.52
CONDUIT OR DUCT SYSTEM | 31737.5353
FOUNDATIONS, 0-60KV | 18849.01
FUSE EQUIPMENT - 0-60 KV | 20524.48
LIGHTNING ARRESTOR 0-60 KV | 29320.69
POWER CIRCUIT BREAKER, 1200 AMPERE, 15KV | 245037.2
STORAGE BATTERY | 19663.4759
STRUCTURES, 0-60KV | 90894.14
SWITCH, AIRBREAK, 0-60KV | 56128.18
SWITCH, DISCONNECT, 0-60KV | 37698.03
SWITCH, MOTOR OPERATOR, 0-60KV | 12147.14
SWITCHBOARD PANEL, 2 FEEDER, 0-60KV | 136131.78
SWITCHBOARD PANEL, CONTROL CABLE, 0-60KV | 22199.95
SWITCHBOARD PANEL, STATION METERING, 0-60KV | 30996.15
TRANSFORMER - AUXILIARY AND STATION SERVICE | 5026.4
TRANSFORMER, INSTRUMENT 0-60 KV | 7120.73
TRANSFORMER, POWER 138 KV | 2314659.31
0PT40918 | 262949.9
Odessa EHV CREZ Switch Instal
353 - Station equipment | 262949.9
CONTROL CENTER AND ELECTRICAL EQUIP. | 5886.93
FENCES, PROTECTIVE | 190863.86
HARDENED NETWORK ROUTER | 6377.5
SECURITY SYSTEM - RADAR SENSOR | 23749.73
SECURITY SYSTEM - SERVER | 5511.78
SECURITY SYSTEM - SHIELD SENSOR STATION | 13101.32
SECURITY SYSTEM - SURVEILLANCE CAMERA | 16131.35
SWITCHBOARD PANEL, CONTROL CABLE, 0-60KV | 1327.43
0PT40937 | 121524.6967
Blair Lake Sub Establish sta
361 - Structures and improvements | 15193.4621
ELECTRICAL SYSTEM | 12.1381
FENCE | 2358.0294
GROUNDING SYSTEM | 546.9444
OUTDOOR LIGHTING SYSTEM | 12.1381
YARD IMPROVEMENTS AND SURFACING | 12264.2122
362 - Station equipment | 106331.2347
BATTERY CHARGING SET | 12.1381
BUSS ASSEMBLY - 0 - 60KV | 2985.59
CONDUIT OR DUCT SYSTEM | 1324.867
CONTROL CENTER AND ELECTRICAL EQUIP. | 14476.3964
FUSE EQUIPMENT - 0-60 KV | 33.52
LIGHTNING ARRESTOR 0-60 KV | 16.75
POWER CIRCUIT BREAKER, 1200 AMPERE, 25KV | 2834.64
POWER CIRCUIT BREAKER, 2000 AMPERE, 25KV | 1593.44
STORAGE BATTERY | 401.0849
STRUCTURES, 0-60KV | 2432.1
SUPERVISORY CONTROL EQUIPMENT | 765.7483
SWITCH, AIRBREAK, 0-60KV | 855.41
SWITCH, DISCONNECT, 0-60KV | 1459.25
SWITCH, MOTOR OPERATOR, 0-60KV | 16.75
SWITCHBOARD PANEL, 2 FEEDER, 0-60KV | 2331.46
SWITCHBOARD PANEL, BUS DIFFERENTIAL, 0-60KV | 1845.03
SWITCHBOARD PANEL, CONTROL CABLE, 0-60KV | 1694.06
TRANSFORMER - AUXILIARY AND STATION SERVICE | 16.75
TRANSFORMER, INSTRUMENT 0-60 KV | 16.75
TRANSFORMER, POWER 138 KV | 71219.5
0PT41016 | 4039963.3869
Duval Sub Remove 69 kV Station
353 - Station equipment | 4039963.3869
BATTERY CHARGING SET | 25080.2632
BUSS ASSEMBLY - 0 - 60KV | 161461.16
CONDUIT OR DUCT SYSTEM | 165234.6855
CONTROL CENTER AND ELECTRICAL EQUIP. | 375712.2006
FOUNDATIONS, 0-60KV | 44997.37
FUSE EQUIPMENT 0-60 KV | 45879.67
HARDENED NETWORK ROUTER | 86059.732
LIGHTNING ARRESTOR 0-69 KV | 44997.37
MOTOR OPERATORS, 0-60KV | 89112.44
POWER CIRCUIT BREAKER, 1200 AMPERE, 15KV | 445562.22
POWER CIRCUIT BREAKER, 2000 AMPERE, 15KV | 89994.74
RELAY SWITCHBOARD 0-60 KV | 29115.94
Station Communication Equipment | 26555.5705
STORAGE BATTERY | 16228.4026
STRUCTURES, 0-60KV | 405858.65
SUPERVISORY CONTROL EQUIPMENT | 98845.7454
SWITCH, AIRBREAK, 0-60KV | 40585.86
SWITCH, DISCONNECT, 0-60KV | 259396.62
SWITCHBOARD PANEL, 2 FEEDER, 0-60KV | 292041.77
SWITCHBOARD PANEL, BUS DIFFERENTIAL, 0-60KV | 209987.74
SWITCHBOARD PANEL, CONTROL CABLE, 0-60KV | 19410.63
TRANSFORMER - AUXILIARY AND STATION SERVICE | 49668.7572
TRANSFORMER, INSTRUMENT 0-60 KV | 44997.37
TRANSFORMER, POWER 138 KV | 973178.48
0PT41032 | 281390.9422
Everman Switch Reconfigure 345
353 - Station equipment | 281390.9422
BATTERY CHARGING SET | 1640.5954
CONDUIT OR DUCT SYSTEM | 15032.4339
CONTROL CENTER AND ELECTRICAL EQUIP. | 177527.7316
Security System | 38.1524
Station Communication Equipment | 724.9139
STORAGE BATTERY | 6982.0698
SUPERVISORY CONTROL EQUIPMENT | 4692.8653
SWITCHBOARD PANEL, CONTROL CABLE, 0-60KV | 74752.18
0PT41754 | 133877.3485
Oil Mill Lake Sub Rebuild Mar
361 - Structures and improvements | 801219.3479
ELECTRICAL SYSTEM | 124.7964
ENVIRONMENTAL PROTECTION EQUIPMENT | 297693.1668
FENCE | 76565.2642
GROUNDING SYSTEM | 1528.9526
OUTDOOR LIGHTING SYSTEM | 15.6025
YARD IMPROVEMENTS AND SURFACING | 425291.5653
362 - Station equipment | -667341.9994
BATTERY CHARGING SET | 78.0047
BUSS ASSEMBLY - 0 - 60KV | 4725.71
CONDUIT OR DUCT SYSTEM | 343.2318
CONTROL CENTER AND ELECTRICAL EQUIP. | -112496.0236
FUSE EQUIPMENT - 0-60 KV | 588.27
LIGHTNING ARRESTOR 0-60 KV | 19.61
POWER CIRCUIT BREAKER, 1200 AMPERE, 15KV | 4568.85
POWER CIRCUIT BREAKER, 2000 AMPERE, 15KV | 1313.79
STORAGE BATTERY | 514.8517
STRUCTURES, 0-60KV | 4529.64
SUPERVISORY CONTROL EQUIPMENT | 873.686
SWITCH, AIRBREAK, 0-60KV | 2019.71
SWITCH, DISCONNECT, 0-60KV | 2156.96
SWITCH, MOTOR OPERATOR, 0-60KV | 372.55
SWITCHBOARD PANEL, 2 FEEDER, 0-60KV | 2313.83
SWITCHBOARD PANEL, BUS DIFFERENTIAL, 0-60KV | 1686.35
SWITCHBOARD PANEL, CONTROL CABLE, 0-60KV | 627.47
TRANSFORMER - AUXILIARY AND STATION SERVICE | 19.61
TRANSFORMER, INSTRUMENT 0-60 KV | 235.3
TRANSFORMER, POWER 138 KV | -581833.4
0PT41935 | 305249.1679
Centerville Road Sub Install
362 - Station equipment | 305249.1679
HARDENED NETWORK ROUTER | 40238.2052
Relays, 0-69 KV Relay Panel | 12350.14
Station Communication Equipment | 54136.3575
SUPERVISORY CONTROL EQUIPMENT | 12288.6166
SUPERVISORY CONTROL EQUIPMENT - CPU | 6744.6886
SWITCHBOARD PANEL, 1 FEEDER, 0-60KV | 97835.29
SWITCHBOARD PANEL, CONTROL CABLE, 0-60KV | 68063.81
SWITCHBOARD PANEL, FEEDER BYPASS-BUS TIE, 0-60KV | 13592.06
0PT41963 | 228728.461
Gamma formerly Palmer Sub Est
361 - Structures and improvements | 15014.5465
ELECTRICAL SYSTEM | 68.6409
ENVIRONMENTAL PROTECTION EQUIPMENT | 22.8591
FENCE | 2105.701
GROUNDING SYSTEM | 686.6249
OUTDOOR LIGHTING SYSTEM | 114.4227
YARD IMPROVEMENTS AND SURFACING | 12016.2979
362 - Station equipment | 213713.9144
BATTERY CHARGING SET | 22.8591
BUSS ASSEMBLY - 0 - 60KV | 8328.85
CONDUIT OR DUCT SYSTEM | 686.6249
CONTROL CENTER AND ELECTRICAL EQUIP. | 19981.3857
FUSE EQUIPMENT - 0-60 KV | 432.63
LIGHTNING ARRESTOR 0-60 KV | 36.01
POWER CIRCUIT BREAKER, 1200 AMPERE, 15KV | 4867.5
POWER CIRCUIT BREAKER, 2000 AMPERE, 15KV | 2848.38
RELAY SWITCHBOARD 0-60 KV | 3425.26
Station Communication Equipment | 755.2849
STORAGE BATTERY | 572.1895
STRUCTURES, 0-60KV | 5516.51
SUPERVISORY CONTROL EQUIPMENT | 2906.7803
SWITCH, AIRBREAK, 0-60KV | 1946.99
SWITCH, DISCONNECT, 0-60KV | 3894
SWITCH, MOTOR OPERATOR, 0-60KV | 72.08
SWITCHBOARD PANEL, 2 FEEDER, 0-60KV | 2343.59
SWITCHBOARD PANEL, BUS DIFFERENTIAL, 0-60KV | 3966.11
SWITCHBOARD PANEL, CONTROL CABLE, 0-60KV | 7427.45
TRANSFORMER - AUXILIARY AND STATION SERVICE | 36.01
TRANSFORMER, INSTRUMENT 0-60 KV | 36.01
TRANSFORMER, POWER 138 KV | 143611.41
0PT42124 | 164864.1326
Waxahachie Northwest Sub Repl
361 - Structures and improvements | 206.1499
ELECTRICAL SYSTEM | 47.5672
GROUNDING SYSTEM | 158.5828
362 - Station equipment | 164657.9827
BUSS ASSEMBLY - 0 - 60KV | 4967.63
CONDUIT OR DUCT SYSTEM | 1189.5527
FUSE EQUIPMENT - 0-60 KV | 16.55
LIGHTNING ARRESTOR 0-60 KV | 16.55
POWER CIRCUIT BREAKER, 1200 AMPERE, 25KV | 5795.56
RELAY SWITCHBOARD 0-60 KV | 248.38
STRUCTURES, 0-60KV | 3311.74
SWITCH, DISCONNECT, 0-60KV | 82.77
SWITCHBOARD PANEL, 2 FEEDER, 0-60KV | 827.92
SWITCHBOARD PANEL, BUS DIFFERENTIAL, 0-60KV | 4139.69
SWITCHBOARD PANEL, CONTROL CABLE, 0-60KV | 82.77
TRANSFORMER - AUXILIARY AND STATION SERVICE | 16.55
TRANSFORMER, INSTRUMENT 0-60 KV | 16.55
TRANSFORMER, POWER 138 KV | 143945.77
0PT42125 | 108894.8458
Tyler GE Sub Install one 15 k
361 - Structures and improvements | 9.7227
GROUNDING SYSTEM | 9.7227
362 - Station equipment | 108885.1232
BUSS ASSEMBLY - 0 - 60KV | 10521.34
CONDUIT OR DUCT SYSTEM | 39085.0032
LIGHTNING ARRESTOR 0-60 KV | 11.65
POWER CIRCUIT BREAKER, 1200 AMPERE, 15KV | 45281.47
STRUCTURES, 0-60KV | 3417.68
SWITCH, DISCONNECT, 0-60KV | 8375.08
SWITCHBOARD PANEL, 1 FEEDER, 0-60KV | 23.32
SWITCHBOARD PANEL, CONTROL CABLE, 0-60KV | 2169.58
0PT42130 | 104648.8123
Irving Valley View Sub Instal
361 - Structures and improvements | 346.8529
ELECTRICAL SYSTEM | 136.6785
FENCE | 10.467
GROUNDING SYSTEM | 168.2091
YARD IMPROVEMENTS AND SURFACING | 31.4982
362 - Station equipment | 104301.9594
BATTERY CHARGING SET | 10.467
BUSS ASSEMBLY - 0 - 60KV | 8132.34
CONDUIT OR DUCT SYSTEM | 704.5614
CONTROL CENTER AND ELECTRICAL EQUIP. | 9822.2993
FUSE EQUIPMENT - 0-60 KV | 25.93
LIGHTNING ARRESTOR 0-60 KV | 12.93
MOBILE SUBSTATION 138 KV | 12.93
POWER CIRCUIT BREAKER, 1200 AMPERE, 25KV | 7041.11
POWER CIRCUIT BREAKER, 2000 AMPERE, 25KV | 1234.1
Station Communication Equipment | 1030.5693
STORAGE BATTERY | 262.8738
STRUCTURES, 0-60KV | 3377.62
SUPERVISORY CONTROL EQUIPMENT | 1325.0385
SWITCH, AIRBREAK, 0-60KV | 701.46
SWITCH, DISCONNECT, 0-60KV | 1428.97
SWITCH, MOTOR OPERATOR, 0-60KV | 272.75
SWITCHBOARD PANEL, 2 FEEDER, 0-60KV | 3780.36
SWITCHBOARD PANEL, CONTROL CABLE, 0-60KV | 1377
SWITCHBOARD PANEL, FEEDER BYPASS-BUS TIE, 0-60KV | 1377
TRANSFORMER - AUXILIARY AND STATION SERVICE | 12.93
TRANSFORMER, INSTRUMENT 0-60 KV | 337.72
TRANSFORMER, POWER 138 KV | 62021
0PT42143 | 280898.5446
SL Driver Sub Install transfo
361 - Structures and improvements | 12492.9546
ELECTRICAL SYSTEM | 28.8297
FENCE | 749.6919
GROUNDING SYSTEM | 9082.9203
YARD IMPROVEMENTS AND SURFACING | 2631.5126
362 - Station equipment | 268405.59
BUSS ASSEMBLY - 0 - 60KV | 17997.36
CONDUIT OR DUCT SYSTEM | 2279.405
FOUNDATIONS, 0-60KV | 1861.52
FUSE EQUIPMENT - 0-60 KV | 651.94
LIGHTNING ARRESTOR 0-60 KV | 1793.81
POWER CIRCUIT BREAKER, 1200 AMPERE, 25KV | 6895.67
POWER CIRCUIT BREAKER, 2000 AMPERE, 25KV | 4061.5
STRUCTURES, 0-60KV | 19202.92
SUPERVISORY CONTROL EQUIPMENT | 2003.265
SWITCH, AIRBREAK, 0-60KV | 2199.97
SWITCH, DISCONNECT, 0-60KV | 3409.53
SWITCH, MOTOR OPERATOR, 0-60KV | 338.45
SWITCHBOARD PANEL, 2 FEEDER, 0-60KV | 2673.82
SWITCHBOARD PANEL, CONTROL CABLE, 0-60KV | 2098.44
SWITCHBOARD PANEL, FEEDER BYPASS-BUS TIE, 0-60KV | 3954.5
SWITCHBOARD PANEL, STATION METERING, 0-60KV | 3544.93
TRANSFORMER - AUXILIARY AND STATION SERVICE | 33.84
TRANSFORMER, INSTRUMENT 0-60 KV | 203.07
TRANSFORMER, POWER 138 KV | 193201.65
0PT42148 | 591425.9026
Mansfield Sub Install transfo
361 - Structures and improvements | 1018.4423
ELECTRICAL SYSTEM | 50.9254
GROUNDING SYSTEM | 560.1429
OUTDOOR LIGHTING SYSTEM | 50.9254
YARD IMPROVEMENTS AND SURFACING | 356.4486
362 - Station equipment | 590407.4603
BATTERY CHARGING SET | 50.9254
BUSS ASSEMBLY - 0 - 60KV | 22389.3
CONDUIT OR DUCT SYSTEM | 4786.7392
CONTROL CENTER AND ELECTRICAL EQUIP. | 69153.2876
FUSE EQUIPMENT - 0-60 KV | 279.85
LIGHTNING ARRESTOR 0-60 KV | 69.97
POWER CIRCUIT BREAKER, 1200 AMPERE, 25KV | 48067.03
POWER CIRCUIT BREAKER, 2000 AMPERE, 25KV | 15532.57
Security System | 50.9254
STORAGE BATTERY | 4379.3579
STRUCTURES, 0-60KV | 15322.68
SUPERVISORY CONTROL EQUIPMENT | 3259.0648
SWITCH, AIRBREAK, 0-60KV | 3498.3
SWITCH, DISCONNECT, 0-60KV | 15112.77
SWITCH, MOTOR OPERATOR, 0-60KV | 69.97
SWITCHBOARD PANEL, 2 FEEDER, 0-60KV | 10145.15
SWITCHBOARD PANEL, BUS DIFFERENTIAL, 0-60KV | 7976.18
SWITCHBOARD PANEL, CONTROL CABLE, 0-60KV | 5807.22
TRANSFORMER - AUXILIARY AND STATION SERVICE | 69.97
TRANSFORMER, INSTRUMENT 0-60 KV | 1119.45
TRANSFORMER, POWER 138 KV | 363266.75
0PT42151 | 2618741.6154
Desert Wind fka Garden City We
361 - Structures and improvements | 660221.178
ELECTRICAL SYSTEM | 13099.6262
ENVIRONMENTAL PROTECTION EQUIPMENT | 66808.0946
FENCE | 52398.5049
GROUNDING SYSTEM | 261992.533
OUTDOOR LIGHTING SYSTEM | 3929.8862
YARD IMPROVEMENTS AND SURFACING | 261992.533
362 - Station equipment | 1958520.4373
BATTERY CHARGING SET | 6549.8131
BUSS ASSEMBLY - 0 - 60KV | 78157.7
CONDUIT OR DUCT SYSTEM | 288191.8484
CONTROL CENTER AND ELECTRICAL EQUIP. | 117896.6403
FOUNDATIONS, 0-60KV | 468946.22
FUSE EQUIPMENT - 0-60 KV | 3126.3
LIGHTNING ARRESTOR 0-60 KV | 3126.3
POWER CIRCUIT BREAKER, 1200 AMPERE, 25KV | 125052.32
POWER CIRCUIT BREAKER, 2000 AMPERE, 25KV | 62526.16
RELAY SWITCHBOARD 0-60 KV | 62526.16
Station Communication Equipment | 13099.6262
STORAGE BATTERY | 6549.8131
STRUCTURES | 9378.92
STRUCTURES, 0-60KV | 125052.32
SUPERVISORY CONTROL EQUIPMENT | 13099.6262
SWITCH, AIRBREAK, 0-60KV | 31263.08
SWITCH, DISCONNECT, 0-60KV | 62526.16
SWITCH, MOTOR OPERATOR, 0-60KV | 9378.92
SWITCHBOARD PANEL, 2 FEEDER, 0-60KV | 62526.16
SWITCHBOARD PANEL, BUS DIFFERENTIAL, 0-60KV | 62526.16
SWITCHBOARD PANEL, CONTROL CABLE, 0-60KV | 46894.62
TRANSFORMER - AUXILIARY AND STATION SERVICE | 9378.92
TRANSFORMER, INSTRUMENT 0-60 KV | 9378.92
TRANSFORMER, POWER 138 KV | 281367.73
0PT42153 | 130641.5611
Killeen Stagecoach Sub Establ
361 - Structures and improvements | 28632.6685
ELECTRICAL SYSTEM | 13.0442
GROUNDING SYSTEM | 78.3874
LANDSCAPING | 65.3161
MASONRY WALL | 9317.7273
OUTDOOR LIGHTING SYSTEM | 222.1452
YARD IMPROVEMENTS AND SURFACING | 18936.0483
362 - Station equipment | 102008.8926
BATTERY CHARGING SET | 13.0442
BUSS ASSEMBLY - 0 - 60KV | 2925.28
CONDUIT OR DUCT SYSTEM | 470.4332
CONTROL CENTER AND ELECTRICAL EQUIP. | 14388.2403
FUSE EQUIPMENT - 0-60 KV | 57.71
LIGHTNING ARRESTOR 0-60 KV | 19.21
POWER CIRCUIT BREAKER, 1200 AMPERE, 25KV | 2848.32
POWER CIRCUIT BREAKER, 2000 AMPERE, 25KV | 1539.6
STORAGE BATTERY | 313.6108
STRUCTURES, 0-60KV | 2116.98
SUPERVISORY CONTROL EQUIPMENT | 679.5342
SWITCH, AIRBREAK, 0-60KV | 808.29
SWITCH, DISCONNECT, 0-60KV | 1347.16
SWITCH, MOTOR OPERATOR, 0-60KV | 19.21
SWITCHBOARD PANEL, 2 FEEDER, 0-60KV | 2193.96
SWITCHBOARD PANEL, BUS DIFFERENTIAL, 0-60KV | 1655.09
SWITCHBOARD PANEL, CONTROL CABLE, 0-60KV | 250.16
TRANSFORMER - AUXILIARY AND STATION SERVICE | 19.21
TRANSFORMER, INSTRUMENT 0-60 KV | 19.21
TRANSFORMER, POWER 138 KV | 70324.64
0PT42164 | 115370.2407
Marak Sub Install FAN Radio
362 - Station equipment | 115370.2407
STRUCTURES, 0-60KV | 35462.94
SUPERVISORY CONTROL EQUIPMENT | 76688.1007
SWITCHBOARD PANEL, CONTROL CABLE, 0-60KV | 3219.2
0PT42207 | 158217.3289
Alcatraz Sub Establish substa
361 - Structures and improvements | 12232.9483
ELECTRICAL SYSTEM | 15.7963
GROUNDING SYSTEM | 174.0622
OUTDOOR LIGHTING SYSTEM | 15.7963
YARD IMPROVEMENTS AND SURFACING | 12027.2935
362 - Station equipment | 145984.3806
BATTERY CHARGING SET | 15.7963
BUSS ASSEMBLY - 0 - 60KV | 4089.84
CONDUIT OR DUCT SYSTEM | 822.9067
CONTROL CENTER AND ELECTRICAL EQUIP. | 12691.9576
FENCES, PROTECTIVE | 15.7963
FUSE EQUIPMENT - 0-60 KV | 101.7
LIGHTNING ARRESTOR 0-60 KV | 20.31
POWER CIRCUIT BREAKER, 1200 AMPERE, 25KV | 4578.17
POWER CIRCUIT BREAKER, 2000 AMPERE, 25KV | 1017.36
STORAGE BATTERY | 126.5801
STRUCTURES, 0-60KV | 4293.3
SUPERVISORY CONTROL EQUIPMENT | 458.9238
SWITCH, AIRBREAK, 0-60KV | 1403.96
SWITCH, DISCONNECT, 0-60KV | 1627.77
SWITCH, MOTOR OPERATOR, 0-60KV | 20.31
SWITCHBOARD PANEL, 2 FEEDER, 0-60KV | 3560.8
SWITCHBOARD PANEL, BUS DIFFERENTIAL, 0-60KV | 1119.11
SWITCHBOARD PANEL, CONTROL CABLE, 0-60KV | 264.48
TRANSFORMER - AUXILIARY AND STATION SERVICE | 20.31
TRANSFORMER, INSTRUMENT 0-60 KV | 20.31
TRANSFORMER, POWER 138 KV | 109714.69
0PT42283 | 445978.46
Alliance Sub Spare PURCHASE A
362 - Station equipment | 445978.46
TRANSFORMER, POWER 345 KV | 445978.46
0PT42301 | 161812.2721
Aqueduct Sub formerly known as
360 - Land and land rights | 161812.2721
RIGHT OF WAY/EASEMENT | 161812.2721
0PT42512 | 151565.1059
Venus Switch Establish a new
353 - Station equipment | 151565.1059
BATTERY CHARGING SET | 1.2899
BUSS ASSEMBLY - 0 - 60KV | 3809.77
CONDUIT OR DUCT SYSTEM | 2640.8155
CONTROL CENTER AND ELECTRICAL EQUIP. | -1473.0598
FUSE EQUIPMENT 0-60 KV | -1328.63
LIGHTNING ARRESTOR 0-69 KV | 13
MOTOR OPERATORS, 0-60KV | 13
POWER CIRCUIT BREAKER, 1200 AMPERE, 15KV | -3366.79
POWER CIRCUIT BREAKER, 2000 AMPERE, 15KV | -1346.65
Security System | -35.8604
STORAGE BATTERY | -130.2766
STRUCTURES, 0-60KV | -2755.66
SUPERVISORY CONTROL EQUIPMENT | -228.5626
SWITCH, AIRBREAK, 0-60KV | -1375.34
SWITCH, DISCONNECT, 0-60KV | -2274.87
SWITCHBOARD PANEL, 2 FEEDER, 0-60KV | -423.47
SWITCHBOARD PANEL, BUS DIFFERENTIAL, 0-60KV | 1302.92
SWITCHBOARD PANEL, CONTROL CABLE, 0-60KV | 403.08
TRANSFORMER - AUXILIARY AND STATION SERVICE | 1.2899
TRANSFORMER, INSTRUMENT 0-60 KV | 13
TRANSFORMER, POWER 138 KV | 158106.11
0PT42559 | 170016.8705
Desert Wind Substation fka Gar
360 - Land and land rights | 170016.8705
RIGHT OF WAY/EASEMENT | 170016.8705
0PT42651 | 538429.3774
Kennedale Sub Remove the exis
361 - Structures and improvements | 100350.9691
ELECTRICAL SYSTEM | 5724.4971
ENVIRONMENTAL PROTECTION EQUIPMENT | 17345.3079
GROUNDING SYSTEM | 8586.7783
YARD IMPROVEMENTS AND SURFACING | 68694.3858
362 - Station equipment | 438078.4083
BUSS ASSEMBLY - 0 - 60KV | 23693.86
CONDUIT OR DUCT SYSTEM | 8586.7783
FUSE EQUIPMENT - 0-60 KV | 7108.12
LIGHTNING ARRESTOR 0-60 KV | 7108.12
POWER CIRCUIT BREAKER, 1200 AMPERE, 25KV | 22746.1
POWER CIRCUIT BREAKER, 2000 AMPERE, 25KV | 7739.99
STRUCTURES, 0-60KV | 7108.12
SWITCH, AIRBREAK, 0-60KV | 11846.91
SWITCH, DISCONNECT, 0-60KV | 13189.57
SWITCH, MOTOR OPERATOR, 0-60KV | 16585.69
SWITCHBOARD PANEL, CONTROL CABLE, 0-60KV | 8687.72
TRANSFORMER - AUXILIARY AND STATION SERVICE | 7897.91
TRANSFORMER, INSTRUMENT 0-60 KV | 9477.52
TRANSFORMER, POWER 138 KV | 286302
0PT42794 | 195442.1549
Plano Shiloh Road Sub Install
361 - Structures and improvements | 24162.4742
ELECTRICAL SYSTEM | 19.7673
ENVIRONMENTAL PROTECTION EQUIPMENT | 19.7673
FENCE | 19.7673
GROUNDING SYSTEM | 6683.2311
OUTDOOR LIGHTING SYSTEM | 19.7673
YARD IMPROVEMENTS AND SURFACING | 17400.1737
362 - Station equipment | 171279.6806
BATTERY CHARGING SET | 158.1723
BUSS ASSEMBLY - 0 - 60KV | 15610.6
CONDUIT OR DUCT SYSTEM | 2273.8815
CONTROL CENTER AND ELECTRICAL EQUIP. | 33890.7814
FUSE EQUIPMENT - 0-60 KV | 354.24
LIGHTNING ARRESTOR 0-60 KV | 23.61
POWER CIRCUIT BREAKER, 1200 AMPERE, 15KV | 14736.77
POWER CIRCUIT BREAKER, 2000 AMPERE, 15KV | 5833.32
STORAGE BATTERY | 1324.7724
STRUCTURES | 23.61
STRUCTURES, 0-60KV | 9021.56
SUPERVISORY CONTROL EQUIPMENT | 1898.193
SWITCH, AIRBREAK, 0-60KV | 1889.33
SWITCH, DISCONNECT, 0-60KV | 4463.54
SWITCH, MOTOR OPERATOR, 0-60KV | 684.86
SWITCHBOARD PANEL, 2 FEEDER, 0-60KV | 6966.91
SWITCHBOARD PANEL, BUS DIFFERENTIAL, 0-60KV | 3518.87
SWITCHBOARD PANEL, CONTROL CABLE, 0-60KV | 2125.48
TRANSFORMER - AUXILIARY AND STATION SERVICE | 23.61
TRANSFORMER, INSTRUMENT 0-60 KV | 23.61
TRANSFORMER, POWER 138 KV | 66433.96
0PT42880 | 180250.8987
Ayers Sub Relay Upgrade on Fe
362 - Station equipment | 180250.8987
RELAY SWITCHBOARD 0-60 KV | 117658.7
Station Communication Equipment | 9875.3943
SUPERVISORY CONTROL EQUIPMENT | 7292.2444
SWITCHBOARD PANEL, CONTROL CABLE, 0-60KV | 1880.69
SWITCHBOARD PANEL, FEEDER BYPASS-BUS TIE, 0-60KV | 43543.87
0PT42884 | 378570.752
Cedar Hill Sub Relay Upgrade
353 - Station equipment | 378570.752
CONDUIT OR DUCT SYSTEM | 27656.757
RELAY SWITCHBOARD 0-60 KV | 251053.05
Station Communication Equipment | 10686.3959
SUPERVISORY CONTROL EQUIPMENT | 33410.969
SWITCHBOARD PANEL, CONTROL CABLE, 0-60KV | 55763.58
0PT42915 | 726288.3267
Dalrock Sub Relay Upgrade on
361 - Structures and improvements | 46047.5059
ELECTRICAL SYSTEM | 17192.2247
GROUNDING SYSTEM | 28855.2812
362 - Station equipment | 680240.8208
CONDUIT OR DUCT SYSTEM | 41814.2444
CONTROL CENTER AND ELECTRICAL EQUIP. | 5010.8042
RELAY SWITCHBOARD 0-60 KV | 120779.68
Station Communication Equipment | 18142.5415
SUPERVISORY CONTROL EQUIPMENT | 19352.0508
SWITCH, MOTOR OPERATOR, 0-60KV | 18322.61
SWITCHBOARD PANEL, 2 FEEDER, 0-60KV | 128507.57
SWITCHBOARD PANEL, CONTROL CABLE, 0-60KV | 173753.22
SWITCHBOARD PANEL, FEEDER BYPASS-BUS TIE, 0-60KV | 97845.25
SWITCHBOARD PANEL, STATION METERING, 0-60KV | 56712.85
0PT42916 | 666794.6502
Davis Sub Relay Upgrade on Fe
361 - Structures and improvements | 32587.7677
ELECTRICAL SYSTEM | 32587.7677
362 - Station equipment | 634206.8825
CONDUIT OR DUCT SYSTEM | 10756.6126
RELAY SWITCHBOARD 0-60 KV | 205668.57
Station Communication Equipment | 55425.7047
SUPERVISORY CONTROL EQUIPMENT | 85099.1252
SWITCHBOARD PANEL, 1 FEEDER, 0-60KV | 173276.3
SWITCHBOARD PANEL, CONTROL CABLE, 0-60KV | 103980.57
0PT42919 | 373795.1051
Decatur Sub Relay Upgrade on
353 - Station equipment | 373795.1051
RELAY SWITCHBOARD 0-60 KV | 176386.5
Station Communication Equipment | 33651.9845
SUPERVISORY CONTROL EQUIPMENT | 85033.1406
SWITCHBOARD PANEL, 2 FEEDER, 0-60KV | 61484.19
SWITCHBOARD PANEL, CONTROL CABLE, 0-60KV | 17239.29
0PT42920 | 374874.7171
Duncanville South Sub Relay U
362 - Station equipment | 374874.7171
CONDUIT OR DUCT SYSTEM | 19924.3306
RELAY SWITCHBOARD 0-60 KV | 284230.02
Station Communication Equipment | 23075.5016
SUPERVISORY CONTROL EQUIPMENT | 5706.8448
SWITCHBOARD PANEL, CONTROL CABLE, 0-60KV | 41938.02
0PT42922 | 428511.3447
Euless South Sub Relay Upgrad
361 - Structures and improvements | 11234.3728
GROUNDING SYSTEM | 11234.3728
362 - Station equipment | 417276.972
BUSS ASSEMBLY - 0 - 60KV | 29252.83
CONDUIT OR DUCT SYSTEM | 2865.5666
FOUNDATIONS, 0-60KV | 4890.14
LIGHTNING ARRESTOR 0-60 KV | 616.76
POWER CIRCUIT BREAKER, 1200 AMPERE, 15KV | 290986.76
Relays, 0-69 KV Relay Panel | 3832.81
Station Communication Equipment | 11266.9395
SUPERVISORY CONTROL EQUIPMENT | 8759.5558
SWITCHBOARD PANEL, CONTROL CABLE, 0-60KV | 64805.61
0PT42923 | 177897.9027
Forreston Sub Relay Upgrade o
362 - Station equipment | 177897.9027
CONDUIT OR DUCT SYSTEM | 9433.0847
Station Communication Equipment | 21300.0823
SUPERVISORY CONTROL EQUIPMENT | 17381.0856
SWITCHBOARD PANEL, 2 FEEDER, 0-60KV | 102692.99
SWITCHBOARD PANEL, CONTROL CABLE, 0-60KV | 27090.66
0PT42929 | 3394460.5618
Compton Street Sub Replace tr
361 - Structures and improvements | 212470.1371
ELECTRICAL SYSTEM | 23238.9218
ENVIRONMENTAL PROTECTION EQUIPMENT | 89635.8462
GROUNDING SYSTEM | 33198.4534
YARD IMPROVEMENTS AND SURFACING | 66396.9156
362 - Station equipment | 3181990.4246
BATTERY CHARGING SET | 6639.6907
BUSS ASSEMBLY - 0 - 60KV | 188673.79
CONDUIT OR DUCT SYSTEM | 66396.9156
CONTROL CENTER AND ELECTRICAL EQUIP. | 298786.1512
FOUNDATIONS, 0-60KV | 75469.51
FUSE EQUIPMENT - 0-60 KV | 30187.8
HARDENED NETWORK ROUTER | 16599.2223
LIGHTNING ARRESTOR 0-60 KV | 30187.8
POWER CIRCUIT BREAKER, 1200 AMPERE, 15KV | 150939.03
POWER CIRCUIT BREAKER, 2000 AMPERE, 15KV | 26414.33
RELAY SWITCHBOARD 0-60 KV | 75469.51
Station Communication Equipment | 6639.6907
STORAGE BATTERY | 16599.2223
STRUCTURES, 0-60KV | 147165.56
SUPERVISORY CONTROL EQUIPMENT | 23238.9218
SWITCH, AIRBREAK, 0-60KV | 37734.75
SWITCH, DISCONNECT, 0-60KV | 113204.27
SWITCH, MOTOR OPERATOR, 0-60KV | 22640.85
SWITCHBOARD PANEL, CONTROL CABLE, 0-60KV | 37734.75
SWITCHBOARD PANEL, FEEDER BYPASS-BUS TIE, 0-60KV | 22640.85
SWITCHBOARD PANEL, STATION METERING, 0-60KV | 7546.95
TRANSFORMER - AUXILIARY AND STATION SERVICE | 26414.33
TRANSFORMER, INSTRUMENT 0-60 KV | 75469.51
TRANSFORMER, POWER 138 KV | 1679197.02
0PT42930 | 1577597.4342
Rocky Creek Switch Install tr
353 - Station equipment | 1577597.4342
BUSS ASSEMBLY - 0 - 60KV | 48082.84
CONDUIT OR DUCT SYSTEM | 15275.2313
CONTROL CENTER AND ELECTRICAL EQUIP. | 7311.839
FUSE EQUIPMENT 0-60 KV | 19646.74
LIGHTNING ARRESTOR 0-69 KV | 22490.35
MOTOR OPERATORS, 0-60KV | 8272.3
POWER CIRCUIT BREAKER, 1200 AMPERE, 25KV | 27402.04
STRUCTURES, 0-60KV | 43946.67
SWITCH, AIRBREAK, 0-60KV | 23524.39
SWITCH, DISCONNECT, 0-60KV | 35157.34
SWITCHBOARD PANEL, 2 FEEDER, 0-60KV | 74450.84
SWITCHBOARD PANEL, CONTROL CABLE, 0-60KV | 55321.11
SWITCHBOARD PANEL, FEEDER BYPASS-BUS TIE, 0-60KV | 68246.6
TRANSFORMER - AUXILIARY AND STATION SERVICE | 3692.1139
TRANSFORMER, INSTRUMENT 0-60 KV | 15769.09
TRANSFORMER, POWER 138 KV | 1109007.94
0PT42934 | 284171.8317
Garland Sub Relay Upgrade on
361 - Structures and improvements | 2359.9294
GROUNDING SYSTEM | 2359.9294
362 - Station equipment | 281811.9023
BUSS ASSEMBLY - 0 - 60KV | 4699.81
CONDUIT OR DUCT SYSTEM | 3201.0951
POWER CIRCUIT BREAKER, 1200 AMPERE, 25KV | 216516.24
Relays, 0-69 KV Relay Panel | 16138.96
Station Communication Equipment | 12851.1061
SUPERVISORY CONTROL EQUIPMENT | 24650.7611
SWITCHBOARD PANEL, CONTROL CABLE, 0-60KV | 3753.93
0PT42951 | 191978.3682
Richland Hills Sub Relay Upg
362 - Station equipment | 191978.3682
CONDUIT OR DUCT SYSTEM | 15852.244
RELAY SWITCHBOARD 0-60 KV | 121775.19
Station Communication Equipment | 10707.0741
SUPERVISORY CONTROL EQUIPMENT | 11700.84
SWITCHBOARD PANEL, CONTROL CABLE, 0-60KV | 31943.02
0PT42953 | 738562.04
Rowlett Sub Relay Upgrade on
361 - Structures and improvements | 3553.5377
ELECTRICAL SYSTEM | 3295.1011
GROUNDING SYSTEM | 258.4366
362 - Station equipment | 735008.5023
BUSS ASSEMBLY - 0 - 60KV | 33655.86
CONDUIT OR DUCT SYSTEM | 27200.7365
POWER CIRCUIT BREAKER, 1200 AMPERE, 15KV | 219511.04
RELAY SWITCHBOARD 0-60 KV | 237012.16
Relays, 0-69 KV Relay Panel | 8301.77
Station Communication Equipment | 21321.2435
SUPERVISORY CONTROL EQUIPMENT | 7236.3023
SWITCHBOARD PANEL, CONTROL CABLE, 0-60KV | 180769.39
0PT42957 | 195510.0305
Witt Road Sub Relay Upgrade
362 - Station equipment | 195510.0305
CONDUIT OR DUCT SYSTEM | 7974.1826
HARDENED NETWORK ROUTER | 56743.8238
Station Communication Equipment | 99503.963
STRUCTURES | 14145.11
SUPERVISORY CONTROL EQUIPMENT | 9881.0511
SWITCHBOARD PANEL, CONTROL CABLE, 0-60KV | 7261.9
0PT43010 | 203602.4831
Gunsolus Creek Sub Establish
361 - Structures and improvements | 13603.5134
ELECTRICAL SYSTEM | 834.936
FENCE | 2117.9093
GROUNDING SYSTEM | 2789.9526
OUTDOOR LIGHTING SYSTEM | 733.0973
YARD IMPROVEMENTS AND SURFACING | 7127.6183
362 - Station equipment | 189998.9697
BUSS ASSEMBLY - 0 - 60KV | 4732.39
CONDUIT OR DUCT SYSTEM | 3156.514
CONTROL CENTER AND ELECTRICAL EQUIP. | 14947.6679
FUSE EQUIPMENT - 0-60 KV | 288.25
LIGHTNING ARRESTOR 0-60 KV | 456.42
POWER CIRCUIT BREAKER, 1200 AMPERE, 15KV | 7110.63
POWER CIRCUIT BREAKER, 2000 AMPERE, 15KV | 3891.59
STORAGE BATTERY | 468.383
STRUCTURES, 0-60KV | 4300.01
SUPERVISORY CONTROL EQUIPMENT | 2260.4647
SWITCH, AIRBREAK, 0-60KV | 1393.27
SWITCH, DISCONNECT, 0-60KV | 2137.98
SWITCH, MOTOR OPERATOR, 0-60KV | 432.38
SWITCHBOARD PANEL, 2 FEEDER, 0-60KV | 3867.59
SWITCHBOARD PANEL, BUS DIFFERENTIAL, 0-60KV | 1177.07
SWITCHBOARD PANEL, CONTROL CABLE, 0-60KV | 504.44
TRANSFORMER - AUXILIARY AND STATION SERVICE | 528.49
TRANSFORMER, INSTRUMENT 0-60 KV | 408.37
TRANSFORMER, POWER 138 KV | 137937.06
0PT43163 | 1544282.856
Smith Creek Formerly Bellevue
361 - Structures and improvements | 409583.5661
ELECTRICAL SYSTEM | 15455.9784
ENVIRONMENTAL PROTECTION EQUIPMENT | 154559.8438
FENCE | 38639.9572
GROUNDING SYSTEM | 30911.9643
OUTDOOR LIGHTING SYSTEM | 15455.9784
YARD IMPROVEMENTS AND SURFACING | 154559.8438
362 - Station equipment | 1134699.2899
BATTERY CHARGING SET | 15455.9784
BUSS ASSEMBLY - 0 - 60KV | 20745.87
CONDUIT OR DUCT SYSTEM | 15455.9784
CONTROL CENTER AND ELECTRICAL EQUIP. | 92735.9078
FOUNDATIONS, 0-60KV | 20745.87
FUSE EQUIPMENT - 0-60 KV | 20745.87
LIGHTNING ARRESTOR 0-60 KV | 20745.87
POWER CIRCUIT BREAKER, 1200 AMPERE, 15KV | 41491.75
Station Communication Equipment | 15455.9784
STORAGE BATTERY | 15455.9784
STRUCTURES, 0-60KV | 124475.27
SUPERVISORY CONTROL EQUIPMENT | 15455.9784
SWITCH, AIRBREAK, 0-60KV | 20745.87
SWITCH, MOTOR OPERATOR, 0-60KV | 20745.87
SWITCHBOARD PANEL, 2 FEEDER, 0-60KV | 41491.75
SWITCHBOARD PANEL, BUS DIFFERENTIAL, 0-60KV | 41491.75
SWITCHBOARD PANEL, CONTROL CABLE, 0-60KV | 20745.87
TRANSFORMER - AUXILIARY AND STATION SERVICE | 20745.87
TRANSFORMER, INSTRUMENT 0-60 KV | 20745.87
TRANSFORMER, POWER 138 KV | 529020.14
0PT43373 | 296361.1014
Athens Sub Relay Upgrade on F
353 - Station equipment | 296361.1014
RELAY SWITCHBOARD 0-60 KV | 61810.1
Station Communication Equipment | 35153.3262
SUPERVISORY CONTROL EQUIPMENT | 9900.0252
SWITCHBOARD PANEL, 2 FEEDER, 0-60KV | 131354.82
SWITCHBOARD PANEL, CONTROL CABLE, 0-60KV | 58142.83
0PT43374 | 322168.8292
Athens NorthWest Sub Relay Up
362 - Station equipment | 322168.8292
CONDUIT OR DUCT SYSTEM | 5345.5483
Relays, 0-69 KV Relay Panel | 1688.09
Station Communication Equipment | 24084.7028
SUPERVISORY CONTROL EQUIPMENT | 110148.1881
SWITCHBOARD PANEL, 1 FEEDER, 0-60KV | 160817.37
SWITCHBOARD PANEL, CONTROL CABLE, 0-60KV | 20084.93
0PT43376 | 135534.2418
Big Spring Switch Sub Relay U
353 - Station equipment | 135534.2418
SUPERVISORY CONTROL EQUIPMENT | 1389.9618
SWITCHBOARD PANEL, 1 FEEDER, 0-60KV | 117766.8
SWITCHBOARD PANEL, CONTROL CABLE, 0-60KV | 16377.48
0PT43378 | 142241.0139
Brownwood South Sub Relay Upg
362 - Station equipment | 142241.0139
Station Communication Equipment | 43448.4725
SUPERVISORY CONTROL EQUIPMENT | 96259.0714
SWITCHBOARD PANEL, CONTROL CABLE, 0-60KV | 2533.47
0PT43382 | 241289.1874
Gorman Sub Relay Upgrade on F
362 - Station equipment | 241289.1874
BUSS ASSEMBLY - 0 - 60KV | 10657.46
CONDUIT OR DUCT SYSTEM | 4243.6308
POWER CIRCUIT BREAKER, 1200 AMPERE, 15KV | 113734.03
Station Communication Equipment | 30490.1508
SUPERVISORY CONTROL EQUIPMENT | 8375.1758
SWITCHBOARD PANEL, 2 FEEDER, 0-60KV | 61449.94
SWITCHBOARD PANEL, CONTROL CABLE, 0-60KV | 12338.8
0PT43383 | 140645.1091
Graham Sub Relay Upgrade on F
353 - Station equipment | 140645.1091
Station Communication Equipment | 7499.6248
SUPERVISORY CONTROL EQUIPMENT | 9309.6674
SUPERVISORY CONTROL EQUIPMENT - CPU | 5695.9169
SWITCHBOARD PANEL, 1 FEEDER, 0-60KV | 118139.9
0PT43384 | 236670.2634
Graham East Sub Relay Upgrade
362 - Station equipment | 236670.2634
CONDUIT OR DUCT SYSTEM | 6887.0334
RELAY SWITCHBOARD 0-60 KV | 40848.37
Station Communication Equipment | 58273.3123
SUPERVISORY CONTROL EQUIPMENT | 18592.8677
SWITCHBOARD PANEL, 2 FEEDER, 0-60KV | 79455.46
SWITCHBOARD PANEL, CONTROL CABLE, 0-60KV | 32613.22
0PT43389 | 214210.4674
Killeen Park Street Sub Relay
361 - Structures and improvements | 7465.4674
GROUNDING SYSTEM | 7465.4674
362 - Station equipment | 206745
BUSS ASSEMBLY - 0 - 60KV | 35878.16
LIGHTNING ARRESTOR 0-60 KV | 10413.47
POWER CIRCUIT BREAKER 0-60 KV | 93506.57
SWITCHBOARD PANEL, CONTROL CABLE, 0-60KV | 11164.95
SWITCHBOARD PANEL, STATION METERING, 0-60KV | 55781.85
0PT43390 | 434713.8023
Killeen Taft Sub Relay Upgrad
361 - Structures and improvements | 2887.9017
GROUNDING SYSTEM | 2887.9017
362 - Station equipment | 431825.9006
BUSS ASSEMBLY - 0 - 60KV | 20090.82
CONDUIT OR DUCT SYSTEM | 3595.7309
FOUNDATIONS, 0-60KV | 26056.64
LIGHTNING ARRESTOR 0-60 KV | 1140.51
POWER CIRCUIT BREAKER 0-60 KV | 334569.46
Relays, 0-69 KV Relay Panel | 6887.01
SUPERVISORY CONTROL EQUIPMENT | 707.8098
SWITCHBOARD PANEL, CONTROL CABLE, 0-60KV | 38777.92
0PT43391 | 260314.5491
Lake Belton Sub Relay Upgrade
362 - Station equipment | 260314.5491
RELAY SWITCHBOARD 0-60 KV | 210694.58
Station Communication Equipment | 4592.4291
SWITCHBOARD PANEL, CONTROL CABLE, 0-60KV | 10734.52
SWITCHBOARD PANEL, FEEDER BYPASS-BUS TIE, 0-60KV | 34293.02
0PT43393 | 336166.4581
McKinney Sub Relay Upgrade on
361 - Structures and improvements | 12592.8702
GROUNDING SYSTEM | 12592.8702
362 - Station equipment | 323573.5878
BUSS ASSEMBLY - 0 - 60KV | 10164.02
CONDUIT OR DUCT SYSTEM | 37593.0388
LIGHTNING ARRESTOR 0-60 KV | 4620.01
POWER CIRCUIT BREAKER, 1200 AMPERE, 15KV | 199015.87
SUPERVISORY CONTROL EQUIPMENT | 6256.659
SWITCH, DISCONNECT, 0-60KV | 6930.01
SWITCHBOARD PANEL, CONTROL CABLE, 0-60KV | 58993.98
0PT43394 | 471935.217
McKinney Southwest Sub Relay
362 - Station equipment | 471935.217
BUSS ASSEMBLY - 0 - 60KV | 5568.56
CONDUIT OR DUCT SYSTEM | 60183.1935
POWER CIRCUIT BREAKER, 1200 AMPERE, 15KV | 92596.02
POWER CIRCUIT BREAKER, 1200 AMPERE, 25KV | 107527.68
POWER CIRCUIT BREAKER, 2000 AMPERE, 25KV | 134532.88
RELAY SWITCHBOARD 0-60 KV | 7687.58
SUPERVISORY CONTROL EQUIPMENT | 2141.4835
SWITCHBOARD PANEL, CONTROL CABLE, 0-60KV | 61697.82
0PT43395 | 401631.9225
Mineral Wells Sub Relay Upgra
362 - Station equipment | 401631.9225
CONDUIT OR DUCT SYSTEM | 6776.9152
CONTROL CENTER AND ELECTRICAL EQUIP. | 5163.3684
HARDENED NETWORK ROUTER | 10913.478
RELAY SWITCHBOARD 0-60 KV | 250995.65
Station Communication Equipment | 39429.3604
SUPERVISORY CONTROL EQUIPMENT | 13964.5606
SWITCHBOARD PANEL, CONTROL CABLE, 0-60KV | 74388.59
0PT43399 | 263656.5099
Rathgeber Sub Relay Upgrade o
361 - Structures and improvements | 17414.8358
ELECTRICAL SYSTEM | 17414.8358
362 - Station equipment | 246241.6742
Station Communication Equipment | 49626.4375
SUPERVISORY CONTROL EQUIPMENT | 14633.1366
SWITCHBOARD PANEL, 1 FEEDER, 0-60KV | 85592.56
SWITCHBOARD PANEL, CONTROL CABLE, 0-60KV | 96389.54
0PT43401 | 552074.9899
Sweetwater Downtown Sub Relay
361 - Structures and improvements | 112433.9487
ELECTRICAL SYSTEM | 21778.9717
FENCE | 29129.3818
GROUNDING SYSTEM | 10889.481
YARD IMPROVEMENTS AND SURFACING | 50636.1143
362 - Station equipment | 439641.0412
BUSS ASSEMBLY - 0 - 60KV | 16778.27
HARDENED NETWORK ROUTER | 16334.2263
POWER CIRCUIT BREAKER 0-60 KV | 55927.59
RELAY SWITCHBOARD 0-60 KV | 102067.92
Station Communication Equipment | 59892.1794
SUPERVISORY CONTROL EQUIPMENT | 76226.4155
SWITCHBOARD PANEL, CONTROL CABLE, 0-60KV | 45301.34
SWITCHBOARD PANEL, FEEDER BYPASS-BUS TIE, 0-60KV | 67113.1
0PT43402 | 354274.4125
Temple NorthWest Sub Relay Up
361 - Structures and improvements | 1004.151
GROUNDING SYSTEM | 1004.151
362 - Station equipment | 353270.2614
BUSS ASSEMBLY - 0 - 60KV | 14992.55
CONDUIT OR DUCT SYSTEM | 502.072
POWER CIRCUIT BREAKER, 1200 AMPERE, 15KV | 234259.04
Relays, 0-69 KV Relay Panel | 36039.82
Station Communication Equipment | 12552.0794
SWITCHBOARD PANEL, CONTROL CABLE, 0-60KV | 54924.7
0PT43403 | 247259.2686
Temple South Sub Relay Upgrad
362 - Station equipment | 247259.2686
CONDUIT OR DUCT SYSTEM | 8262.4787
Station Communication Equipment | 33028.3769
SUPERVISORY CONTROL EQUIPMENT | 9297.9829
SWITCHBOARD PANEL, 1 FEEDER, 0-60KV | 126557.65
SWITCHBOARD PANEL, CONTROL CABLE, 0-60KV | 70112.78
0PT43404 | 517423.6136
Waco Colonial Avenue Sub Rela
361 - Structures and improvements | 1139.1877
GROUNDING SYSTEM | 1139.1877
362 - Station equipment | 516284.4259
BUSS ASSEMBLY - 0 - 60KV | 7218.45
CONDUIT OR DUCT SYSTEM | 7578.0751
CONTROL CENTER AND ELECTRICAL EQUIP. | 1139.1877
POWER CIRCUIT BREAKER, 1200 AMPERE, 15KV | 360611.35
Relays, 0-69 KV Relay Panel | 4362.23
Station Communication Equipment | 19069.0285
SUPERVISORY CONTROL EQUIPMENT | 10054.5747
SWITCHBOARD PANEL, 1 FEEDER, 0-60KV | 23680.69
SWITCHBOARD PANEL, CONTROL CABLE, 0-60KV | 82570.84
0PT43406 | 315681.4475
Waco North Sub Relay Upgrade
362 - Station equipment | 315681.4475
CONDUIT OR DUCT SYSTEM | 5859.624
RELAY SWITCHBOARD 0-60 KV | 209468.56
Relays, 0-69 KV Relay Panel | 2784.71
Station Communication Equipment | 24077.2332
SUPERVISORY CONTROL EQUIPMENT | 18995.1903
SWITCHBOARD PANEL, CONTROL CABLE, 0-60KV | 37399.31
TRANSFORMER, INSTRUMENT 0-60 KV | 17096.82
0PT43409 | 288676.4171
Wichita River Bend Sub Relay
362 - Station equipment | 288676.4171
CONDUIT OR DUCT SYSTEM | 17732.616
RELAY SWITCHBOARD 0-60 KV | 184710.24
Station Communication Equipment | 11597.5098
SUPERVISORY CONTROL EQUIPMENT | 7211.4412
SWITCHBOARD PANEL, CONTROL CABLE, 0-60KV | 67424.61
0PT43417 | 788099.1168
Brownwood Sub Upgrade relayin
353 - Station equipment | 788099.1168
CONDUIT OR DUCT SYSTEM | 36742.6364
RELAY SWITCHBOARD 0-60 KV | 450778.26
RELAYS, 0-69KV | 10805.02
Station Communication Equipment | 13080.9107
SUPERVISORY CONTROL EQUIPMENT | 75851.4497
SWITCHBOARD PANEL, CONTROL CABLE, 0-60KV | 200840.84
0PT43419 | 345862.5115
Lamesa Sub Relay Upgrade on F
353 - Station equipment | 345862.5115
CONDUIT OR DUCT SYSTEM | 4713.8545
HARDENED NETWORK ROUTER | 2062.6608
RELAY SWITCHBOARD 0-60 KV | 191844.73
Station Communication Equipment | 11282.9833
SUPERVISORY CONTROL EQUIPMENT | 4590.5428
SWITCHBOARD PANEL, 2 FEEDER, 0-60KV | 70945.09
SWITCHBOARD PANEL, CONTROL CABLE, 0-60KV | 60422.65
0PT43420 | 347809.8757
Odessa North Sub Relay Upgrad
353 - Station equipment | 347809.8757
CONDUIT OR DUCT SYSTEM | 14237.753
RELAY SWITCHBOARD 0-60 KV | 197455.21
Station Communication Equipment | 5316.0456
SUPERVISORY CONTROL EQUIPMENT | 8598.1271
SWITCHBOARD PANEL, CONTROL CABLE, 0-60KV | 122202.74
0PT43523 | 246831.4982
Moores Mill Sub Establish Sub
361 - Structures and improvements | 74051.4715
ELECTRICAL SYSTEM | 26.2159
FENCE | 5458.0735
GROUNDING SYSTEM | 577.2713
LANDSCAPING | 5353.1121
LAWN SPRINKLER SYSTEM | 78.6966
MASONRY WALL | 25716.0039
OUTDOOR LIGHTING SYSTEM | 236.1468
YARD IMPROVEMENTS AND SURFACING | 36605.9514
362 - Station equipment | 172780.0267
BATTERY CHARGING SET | 26.2159
BUSS ASSEMBLY - 0 - 60KV | 15639.75
CONDUIT OR DUCT SYSTEM | 1915.5697
CONTROL CENTER AND ELECTRICAL EQUIP. | 21333.7927
FOUNDATIONS, 0-60KV | 1094.11
FUSE EQUIPMENT - 0-60 KV | 32.15
LIGHTNING ARRESTOR 0-60 KV | 707.94
POWER CIRCUIT BREAKER, 1200 AMPERE, 15KV | 5695.93
POWER CIRCUIT BREAKER, 2000 AMPERE, 15KV | 1287.19
Security System | 26.2159
STORAGE BATTERY | 472.3099
STRUCTURES, 0-60KV | 4537.44
SUPERVISORY CONTROL EQUIPMENT | 813.4426
SWITCH, AIRBREAK, 0-60KV | 772.31
SWITCH, DISCONNECT, 0-60KV | 2574.42
SWITCH, MOTOR OPERATOR, 0-60KV | 353.96
SWITCHBOARD PANEL, 2 FEEDER, 0-60KV | 5889.03
SWITCHBOARD PANEL, BUS DIFFERENTIAL, 0-60KV | 1962.98
SWITCHBOARD PANEL, CONTROL CABLE, 0-60KV | 353.96
TRANSFORMER - AUXILIARY AND STATION SERVICE | 32.15
TRANSFORMER, INSTRUMENT 0-60 KV | 32.15
TRANSFORMER, POWER 138 KV | 107227.01
0PT43598 | 260317.9404
Marlin South Sub Install 276 M
361 - Structures and improvements | 83560.1651
ELECTRICAL SYSTEM | 5381.0023
FENCE | 23812.4832
GROUNDING SYSTEM | 7669.4741
OUTDOOR LIGHTING SYSTEM | 1237.0109
YARD IMPROVEMENTS AND SURFACING | 45460.1945
362 - Station equipment | 176757.7753
BATTERY CHARGING SET | 556.6544
CONDUIT OR DUCT SYSTEM | 6679.8654
CONTROL CENTER AND ELECTRICAL EQUIP. | 44903.5401
Station Communication Equipment | 865.9066
STORAGE BATTERY | 371.1022
SUPERVISORY CONTROL EQUIPMENT | 680.3565
TRANSFORMER - AUXILIARY AND STATION SERVICE | 122700.35
0PT43602 | 260132.1326
Prosper Sub Establish substat
361 - Structures and improvements | 54494.1851
ELECTRICAL SYSTEM | 25.9998
GROUNDING SYSTEM | 364.3291
LANDSCAPING | 10175.3707
MASONRY WALL | 10409.5856
OUTDOOR LIGHTING SYSTEM | 130.0938
YARD IMPROVEMENTS AND SURFACING | 33388.8062
362 - Station equipment | 205637.9474
BATTERY CHARGING SET | 25.9998
BUSS ASSEMBLY - 0 - 60KV | 4834.07
CONDUIT OR DUCT SYSTEM | 780.6984
CONTROL CENTER AND ELECTRICAL EQUIP. | 31150.744
FUSE EQUIPMENT - 0-60 KV | 38.33
LIGHTNING ARRESTOR 0-60 KV | 38.33
POWER CIRCUIT BREAKER, 1200 AMPERE, 25KV | 4488.77
POWER CIRCUIT BREAKER, 2000 AMPERE, 25KV | 2340.27
STORAGE BATTERY | 390.3289
STRUCTURES, 0-60KV | 3299.42
SUPERVISORY CONTROL EQUIPMENT | 988.8865
SWITCH, AIRBREAK, 0-60KV | 1112.58
SWITCH, DISCONNECT, 0-60KV | 2225.18
SWITCH, MOTOR OPERATOR, 0-60KV | 38.33
SWITCHBOARD PANEL, 2 FEEDER, 0-60KV | 3606.34
SWITCHBOARD PANEL, BUS DIFFERENTIAL, 0-60KV | 2762.31
SWITCHBOARD PANEL, CONTROL CABLE, 0-60KV | 191.79
TRANSFORMER - AUXILIARY AND STATION SERVICE | 38.33
TRANSFORMER, INSTRUMENT 0-60 KV | 38.33
TRANSFORMER, POWER 138 KV | 147248.91
0PT43655 | 209191.0691
Lamesa Switch Replace existing
353 - Station equipment | 209191.0691
BUSHING, 0-60KV TRANSFORMER | 7282.95
BUSHING, 138KV TRANSFORMER | 14565.91
BUSHING, 69KV TRANSFORMER | 7282.95
BUSS ASSEMBLY - 0 - 60KV | 21848.86
CONDUIT OR DUCT SYSTEM | 3010.4631
LIGHTNING ARRESTOR 0-69 KV | 7282.95
STRUCTURES, 0-60KV | 72829.57
TRANSFORMER - AUXILIARY AND STATION SERVICE | 2257.846
TRANSFORMER GASKET SET, POWER 138KV | 72829.57
0PT43738 | 285076.3561
Allen North Sub Relay Upgrade
362 - Station equipment | 285076.3561
RELAY SWITCHBOARD 0-60 KV | 77002.91
SUPERVISORY CONTROL EQUIPMENT | 7762.1861
SWITCHBOARD PANEL, 2 FEEDER, 0-60KV | 159016.51
SWITCHBOARD PANEL, CONTROL CABLE, 0-60KV | 41294.75
0PT43745 | 984989.6895
Carrollton Sub Relay Upgrade
361 - Structures and improvements | 41246.6898
GROUNDING SYSTEM | 41246.6898
362 - Station equipment | 943742.9996
BUSS ASSEMBLY - 0 - 60KV | 39386.59
CONDUIT OR DUCT SYSTEM | 47298.066
POWER CIRCUIT BREAKER, 1200 AMPERE, 15KV | 286098.48
POWER CIRCUIT BREAKER, 1200 AMPERE, 25KV | 327979.36
Relays, 0-69 KV Relay Panel | 6962.78
SUPERVISORY CONTROL EQUIPMENT | 2504.0036
SWITCHBOARD PANEL, CONTROL CABLE, 0-60KV | 233513.72
0PT43754 | 443545.4874
Haltom Sub Relay Upgrade on F
361 - Structures and improvements | 33872.0022
ELECTRICAL SYSTEM | 33872.0022
362 - Station equipment | 409673.4852
Station Communication Equipment | 15031.5524
SUPERVISORY CONTROL EQUIPMENT | 45196.6828
SWITCHBOARD PANEL, 1 FEEDER, 0-60KV | 310456.96
SWITCHBOARD PANEL, CONTROL CABLE, 0-60KV | 38988.29
0PT43756 | 1302940.2116
Irving Sub Relay Upgrade on F
361 - Structures and improvements | 106979.6236
GROUNDING SYSTEM | 106979.6236
362 - Station equipment | 1195960.5879
BUSS ASSEMBLY - 0 - 60KV | 68061.31
CONDUIT OR DUCT SYSTEM | 26744.902
HARDENED NETWORK ROUTER | 26744.902
LIGHTNING ARRESTOR 0-60 KV | 68061.31
POWER CIRCUIT BREAKER, 1200 AMPERE, 15KV | 544490.5
RELAY SWITCHBOARD 0-60 KV | 136122.62
Relays, 0-69 KV Relay Panel | 136122.62
Station Communication Equipment | 26744.902
SUPERVISORY CONTROL EQUIPMENT | 26744.902
SWITCHBOARD PANEL, CONTROL CABLE, 0-60KV | 136122.62
0PT43757 | 220261.5109
Irving Valley View Sub Relay
362 - Station equipment | 220261.5109
CONDUIT OR DUCT SYSTEM | 50192.3529
RELAY SWITCHBOARD 0-60 KV | 91068.42
Station Communication Equipment | 13351.0887
SUPERVISORY CONTROL EQUIPMENT | 16195.4493
SWITCHBOARD PANEL, CONTROL CABLE, 0-60KV | 49454.2
0PT43758 | 238801.8335
Kaufman Northwest Sub Relay
362 - Station equipment | 238801.8335
BUSS ASSEMBLY - 0 - 60KV | 13004.22
CONDUIT OR DUCT SYSTEM | 816.1642
POWER CIRCUIT BREAKER, 1200 AMPERE, 15KV | 116774.34
Relays, 0-69 KV Relay Panel | 8546.38
Station Communication Equipment | 20558.2521
SUPERVISORY CONTROL EQUIPMENT | 13659.2972
SWITCHBOARD PANEL, 1 FEEDER, 0-60KV | 37271.75
SWITCHBOARD PANEL, CONTROL CABLE, 0-60KV | 28171.43
0PT43759 | 783805.7883
Lancaster Sub Relay Upgrade
361 - Structures and improvements | 2283.3112
GROUNDING SYSTEM | 2283.3112
362 - Station equipment | 781522.4771
BUSS ASSEMBLY - 0 - 60KV | 33010.56
CONDUIT OR DUCT SYSTEM | 20072.0358
CONTROL CENTER AND ELECTRICAL EQUIP. | 4141.8344
POWER CIRCUIT BREAKER, 1200 AMPERE, 15KV | 459316.55
Relays, 0-69 KV Relay Panel | 195069.85
Station Communication Equipment | 8867.8015
SUPERVISORY CONTROL EQUIPMENT | 12903.4455
SWITCHBOARD PANEL, CONTROL CABLE, 0-60KV | 48140.4
0PT43760 | 554351.3846
Liggett Switch Relay Upgrade
353 - Station equipment | 554351.3846
CONDUIT OR DUCT SYSTEM | 16402.9854
RELAY SWITCHBOARD 0-60 KV | 301802.66
RELAYS, 0-69KV | 10300.18
Station Communication Equipment | 3909.703
SUPERVISORY CONTROL EQUIPMENT | 3038.9063
SWITCHBOARD PANEL, CONTROL CABLE, 0-60KV | 218896.95
0PT43761 | 203771.8592
Mayfield Sub Relay Upgrade on
362 - Station equipment | 203771.8592
RELAY SWITCHBOARD 0-60 KV | 58255.38
Relays, 0-69 KV Relay Panel | 4239.13
Station Communication Equipment | 32352.5349
SUPERVISORY CONTROL EQUIPMENT | 18001.8042
SWITCHBOARD PANEL, 2 FEEDER, 0-60KV | 70361
SWITCHBOARD PANEL, CONTROL CABLE, 0-60KV | 20562.01
0PT43765 | 108477.3938
Mesquite Western Electric Sub
361 - Structures and improvements | 1665.8673
GROUNDING SYSTEM | 1665.8673
362 - Station equipment | 106811.5264
Station Communication Equipment | 5833.932
SUPERVISORY CONTROL EQUIPMENT | 11701.5945
SWITCHBOARD PANEL, 2 FEEDER, 0-60KV | 84907.7
SWITCHBOARD PANEL, CONTROL CABLE, 0-60KV | 4368.3
0PT43781 | 482127.9746
Richardson East Sub Relay Upg
353 - Station equipment | 482127.9746
BUSS ASSEMBLY - 0 - 60KV | 19150.77
CONDUIT OR DUCT SYSTEM | 22.9189
POWER CIRCUIT BREAKER, 1200 AMPERE, 15KV | 347231.17
Station Communication Equipment | 8320.8556
SWITCHBOARD PANEL, CONTROL CABLE, 0-60KV | 107402.26
0PT43784 | 145994.9192
Saint Augustine Sub Relay Upg
362 - Station equipment | 145994.9192
Station Communication Equipment | 4116.1275
SUPERVISORY CONTROL EQUIPMENT | 19562.3717
SWITCHBOARD PANEL, 1 FEEDER, 0-60KV | 89265.06
SWITCHBOARD PANEL, CONTROL CABLE, 0-60KV | 33051.36
0PT43786 | 453043.531
Springdale Sub Relay Upgrade
361 - Structures and improvements | 41236.7579
ELECTRICAL SYSTEM | 41236.7579
362 - Station equipment | 411806.7731
CONDUIT OR DUCT SYSTEM | 21880.726
CONTROL CENTER AND ELECTRICAL EQUIP. | 2907.214
HARDENED NETWORK ROUTER | 61166.5809
RELAY SWITCHBOARD 0-60 KV | 138779.14
Station Communication Equipment | 31635.2333
SUPERVISORY CONTROL EQUIPMENT | 20886.1489
SWITCHBOARD PANEL, CONTROL CABLE, 0-60KV | 134551.73
0PT43788 | 511492.476
Watauga Sub Relay Upgrade on
361 - Structures and improvements | 5312.2293
ELECTRICAL SYSTEM | 5312.2293
362 - Station equipment | 506180.2467
RELAY SWITCHBOARD 0-60 KV | 374262
Station Communication Equipment | 37751.6661
SUPERVISORY CONTROL EQUIPMENT | 13541.8306
SWITCHBOARD PANEL, CONTROL CABLE, 0-60KV | 7633.73
SWITCHBOARD PANEL, FEEDER BYPASS-BUS TIE, 0-60KV | 72991.02
0PT43795 | 516815.1751
Temple Taylors Valley Sub Re
361 - Structures and improvements | 12498.4807
GROUNDING SYSTEM | 12498.4807
362 - Station equipment | 504316.6943
BUSS ASSEMBLY - 0 - 60KV | 9725.97
CONDUIT OR DUCT SYSTEM | 37539.9481
LIGHTNING ARRESTOR 0-60 KV | 4570.67
POWER CIRCUIT BREAKER, 1200 AMPERE, 25KV | 144986.13
Relays, 0-69 KV Relay Panel | 5952.5
Station Communication Equipment | 16145.7292
SUPERVISORY CONTROL EQUIPMENT | 9029.147
SWITCHBOARD PANEL, 2 FEEDER, 0-60KV | 149610.04
SWITCHBOARD PANEL, CONTROL CABLE, 0-60KV | 126756.56
0PT43824 | 165835.1257
Creslenn Ranch Formerly known
353 - Station equipment | 165835.1257
BATTERY CHARGING SET | 763.3375
CONDUIT OR DUCT SYSTEM | 9541.7214
CONTROL CENTER AND ELECTRICAL EQUIP. | 30533.5171
HARDENED NETWORK ROUTER | 381.6686
RELAY SWITCHBOARD 0-60 KV | 53978.88
Station Communication Equipment | 1335.8409
STORAGE BATTERY | 1526.6754
SUPERVISORY CONTROL EQUIPMENT | 4007.5228
SWITCHBOARD PANEL, 2 FEEDER, 0-60KV | 43183.11
TRANSFORMER - AUXILIARY AND STATION SERVICE | 4389.1918
TRANSFORMER, INSTRUMENT 0-60 KV | 16193.66
0PT43825 | 311501.7888
Taylor Sub Establish 138 kV ri
353 - Station equipment | 311501.7888
BATTERY CHARGING SET | 2583.1058
BUSS ASSEMBLY - 0 - 60KV | 28819.96
CONDUIT OR DUCT SYSTEM | 34478.8524
CONTROL CENTER AND ELECTRICAL EQUIP. | 50089.7993
FENCES, PROTECTIVE | 7861.6267
FUSE EQUIPMENT 0-60 KV | 18694.03
LIGHTNING ARRESTOR 0-69 KV | 78670.71
STORAGE BATTERY | 13589.3846
STRUCTURES, 0-60KV | 47513.99
SUPERVISORY CONTROL EQUIPMENT | 8872.4071
TRANSFORMER - AUXILIARY AND STATION SERVICE | 20327.9229
0PT43926 | 2847376.25
BRITTON RD Spare PURCHASE AND
362 - Station equipment | 2847376.25
TRANSFORMER, POWER 345 KV | 2847376.25
0PT43957 | 1528688.222
Midland East Switch 345 kV Sta
353 - Station equipment | 1528688.222
BATTERY CHARGING SET | 13743.6462
BUSS ASSEMBLY - 0 - 60KV | 227966.42
CONDUIT OR DUCT SYSTEM | 54974.5847
CONTROL CENTER AND ELECTRICAL EQUIP. | 82461.877
FUSE EQUIPMENT 0-60 KV | 56991.6
HARDENED NETWORK ROUTER | 13743.6462
LIGHTNING ARRESTOR 0-69 KV | 113983.21
MOTOR OPERATORS, 0-60KV | 56991.6
POWER CIRCUIT BREAKER, 2000 AMPERE, 15KV | 227966.42
Station Communication Equipment | 13743.6462
STORAGE BATTERY | 6871.8225
STRUCTURES, 0-60KV | 341949.63
SUPERVISORY CONTROL EQUIPMENT | 6871.8225
SWITCH, DISCONNECT, 0-60KV | 113983.21
SWITCHBOARD PANEL, CONTROL CABLE, 0-60KV | 113983.21
TRANSFORMER - AUXILIARY AND STATION SERVICE | 82461.877
0PT43970 | 2787015.0161
Loy Lake Sub Establish with o
361 - Structures and improvements | 700139.2012
ELECTRICAL SYSTEM | 3626.2182
ENVIRONMENTAL PROTECTION EQUIPMENT | 92608.0439
GROUNDING SYSTEM | 55230.0963
MASONRY WALL | 125244.0112
OUTDOOR LIGHTING SYSTEM | 9762.896
YARD IMPROVEMENTS AND SURFACING | 413667.9357
362 - Station equipment | 2086875.8149
BATTERY CHARGING SET | 3347.2759
BUSS ASSEMBLY - 0 - 60KV | 148906.82
CONDUIT OR DUCT SYSTEM | 80055.7496
CONTROL CENTER AND ELECTRICAL EQUIP. | 125522.9499
FENCES, PROTECTIVE | 35983.2432
FOUNDATIONS, 0-60KV | 164036.39
FUSE EQUIPMENT - 0-60 KV | 15925.86
LIGHTNING ARRESTOR 0-60 KV | 15129.57
POWER CIRCUIT BREAKER, 1200 AMPERE, 15KV | 90777.42
POWER CIRCUIT BREAKER, 2000 AMPERE, 15KV | 70870.09
Station Communication Equipment | 4463.038
STORAGE BATTERY | 8647.1338
STRUCTURES, 0-60KV | 250832.34
SUPERVISORY CONTROL EQUIPMENT | 11715.4744
SWITCH, AIRBREAK, 0-60KV | 27073.96
SWITCH, DISCONNECT, 0-60KV | 183943.72
SWITCH, MOTOR OPERATOR, 0-60KV | 11148.1
SWITCHBOARD PANEL, 2 FEEDER, 0-60KV | 76444.14
SWITCHBOARD PANEL, BUS DIFFERENTIAL, 0-60KV | 58129.4
SWITCHBOARD PANEL, CONTROL CABLE, 0-60KV | 100332.93
TRANSFORMER - AUXILIARY AND STATION SERVICE | 11944.39
TRANSFORMER, INSTRUMENT 0-60 KV | 8759.22
TRANSFORMER, POWER 138 KV | 582886.6
0PT43989 | 290990.5032
Centralia Install 552 MVAR 138
361 - Structures and improvements | 144727.2992
ELECTRICAL SYSTEM | 7865.6021
FENCE | 25169.9601
GROUNDING SYSTEM | 17304.3514
YARD IMPROVEMENTS AND SURFACING | 94387.3856
362 - Station equipment | 146263.2041
CONDUIT OR DUCT SYSTEM | 51913.0541
MOBILE SUBSTATION 138 KV | 94350.15
0PT43991 | 300882.7897
SL Grady Install 552 MVAR 138
361 - Structures and improvements | 124651.4396
ELECTRICAL SYSTEM | 7245.7467
GROUNDING SYSTEM | 16947.682
OUTDOOR LIGHTING SYSTEM | 1105.2835
YARD IMPROVEMENTS AND SURFACING | 99352.7275
362 - Station equipment | 176231.3501
BATTERY CHARGING SET | 7122.9386
CONDUIT OR DUCT SYSTEM | 11175.6484
CONTROL CENTER AND ELECTRICAL EQUIP. | 135090.2341
FENCES, PROTECTIVE | 122.8081
STORAGE BATTERY | 22719.7209
0PT44057 | 134605.2086
Cosden Switch Upgrade Revenue
353 - Station equipment | 134605.2086
CONDUIT OR DUCT SYSTEM | 546.2133
METERING, 0-69KV | 8481.7
SUPERVISORY CONTROL EQUIPMENT | 1572.8653
SWITCHBOARD PANEL, CONTROL CABLE, 0-60KV | 12139.83
TELEMETERING EQUIPMENT 0-60 KV | 111864.6
0PT44076 | 244170.9984
Irving Hunter Ferrell Sub Rel
362 - Station equipment | 244170.9984
RELAY SWITCHBOARD 0-60 KV | 117100.3
Relays, 0-69 KV Relay Panel | 4028.8
Station Communication Equipment | 62387.4886
SUPERVISORY CONTROL EQUIPMENT | 9552.2498
SWITCHBOARD PANEL, CONTROL CABLE, 0-60KV | 51102.16
0PT44089 | 3165057.9664
Beacon Hill Sub Establish sta
361 - Structures and improvements | 694579.1529
ELECTRICAL SYSTEM | 633.1531
GROUNDING SYSTEM | 12346.6622
OUTDOOR LIGHTING SYSTEM | 316.5695
YARD IMPROVEMENTS AND SURFACING | 681282.7681
362 - Station equipment | 2470478.8135
BATTERY CHARGING SET | 316.5695
BUSS ASSEMBLY - 0 - 60KV | 70498.73
CONDUIT OR DUCT SYSTEM | 19628.0219
CONTROL CENTER AND ELECTRICAL EQUIP. | 370400.0145
FENCES, PROTECTIVE | 316.5695
FUSE EQUIPMENT - 0-60 KV | 5388.43
LIGHTNING ARRESTOR 0-60 KV | 449.02
POWER CIRCUIT BREAKER, 1200 AMPERE, 15KV | 57925.71
POWER CIRCUIT BREAKER, 2000 AMPERE, 15KV | 34575.81
STORAGE BATTERY | 13296.399
STRUCTURES, 0-60KV | 83071.75
SUPERVISORY CONTROL EQUIPMENT | 20261.1891
SWITCH, AIRBREAK, 0-60KV | 23798.92
SWITCH, DISCONNECT, 0-60KV | 36371.95
SWITCH, MOTOR OPERATOR, 0-60KV | 1347.1
SWITCHBOARD PANEL, 2 FEEDER, 0-60KV | 59721.85
SWITCHBOARD PANEL, BUS DIFFERENTIAL, 0-60KV | 48046.9
SWITCHBOARD PANEL, CONTROL CABLE, 0-60KV | 8082.64
TRANSFORMER - AUXILIARY AND STATION SERVICE | 449.02
TRANSFORMER, INSTRUMENT 0-60 KV | 449.02
TRANSFORMER, POWER 138 KV | 1616083.2
0PT44103 | 9869694.4666
Flat Iron formerly Targa Parks
361 - Structures and improvements | 1280457.2328
ELECTRICAL SYSTEM | 987.244
ENVIRONMENTAL PROTECTION EQUIPMENT | 987.244
FENCE | 987.244
GROUNDING SYSTEM | 28630.1124
OUTDOOR LIGHTING SYSTEM | 987.244
YARD IMPROVEMENTS AND SURFACING | 1247878.1446
362 - Station equipment | 8589237.2337
BATTERY CHARGING SET | 987.244
BUSS ASSEMBLY - 0 - 60KV | 419642.2
CONDUIT OR DUCT SYSTEM | 114520.457
CONTROL CENTER AND ELECTRICAL EQUIP. | 789796.2941
FENCES, PROTECTIVE | 987.244
FOUNDATIONS, 0-60KV | 1311.38
FUSE EQUIPMENT - 0-60 KV | 2622.76
LIGHTNING ARRESTOR 0-60 KV | 1311.38
POWER CIRCUIT BREAKER, 1200 AMPERE, 25KV | 329156.85
POWER CIRCUIT BREAKER, 2000 AMPERE, 25KV | 70814.62
STORAGE BATTERY | 22706.6411
STRUCTURES, 0-60KV | 212443.86
SUPERVISORY CONTROL EQUIPMENT | 34553.5836
SWITCH, AIRBREAK, 0-60KV | 65569.09
SWITCH, DISCONNECT, 0-60KV | 103599.16
SWITCH, MOTOR OPERATOR, 0-60KV | 1311.38
SWITCHBOARD PANEL, 2 FEEDER, 0-60KV | 114090.22
SWITCHBOARD PANEL, BUS DIFFERENTIAL, 0-60KV | 85239.82
SWITCHBOARD PANEL, CONTROL CABLE, 0-60KV | 26227.63
TRANSFORMER - AUXILIARY AND STATION SERVICE | 1311.38
TRANSFORMER, INSTRUMENT 0-60 KV | 1311.38
TRANSFORMER, POWER 138 KV | 6189722.66
0PT44197 | 390743.5571
Irving Northeast Sub Install
361 - Structures and improvements | 9186.6534
FENCE | 6124.4382
YARD IMPROVEMENTS AND SURFACING | 3062.2153
362 - Station equipment | 381556.9036
CONDUIT OR DUCT SYSTEM | 21435.5298
FENCES, PROTECTIVE | 1531.1038
POWER CIRCUIT BREAKER, 1200 AMPERE, 15KV | 180296.8
SWITCHBOARD PANEL, 1 FEEDER, 0-60KV | 178293.47
0PT44210 | 200801.3174
Gifford Hill Lake Substation
374 - Land Owned in Fee | 200801.3174
FEE LAND | 200801.3174
0PT44218 | 1796205.7236
Moores Mill Sub Install trans
361 - Structures and improvements | 97328.9172
ELECTRICAL SYSTEM | 153.7482
GROUNDING SYSTEM | 153.7482
YARD IMPROVEMENTS AND SURFACING | 97021.4208
362 - Station equipment | 1698876.8064
BUSS ASSEMBLY - 0 - 60KV | 28661.44
CONDUIT OR DUCT SYSTEM | 153.7482
FUSE EQUIPMENT - 0-60 KV | 188.55
LIGHTNING ARRESTOR 0-60 KV | 188.55
POWER CIRCUIT BREAKER, 1200 AMPERE, 15KV | 13199.34
Security System | 153.7482
STRUCTURES, 0-60KV | 84475.89
SWITCH, AIRBREAK, 0-60KV | 11502.29
SWITCH, DISCONNECT, 0-60KV | 32809.82
SWITCH, MOTOR OPERATOR, 0-60KV | 188.55
SWITCHBOARD PANEL, CONTROL CABLE, 0-60KV | 188.55
TRANSFORMER - AUXILIARY AND STATION SERVICE | 188.55
TRANSFORMER, INSTRUMENT 0-60 KV | 188.55
TRANSFORMER, POWER 138 KV | 1526789.23
0PT44226 | 1870142.2697
White Settlement West Sub Ins
361 - Structures and improvements | 345635.7525
ELECTRICAL SYSTEM | 4301.7403
ENVIRONMENTAL PROTECTION EQUIPMENT | 288777.9359
GROUNDING SYSTEM | 4301.7403
YARD IMPROVEMENTS AND SURFACING | 48254.336
362 - Station equipment | 1524506.5172
BUSS ASSEMBLY - 0 - 60KV | 38186.04
CONDUIT OR DUCT SYSTEM | 2431.4172
FOUNDATIONS, 0-60KV | 206.41
FUSE EQUIPMENT - 0-60 KV | 11146.19
LIGHTNING ARRESTOR 0-60 KV | 2476.93
POWER CIRCUIT BREAKER, 1200 AMPERE, 25KV | 23118.03
STRUCTURES, 0-60KV | 36328.34
SWITCH, AIRBREAK, 0-60KV | 9494.9
SWITCH, DISCONNECT, 0-60KV | 20434.69
SWITCH, MOTOR OPERATOR, 0-60KV | 3302.57
SWITCHBOARD PANEL, 2 FEEDER, 0-60KV | 18989.81
SWITCHBOARD PANEL, CONTROL CABLE, 0-60KV | 10320.55
SWITCHBOARD PANEL, STATION METERING, 0-60KV | 3302.57
TRANSFORMER - AUXILIARY AND STATION SERVICE | 1032.05
TRANSFORMER, INSTRUMENT 0-60 KV | 7224.38
TRANSFORMER, POWER 138 KV | 1336511.64
0PT44228 | 1413614.0456
Bird Nest Sub Install station
361 - Structures and improvements | 413221.765
ELECTRICAL SYSTEM | 108386.0384
ENVIRONMENTAL PROTECTION EQUIPMENT | 121934.2906
GROUNDING SYSTEM | 115160.1611
YARD IMPROVEMENTS AND SURFACING | 67741.2748
362 - Station equipment | 1000392.2806
BUSS ASSEMBLY - 0 - 60KV | 42311.02
CONDUIT OR DUCT SYSTEM | 121934.2906
FOUNDATIONS, 0-60KV | 15111.07
FUSE EQUIPMENT - 0-60 KV | 60444.32
LIGHTNING ARRESTOR 0-60 KV | 10074.04
POWER CIRCUIT BREAKER, 1200 AMPERE, 25KV | 80592.45
STRUCTURES | 60444.32
STRUCTURES, 0-60KV | 201481.55
SWITCH, AIRBREAK, 0-60KV | 20148.1
SWITCH, DISCONNECT, 0-60KV | 10477
SWITCH, MOTOR OPERATOR, 0-60KV | 20148.1
SWITCHBOARD PANEL, 2 FEEDER, 0-60KV | 60444.32
SWITCHBOARD PANEL, CONTROL CABLE, 0-60KV | 80592.45
TRANSFORMER - AUXILIARY AND STATION SERVICE | 40296.22
TRANSFORMER, INSTRUMENT 0-60 KV | 40296.22
TRANSFORMER, POWER 138 KV | 135596.81
0PT44229 | 1413677.4204
Trinity Sub Install 2nd 13812
361 - Structures and improvements | 9279.3249
ELECTRICAL SYSTEM | 128.878
ENVIRONMENTAL PROTECTION EQUIPMENT | 128.878
GROUNDING SYSTEM | 2964.2275
OUTDOOR LIGHTING SYSTEM | 128.878
YARD IMPROVEMENTS AND SURFACING | 5928.4634
362 - Station equipment | 1404398.0955
BUSS ASSEMBLY - 0 - 60KV | 23779.47
CONDUIT OR DUCT SYSTEM | 12372.4555
FOUNDATIONS, 0-60KV | 8183.84
FUSE EQUIPMENT - 0-60 KV | 154.41
LIGHTNING ARRESTOR 0-60 KV | 154.41
POWER CIRCUIT BREAKER, 1200 AMPERE, 15KV | 23779.47
POWER CIRCUIT BREAKER, 2000 AMPERE, 15KV | 12816.2
STRUCTURES, 0-60KV | 27639.77
SWITCH, AIRBREAK, 0-60KV | 21926.52
SWITCH, DISCONNECT, 0-60KV | 16676.51
SWITCH, MOTOR OPERATOR, 0-60KV | 1544.12
SWITCHBOARD PANEL, 2 FEEDER, 0-60KV | 10191.2
SWITCHBOARD PANEL, CONTROL CABLE, 0-60KV | 617.64
SWITCHBOARD PANEL, FEEDER BYPASS-BUS TIE, 0-60KV | 4786.77
SWITCHBOARD PANEL, STATION METERING, 0-60KV | 12816.2
TRANSFORMER - AUXILIARY AND STATION SERVICE | 154.41
TRANSFORMER, INSTRUMENT 0-60 KV | 8492.66
TRANSFORMER, POWER 138 KV | 1218312.04
0PT44230 | 3669502.0434
Kimball Road Sub Install bank
361 - Structures and improvements | 63790.4147
ELECTRICAL SYSTEM | 339.2886
ENVIRONMENTAL PROTECTION EQUIPMENT | 339.2886
GROUNDING SYSTEM | 9500.687
OUTDOOR LIGHTING SYSTEM | 339.2886
YARD IMPROVEMENTS AND SURFACING | 53271.8619
362 - Station equipment | 3605711.6287
BATTERY CHARGING SET | 1017.9124
BUSS ASSEMBLY - 0 - 60KV | 255486.59
CONDUIT OR DUCT SYSTEM | 68540.8747
CONTROL CENTER AND ELECTRICAL EQUIP. | 448230.2626
FOUNDATIONS, 0-60KV | 436.7
FUSE EQUIPMENT - 0-60 KV | 4367.27
LIGHTNING ARRESTOR 0-60 KV | 436.7
MANHOLE 0-60 KV | 17032.41
POWER CIRCUIT BREAKER, 1200 AMPERE, 25KV | 78611.23
POWER CIRCUIT BREAKER, 2000 AMPERE, 25KV | 44983.09
STORAGE BATTERY | 17644.1652
STRUCTURES, 0-60KV | 105688.46
SUPERVISORY CONTROL EQUIPMENT | 24091.0838
SWITCH, AIRBREAK, 0-60KV | 25330.27
SWITCH, DISCONNECT, 0-60KV | 58958.42
SWITCH, MOTOR OPERATOR, 0-60KV | 436.7
SWITCHBOARD PANEL, 2 FEEDER, 0-60KV | 61578.8
SWITCHBOARD PANEL, BUS DIFFERENTIAL, 0-60KV | 51534.03
SWITCHBOARD PANEL, CONTROL CABLE, 0-60KV | 8734.56
SWITCHBOARD PANEL, FEEDER BYPASS-BUS TIE, 0-60KV | 35375.04
SWITCHBOARD PANEL, STATION METERING, 0-60KV | 23146.62
TRANSFORMER - AUXILIARY AND STATION SERVICE | 436.7
TRANSFORMER, INSTRUMENT 0-60 KV | 27077.18
TRANSFORMER, POWER 138 KV | 2246536.56
0PT44232 | 2609378.4243
Apple Sub formerly Pleasant Fa
361 - Structures and improvements | 482954.1012
ELECTRICAL SYSTEM | 13052.8102
ENVIRONMENTAL PROTECTION EQUIPMENT | 130528.1381
FENCE | 52211.2511
GROUNDING SYSTEM | 78316.8818
OUTDOOR LIGHTING SYSTEM | 26105.6255
YARD IMPROVEMENTS AND SURFACING | 182739.3944
362 - Station equipment | 2126424.323
BATTERY CHARGING SET | 26105.6255
BUSS ASSEMBLY - 0 - 60KV | 150855.64
CONDUIT OR DUCT SYSTEM | 104422.5074
CONTROL CENTER AND ELECTRICAL EQUIP. | 208845.129
FOUNDATIONS, 0-60KV | 50285.21
FUSE EQUIPMENT - 0-60 KV | 25142.6
LIGHTNING ARRESTOR 0-60 KV | 50285.21
POWER CIRCUIT BREAKER, 1200 AMPERE, 15KV | 150855.64
POWER CIRCUIT BREAKER, 2000 AMPERE, 15KV | 50285.21
STORAGE BATTERY | 26105.6255
STRUCTURES, 0-60KV | 351996.5
SUPERVISORY CONTROL EQUIPMENT | 26105.6255
SWITCH, AIRBREAK, 0-60KV | 100570.42
SWITCH, DISCONNECT, 0-60KV | 150855.64
SWITCH, MOTOR OPERATOR, 0-60KV | 50285.21
SWITCHBOARD PANEL, 2 FEEDER, 0-60KV | 100570.42
SWITCHBOARD PANEL, BUS DIFFERENTIAL, 0-60KV | 100570.42
SWITCHBOARD PANEL, CONTROL CABLE, 0-60KV | 100570.42
TRANSFORMER - AUXILIARY AND STATION SERVICE | 25142.6
TRANSFORMER, INSTRUMENT 0-60 KV | 25142.6
TRANSFORMER, POWER 138 KV | 251426.07
0PT44234 | 1251107.0062
Taylor West Sub Install trans
361 - Structures and improvements | 163553.8493
ELECTRICAL SYSTEM | 3912.7668
ENVIRONMENTAL PROTECTION EQUIPMENT | 130.4209
FENCE | 12260.016
GROUNDING SYSTEM | 8999.3753
OUTDOOR LIGHTING SYSTEM | 3782.3405
YARD IMPROVEMENTS AND SURFACING | 134468.9297
362 - Station equipment | 1087553.157
BATTERY CHARGING SET | 21911.5227
BUSS ASSEMBLY - 0 - 60KV | 102192.22
CONDUIT OR DUCT SYSTEM | 19303.0026
CONTROL CENTER AND ELECTRICAL EQUIP. | 381234.6273
FUSE EQUIPMENT - 0-60 KV | 14424.25
LIGHTNING ARRESTOR 0-60 KV | 1711.34
POWER CIRCUIT BREAKER, 1200 AMPERE, 25KV | 105125.96
POWER CIRCUIT BREAKER, 2000 AMPERE, 25KV | 62586.61
STORAGE BATTERY | 1173.8258
STRUCTURES, 0-60KV | 71632.34
SUPERVISORY CONTROL EQUIPMENT | 24128.7586
SWITCH, AIRBREAK, 0-60KV | 38872.15
SWITCH, DISCONNECT, 0-60KV | 43517.25
SWITCH, MOTOR OPERATOR, 0-60KV | 8312.28
SWITCHBOARD PANEL, 2 FEEDER, 0-60KV | 87523.48
SWITCHBOARD PANEL, BUS DIFFERENTIAL, 0-60KV | 71387.86
SWITCHBOARD PANEL, CONTROL CABLE, 0-60KV | 21514.14
TRANSFORMER - AUXILIARY AND STATION SERVICE | 1711.34
TRANSFORMER, INSTRUMENT 0-60 KV | 9290.2
0PT44237 | 119067.57
Tyler East Sub Install SELRet
362 - Station equipment | 119067.57
Relays, 0-69 KV Relay Panel | 119067.57
0PT44242 | 2919985.9343
Sabana Sub Formerly known as
361 - Structures and improvements | 628025.9375
ELECTRICAL SYSTEM | 29210.5061
ENVIRONMENTAL PROTECTION EQUIPMENT | 58421.0184
FENCE | 146052.543
GROUNDING SYSTEM | 146052.543
OUTDOOR LIGHTING SYSTEM | 14605.2531
YARD IMPROVEMENTS AND SURFACING | 233684.0738
362 - Station equipment | 2291959.9968
BATTERY CHARGING SET | 29210.5061
BUSS ASSEMBLY - 0 - 60KV | 104138.46
CONDUIT OR DUCT SYSTEM | 58421.0184
CONTROL CENTER AND ELECTRICAL EQUIP. | 233684.0738
FOUNDATIONS, 0-60KV | 47335.66
FUSE EQUIPMENT - 0-60 KV | 47335.66
LIGHTNING ARRESTOR 0-60 KV | 47335.66
POWER CIRCUIT BREAKER, 1200 AMPERE, 15KV | 142006.99
POWER CIRCUIT BREAKER, 2000 AMPERE, 15KV | 94671.33
RELAY SWITCHBOARD 0-60 KV | 47335.66
Station Communication Equipment | 29210.5061
STORAGE BATTERY | 29210.5061
STRUCTURES, 0-60KV | 122126.01
SUPERVISORY CONTROL EQUIPMENT | 29210.5061
SWITCH, AIRBREAK, 0-60KV | 47335.66
SWITCH, DISCONNECT, 0-60KV | 94671.33
SWITCH, MOTOR OPERATOR, 0-60KV | 47335.66
SWITCHBOARD PANEL, 2 FEEDER, 0-60KV | 94671.33
SWITCHBOARD PANEL, BUS DIFFERENTIAL, 0-60KV | 94671.33
SWITCHBOARD PANEL, CONTROL CABLE, 0-60KV | 47335.66
TRANSFORMER - AUXILIARY AND STATION SERVICE | 47335.66
TRANSFORMER, INSTRUMENT 0-60 KV | 47335.66
TRANSFORMER, POWER 138 KV | 710035.16
0PT44243 | 1674097.6501
Kleberg Sub Replace transform
361 - Structures and improvements | 327775.0906
ELECTRICAL SYSTEM | 12040.706
ENVIRONMENTAL PROTECTION EQUIPMENT | 180801.9068
FENCE | 30961.8446
GROUNDING SYSTEM | 14525.2938
YARD IMPROVEMENTS AND SURFACING | 89445.3394
362 - Station equipment | 1346322.5596
BUSS ASSEMBLY - 0 - 60KV | 264288.5
CONDUIT OR DUCT SYSTEM | 79315.8396
FOUNDATIONS, 0-60KV | 34975.46
FUSE EQUIPMENT - 0-60 KV | 37868.18
LIGHTNING ARRESTOR 0-60 KV | 788.91
POWER CIRCUIT BREAKER, 1200 AMPERE, 15KV | 228261.11
POWER CIRCUIT BREAKER, 2000 AMPERE, 15KV | 71002.86
STRUCTURES, 0-60KV | 256925.24
SWITCH, AIRBREAK, 0-60KV | 106241.33
SWITCH, DISCONNECT, 0-60KV | 127016.24
SWITCH, MOTOR OPERATOR, 0-60KV | 28927.08
SWITCHBOARD PANEL, CONTROL CABLE, 0-60KV | 46546.32
SWITCHBOARD PANEL, FEEDER BYPASS-BUS TIE, 0-60KV | 41286.85
TRANSFORMER - AUXILIARY AND STATION SERVICE | 3155.66
TRANSFORMER, INSTRUMENT 0-60 KV | 19460.02
TRANSFORMER, POWER 138 KV | 262.96
0PT44244 | 3870627.1599
Inwood Road Sub Install transf
361 - Structures and improvements | 596842.2824
ELECTRICAL SYSTEM | 172997.7659
ENVIRONMENTAL PROTECTION EQUIPMENT | 86498.8793
GROUNDING SYSTEM | 172997.7659
OUTDOOR LIGHTING SYSTEM | 43249.436
YARD IMPROVEMENTS AND SURFACING | 121098.4354
362 - Station equipment | 3273784.8775
BATTERY CHARGING SET | 17732.2644
BUSS ASSEMBLY - 0 - 60KV | 296013.04
CONDUIT OR DUCT SYSTEM | 216247.2092
FOUNDATIONS, 0-60KV | 142086.26
FUSE EQUIPMENT - 0-60 KV | 2960.13
LIGHTNING ARRESTOR 0-60 KV | 71043.13
POWER CIRCUIT BREAKER, 1200 AMPERE, 15KV | 592.02
STORAGE BATTERY | 21624.718
STRUCTURES, 0-60KV | 236810.43
SUPERVISORY CONTROL EQUIPMENT | 43249.436
SWITCH, AIRBREAK, 0-60KV | 177607.82
SWITCH, MOTOR OPERATOR, 0-60KV | 35521.56
SWITCHBOARD PANEL, 2 FEEDER, 0-60KV | 71043.13
SWITCHBOARD PANEL, BUS DIFFERENTIAL, 0-60KV | 71043.13
SWITCHBOARD PANEL, CONTROL CABLE, 0-60KV | 118405.21
SWITCHGEAR, METAL ENCLOSED 0-60 KV | 1183460.36
TRANSFORMER - AUXILIARY AND STATION SERVICE | 35521.56
TRANSFORMER, INSTRUMENT 0-60 KV | 118405.21
TRANSFORMER, POWER 138 KV | 414418.26
0PT44246 | 3255529.2866
Temple Northwest Sub Replace
361 - Structures and improvements | 685906.1954
ELECTRICAL SYSTEM | 105524.0295
ENVIRONMENTAL PROTECTION EQUIPMENT | 105524.0295
FENCE | 105524.0295
GROUNDING SYSTEM | 105524.0295
YARD IMPROVEMENTS AND SURFACING | 263810.0773
362 - Station equipment | 2569623.0912
BATTERY CHARGING SET | 17587.3371
BUSS ASSEMBLY - 0 - 60KV | 151491.43
CONDUIT OR DUCT SYSTEM | 246222.7402
CONTROL CENTER AND ELECTRICAL EQUIP. | 351746.7697
FOUNDATIONS, 0-60KV | 252485.72
FUSE EQUIPMENT - 0-60 KV | 50497.14
LIGHTNING ARRESTOR 0-60 KV | 50497.14
POWER CIRCUIT BREAKER, 2000 AMPERE, 15KV | 151491.43
STORAGE BATTERY | 17587.3371
STRUCTURES, 0-60KV | 328231.43
SUPERVISORY CONTROL EQUIPMENT | 17587.3371
SWITCH, DISCONNECT, 0-60KV | 100994.28
SWITCH, MOTOR OPERATOR, 0-60KV | 50497.14
SWITCHBOARD PANEL, 2 FEEDER, 0-60KV | 25248.57
SWITCHBOARD PANEL, BUS DIFFERENTIAL, 0-60KV | 25248.57
SWITCHBOARD PANEL, CONTROL CABLE, 0-60KV | 25248.57
TRANSFORMER - AUXILIARY AND STATION SERVICE | 100994.28
TRANSFORMER, INSTRUMENT 0-60 KV | 100994.28
TRANSFORMER, POWER 138 KV | 504971.59
0PT44257 | 1524451.9119
Cleburne West Sub Install ban
361 - Structures and improvements | 269934.8374
ELECTRICAL SYSTEM | 9463.9598
ENVIRONMENTAL PROTECTION EQUIPMENT | 115827.5682
GROUNDING SYSTEM | 10876.4897
YARD IMPROVEMENTS AND SURFACING | 133766.8196
362 - Station equipment | 1254517.0745
BUSS ASSEMBLY - 0 - 60KV | 187621.95
CONDUIT OR DUCT SYSTEM | 77689.2245
FOUNDATIONS, 0-60KV | 4039.22
FUSE EQUIPMENT - 0-60 KV | 28880.45
LIGHTNING ARRESTOR 0-60 KV | 4241.18
POWER CIRCUIT BREAKER, 1200 AMPERE, 15KV | 94517.84
POWER CIRCUIT BREAKER, 2000 AMPERE, 15KV | 95325.68
STRUCTURES, 0-60KV | 101788.44
SWITCH, AIRBREAK, 0-60KV | 70282.49
SWITCH, DISCONNECT, 0-60KV | 41402.04
SWITCH, MOTOR OPERATOR, 0-60KV | 18176.5
SWITCHBOARD PANEL, 2 FEEDER, 0-60KV | 80582.52
SWITCHBOARD PANEL, CONTROL CABLE, 0-60KV | 25245.15
SWITCHBOARD PANEL, FEEDER BYPASS-BUS TIE, 0-60KV | 114713.96
SWITCHBOARD PANEL, STATION METERING, 0-60KV | 114512
TRANSFORMER - AUXILIARY AND STATION SERVICE | 3837.26
TRANSFORMER, INSTRUMENT 0-60 KV | 11713.74
TRANSFORMER, POWER 138 KV | 179947.43
0PT44258 | 1533913.1166
Temple Southeast Sub Replace
361 - Structures and improvements | 2191.2569
ENVIRONMENTAL PROTECTION EQUIPMENT | 1917.3576
GROUNDING SYSTEM | 136.9497
YARD IMPROVEMENTS AND SURFACING | 136.9497
362 - Station equipment | 1531721.8597
BUSS ASSEMBLY - 0 - 60KV | 153.46
CONDUIT OR DUCT SYSTEM | 136.9497
FOUNDATIONS, 0-60KV | 153.46
LIGHTNING ARRESTOR 0-60 KV | 153.46
POWER CIRCUIT BREAKER, 1200 AMPERE, 15KV | 27470.3
POWER CIRCUIT BREAKER, 2000 AMPERE, 15KV | 8133.66
STRUCTURES, 0-60KV | 153.46
SWITCH, DISCONNECT, 0-60KV | 153.46
SWITCHBOARD PANEL, CONTROL CABLE, 0-60KV | 153.46
TRANSFORMER, POWER 138 KV | 1495060.19
0PT44264 | 3419314.9517
Battleground formerly known as
361 - Structures and improvements | 820906.9672
ELECTRICAL SYSTEM | 34204.4537
ENVIRONMENTAL PROTECTION EQUIPMENT | 171022.2881
FENCE | 34204.4537
GROUNDING SYSTEM | 68408.9139
OUTDOOR LIGHTING SYSTEM | 34204.4537
YARD IMPROVEMENTS AND SURFACING | 478862.4041
362 - Station equipment | 2598407.9845
BATTERY CHARGING SET | 34204.4537
BUSS ASSEMBLY - 0 - 60KV | 104668.91
CONDUIT OR DUCT SYSTEM | 68408.9139
CONTROL CENTER AND ELECTRICAL EQUIP. | 273635.6557
FOUNDATIONS, 0-60KV | 52334.45
FUSE EQUIPMENT - 0-60 KV | 52334.45
HARDENED NETWORK ROUTER | 34204.4537
LIGHTNING ARRESTOR 0-60 KV | 52334.45
POWER CIRCUIT BREAKER, 1200 AMPERE, 15KV | 52334.45
POWER CIRCUIT BREAKER, 2000 AMPERE, 15KV | 104668.91
RELAY SWITCHBOARD 0-60 KV | 52334.45
STORAGE BATTERY | 34204.4537
STRUCTURES | 78501.68
STRUCTURES, 0-60KV | 104668.91
SUPERVISORY CONTROL EQUIPMENT | 34204.4537
SWITCH, AIRBREAK, 0-60KV | 52334.45
SWITCH, DISCONNECT, 0-60KV | 104668.91
SWITCH, MOTOR OPERATOR, 0-60KV | 52334.45
SWITCHBOARD PANEL, BUS DIFFERENTIAL, 0-60KV | 52334.45
SWITCHBOARD PANEL, CONTROL CABLE, 0-60KV | 52334.45
TRANSFORMER - AUXILIARY AND STATION SERVICE | 52334.45
TRANSFORMER, INSTRUMENT 0-60 KV | 52334.45
TRANSFORMER, POWER 138 KV | 1046689.33
0PT44266 | 565728.472
Killeen Switch Replace 345138
353 - Station equipment | 565728.472
BUSS ASSEMBLY - 0 - 60KV | 182143.27
CONDUIT OR DUCT SYSTEM | 3934.1767
FOUNDATIONS, 0-60KV | 9261.51
FUSE EQUIPMENT 0-60 KV | 9261.51
LIGHTNING ARRESTOR 0-69 KV | 2778.45
MOTOR OPERATORS, 0-60KV | 7717.92
POWER CIRCUIT BREAKER, 2000 AMPERE, 15KV | 101876.75
STRUCTURES, 0-60KV | 166398.7
SWITCH, AIRBREAK, 0-60KV | 23153.8
SWITCH, DISCONNECT, 0-60KV | 8335.37
SWITCHBOARD PANEL, CONTROL CABLE, 0-60KV | 48468.64
TRANSFORMER - AUXILIARY AND STATION SERVICE | 2398.3753
0PT44267 | 2176302.8103
Rockdale Sub Install Transfor
361 - Structures and improvements | 351345.849
ELECTRICAL SYSTEM | 19861.6554
ENVIRONMENTAL PROTECTION EQUIPMENT | 212314.2609
GROUNDING SYSTEM | 14154.2813
OUTDOOR LIGHTING SYSTEM | 27395.3849
YARD IMPROVEMENTS AND SURFACING | 77620.2665
362 - Station equipment | 1824956.9613
BATTERY CHARGING SET | 7762.0239
BUSS ASSEMBLY - 0 - 60KV | 130784.28
CONDUIT OR DUCT SYSTEM | 32417.8759
CONTROL CENTER AND ELECTRICAL EQUIP. | 114147.4557
FOUNDATIONS, 0-60KV | 81740.18
FUSE EQUIPMENT - 0-60 KV | 13405.38
LIGHTNING ARRESTOR 0-60 KV | 45774.5
POWER CIRCUIT BREAKER, 1200 AMPERE, 15KV | 134707.81
POWER CIRCUIT BREAKER, 2000 AMPERE, 15KV | 57872.04
RELAY SWITCHBOARD 0-60 KV | 57218.12
Station Communication Equipment | 45658.9795
STORAGE BATTERY | 39723.3109
STRUCTURES | 81740.18
STRUCTURES, 0-60KV | 104627.43
SUPERVISORY CONTROL EQUIPMENT | 34472.5255
SWITCH, AIRBREAK, 0-60KV | 42177.93
SWITCH, DISCONNECT, 0-60KV | 111166.64
SWITCH, MOTOR OPERATOR, 0-60KV | 10789.7
SWITCH, VAC INTERRUPTER, 0-60KV | 20925.48
SWITCHBOARD PANEL, 2 FEEDER, 0-60KV | 98088.21
SWITCHBOARD PANEL, CONTROL CABLE, 0-60KV | 29426.46
SWITCHBOARD PANEL, FEEDER BYPASS-BUS TIE, 0-60KV | 29426.46
TRANSFORMER - AUXILIARY AND STATION SERVICE | 45774.5
TRANSFORMER, INSTRUMENT 0-60 KV | 23214.21
TRANSFORMER, POWER 138 KV | 431915.28
0PT44276 | 2836866.032
Pinkney Sub Establish new 1381
361 - Structures and improvements | 669612.5806
ELECTRICAL SYSTEM | 1419.2672
ENVIRONMENTAL PROTECTION EQUIPMENT | 141927.2096
FENCE | 113541.7688
GROUNDING SYSTEM | 10786.4683
OUTDOOR LIGHTING SYSTEM | 4541.6676
YARD IMPROVEMENTS AND SURFACING | 397396.1992
362 - Station equipment | 2167253.4514
BATTERY CHARGING SET | 1986.9764
BUSS ASSEMBLY - 0 - 60KV | 100199.94
CONDUIT OR DUCT SYSTEM | 12489.5901
CONTROL CENTER AND ELECTRICAL EQUIP. | 283854.4248
FOUNDATIONS, 0-60KV | 11021.99
FUSE EQUIPMENT - 0-60 KV | 9017.99
LIGHTNING ARRESTOR 0-60 KV | 2504.99
POWER CIRCUIT BREAKER, 1200 AMPERE, 15KV | 70139.96
POWER CIRCUIT BREAKER, 2000 AMPERE, 15KV | 55109.97
Station Communication Equipment | 3973.9584
STORAGE BATTERY | 11070.3172
STRUCTURES | 17534.99
STRUCTURES, 0-60KV | 100199.94
SUPERVISORY CONTROL EQUIPMENT | 29237.0045
SWITCH, AIRBREAK, 0-60KV | 30560.98
SWITCH, DISCONNECT, 0-60KV | 48596.97
SWITCH, MOTOR OPERATOR, 0-60KV | 4508.99
SWITCHBOARD PANEL, 2 FEEDER, 0-60KV | 35570.98
SWITCHBOARD PANEL, BUS DIFFERENTIAL, 0-60KV | 19037.99
SWITCHBOARD PANEL, CONTROL CABLE, 0-60KV | 11522.99
SWITCHBOARD PANEL, STATION METERING, 0-60KV | 51602.97
TRANSFORMER - AUXILIARY AND STATION SERVICE | 2504.99
TRANSFORMER, INSTRUMENT 0-60 KV | 2504.99
TRANSFORMER, POWER 138 KV | 1252499.56
0PT44280 | 246373.9323
SL Salt Flat Road Sub Install
361 - Structures and improvements | 131255.5304
FENCE | 102.778
GROUNDING SYSTEM | 14081.4433
OUTDOOR LIGHTING SYSTEM | 513.9174
YARD IMPROVEMENTS AND SURFACING | 116557.3917
362 - Station equipment | 115118.4019
CONDUIT OR DUCT SYSTEM | 9250.5798
CONTROL CENTER AND ELECTRICAL EQUIP. | 105765.0441
FENCES, PROTECTIVE | 102.778
0PT44313 | 2124757.2216
Short Grass formerly Archer Ci
361 - Structures and improvements | 552672.6764
ELECTRICAL SYSTEM | 21256.6406
ENVIRONMENTAL PROTECTION EQUIPMENT | 191309.7723
FENCE | 42513.2812
GROUNDING SYSTEM | 21256.6406
OUTDOOR LIGHTING SYSTEM | 21256.6406
YARD IMPROVEMENTS AND SURFACING | 255079.7012
362 - Station equipment | 1572084.5452
BATTERY CHARGING SET | 21256.6406
BUSS ASSEMBLY - 0 - 60KV | 30016.84
CONDUIT OR DUCT SYSTEM | 21256.6406
CONTROL CENTER AND ELECTRICAL EQUIP. | 85026.5623
FOUNDATIONS, 0-60KV | 30016.84
FUSE EQUIPMENT - 0-60 KV | 30016.84
LIGHTNING ARRESTOR 0-60 KV | 30016.84
POWER CIRCUIT BREAKER, 1200 AMPERE, 15KV | 60033.68
Station Communication Equipment | 21256.6406
STORAGE BATTERY | 21256.6406
STRUCTURES | 30016.84
STRUCTURES, 0-60KV | 150084.2
SUPERVISORY CONTROL EQUIPMENT | 21256.6406
SWITCH, AIRBREAK, 0-60KV | 60033.68
SWITCH, MOTOR OPERATOR, 0-60KV | 30016.84
SWITCHBOARD PANEL, 2 FEEDER, 0-60KV | 60033.68
SWITCHBOARD PANEL, BUS DIFFERENTIAL, 0-60KV | 60033.68
SWITCHBOARD PANEL, CONTROL CABLE, 0-60KV | 30016.84
TRANSFORMER - AUXILIARY AND STATION SERVICE | 30016.84
TRANSFORMER, INSTRUMENT 0-60 KV | 30016.84
TRANSFORMER, POWER 138 KV | 720404.3
0PT44340 | 281609.0213
Forreston Sub 69 kV Line Termi
361 - Structures and improvements | 20434.5216
GROUNDING SYSTEM | 20434.5216
362 - Station equipment | 261174.4997
BUSS ASSEMBLY - 0 - 60KV | 66991.19
CONDUIT OR DUCT SYSTEM | 61029.5897
LIGHTNING ARRESTOR 0-60 KV | 19822.23
STRUCTURES, 0-60KV | 113331.49
0PT44366 | 137317.5967
Midland West Sub Install 125
361 - Structures and improvements | 56642.0184
GROUNDING SYSTEM | 867.5947
YARD IMPROVEMENTS AND SURFACING | 55774.4237
362 - Station equipment | 80675.5783
BUSS ASSEMBLY - 0 - 60KV | 7314.64
CONDUIT OR DUCT SYSTEM | 1871.5383
POWER CIRCUIT BREAKER, 2000 AMPERE, 25KV | 44783.51
SWITCH, DISCONNECT, 0-60KV | 6508.53
SWITCHBOARD PANEL, CONTROL CABLE, 0-60KV | 6762.31
SWITCHBOARD PANEL, FEEDER BYPASS-BUS TIE, 0-60KV | 13435.05
0PT44443 | 2686143.4396
Blain formerly known as Dew
361 - Structures and improvements | 578022.8134
ELECTRICAL SYSTEM | 13442.3876
ENVIRONMENTAL PROTECTION EQUIPMENT | 215078.2613
FENCE | 53769.5613
GROUNDING SYSTEM | 53769.5613
OUTDOOR LIGHTING SYSTEM | 26884.7806
YARD IMPROVEMENTS AND SURFACING | 215078.2613
362 - Station equipment | 2108120.6262
BATTERY CHARGING SET | 13442.3876
BUSS ASSEMBLY - 0 - 60KV | 247479.27
CONDUIT OR DUCT SYSTEM | 134423.914
CONTROL CENTER AND ELECTRICAL EQUIP. | 322617.5033
FOUNDATIONS, 0-60KV | 98991.7
FUSE EQUIPMENT - 0-60 KV | 24747.92
LIGHTNING ARRESTOR 0-60 KV | 24747.92
POWER CIRCUIT BREAKER, 1200 AMPERE, 25KV | 98991.7
POWER CIRCUIT BREAKER, 2000 AMPERE, 25KV | 49495.85
STORAGE BATTERY | 26884.7806
STRUCTURES, 0-60KV | 148487.56
SUPERVISORY CONTROL EQUIPMENT | 26884.7806
SWITCH, AIRBREAK, 0-60KV | 148487.56
SWITCH, DISCONNECT, 0-60KV | 98991.7
SWITCH, MOTOR OPERATOR, 0-60KV | 24747.92
SWITCHBOARD PANEL, 2 FEEDER, 0-60KV | 74243.78
SWITCHBOARD PANEL, BUS DIFFERENTIAL, 0-60KV | 74243.78
SWITCHBOARD PANEL, CONTROL CABLE, 0-60KV | 49495.85
TRANSFORMER - AUXILIARY AND STATION SERVICE | 24747.92
TRANSFORMER, INSTRUMENT 0-60 KV | 49495.85
TRANSFORMER, POWER 138 KV | 346470.98
0PT44558 | 154864.64
2021 Equipment Support Mobile
362 - Station equipment | 154864.64
MOBILE SUBSTATION 138 KV | 154864.64
0PT44755 | 501116.6581
Nolan Creek Sub Purchase Land
374 - Land Owned in Fee | 501116.6581
FEE LAND | 501116.6581
0PT44779 | 1222153.4829
Wilshire Substation fka Burles
374 - Land Owned in Fee | 1222153.4829
FEE LAND | 1222153.4829
0PT44780 | 579729.5902
Saginaw Southeast Substation
374 - Land Owned in Fee | 579729.5902
FEE LAND | 579729.5902
0PT44819 | 303062.7116
Temple North Sub Relay Upgrad
353 - Station equipment | 303062.7116
BUSS ASSEMBLY - 0 - 60KV | 15101.96
POWER CIRCUIT BREAKER, 1200 AMPERE, 15KV | 88298.28
RELAY SWITCHBOARD 0-60 KV | 139452.2
Station Communication Equipment | 45158.7668
SUPERVISORY CONTROL EQUIPMENT | 15019.3748
SWITCHBOARD PANEL, CONTROL CABLE, 0-60KV | 32.13
0PT44887 | 5089733.9038
Waco MM Mars Sub Install bank
361 - Structures and improvements | 906507.36
ELECTRICAL SYSTEM | 27844.9316
FENCE | 72190.5691
GROUNDING SYSTEM | 17016.3462
OUTDOOR LIGHTING SYSTEM | 18563.2903
YARD IMPROVEMENTS AND SURFACING | 770892.2228
362 - Station equipment | 4183226.5438
BATTERY CHARGING SET | 46408.2219
BUS ASSEMBLY - RETIREMENT OF OLD EQUIPMENT ONLY | 69708.3
BUSS ASSEMBLY - 0 - 60KV | 228377.69
CONDUIT OR DUCT SYSTEM | 100551.1565
CONTROL CENTER AND ELECTRICAL EQUIP. | 391376.0482
FOUNDATIONS, 0-60KV | 141408.28
FUSE EQUIPMENT - 0-60 KV | 11286.1
LIGHTNING ARRESTOR 0-60 KV | 6638.88
POWER CIRCUIT BREAKER, 1200 AMPERE, 15KV | 165972.15
POWER CIRCUIT BREAKER, 2000 AMPERE, 15KV | 67052.75
STORAGE BATTERY | 25266.6992
STRUCTURES, 0-60KV | 161324.93
SUPERVISORY CONTROL EQUIPMENT | 31970.1081
SWITCH, AIRBREAK, 0-60KV | 35186.09
SWITCH, DISCONNECT, 0-60KV | 86969.41
SWITCH, MOTOR OPERATOR, 0-60KV | 5974.99
SWITCHBOARD PANEL, 2 FEEDER, 0-60KV | 91616.63
SWITCHBOARD PANEL, BUS DIFFERENTIAL, 0-60KV | 67716.64
SWITCHBOARD PANEL, CONTROL CABLE, 0-60KV | 19252.77
TRANSFORMER - AUXILIARY AND STATION SERVICE | 11949.99
TRANSFORMER, INSTRUMENT 0-60 KV | 17924.99
TRANSFORMER, POWER 138 KV | 2399293.72
0PT44999 | 528204.6307
Bowman Switch Relay Upgrades
353 - Station equipment | 528204.6307
BUSS ASSEMBLY - 0 - 60KV | 156527.89
CONDUIT OR DUCT SYSTEM | 6311.1911
FOUNDATIONS, 0-60KV | 14283.33
LIGHTNING ARRESTOR 0-69 KV | 1766.99
MOTOR OPERATORS, 0-60KV | 11485.57
Station Communication Equipment | 1360.9996
STRUCTURES, 0-60KV | 300244.96
SWITCH, AIRBREAK, 0-60KV | 27094.18
SWITCH, DISCONNECT, 0-60KV | 7362.53
SWITCHBOARD PANEL, CONTROL CABLE, 0-60KV | 1766.99
0PT45025 | 140260.1283
Odessa EHV Switch Relay upgr
353 - Station equipment | 140260.1283
BUSS ASSEMBLY - 0 - 60KV | 75979.03
CONDUIT OR DUCT SYSTEM | 810.0106
RELAYS, 0-69KV | 6178.03
STRUCTURES, 0-60KV | 49424.3
SWITCHBOARD PANEL, CONTROL CABLE, 0-60KV | 7370.29
TRANSFORMER - AUXILIARY AND STATION SERVICE | 498.4677
0PT45121 | 5303448.5798
Wall Street Sub Replace stat
361 - Structures and improvements | 429314.0446
ELECTRICAL SYSTEM | 8224.4049
ENVIRONMENTAL PROTECTION EQUIPMENT | 68536.7237
GROUNDING SYSTEM | 164488.1467
OUTDOOR LIGHTING SYSTEM | 16448.8098
YARD IMPROVEMENTS AND SURFACING | 171615.9594
362 - Station equipment | 4874134.5352
BUSS ASSEMBLY - 0 - 60KV | 290745.44
CONDUIT OR DUCT SYSTEM | 43863.5009
FOUNDATIONS, 0-60KV | 338076.08
FUSE EQUIPMENT - 0-60 KV | 3380.76
LIGHTNING ARRESTOR 0-60 KV | 60853.7
POWER CIRCUIT BREAKER, 1200 AMPERE, 15KV | 338076.08
POWER CIRCUIT BREAKER, 2000 AMPERE, 15KV | 152134.24
RELAY SWITCHBOARD 0-60 KV | 27046.08
Station Communication Equipment | 10965.8732
STORAGE BATTERY | 27414.6911
STRUCTURES, 0-60KV | 236653.26
SWITCH, AIRBREAK, 0-60KV | 63558.31
SWITCH, DISCONNECT, 0-60KV | 135230.43
SWITCH, MOTOR OPERATOR, 0-60KV | 23665.33
SWITCHBOARD PANEL, CONTROL CABLE, 0-60KV | 101422.83
TRANSFORMER - AUXILIARY AND STATION SERVICE | 13523.04
TRANSFORMER, INSTRUMENT 0-60 KV | 40569.13
TRANSFORMER, POWER 138 KV | 2966955.76
0PT45122 | 3211994.4478
Calmont Sub Add transformer 8
353 - Station equipment | 3211994.4478
BATTERY CHARGING SET | 6969.6138
BUSS ASSEMBLY - 0 - 60KV | 225976.8
CONDUIT OR DUCT SYSTEM | 22900.1674
CONTROL CENTER AND ELECTRICAL EQUIP. | 220704.5446
FOUNDATIONS, 0-60KV | 787.37
FUSE EQUIPMENT 0-60 KV | 17322.26
LIGHTNING ARRESTOR 0-69 KV | 787.37
MOTOR OPERATORS, 0-60KV | 10235.88
POWER CIRCUIT BREAKER, 1200 AMPERE, 15KV | 151963.49
POWER CIRCUIT BREAKER, 2000 AMPERE, 15KV | 255897.07
Station Communication Equipment | 6637.7296
STORAGE BATTERY | 10288.4807
STRUCTURES, 0-60KV | 181096.39
SUPERVISORY CONTROL EQUIPMENT | 20576.9614
SWITCH, AIRBREAK, 0-60KV | 67714.3
SWITCH, DISCONNECT, 0-60KV | 140940.23
SWITCHBOARD PANEL, 2 FEEDER, 0-60KV | 93697.69
SWITCHBOARD PANEL, BUS DIFFERENTIAL, 0-60KV | 78737.56
SWITCHBOARD PANEL, CONTROL CABLE, 0-60KV | 49604.66
TRANSFORMER - AUXILIARY AND STATION SERVICE | 16926.2103
TRANSFORMER, INSTRUMENT 0-60 KV | 4724.25
TRANSFORMER, POWER 138 KV | 1627505.42
0PT45124 | 2744945.4053
Lakecrest Sub Add station 2 w
361 - Structures and improvements | 263434.0846
ELECTRICAL SYSTEM | 21952.8392
ENVIRONMENTAL PROTECTION EQUIPMENT | 109764.2031
GROUNDING SYSTEM | 21952.8392
YARD IMPROVEMENTS AND SURFACING | 109764.2031
362 - Station equipment | 2481511.3207
BUSS ASSEMBLY - 0 - 60KV | 46129.32
CONDUIT OR DUCT SYSTEM | 94397.2107
FOUNDATIONS, 0-60KV | 31380.49
FUSE EQUIPMENT - 0-60 KV | 31380.49
LIGHTNING ARRESTOR 0-60 KV | 31380.49
POWER CIRCUIT BREAKER, 1200 AMPERE, 15KV | 124266.75
RELAY SWITCHBOARD 0-60 KV | 40167.03
STRUCTURES, 0-60KV | 58681.52
SWITCH, AIRBREAK, 0-60KV | 31380.49
SWITCH, DISCONNECT, 0-60KV | 94141.47
SWITCH, MOTOR OPERATOR, 0-60KV | 31380.49
SWITCHBOARD PANEL, CONTROL CABLE, 0-60KV | 31380.49
TRANSFORMER - AUXILIARY AND STATION SERVICE | 31380.49
TRANSFORMER, INSTRUMENT 0-60 KV | 31380.49
TRANSFORMER, POWER 138 KV | 1772684.1
0PT45200 | 114427.51
Midland West 138 kV Substation
362 - Station equipment | 114427.51
TRANSFORMER GASKET SET, POWER 138KV | 114427.51
0PT45260 | 897143.44
SOSF SPARE PURCHASE AND STORE
353 - Station equipment | 897143.44
TRANSFORMER, POWER 138 KV | 897143.44
0PT45343 | 140115.9058
Irving Northeast Sub Relay Up
362 - Station equipment | 140115.9058
CONDUIT OR DUCT SYSTEM | 12964.9134
HARDENED NETWORK ROUTER | 33609.1766
Station Communication Equipment | 77208.4868
SUPERVISORY CONTROL EQUIPMENT | 8910.7889
SWITCHBOARD PANEL, CONTROL CABLE, 0-60KV | 7422.54
0PT45355 | 130236.7876
Cleburne North Sub Install FA
362 - Station equipment | 130236.7876
Station Communication Equipment | 25396.9664
SUPERVISORY CONTROL EQUIPMENT | 103825.8012
SWITCHBOARD PANEL, CONTROL CABLE, 0-60KV | 1014.02
0PT45356 | 110869.1245
Mineral Wells West Sub Instal
362 - Station equipment | 110869.1245
Station Communication Equipment | 31538.5194
STRUCTURES, 0-60KV | 14234
SUPERVISORY CONTROL EQUIPMENT | 63827.745
SWITCHBOARD PANEL, CONTROL CABLE, 0-60KV | 1268.86
0PT45376 | 355643.29
Irving Northeast Sub Incremen
362 - Station equipment | 355643.29
POWER CIRCUIT BREAKER 0-60 KV | 355643.29
0PT45394 | 4542272.8697
Midlothian South Sub Replace
361 - Structures and improvements | 417857.1729
ELECTRICAL SYSTEM | 415.3633
ENVIRONMENTAL PROTECTION EQUIPMENT | 149531.3975
FENCE | 51920.6232
GROUNDING SYSTEM | 1246.0899
OUTDOOR LIGHTING SYSTEM | 7061.1987
YARD IMPROVEMENTS AND SURFACING | 207682.5003
362 - Station equipment | 4124415.6968
BATTERY CHARGING SET | 3322.9139
BUSS ASSEMBLY - 0 - 60KV | 129659.92
CONDUIT OR DUCT SYSTEM | 39459.6715
CONTROL CENTER AND ELECTRICAL EQUIP. | 302385.7164
FOUNDATIONS, 0-60KV | 21609.98
FUSE EQUIPMENT - 0-60 KV | 4432.81
LIGHTNING ARRESTOR 0-60 KV | 12190.24
POWER CIRCUIT BREAKER, 1200 AMPERE, 15KV | 136309.15
POWER CIRCUIT BREAKER, 2000 AMPERE, 15KV | 17177.17
STORAGE BATTERY | 4569.0114
STRUCTURES, 0-60KV | 136309.15
SUPERVISORY CONTROL EQUIPMENT | 9553.3935
SWITCH, AIRBREAK, 0-60KV | 32137.93
SWITCH, DISCONNECT, 0-60KV | 64275.86
SWITCH, MOTOR OPERATOR, 0-60KV | 10527.94
SWITCHBOARD PANEL, 2 FEEDER, 0-60KV | 64275.86
SWITCHBOARD PANEL, BUS DIFFERENTIAL, 0-60KV | 27151.01
SWITCHBOARD PANEL, CONTROL CABLE, 0-60KV | 9419.73
TRANSFORMER - AUXILIARY AND STATION SERVICE | 8311.53
TRANSFORMER, INSTRUMENT 0-60 KV | 8311.53
TRANSFORMER, POWER 138 KV | 3083025.18
0PT45395 | 126276.2146
Sikes Sub Install one 125 kV
361 - Structures and improvements | 555.0678
GROUNDING SYSTEM | 555.0678
362 - Station equipment | 125721.1468
BUSS ASSEMBLY - 0 - 60KV | 15308.33
CONDUIT OR DUCT SYSTEM | 5435.8668
FOUNDATIONS, 0-60KV | 15949.92
LIGHTNING ARRESTOR 0-60 KV | 89.82
POWER CIRCUIT BREAKER, 1200 AMPERE, 15KV | 61656.82
STRUCTURES, 0-60KV | 9380.04
SWITCH, DISCONNECT, 0-60KV | 10470.74
SWITCHBOARD PANEL, CONTROL CABLE, 0-60KV | 7429.61
0PT45472 | 161720.4
Oakhill Sub Replace 5 Switchg
362 - Station equipment | 161720.4
POWER CIRCUIT BREAKER, 1200 AMPERE, 15KV | 161720.4
0PT45474 | 122569.7928
Midland Basin Sub Install MAS
362 - Station equipment | 122569.7928
Station Communication Equipment | 35253.1461
STRUCTURES, 0-60KV | 14664.06
SUPERVISORY CONTROL EQUIPMENT | 71345.3767
SWITCHBOARD PANEL, CONTROL CABLE, 0-60KV | 1307.21
0PT45479 | 103092.4646
Carswell Sub Install FAN Radi
362 - Station equipment | 103092.4646
Station Communication Equipment | 27496.7585
STRUCTURES, 0-60KV | 16041.43
SUPERVISORY CONTROL EQUIPMENT | 58377.9161
SWITCHBOARD PANEL, CONTROL CABLE, 0-60KV | 1176.36
0PT45481 | 462934.71
Forest Hill Sub Replace 12 S
353 - Station equipment | 462934.71
POWER CIRCUIT BREAKER, 2000 AMPERE, 15KV | 462934.71
0PT45486 | 233146.66
Blackstone Sub Replace 6 Swi
362 - Station equipment | 233146.66
POWER CIRCUIT BREAKER, 1200 AMPERE, 15KV | 233146.66
0PT45638 | 115771.4058
San Andres Sub Install Fiber
362 - Station equipment | 115771.4058
HARDENED NETWORK ROUTER | 45502.3974
Station Communication Equipment | 70269.0084
0PT45741 | 4401364.7023
Wichita Falls Riverbend Sub U
361 - Structures and improvements | 462901.771
ELECTRICAL SYSTEM | 442.5441
ENVIRONMENTAL PROTECTION EQUIPMENT | 283228.6227
FENCE | 19029.4161
GROUNDING SYSTEM | 3540.3531
YARD IMPROVEMENTS AND SURFACING | 156660.8349
362 - Station equipment | 3938462.9314
BUSS ASSEMBLY - 0 - 60KV | 40785.6
CONDUIT OR DUCT SYSTEM | 28322.8614
FOUNDATIONS, 0-60KV | 26390.68
FUSE EQUIPMENT - 0-60 KV | 4798.3
LIGHTNING ARRESTOR 0-60 KV | 12955.42
POWER CIRCUIT BREAKER, 1200 AMPERE, 15KV | 86369.51
POWER CIRCUIT BREAKER, 2000 AMPERE, 15KV | 7677.29
STRUCTURES, 0-60KV | 39346.11
SWITCH, AIRBREAK, 0-60KV | 27830.17
SWITCH, DISCONNECT, 0-60KV | 47983.06
SWITCH, MOTOR OPERATOR, 0-60KV | 479.83
SWITCHBOARD PANEL, 2 FEEDER, 0-60KV | 90208.16
SWITCHBOARD PANEL, CONTROL CABLE, 0-60KV | 66696.46
SWITCHBOARD PANEL, FEEDER BYPASS-BUS TIE, 0-60KV | 54220.86
SWITCHBOARD PANEL, STATION METERING, 0-60KV | 37426.79
TRANSFORMER - AUXILIARY AND STATION SERVICE | 13915.08
TRANSFORMER, INSTRUMENT 0-60 KV | 29269.66
TRANSFORMER, POWER 138 KV | 3323787.09
0PT45742 | 5768621.3568
Prairie Creek Sub Replace tra
361 - Structures and improvements | 294870.8543
ELECTRICAL SYSTEM | 2308.1847
ENVIRONMENTAL PROTECTION EQUIPMENT | 577.0417
FENCE | 577.0417
GROUNDING SYSTEM | 10963.8816
OUTDOOR LIGHTING SYSTEM | 4039.3187
YARD IMPROVEMENTS AND SURFACING | 276405.386
362 - Station equipment | 5473750.5025
BATTERY CHARGING SET | 1154.0923
BUSS ASSEMBLY - 0 - 60KV | 174368.34
CONDUIT OR DUCT SYSTEM | 65783.3255
CONTROL CENTER AND ELECTRICAL EQUIP. | 439132.5657
FOUNDATIONS, 0-60KV | 643.42
FUSE EQUIPMENT - 0-60 KV | 16085.64
LIGHTNING ARRESTOR 0-60 KV | 643.42
POWER CIRCUIT BREAKER, 1200 AMPERE, 15KV | 171794.64
POWER CIRCUIT BREAKER, 2000 AMPERE, 15KV | 30884.43
STORAGE BATTERY | 17311.3939
STRUCTURES, 0-60KV | 177585.47
SUPERVISORY CONTROL EQUIPMENT | 23658.9151
SWITCH, AIRBREAK, 0-60KV | 50187.19
SWITCH, DISCONNECT, 0-60KV | 76567.65
SWITCH, MOTOR OPERATOR, 0-60KV | 7721.1
SWITCHBOARD PANEL, 2 FEEDER, 0-60KV | 88149.31
SWITCHBOARD PANEL, BUS DIFFERENTIAL, 0-60KV | 44396.36
SWITCHBOARD PANEL, CONTROL CABLE, 0-60KV | 23163.32
TRANSFORMER - AUXILIARY AND STATION SERVICE | 643.42
TRANSFORMER, INSTRUMENT 0-60 KV | 3860.55
TRANSFORMER, POWER 138 KV | 4060015.95
0PT45743 | 190810.78
Decordova SES 1 WSL Establish
353 - Station equipment | 190810.78
METERING, 0-69KV | 74416.22
Station Communication Equipment | 38162.16
SUPERVISORY CONTROL EQUIPMENT | 19081.07
SWITCHBOARD PANEL, CONTROL CABLE, 0-60KV | 1908.1
TRANSFORMER, INSTRUMENT 0-60 KV | 57243.23
0PT45777 | 318972.8436
Record Crossing Sub Relay Upg
362 - Station equipment | 318972.8436
CONDUIT OR DUCT SYSTEM | 13803.7224
Station Communication Equipment | 4757.8743
SUPERVISORY CONTROL EQUIPMENT | 25512.4117
SUPERVISORY CONTROL EQUIPMENT - CPU | 9378.6952
SWITCHBOARD PANEL, 1 FEEDER, 0-60KV | 186667.61
SWITCHBOARD PANEL, CONTROL CABLE, 0-60KV | 52848.36
SWITCHBOARD PANEL, FEEDER BYPASS-BUS TIE, 0-60KV | 26004.17
0PT45781 | 237699.1412
Mesquite Western Electric Sub
361 - Structures and improvements | 656.6212
GROUNDING SYSTEM | 656.6212
362 - Station equipment | 237042.52
BUSS ASSEMBLY - 0 - 60KV | 8839.35
POWER CIRCUIT BREAKER, 1200 AMPERE, 15KV | 70357.51
RELAY SWITCHBOARD 0-60 KV | 52511.98
SWITCHBOARD PANEL, 2 FEEDER, 0-60KV | 63448
SWITCHBOARD PANEL, CONTROL CABLE, 0-60KV | 2668.48
SWITCHBOARD PANEL, FEEDER BYPASS-BUS TIE, 0-60KV | 39217.2
0PT45782 | 369951.6121
Terrell North Sub Relay Upgra
361 - Structures and improvements | 929.85
GROUNDING SYSTEM | 929.85
362 - Station equipment | 369021.7621
BUSS ASSEMBLY - 0 - 60KV | 31302.63
CONDUIT OR DUCT SYSTEM | 203.4005
LIGHTNING ARRESTOR 0-60 KV | 482.72
POWER CIRCUIT BREAKER, 1200 AMPERE, 15KV | 229478.44
Relays, 0-69 KV Relay Panel | 2116.54
Station Communication Equipment | 3806.5916
SWITCHBOARD PANEL, 2 FEEDER, 0-60KV | 56738.34
SWITCHBOARD PANEL, CONTROL CABLE, 0-60KV | 6163.98
SWITCHBOARD PANEL, FEEDER BYPASS-BUS TIE, 0-60KV | 38729.12
0PT45787 | 269206.391
Carrollton Country Club Sub R
362 - Station equipment | 269206.391
Station Communication Equipment | 61537.1643
SUPERVISORY CONTROL EQUIPMENT | 21864.9368
SWITCHBOARD PANEL, 1 FEEDER, 0-60KV | 152607.35
SWITCHBOARD PANEL, CONTROL CABLE, 0-60KV | 11984.56
SWITCHBOARD PANEL, FEEDER BYPASS-BUS TIE, 0-60KV | 21212.38
0PT45822 | 477099.3934
Plano Custer Road Sub Relay U
361 - Structures and improvements | 2386.0063
GROUNDING SYSTEM | 2386.0063
362 - Station equipment | 474713.3871
BUSS ASSEMBLY - 0 - 60KV | 75607.29
CONDUIT OR DUCT SYSTEM | 38.4829
LIGHTNING ARRESTOR 0-60 KV | 48.31
POWER CIRCUIT BREAKER, 1200 AMPERE, 25KV | 295085.89
Relays, 0-69 KV Relay Panel | 15894.44
Station Communication Equipment | 20819.8626
STRUCTURES, 0-60KV | 6618.65
SUPERVISORY CONTROL EQUIPMENT | 307.8715
SWITCHBOARD PANEL, CONTROL CABLE, 0-60KV | 60292.59
0PT45865 | 2324779.88
SOSF SPARE PURCHASE AND STORE
362 - Station equipment | 2324779.88
TRANSFORMER, POWER 138 KV | 2324779.88
0PT45886 | 4352298.3769
Judkins Sub Replace transform
361 - Structures and improvements | 307688.2185
ELECTRICAL SYSTEM | 10188.3491
ENVIRONMENTAL PROTECTION EQUIPMENT | 264897.1556
GROUNDING SYSTEM | 407.5301
OUTDOOR LIGHTING SYSTEM | 4482.8714
YARD IMPROVEMENTS AND SURFACING | 27712.3124
362 - Station equipment | 4044610.1584
BUSS ASSEMBLY - 0 - 60KV | 77885.55
CONDUIT OR DUCT SYSTEM | 1222.5984
FOUNDATIONS, 0-60KV | 26132.65
FUSE EQUIPMENT - 0-60 KV | 5124.04
LIGHTNING ARRESTOR 0-60 KV | 52265.3
POWER CIRCUIT BREAKER, 1200 AMPERE, 15KV | 36893.15
POWER CIRCUIT BREAKER, 2000 AMPERE, 15KV | 11272.9
STRUCTURES, 0-60KV | 47653.66
SWITCH, AIRBREAK, 0-60KV | 84546.81
SWITCH, DISCONNECT, 0-60KV | 36893.15
SWITCH, MOTOR OPERATOR, 0-60KV | 61488.59
SWITCHBOARD PANEL, CONTROL CABLE, 0-60KV | 102993.39
SWITCHBOARD PANEL, FEEDER BYPASS-BUS TIE, 0-60KV | 56364.54
TRANSFORMER - AUXILIARY AND STATION SERVICE | 15884.55
TRANSFORMER, INSTRUMENT 0-60 KV | 26132.65
TRANSFORMER, POWER 138 KV | 3401856.63
0PT46004 | 188807.5854
Wildhorse POD Establish 138kV
353 - Station equipment | 188807.5854
BATTERY CHARGING SET | 2405.1866
BUILDING, ELECTRICAL EQUIPMENT | 45698.7502
CONDUIT OR DUCT SYSTEM | 9620.7628
HARDENED NETWORK ROUTER | 4810.3787
METERING, 0-69KV | 26457.1
Station Communication Equipment | 8418.1668
STORAGE BATTERY | 4810.3787
STRUCTURES, 0-60KV | 8819.02
SUPERVISORY CONTROL EQUIPMENT | 8418.1668
TELEMETERING EQUIPMENT 0-60 KV | 30866.62
TRANSFORMER - AUXILIARY AND STATION SERVICE | 12025.9549
TRANSFORMER, INSTRUMENT 0-60 KV | 26457.1
0PT46052 | 253200.77
High Plains POD Establish 138k
353 - Station equipment | 253200.77
BATTERY CHARGING SET | 2262.2055
BUILDING, ELECTRICAL EQUIPMENT | 60114.8073
CONDUIT OR DUCT SYSTEM | 3825.7874
HARDENED NETWORK ROUTER | 5455.9108
METERING, 0-69KV | 27317.48
Station Communication Equipment | 12708.2749
STORAGE BATTERY | 19029.1439
STRUCTURES, 0-60KV | 1248.01
SUPERVISORY CONTROL EQUIPMENT | 11444.1011
TELEMETERING EQUIPMENT 0-60 KV | 25306.8
TRANSFORMER - AUXILIARY AND STATION SERVICE | 49336.0591
TRANSFORMER, INSTRUMENT 0-60 KV | 35152.19
0PT46091 | 103073.4334
Keller Magnolia Sub Install F
362 - Station equipment | 103073.4334
Station Communication Equipment | 22365.0629
STRUCTURES, 0-60KV | 32108.51
SUPERVISORY CONTROL EQUIPMENT | 47466.3304
SWITCHBOARD PANEL, CONTROL CABLE, 0-60KV | 1133.53
0PT46115 | 392878.1415
Century Sub Replace Totalize
361 - Structures and improvements | 31.2807
GROUNDING SYSTEM | 31.2807
362 - Station equipment | 392846.8607
BUSS ASSEMBLY - 0 - 60KV | 6718.48
CONDUIT OR DUCT SYSTEM | 31.2807
POWER CIRCUIT BREAKER, 2000 AMPERE, 25KV | 351247.39
SWITCHBOARD PANEL, CONTROL CABLE, 0-60KV | 34849.71
0PT46116 | 129440.7849
Haskell Avenue Sub Replace To
361 - Structures and improvements | 12.1825
GROUNDING SYSTEM | 12.1825
362 - Station equipment | 129428.6025
BUSS ASSEMBLY - 0 - 60KV | 1618.02
CONDUIT OR DUCT SYSTEM | 12.1825
POWER CIRCUIT BREAKER, 2000 AMPERE, 25KV | 116808.75
SWITCHBOARD PANEL, CONTROL CABLE, 0-60KV | 10989.65
0PT46117 | 166688.0506
Westmoreland Sub Replace Tota
361 - Structures and improvements | 11.9803
GROUNDING SYSTEM | 11.9803
362 - Station equipment | 166676.0703
BUSS ASSEMBLY - 0 - 60KV | 2100.37
CONDUIT OR DUCT SYSTEM | 11.9803
POWER CIRCUIT BREAKER, 2000 AMPERE, 25KV | 150411.13
SWITCHBOARD PANEL, CONTROL CABLE, 0-60KV | 14152.59
0PT46120 | 375781.9143
Trinity River Authority Sub R
361 - Structures and improvements | 9712.0472
ENVIRONMENTAL PROTECTION EQUIPMENT | 9637.919
GROUNDING SYSTEM | 37.0641
YARD IMPROVEMENTS AND SURFACING | 37.0641
362 - Station equipment | 366069.8671
BUSS ASSEMBLY - 0 - 60KV | 30422.39
CONDUIT OR DUCT SYSTEM | 8785.3371
POWER CIRCUIT BREAKER, 2000 AMPERE, 25KV | 227171.47
SWITCH, DISCONNECT, 0-60KV | 39409.97
SWITCHBOARD PANEL, CONTROL CABLE, 0-60KV | 44449.03
TRANSFORMER, INSTRUMENT 0-60 KV | 15831.67
0PT46134 | 105985.4781
Tin Roof POD Install POD and C
353 - Station equipment | 105985.4781
BATTERY CHARGING SET | 136.9481
CONDUIT OR DUCT SYSTEM | 1780.3269
CONTROL CENTER AND ELECTRICAL EQUIP. | 13645.0231
FENCES, PROTECTIVE | 4195.5955
METERING, 0-69KV | 18061.62
Station Communication Equipment | 3834.55
STORAGE BATTERY | 547.7928
SUPERVISORY CONTROL EQUIPMENT | 1817.6763
TRANSFORMER - AUXILIARY AND STATION SERVICE | 2539.7671
TRANSFORMER, INSTRUMENT 0-60 KV | 59289.23
YARD LIGHTING SYSTEM | 136.9481
0PT46207 | 2082070.8682
Copperas Cove East Switch Ins
361 - Structures and improvements | 214030.6106
ELECTRICAL SYSTEM | 24321.6565
ENVIRONMENTAL PROTECTION EQUIPMENT | 92422.3129
GROUNDING SYSTEM | 58371.9847
YARD IMPROVEMENTS AND SURFACING | 38914.6565
362 - Station equipment | 1868040.2576
BUSS ASSEMBLY - 0 - 60KV | 129241.71
CONDUIT OR DUCT SYSTEM | 58371.9847
FUSE EQUIPMENT - 0-60 KV | 77545.02
LIGHTNING ARRESTOR 0-60 KV | 51696.68
POWER CIRCUIT BREAKER, 1200 AMPERE, 15KV | 77545.02
Security System | 77829.3129
STRUCTURES, 0-60KV | 258483.42
SWITCH, AIRBREAK, 0-60KV | 51696.68
SWITCH, DISCONNECT, 0-60KV | 129241.71
SWITCH, MOTOR OPERATOR, 0-60KV | 51696.68
SWITCHBOARD PANEL, 2 FEEDER, 0-60KV | 129241.71
SWITCHBOARD PANEL, CONTROL CABLE, 0-60KV | 129241.71
TRANSFORMER - AUXILIARY AND STATION SERVICE | 77545.02
TRANSFORMER, INSTRUMENT 0-60 KV | 51696.68
TRANSFORMER, POWER 138 KV | 516966.92
0PT46250 | 166702.4689
Beals Creek Sub Install a 25
361 - Structures and improvements | 701.2377
GROUNDING SYSTEM | 701.2377
362 - Station equipment | 166001.2312
BUSS ASSEMBLY - 0 - 60KV | 14268.99
CONDUIT OR DUCT SYSTEM | 4263.5512
FOUNDATIONS, 0-60KV | 13162.35
LIGHTNING ARRESTOR 0-60 KV | 16.76
POWER CIRCUIT BREAKER, 1200 AMPERE, 25KV | 85798.48
STRUCTURES, 0-60KV | 21797.52
SWITCH, DISCONNECT, 0-60KV | 18896.78
SWITCHBOARD PANEL, CONTROL CABLE, 0-60KV | 7796.8
0PT46273 | 722220.1129
Paris North Sub Relay Upgrade
361 - Structures and improvements | 6338.242
GROUNDING SYSTEM | 6338.242
362 - Station equipment | 715881.871
BUSS ASSEMBLY - 0 - 60KV | 32213.86
CONDUIT OR DUCT SYSTEM | 30730.8841
POWER CIRCUIT BREAKER, 1200 AMPERE, 15KV | 503341.71
Relays, 0-69 KV Relay Panel | 5219.83
Station Communication Equipment | 30154.6819
SUPERVISORY CONTROL EQUIPMENT | 3137.105
SUPERVISORY CONTROL EQUIPMENT - CPU | 4673.65
SWITCH, AIRBREAK, 0-60KV | 21997.89
SWITCHBOARD PANEL, CONTROL CABLE, 0-60KV | 84412.26
0PT46315 | 3009633.98
2021 Equipment Support Mobile
362 - Station equipment | 3009633.98
MOBILE SUBSTATION 138 KV | 3009633.98
0PT46316 | 2881857.44
2021 Equipment Support Mobile
362 - Station equipment | 2881857.44
MOBILE SUBSTATION 138 KV | 2881857.44
0PT46329 | 483076.2278
Breckenridge North Sub Replac
361 - Structures and improvements | 49325.3857
ELECTRICAL SYSTEM | 10961.1968
ENVIRONMENTAL PROTECTION EQUIPMENT | 5480.5984
GROUNDING SYSTEM | 5480.5984
YARD IMPROVEMENTS AND SURFACING | 27402.9921
362 - Station equipment | 433750.8421
BUSS ASSEMBLY - 0 - 60KV | 27089.85
CONDUIT OR DUCT SYSTEM | 27402.9921
TRANSFORMER, POWER 138 KV | 379258
0PT46419 | 1202259.1938
Centralia Sub Install 138216
361 - Structures and improvements | 100642.826
ELECTRICAL SYSTEM | 20128.5652
ENVIRONMENTAL PROTECTION EQUIPMENT | 30192.8478
GROUNDING SYSTEM | 30192.8478
YARD IMPROVEMENTS AND SURFACING | 20128.5652
362 - Station equipment | 1101616.3678
BUSS ASSEMBLY - 0 - 60KV | 75452.35
CONDUIT OR DUCT SYSTEM | 30192.8478
FOUNDATIONS, 0-60KV | 15090.47
FUSE EQUIPMENT - 0-60 KV | 30180.94
LIGHTNING ARRESTOR 0-60 KV | 7545.23
POWER CIRCUIT BREAKER, 1200 AMPERE, 25KV | 150904.71
Relays, 0-69 KV Relay Panel | 15090.47
STRUCTURES, 0-60KV | 45271.41
SWITCH, AIRBREAK, 0-60KV | 45271.41
SWITCH, DISCONNECT, 0-60KV | 30180.94
SWITCH, MOTOR OPERATOR, 0-60KV | 15090.47
SWITCHBOARD PANEL, 2 FEEDER, 0-60KV | 45271.41
SWITCHBOARD PANEL, CONTROL CABLE, 0-60KV | 45271.41
TRANSFORMER - AUXILIARY AND STATION SERVICE | 15090.47
TRANSFORMER, INSTRUMENT 0-60 KV | 30180.94
TRANSFORMER, POWER 138 KV | 505530.89
0PT46484 | 157360.01
Burleson Sub Replace electrom
353 - Station equipment | 157360.01
RELAYS, 0-69KV | 45606.42
TRANSFORMER TANK AND COMPONENTS, POWER 138KV | 104787.6
TRANSFORMER, INSTRUMENT 0-60 KV | 6965.99
0PT46508 | 260818.1145
Dollarhide Sub Upgrade relayi
361 - Structures and improvements | 7885.3415
ELECTRICAL SYSTEM | 4146.6024
GROUNDING SYSTEM | 3738.7391
362 - Station equipment | 252932.773
BUSS ASSEMBLY - 0 - 60KV | 78985.38
CAPACITOR RACK & COMPONENTS 0-60KV | 29343.17
CONDUIT OR DUCT SYSTEM | 1645.0438
RESISTOR 0-60 KV | 11053.93
SUPERVISORY CONTROL EQUIPMENT | 20026.0491
SWITCHBOARD PANEL, CONTROL CABLE, 0-60KV | 100758.28
TRANSFORMER, INSTRUMENT 0-60 KV | 11120.92
0PT46585 | 155719.1239
Little River Sub Install 125
361 - Structures and improvements | 691.1289
GROUNDING SYSTEM | 691.1289
362 - Station equipment | 155027.995
BUSS ASSEMBLY - 0 - 60KV | 14577.42
CONDUIT OR DUCT SYSTEM | 4394.565
FOUNDATIONS, 0-60KV | 13386.15
LIGHTNING ARRESTOR 0-60 KV | 109.72
POWER CIRCUIT BREAKER, 1200 AMPERE, 15KV | 70630.02
Relays, 0-69 KV Relay Panel | 33355.66
STRUCTURES, 0-60KV | 10784.16
SWITCHBOARD PANEL, CONTROL CABLE, 0-60KV | 7790.3
0PT46587 | 2607921.2833
Mustang Sub Install 47 MVA 13
361 - Structures and improvements | 295264.8834
ELECTRICAL SYSTEM | 8931.5005
ENVIRONMENTAL PROTECTION EQUIPMENT | 262.6866
FENCE | 262.6866
GROUNDING SYSTEM | 17600.3079
OUTDOOR LIGHTING SYSTEM | 12346.4848
YARD IMPROVEMENTS AND SURFACING | 255861.217
362 - Station equipment | 2312656.3999
BATTERY CHARGING SET | 7355.3484
BUSS ASSEMBLY - 0 - 60KV | 271959.57
CONDUIT OR DUCT SYSTEM | 82222.3368
CONTROL CENTER AND ELECTRICAL EQUIP. | 559795.0449
FOUNDATIONS, 0-60KV | 1206.92
FUSE EQUIPMENT - 0-60 KV | 37414.55
LIGHTNING ARRESTOR 0-60 KV | 6436.91
POWER CIRCUIT BREAKER, 1200 AMPERE, 25KV | 126324.41
POWER CIRCUIT BREAKER, 2000 AMPERE, 25KV | 74426.8
STORAGE BATTERY | 27845.2609
STRUCTURES, 0-60KV | 190693.54
SUPERVISORY CONTROL EQUIPMENT | 35463.3089
SWITCH, AIRBREAK, 0-60KV | 95749.08
SWITCH, DISCONNECT, 0-60KV | 101783.68
SWITCH, MOTOR OPERATOR, 0-60KV | 24540.73
SWITCHBOARD PANEL, 2 FEEDER, 0-60KV | 325868.71
SWITCHBOARD PANEL, BUS DIFFERENTIAL, 0-60KV | 84886.78
SWITCHBOARD PANEL, CONTROL CABLE, 0-60KV | 37414.55
TRANSFORMER - AUXILIARY AND STATION SERVICE | 5229.99
TRANSFORMER, INSTRUMENT 0-60 KV | 15689.97
TRANSFORMER, POWER 138 KV | 200348.91
0PT46628 | 102615.9509
Caddo Mills Explorer Tap Rebu
353 - Station equipment | 102615.9509
BATTERY CHARGING SET | 2185.9642
BUILDING, ELECTRICAL EQUIPMENT | 41462.2672
CONDUIT OR DUCT SYSTEM | 799.7408
HARDENED NETWORK ROUTER | 5989.1858
Station Communication Equipment | 7890.798
STORAGE BATTERY | 6113.592
SUPERVISORY CONTROL EQUIPMENT | 7073.2815
TRANSFORMER - AUXILIARY AND STATION SERVICE | 31101.1213
0PT46665 | 110535.8972
Lake Texoma Pump Sub Install
362 - Station equipment | 110535.8972
Station Communication Equipment | 59253.2872
STRUCTURES, 0-60KV | 48871.13
SWITCHBOARD PANEL, CONTROL CABLE, 0-60KV | 2411.48
0PT46673 | 1204167.38
SOSF SPARE PURCHASE AND STORE
362 - Station equipment | 1204167.38
TRANSFORMER, POWER 138 KV | 1204167.38
0PT46716 | 3138296.1291
Moorehead Sub Install two 138
361 - Structures and improvements | 461915.2329
ELECTRICAL SYSTEM | 32301.7603
ENVIRONMENTAL PROTECTION EQUIPMENT | 290715.875
GROUNDING SYSTEM | 38762.1204
OUTDOOR LIGHTING SYSTEM | 19381.0643
YARD IMPROVEMENTS AND SURFACING | 80754.4129
362 - Station equipment | 2676380.8962
BATTERY CHARGING SET | 16150.8842
BUSS ASSEMBLY - 0 - 60KV | 336614.92
CONDUIT OR DUCT SYSTEM | 96905.289
CONTROL CENTER AND ELECTRICAL EQUIP. | 273595.9514
FOUNDATIONS, 0-60KV | 100063.89
FUSE EQUIPMENT - 0-60 KV | 1601.02
LIGHTNING ARRESTOR 0-60 KV | 40025.55
POWER CIRCUIT BREAKER, 1200 AMPERE, 25KV | 320204.44
POWER CIRCUIT BREAKER, 2000 AMPERE, 25KV | 18812.01
STORAGE BATTERY | 3876.2064
STRUCTURES, 0-60KV | 392250.44
SUPERVISORY CONTROL EQUIPMENT | 8398.4553
SWITCH, AIRBREAK, 0-60KV | 27217.38
SWITCH, DISCONNECT, 0-60KV | 200127.77
SWITCH, MOTOR OPERATOR, 0-60KV | 40025.55
SWITCHBOARD PANEL, 2 FEEDER, 0-60KV | 75248.05
SWITCHBOARD PANEL, BUS DIFFERENTIAL, 0-60KV | 58037.06
SWITCHBOARD PANEL, CONTROL CABLE, 0-60KV | 12808.18
TRANSFORMER - AUXILIARY AND STATION SERVICE | 6003.84
TRANSFORMER, INSTRUMENT 0-60 KV | 48030.67
TRANSFORMER, POWER 138 KV | 600383.34
0PT46806 | 1513174.07
SOSF Spare - Purchase & Store
362 - Station equipment | 1513174.07
TRANSFORMER, POWER 138 KV | 1513174.07
0PT46809 | 431746.35
ODESSA SPARE: PURCHASE A
362 - Station equipment | 431746.35
TRANSFORMER, POWER 138 KV | 431746.35
0PT46856 | 808391.1299
Cedardale Substation Acquisit
374 - Land Owned in Fee | 808391.1299
FEE LAND | 808391.1299
0PT46892 | 2021288.1837
Sandhills Sub Replace Bank 1 w
361 - Structures and improvements | 593610.0112
ELECTRICAL SYSTEM | 1854.0612
ENVIRONMENTAL PROTECTION EQUIPMENT | 59639.1112
FENCE | 40480.429
GROUNDING SYSTEM | 49441.7487
OUTDOOR LIGHTING SYSTEM | 8652.3047
YARD IMPROVEMENTS AND SURFACING | 433542.3564
362 - Station equipment | 1427678.1725
BATTERY CHARGING SET | 1545.052
BUSS ASSEMBLY - 0 - 60KV | 120680.66
CONDUIT OR DUCT SYSTEM | 88068.1165
FOUNDATIONS, 0-60KV | 17240.09
FUSE EQUIPMENT - 0-60 KV | 3232.51
LIGHTNING ARRESTOR 0-60 KV | 5387.52
POWER CIRCUIT BREAKER, 1200 AMPERE, 25KV | 76502.92
POWER CIRCUIT BREAKER, 2000 AMPERE, 25KV | 51720.28
STORAGE BATTERY | 8961.314
STRUCTURES, 0-60KV | 70576.63
SWITCH, AIRBREAK, 0-60KV | 26398.89
SWITCH, DISCONNECT, 0-60KV | 38790.21
SWITCH, MOTOR OPERATOR, 0-60KV | 2693.76
SWITCHBOARD PANEL, CONTROL CABLE, 0-60KV | 11313.81
TRANSFORMER - AUXILIARY AND STATION SERVICE | 4310.02
TRANSFORMER, INSTRUMENT 0-60 KV | 30170.16
TRANSFORMER, POWER 138 KV | 870086.23
0PT46905 | 132794.2808
Castleman Substation Purchase
374 - Land Owned in Fee | 132794.2808
FEE LAND | 132794.2808
0PT46907 | 106349.7071
Holly Spring Substation Purcha
374 - Land Owned in Fee | 106349.7071
FEE LAND | 106349.7071
0PT46908 | 116508.9752
Mallory Creek Purchase in Fee
374 - Land Owned in Fee | 116508.9752
FEE LAND | 116508.9752
0PT46924 | 679662.8691
Blackstock Sub fka Nevada Subs
374 - Land Owned in Fee | 679662.8691
FEE LAND | 679662.8691
0PT46961 | 161300.95
Scurry County South Sub Repla
353 - Station equipment | 161300.95
BUSHING, 345KV TRANSFORMER | 161300.95
0PT46969 | 840500.1814
Flint Sub Install a 467 MVA 1
361 - Structures and improvements | 172260.2188
ELECTRICAL SYSTEM | 2116.2112
ENVIRONMENTAL PROTECTION EQUIPMENT | 101070.6247
GROUNDING SYSTEM | 1692.9726
YARD IMPROVEMENTS AND SURFACING | 67380.4104
362 - Station equipment | 668239.9626
BUSS ASSEMBLY - 0 - 60KV | 11020.39
CONDUIT OR DUCT SYSTEM | 1692.9726
FOUNDATIONS, 0-60KV | 5603.58
FUSE EQUIPMENT - 0-60 KV | 5603.58
LIGHTNING ARRESTOR 0-60 KV | 186.78
POWER CIRCUIT BREAKER, 1200 AMPERE, 25KV | 9245.92
STRUCTURES, 0-60KV | 14942.9
SWITCH, AIRBREAK, 0-60KV | 5510.19
SWITCH, DISCONNECT, 0-60KV | 3735.72
SWITCH, MOTOR OPERATOR, 0-60KV | 2801.79
SWITCHBOARD PANEL, 2 FEEDER, 0-60KV | 7471.45
SWITCHBOARD PANEL, CONTROL CABLE, 0-60KV | 4669.65
TRANSFORMER - AUXILIARY AND STATION SERVICE | 466.96
TRANSFORMER, INSTRUMENT 0-60 KV | 4763.05
TRANSFORMER, POWER 138 KV | 590525.03
0PT46970 | 801370.3348
Taylor West Sub Install bank
361 - Structures and improvements | 105851.2785
ELECTRICAL SYSTEM | 25827.7144
ENVIRONMENTAL PROTECTION EQUIPMENT | 33872.4087
GROUNDING SYSTEM | 27097.9302
OUTDOOR LIGHTING SYSTEM | 2117.0209
YARD IMPROVEMENTS AND SURFACING | 16936.2043
362 - Station equipment | 695519.0563
BUSS ASSEMBLY - 0 - 60KV | 79365.98
CONDUIT OR DUCT SYSTEM | 29638.3563
FOUNDATIONS, 0-60KV | 47619.59
FUSE EQUIPMENT - 0-60 KV | 3968.29
LIGHTNING ARRESTOR 0-60 KV | 15873.19
POWER CIRCUIT BREAKER, 1200 AMPERE, 25KV | 66667.42
STRUCTURES, 0-60KV | 63492.78
SWITCH, AIRBREAK, 0-60KV | 31746.39
SWITCH, DISCONNECT, 0-60KV | 23809.79
SWITCH, MOTOR OPERATOR, 0-60KV | 7936.59
SWITCHBOARD PANEL, 2 FEEDER, 0-60KV | 66667.42
SWITCHBOARD PANEL, CONTROL CABLE, 0-60KV | 36508.35
TRANSFORMER - AUXILIARY AND STATION SERVICE | 15873.19
TRANSFORMER, INSTRUMENT 0-60 KV | 15873.19
TRANSFORMER, POWER 138 KV | 190478.53
0PT46971 | 1338190.4798
Parker Maxwell Creek Sub Inst
361 - Structures and improvements | 38114.6154
ELECTRICAL SYSTEM | 894.7077
ENVIRONMENTAL PROTECTION EQUIPMENT | 4205.1309
GROUNDING SYSTEM | 447.3538
YARD IMPROVEMENTS AND SURFACING | 32567.423
362 - Station equipment | 1300075.8645
BUSS ASSEMBLY - 0 - 60KV | 30864.35
CONDUIT OR DUCT SYSTEM | 805.2345
FUSE EQUIPMENT - 0-60 KV | 1483.86
LIGHTNING ARRESTOR 0-60 KV | 7419.31
POWER CIRCUIT BREAKER, 1200 AMPERE, 25KV | 38877.21
STRUCTURES, 0-60KV | 36799.8
SWITCH, AIRBREAK, 0-60KV | 10980.58
SWITCH, DISCONNECT, 0-60KV | 12464.45
SWITCH, MOTOR OPERATOR, 0-60KV | 7419.31
SWITCHBOARD PANEL, 2 FEEDER, 0-60KV | 13651.54
SWITCHBOARD PANEL, CONTROL CABLE, 0-60KV | 741.93
TRANSFORMER - AUXILIARY AND STATION SERVICE | 1483.86
TRANSFORMER, INSTRUMENT 0-60 KV | 1483.86
TRANSFORMER, POWER 138 KV | 1135600.57
0PT47016 | 123264.92
Lake June Pump Sub regasketin
362 - Station equipment | 123264.92
LIGHTNING ARRESTOR 0-60 KV | 2403
TRANSFORMER GASKET SET, POWER 138KV | 40636.33
TRANSFORMER, POWER 138 KV | 80225.59
0PT47035 | 108325.26
Gainesville East Sub Replace
362 - Station equipment | 108325.26
BARRIER BOARD, LOAD TAP CHANGER,POWER TRANSFORMER | 25759.74
CONTACTS, LOAD TAP CHANGER, POWER TRANSFORMER | 82565.52
0PT47071 | 153625.1204
Navigation Sub West Mitchell C
374 - Land Owned in Fee | 153625.1204
FEE LAND | 153625.1204
0PT47104 | 237968.7799
Templeton Sub (fka Reagor Spri
374 - Land Owned in Fee | 237968.7799
FEE LAND | 237968.7799
0PT47127 | 239102.9564
Donahoe Substation Purchase i
374 - Land Owned in Fee | 239102.9564
FEE LAND | 239102.9564
0PT47163 | 1292972.35
SOSF SPARE: PURCHASE AND STORE
362 - Station equipment | 1292972.35
TRANSFORMER, POWER 138 KV | 1292972.35
0PT47257 | 110271.23
Mesquite Forney Road Sub repl
362 - Station equipment | 110271.23
BARRIER BOARD, LOAD TAP CHANGER,POWER TRANSFORMER | 24921.29
CONTACTS, LOAD TAP CHANGER, POWER TRANSFORMER | 85349.94
0PT47294 | 134866.48
Alliance Sub Replace 1 failed
362 - Station equipment | 134866.48
BUSHING, 345KV TRANSFORMER | 134866.48
0PT47317 | 961311.6154
Mary Avenue Substation Purcha
374 - Land Owned in Fee | 961311.6154
FEE LAND | 961311.6154
0PT47324 | 117086.78
Sycamore Creek Sub Regasket X
362 - Station equipment | 117086.78
TRANSFORMER, POWER 345 KV | 117086.78
0PT47377 | 179243.32
2022 Mobile Trailer Corsicana
362 - Station equipment | 179243.32
PUMP, POWER TRANSFORMER, 345KV | 179243.32
0PT47378 | 213093.8825
2022 Mobile Trailer Texoma Em
361 - Structures and improvements | 213093.8825
ELECTRICAL SYSTEM | 213093.8825
0PT47383 | 178964.8
2022 Mobile Trailer Temple Fi
362 - Station equipment | 178964.8
PUMP, POWER TRANSFORMER, 345KV | 178964.8
0PT47386 | 174175.1038
2022 Mobile Trailer Sweetwate
361 - Structures and improvements | 174175.1038
ELECTRICAL SYSTEM | 174175.1038
0PT47388 | 175139.1587
2022 Equipment Support Emerge
361 - Structures and improvements | 175139.1587
ELECTRICAL SYSTEM | 175139.1587
0PT47389 | 175139.1587
2022 Equipment Support Emerge
361 - Structures and improvements | 175139.1587
ELECTRICAL SYSTEM | 175139.1587
0PT47527 | 195978.0152
Boles Substation Purchase in
374 - Land Owned in Fee | 195978.0152
FEE LAND | 195978.0152
0PT47528 | 486327.41
2022 Equipment Support Mobile
362 - Station equipment | 486327.41
PUMP, POWER TRANSFORMER, 345KV | 486327.41
0PT47786 | 2066101.524
Harris Creek Sub Establish on
361 - Structures and improvements | 833878.5465
ELECTRICAL SYSTEM | 2066.0953
ENVIRONMENTAL PROTECTION EQUIPMENT | 132230.4961
GROUNDING SYSTEM | 37189.8225
MASONRY WALL | 298345.0546
OUTDOOR LIGHTING SYSTEM | 6611.5201
YARD IMPROVEMENTS AND SURFACING | 357435.5579
362 - Station equipment | 1232222.9775
BATTERY CHARGING SET | 4338.8108
BUSS ASSEMBLY - 0 - 60KV | 48100.28
CONDUIT OR DUCT SYSTEM | 31817.9609
CONTROL CENTER AND ELECTRICAL EQUIP. | 166321.1725
FOUNDATIONS, 0-60KV | 61607.89
FUSE EQUIPMENT - 0-60 KV | 3953.44
LIGHTNING ARRESTOR 0-60 KV | 9224.71
POWER CIRCUIT BREAKER, 1200 AMPERE, 25KV | 33274.85
POWER CIRCUIT BREAKER, 2000 AMPERE, 25KV | 17461.06
STORAGE BATTERY | 3925.5893
STRUCTURES, 0-60KV | 32286.49
SUPERVISORY CONTROL EQUIPMENT | 6818.134
SWITCH, AIRBREAK, 0-60KV | 8236.34
SWITCH, DISCONNECT, 0-60KV | 19437.78
SWITCH, MOTOR OPERATOR, 0-60KV | 5271.26
SWITCHBOARD PANEL, 2 FEEDER, 0-60KV | 27344.68
SWITCHBOARD PANEL, BUS DIFFERENTIAL, 0-60KV | 20426.14
SWITCHBOARD PANEL, CONTROL CABLE, 0-60KV | 16472.69
TRANSFORMER - AUXILIARY AND STATION SERVICE | 4282.9
TRANSFORMER, INSTRUMENT 0-60 KV | 9883.61
TRANSFORMER, POWER 138 KV | 701737.19
0PT47827 | 114753.98
Duncanville Transformer 1 ReGa
362 - Station equipment | 114753.98
PUMP, POWER TRANSFORMER, 138KV | 32452.42
TRANSFORMER GASKET SET, POWER 138KV | 82301.56
0PT47831 | 146793.59
Irving Northeast Sub ReGasket
362 - Station equipment | 146793.59
PUMP, POWER TRANSFORMER, 138KV | 48089.58
TRANSFORMER GASKET SET, POWER 138KV | 98704.01
0PT47838 | 143745.9
Irving Grant Street Sub ReGas
362 - Station equipment | 143745.9
PUMP, POWER TRANSFORMER, 138KV | 40651.34
TRANSFORMER GASKET SET, POWER 138KV | 103094.56
0PT47855 | 318271.62
Fairmount Sub Replace 5 Five
362 - Station equipment | 318271.62
POWER CIRCUIT BREAKER 0-60 KV | 318271.62
0PT47898 | 137911.35
Collville Sub Regasket and Pu
362 - Station equipment | 137911.35
PUMP, POWER TRANSFORMER, 138KV | 63108.23
TRANSFORMER GASKET SET, POWER 138KV | 74803.12
0PT48304 | 121840.58
Waco Colonial Sub Upgrade Tra
362 - Station equipment | 121840.58
CONTACTS, LOAD TAP CHANGER, POWER TRANSFORMER | 121840.58
0PT48636 | 180907.39
Bryan Street Sub Replace rel
362 - Station equipment | 180907.39
SWITCHBOARD PANEL, 1 FEEDER, 0-60KV | 141433.4
SWITCHBOARD PANEL, FEEDER BYPASS-BUS TIE, 0-60KV | 39473.99
0PT48685 | 749647.4232
Bear Creek 138 kV Sub Replace
361 - Structures and improvements | 72612.5546
ELECTRICAL SYSTEM | 9076.5693
ENVIRONMENTAL PROTECTION EQUIPMENT | 45382.8466
GROUNDING SYSTEM | 9076.5693
OUTDOOR LIGHTING SYSTEM | 9076.5693
362 - Station equipment | 677034.8686
BUSS ASSEMBLY - 0 - 60KV | 83667.52
CONDUIT OR DUCT SYSTEM | 18153.1386
FUSE EQUIPMENT - 0-60 KV | 10458.44
POWER CIRCUIT BREAKER, 1200 AMPERE, 25KV | 125501.28
STRUCTURES, 0-60KV | 41833.76
SWITCH, AIRBREAK, 0-60KV | 73209.08
SWITCH, DISCONNECT, 0-60KV | 52292.2
SWITCH, MOTOR OPERATOR, 0-60KV | 20916.88
SWITCHBOARD PANEL, CONTROL CABLE, 0-60KV | 31375.32
TRANSFORMER - AUXILIARY AND STATION SERVICE | 20916.88
TRANSFORMER, INSTRUMENT 0-60 KV | 10458.44
TRANSFORMER, POWER 138 KV | 188251.93
0PT48765 | 124116.5333
White Rock Sub Install Catast
361 - Structures and improvements | 124116.5333
ENVIRONMENTAL PROTECTION EQUIPMENT | 124116.5333
0PT48766 | 165681.3791
Lawther Sub Install Catastro
361 - Structures and improvements | 165681.3791
ENVIRONMENTAL PROTECTION EQUIPMENT | 165681.3791
0PT48767 | 156787.4484
Abrams Road Sub Install Catas
361 - Structures and improvements | 156787.4484
ENVIRONMENTAL PROTECTION EQUIPMENT | 156787.4484
0PT48803 | 516114.5315
Lancaster Sub Replace Failed
361 - Structures and improvements | 5651.1826
ENVIRONMENTAL PROTECTION EQUIPMENT | 85.6218
FENCE | 85.6218
GROUNDING SYSTEM | 5394.3172
YARD IMPROVEMENTS AND SURFACING | 85.6218
362 - Station equipment | 510463.3489
BUSS ASSEMBLY - 0 - 60KV | 164775.4
CONDUIT OR DUCT SYSTEM | 5308.6889
LIGHTNING ARRESTOR 0-60 KV | 6653.63
POWER CIRCUIT BREAKER, 2000 AMPERE, 25KV | 211350.88
STRUCTURES, 0-60KV | 68623.8
SWITCH, DISCONNECT, 0-60KV | 32876.8
SWITCHBOARD PANEL, CONTROL CABLE, 0-60KV | 20743.69
TRANSFORMER, POWER 138 KV | 130.46
0PT49033 | 202928.59
EPDC Electrical power distribu
362 - Station equipment | 202928.59
CAPACITOR BANK STATION | 202928.59
0PT49150 | 284930.9936
Lake Highlands Sub Install Le
361 - Structures and improvements | 284930.9936
ENVIRONMENTAL PROTECTION EQUIPMENT | 284930.9936
0PT49153 | 251668.8034
Killeen Clear Creek Sub Repla
362 - Station equipment | 251668.8034
CONDUIT OR DUCT SYSTEM | 10015.8734
TRANSFORMER, POWER 138 KV | 241652.93
0PT49268 | 237918.4042
Roanoke West Sub Replace Fail
361 - Structures and improvements | 52502.3457
ENVIRONMENTAL PROTECTION EQUIPMENT | 52502.3457
362 - Station equipment | 185416.0585
CONDUIT OR DUCT SYSTEM | 2134.2385
LIGHTNING ARRESTOR 0-60 KV | 4667.61
TRANSFORMER, POWER 138 KV | 178614.21
0PT49504 | 258930.2033
Dealey Street Replace Failed
361 - Structures and improvements | 92625.7135
ENVIRONMENTAL PROTECTION EQUIPMENT | 92625.7135
362 - Station equipment | 166304.4898
BUSS ASSEMBLY - 0 - 60KV | 3089.36
CONDUIT OR DUCT SYSTEM | 2259.1598
LIGHTNING ARRESTOR 0-60 KV | 6178.73
TRANSFORMER, POWER 138 KV | 154777.24
13T65029 | 2453827.7695
Lawrence Sub Establish with o
361 - Structures and improvements | 1018119.8067
ELECTRICAL SYSTEM | 4420.1978
ENVIRONMENTAL PROTECTION EQUIPMENT | 171896.7169
FENCE | 56480.3509
GROUNDING SYSTEM | 319236.7691
LANDSCAPING | 245.5653
OUTDOOR LIGHTING SYSTEM | 23819.969
YARD IMPROVEMENTS AND SURFACING | 442020.2377
362 - Station equipment | 1435707.9628
BATTERY CHARGING SET | 4665.7631
BUSS ASSEMBLY - 0 - 60KV | 171191.99
CONDUIT OR DUCT SYSTEM | 255389.4141
CONTROL CENTER AND ELECTRICAL EQUIP. | 20627.6032
FUSE EQUIPMENT - 0-60 KV | 2118.71
LIGHTNING ARRESTOR 0-60 KV | 423.74
POWER CIRCUIT BREAKER, 1200 AMPERE, 25KV | 47035.42
POWER CIRCUIT BREAKER, 2000 AMPERE, 25KV | 23729.58
STORAGE BATTERY | 9822.6682
STRUCTURES, 0-60KV | 262720.39
SUPERVISORY CONTROL EQUIPMENT | 4911.3341
SWITCH, AIRBREAK, 0-60KV | 44069.22
SWITCH, DISCONNECT, 0-60KV | 23729.58
SWITCH, MOTOR OPERATOR, 0-60KV | 9746.07
SWITCHBOARD PANEL, 2 FEEDER, 0-60KV | 8474.85
SWITCHBOARD PANEL, BUS DIFFERENTIAL, 0-60KV | 8474.85
SWITCHBOARD PANEL, CONTROL CABLE, 0-60KV | 26272.03
TRANSFORMER - AUXILIARY AND STATION SERVICE | 6356.13
TRANSFORMER, INSTRUMENT 0-60 KV | 5932.39
TRANSFORMER, POWER 138 KV | 500016.23
17T62139 | 126334.2726
RINGGOLD MAGNOLIA SUBSTATION:
362 - Station equipment | 126334.2726
Station Communication Equipment | 57847.0126
STRUCTURES, 0-60KV | 66368.44
SWITCHBOARD PANEL, CONTROL CABLE, 0-60KV | 2118.82
Grand Total | 203982202.0468
Projects with Additions >$100,000 for Substation Accounts - 2022 | 203982202.0468
Projects with Additions >$100,000 for Non-Substation Accounts - 2022 | 1060192456.21
Projects with Additions >$100,000 from WP/Schedule B-1/1 - 2022 | 1264174658.2568
Projects with Additions <$100,000 from WP/Schedule B-1/1 - 2022 | 256141612.09
2022 DCRF Additions | 1520316270.3468
Six months ending June 30, 2023 Additions | 851407659.9801
Six months ending December 31, 2023 Additions | 973409338.6517
Six months ending June 30, 2024 Additions | 992033529.7716
Total DCRF Additions for January 1, 2022 through June 30, 2024, Sch B-1, Col 2, Line 24 | 4337166798.7503
Note: This listing reflects only substation projects greater than $100,000 includable in DCRF for 2022.