## Substation 6 ME 12312023
Oncor Electric Delivery Company LLC
Distribution Cost Recovery Factor
Substation Projects with Additions > $100,000 (Plant Accounts 353, 360, 361 & 362) for Six Months Ending December 31, 2023
Update Period 01/01/2022 - 06/30/2024
Sponsors: W Alan Ledbetter & Coler D. Snelleman
Project/Project Description/Property Unit Description | DCRF Addition Amount
0PT37930 | 409376.1682
Mockingbird Install Distributi
361 - Structures and Improvements | 22746.2718
ELECTRICAL SYSTEM | 22746.2718
362 - Station Equipment | 386629.8964
Relays, 0-69 KV Relay Panel | 27360.38
Station Communication Equipment | 40443.9159
SUPERVISORY CONTROL EQUIPMENT | 18795.1705
SWITCHBOARD PANEL, 2 FEEDER, 0-60KV | 300030.43
0PT38007 | 313129.0263
Teaselville Sub Install Distri
361 - Structures and Improvements | 7040.6282
GROUNDING SYSTEM | 7040.6282
362 - Station Equipment | 306088.398
BUSS ASSEMBLY - 0 - 60KV | 16648.76
POWER CIRCUIT BREAKER, 1200 AMPERE, 25KV | 101493.47
Relays, 0-69 KV Relay Panel | 4194.2
Station Communication Equipment | 90253.5682
STRUCTURES | 28302.89
SUPERVISORY CONTROL EQUIPMENT | 30681.3499
SWITCHBOARD PANEL, CONTROL CABLE, 0-60KV | 34514.16
0PT39309 | 978605.9642
Sycamore Creek Sub Install t
361 - Structures and Improvements | 153493.6886
ELECTRICAL SYSTEM | 1780.4436
ENVIRONMENTAL PROTECTION EQUIPMENT | 41981.1844
GROUNDING SYSTEM | 10026.7477
MASONRY WALL | 8527.4197
OUTDOOR LIGHTING SYSTEM | 6746.9686
YARD IMPROVEMENTS AND SURFACING | 84430.9247
362 - Station Equipment | 825112.2756
BATTERY CHARGING SET | 12556.8702
BUSHING, 345KV TRANSFORMER | 38122.73
BUSS ASSEMBLY - 0 - 60KV | 120889.24
CONDUIT OR DUCT SYSTEM | 27924.9861
CONTROL CENTER AND ELECTRICAL EQUIP. | 143467.2324
FUSE EQUIPMENT - 0-60 KV | 4514.52
LIGHTNING ARRESTOR 0-60 KV | 5893.97
POWER CIRCUIT BREAKER, 1200 AMPERE, 25KV | 14546.84
POWER CIRCUIT BREAKER, 2000 AMPERE, 25KV | 31225.54
RELAY SWITCHBOARD 0-60 KV | 16804.1
STORAGE BATTERY | 843.3617
STRUCTURES, 0-60KV | 107471.03
SUPERVISORY CONTROL EQUIPMENT | 6278.4351
SWITCH, AIRBREAK, 0-60KV | 5266.96
SWITCH, DISCONNECT, 0-60KV | 94805.25
SWITCH, MOTOR OPERATOR, 0-60KV | 3135.09
SWITCHBOARD PANEL, 2 FEEDER, 0-60KV | 30347.71
SWITCHBOARD PANEL, BUS DIFFERENTIAL, 0-60KV | 16804.1
SWITCHBOARD PANEL, CONTROL CABLE, 0-60KV | 16804.1
TRANSFORMER - AUXILIARY AND STATION SERVICE | 376.2
TRANSFORMER, INSTRUMENT 0-60 KV | 3511.3
TRANSFORMER, POWER 345 KV | 123522.71
0PT40049 | 129041.5422
Waxahachie NorthWest Sub Inst
362 - Station Equipment | 129041.5422
RELAY SWITCHBOARD 0-60 KV | 19545.94
Station Communication Equipment | 24043.8021
SUPERVISORY CONTROL EQUIPMENT | 14140.4601
SWITCHBOARD PANEL, 2 FEEDER, 0-60KV | 71311.34
0PT40821 | 124807.9192
Midlothian TXI Sub Replace Re
361 - Structures and Improvements | 560.977
GROUNDING SYSTEM | 560.977
362 - Station Equipment | 124246.9423
CONDUIT OR DUCT SYSTEM | 15284.4023
Metering, 0-69 KV | 59937.97
SWITCHBOARD PANEL, CONTROL CABLE, 0-60KV | 47563.32
SWITCHBOARD PANEL, STATION METERING, 0-60KV | 1461.25
0PT40970 | 119798.2268
Rolater Road Sub Install Dist
362 - Station Equipment | 119798.2268
Station Communication Equipment | 91597.7265
SUPERVISORY CONTROL EQUIPMENT | 28200.5003
0PT41016 | 119252.3343
Duval Sub Remove 69 kV Station
353 - Station Equipment | 119252.3343
BATTERY CHARGING SET | 798.9669
BUSS ASSEMBLY - 0 - 60KV | 4666.42
CONDUIT OR DUCT SYSTEM | 5263.8576
CONTROL CENTER AND ELECTRICAL EQUIP. | 11969.0271
FOUNDATIONS, 0-60KV | 1300.46
FUSE EQUIPMENT 0-60 KV | 1325.95
HARDENED NETWORK ROUTER | 2741.582
LIGHTNING ARRESTOR 0-60 KV | 1300.46
MOTOR OPERATORS, 0-60KV | 2575.44
POWER CIRCUIT BREAKER, 1200 AMPERE, 15KV | 12877.29
POWER CIRCUIT BREAKER, 2000 AMPERE, 15KV | 2600.94
RELAY SWITCHBOARD 0-60 KV | 841.46
Station Communication Equipment | 845.9602
STORAGE BATTERY | 516.9699
STRUCTURES, 0-60KV | 11729.8
SUPERVISORY CONTROL EQUIPMENT | 3148.911
SWITCH, AIRBREAK, 0-60KV | 1172.94
SWITCH, DISCONNECT, 0-60KV | 7496.87
SWITCHBOARD PANEL, 2 FEEDER, 0-60KV | 8440.36
SWITCHBOARD PANEL, BUS DIFFERENTIAL, 0-60KV | 6068.89
SWITCHBOARD PANEL, CONTROL CABLE, 0-60KV | 560.96
TRANSFORMER - AUXILIARY AND STATION SERVICE | 1582.2795
TRANSFORMER, INSTRUMENT 0-60 KV | 1300.46
TRANSFORMER, POWER 138 KV | 28126.08
0PT41229 | 3436889.0547
Bell Mountain formerly Hudson
361 - Structures and Improvements | 995614.758
ELECTRICAL SYSTEM | 6192.4859
FENCE | 138986.9781
GROUNDING SYSTEM | 110776.7504
OUTDOOR LIGHTING SYSTEM | 10320.8115
YARD IMPROVEMENTS AND SURFACING | 729337.732
362 - Station Equipment | 2441274.2967
BATTERY CHARGING SET | 6536.5143
BUSS ASSEMBLY - 0 - 60KV | 109620.36
CONDUIT OR DUCT SYSTEM | 72245.7061
CONTROL CENTER AND ELECTRICAL EQUIP. | 290014.9149
FOUNDATIONS, 0-60KV | 282457.38
FUSE EQUIPMENT - 0-60 KV | 14122.86
LIGHTNING ARRESTOR 0-60 KV | 6725.17
POWER CIRCUIT BREAKER, 1200 AMPERE, 25KV | 98860.08
POWER CIRCUIT BREAKER, 2000 AMPERE, 25KV | 57836.51
STORAGE BATTERY | 8944.703
STRUCTURES, 0-60KV | 107602.81
SUPERVISORY CONTROL EQUIPMENT | 11008.8683
SWITCH, AIRBREAK, 0-60KV | 20175.52
SWITCH, DISCONNECT, 0-60KV | 62544.13
SWITCH, MOTOR OPERATOR, 0-60KV | 62544.13
SWITCHBOARD PANEL, 2 FEEDER, 0-60KV | 71286.86
SWITCHBOARD PANEL, BUS DIFFERENTIAL, 0-60KV | 42368.6
SWITCHBOARD PANEL, CONTROL CABLE, 0-60KV | 10087.76
TRANSFORMER - AUXILIARY AND STATION SERVICE | 13450.35
TRANSFORMER, INSTRUMENT 0-60 KV | 16812.93
TRANSFORMER, POWER 138 KV | 1076028.14
0PT41706 | 296257.3205
Red Sand POD Establish 138kV
353 - Station Equipment | 296257.3205
BATTERY CHARGING SET | 1899.0811
BUILDING, ELECTRICAL EQUIPMENT | 113945.1893
CONDUIT OR DUCT SYSTEM | 11394.5089
HARDENED NETWORK ROUTER | 11394.5089
Station Communication Equipment | 11394.5089
STORAGE BATTERY | 11394.5089
SUPERVISORY CONTROL EQUIPMENT | 11394.5089
TELEMETERING EQUIPMENT 0-60 KV | 30677.52
TRANSFORMER - AUXILIARY AND STATION SERVICE | 56972.5556
TRANSFORMER, INSTRUMENT 0-60 KV | 30677.52
METERING, 0-60KV | 5112.91
0PT42161 | 156910.081
Belton Southwest Sub Replace
361 - Structures and Improvements | 3901.4713
ELECTRICAL SYSTEM | 2255.1092
YARD IMPROVEMENTS AND SURFACING | 1646.3621
362 - Station Equipment | 153008.6097
BUSS ASSEMBLY - 0 - 60KV | 8696.37
CONDUIT OR DUCT SYSTEM | 10846.6697
LIGHTNING ARRESTOR 0-60 KV | 1617.16
POWER CIRCUIT BREAKER, 1200 AMPERE, 15KV | 4422.44
STRUCTURES, 0-60KV | 3481.85
SWITCHBOARD PANEL, 2 FEEDER, 0-60KV | 5907.59
SWITCHBOARD PANEL, FEEDER BYPASS-BUS TIE, 0-60KV | 5429.04
TRANSFORMER, POWER 138 KV | 112607.49
0PT42179 | 6124589.4272
Campion formerly Bluebonnet La
361 - Structures and Improvements | 1802267.2138
ELECTRICAL SYSTEM | 70496.829
GROUNDING SYSTEM | 110342.8666
MASONRY WALL | 638149.6228
OUTDOOR LIGHTING SYSTEM | 74787.9414
YARD IMPROVEMENTS AND SURFACING | 908489.954
362 - Station Equipment | 4322322.2134
BATTERY CHARGING SET | 70496.829
BUSS ASSEMBLY - 0 - 60KV | 326757.81
CONDUIT OR DUCT SYSTEM | 83370.1606
CONTROL CENTER AND ELECTRICAL EQUIP. | 747879.4842
CONTROL CENTER FOUNDATION | 85209.2142
FOUNDATIONS, 0-60KV | 150376.41
FUSE EQUIPMENT - 0-60 KV | 135677.97
LIGHTNING ARRESTOR 0-60 KV | 134547.32
POWER CIRCUIT BREAKER, 1200 AMPERE, 15KV | 208039.56
POWER CIRCUIT BREAKER, 2000 AMPERE, 15KV | 131155.37
STORAGE BATTERY | 92565.4013
STRUCTURES, 0-60KV | 194471.76
SUPERVISORY CONTROL EQUIPMENT | 102986.6741
SWITCH, AIRBREAK, 0-60KV | 184295.91
SWITCH, DISCONNECT, 0-60KV | 132286.02
SWITCH, MOTOR OPERATOR, 0-60KV | 131155.37
SWITCHBOARD PANEL, 2 FEEDER, 0-60KV | 168466.81
SWITCHBOARD PANEL, BUS DIFFERENTIAL, 0-60KV | 136808.62
SWITCHBOARD PANEL, CONTROL CABLE, 0-60KV | 160552.26
TRANSFORMER - AUXILIARY AND STATION SERVICE | 136808.62
TRANSFORMER, INSTRUMENT 0-60 KV | 130024.72
TRANSFORMER, POWER 138 KV | 678389.92
0PT42594 | 492140.717
Ingle Sub Establish a new 138
361 - Structures and Improvements | 446415.621
ELECTRICAL SYSTEM | 666510.5956
ENVIRONMENTAL PROTECTION EQUIPMENT | -250347.2049
FENCE | 79690.0072
GROUNDING SYSTEM | 23654.1903
OUTDOOR LIGHTING SYSTEM | 9680.2556
YARD IMPROVEMENTS AND SURFACING | -82772.2229
362 - Station Equipment | 45725.096
BATTERY CHARGING SET | 1376.7991
BUSS ASSEMBLY - 0 - 60KV | 19702.65
CONDUIT OR DUCT SYSTEM | 82246.5955
CONTROL CENTER AND ELECTRICAL EQUIP. | 9039.8924
FOUNDATIONS, 0-60KV | 2394.19
FUSE EQUIPMENT - 0-60 KV | -3403.08
HARDENED NETWORK ROUTER | 9410.5697
LIGHTNING ARRESTOR 0-60 KV | 6932.29
POWER CIRCUIT BREAKER, 1200 AMPERE, 25KV | -55422.43
POWER CIRCUIT BREAKER, 2000 AMPERE, 25KV | 24101.03
Station Communication Equipment | 26941.8556
STORAGE BATTERY | -5347.6209
STRUCTURES | 84594.15
STRUCTURES, 0-60KV | -63563.45
SUPERVISORY CONTROL EQUIPMENT | -5241.2554
SWITCH, AIRBREAK, 0-60KV | 13372.75
SWITCH, DISCONNECT, 0-60KV | -18818.85
SWITCH, MOTOR OPERATOR, 0-60KV | 873.08
SWITCHBOARD PANEL, 2 FEEDER, 0-60KV | -56189.78
SWITCHBOARD PANEL, BUS DIFFERENTIAL, 0-60KV | -7810.23
SWITCHBOARD PANEL, CONTROL CABLE, 0-60KV | 38694.15
SWITCHBOARD PANEL, STATION METERING, 0-60KV | -29622.79
TRANSFORMER - AUXILIARY AND STATION SERVICE | 8952.03
TRANSFORMER, INSTRUMENT 0-60 KV | -5535.36
TRANSFORMER, POWER 138 KV | -31952.09
0PT42928 | 410033.7075
Antler Hollow Sub Establish w
361 - Structures and Improvements | -459926.0699
ELECTRICAL SYSTEM | -1887.6514
ENVIRONMENTAL PROTECTION EQUIPMENT | -371679.896
FENCE | -87028.8213
GROUNDING SYSTEM | 2652.4768
OUTDOOR LIGHTING SYSTEM | -17136.8149
YARD IMPROVEMENTS AND SURFACING | 15154.637
362 - Station Equipment | 869959.7774
BATTERY CHARGING SET | -3793.7989
BUSS ASSEMBLY - 0 - 60KV | 9889.71
CONDUIT OR DUCT SYSTEM | 6876.8533
CONTROL CENTER AND ELECTRICAL EQUIP. | 8665.0772
FOUNDATIONS, 0-60KV | -44758.38
FUSE EQUIPMENT - 0-60 KV | -3905.31
LIGHTNING ARRESTOR 0-60 KV | -7833.49
POWER CIRCUIT BREAKER, 1200 AMPERE, 15KV | 27838.52
POWER CIRCUIT BREAKER, 2000 AMPERE, 15KV | 3691.33
STORAGE BATTERY | 55.4721
STRUCTURES, 0-60KV | -6571.12
SUPERVISORY CONTROL EQUIPMENT | 894.2737
SWITCH, AIRBREAK, 0-60KV | 1006.1
SWITCH, DISCONNECT, 0-60KV | 5055.08
SWITCH, MOTOR OPERATOR, 0-60KV | -11761.67
SWITCHBOARD PANEL, 2 FEEDER, 0-60KV | 6206.58
SWITCHBOARD PANEL, BUS DIFFERENTIAL, 0-60KV | 823.17
SWITCHBOARD PANEL, CONTROL CABLE, 0-60KV | -10190.4
TRANSFORMER - AUXILIARY AND STATION SERVICE | -6262.22
TRANSFORMER, INSTRUMENT 0-60 KV | -11761.67
TRANSFORMER, POWER 138 KV | 905795.67
0PT42944 | 271441.8044
Millers Ferry Road Sub Relay
361 - Structures and Improvements | 3516.491
GROUNDING SYSTEM | 3516.491
362 - Station Equipment | 267925.3134
CONDUIT OR DUCT SYSTEM | 3074.1596
Station Communication Equipment | 80348.628
STRUCTURES, 0-60KV | 25852.79
SUPERVISORY CONTROL EQUIPMENT | 24770.2858
SWITCHBOARD PANEL, 2 FEEDER, 0-60KV | 125939.65
SWITCHBOARD PANEL, CONTROL CABLE, 0-60KV | 7939.8
0PT43226 | 539473.3226
Tower One Sub Establish new 13
361 - Structures and Improvements | -925179.0911
ELECTRICAL SYSTEM | 271.2362
ENVIRONMENTAL PROTECTION EQUIPMENT | 154.9946
FENCE | -128074.6199
GROUNDING SYSTEM | 4239.4882
OUTDOOR LIGHTING SYSTEM | 4089.9321
YARD IMPROVEMENTS AND SURFACING | -805860.1222
362 - Station Equipment | 1464652.4137
BATTERY CHARGING SET | 251.8684
BUSS ASSEMBLY - 0 - 60KV | 8420.7
CONDUIT OR DUCT SYSTEM | 2337.325
CONTROL CENTER AND ELECTRICAL EQUIP. | 173614.054
FOUNDATIONS, 0-60KV | 267.61
FUSE EQUIPMENT - 0-60 KV | 635.56
LIGHTNING ARRESTOR 0-60 KV | -6292.22
POWER CIRCUIT BREAKER, 1200 AMPERE, 15KV | 16261.05
POWER CIRCUIT BREAKER, 2000 AMPERE, 15KV | 6273.8
Station Communication Equipment | -18299.1502
STORAGE BATTERY | 1199.4604
STRUCTURES, 0-60KV | -6967.64
SUPERVISORY CONTROL EQUIPMENT | 1995.5561
SWITCH, AIRBREAK, 0-60KV | 2140.87
SWITCH, DISCONNECT, 0-60KV | 4707.6
SWITCH, MOTOR OPERATOR, 0-60KV | 1766.9
SWITCH, VAC INTERRUPTER, 0-60KV | 33.44
SWITCHBOARD PANEL, 2 FEEDER, 0-60KV | 2475.37
SWITCHBOARD PANEL, BUS DIFFERENTIAL, 0-60KV | 1438.4
SWITCHBOARD PANEL, CONTROL CABLE, 0-60KV | 903.17
SWITCHBOARD PANEL, STATION METERING, 0-60KV | 3478.93
TRANSFORMER - AUXILIARY AND STATION SERVICE | 5753.6
TRANSFORMER, INSTRUMENT 0-60 KV | 1566.2
TRANSFORMER, POWER 138 KV | 1260689.96
0PT43743 | 185922.9402
Blackstone Sub Relay Upgrade
361 - Structures and Improvements | 17989.4863
ELECTRICAL SYSTEM | 17989.4863
362 - Station Equipment | 167933.4538
HARDENED NETWORK ROUTER | 18349.6331
Station Communication Equipment | 23679.8565
SUPERVISORY CONTROL EQUIPMENT | 23103.6141
SWITCHBOARD PANEL, 1 FEEDER, 0-60KV | 91286.87
SWITCHBOARD PANEL, CONTROL CABLE, 0-60KV | 11513.48
0PT43751 | 250451.4793
Elizabeth Creek Sub Relay Upg
361 - Structures and Improvements | 3279.8409
GROUNDING SYSTEM | 3279.8409
362 - Station Equipment | 247171.6385
CONDUIT OR DUCT SYSTEM | 5679.1865
Station Communication Equipment | 66983.6719
STRUCTURES, 0-60KV | 22878.93
SUPERVISORY CONTROL EQUIPMENT | 13163.4
SWITCHBOARD PANEL, 2 FEEDER, 0-60KV | 105422.11
SWITCHBOARD PANEL, CONTROL CABLE, 0-60KV | 33044.34
0PT43783 | 363065.4368
Rosen Heights Sub Relay Upgra
362 - Station Equipment | 363065.4368
CONDUIT OR DUCT SYSTEM | 12726.1605
Station Communication Equipment | 31086.8034
SUPERVISORY CONTROL EQUIPMENT | 20012.1229
SWITCHBOARD PANEL, 1 FEEDER, 0-60KV | 244043.57
SWITCHBOARD PANEL, CONTROL CABLE, 0-60KV | 55196.78
0PT43790 | 427369.9605
Beaumont Street Sub Relay Upg
361 - Structures and Improvements | 19051.942
ELECTRICAL SYSTEM | 4021.6961
GROUNDING SYSTEM | 15030.2459
362 - Station Equipment | 408318.0185
CONDUIT OR DUCT SYSTEM | 25288.9938
HARDENED NETWORK ROUTER | 13666.9567
RELAY SWITCHBOARD 0-60 KV | 73072.03
Relays, 0-69 KV Relay Panel | 6907.06
Station Communication Equipment | 48430.8106
SUPERVISORY CONTROL EQUIPMENT | 16734.3574
SWITCHBOARD PANEL, 2 FEEDER, 0-60KV | 160482.24
SWITCHBOARD PANEL, CONTROL CABLE, 0-60KV | 63735.57
0PT43791 | 128305.6925
Dialville Sub Relay Upgrade o
353 - Station Equipment | 128305.6925
CONDUIT OR DUCT SYSTEM | 1394.7828
Station Communication Equipment | 8918.167
SUPERVISORY CONTROL EQUIPMENT | 3780.9027
SWITCHBOARD PANEL, 2 FEEDER, 0-60KV | 86127.86
SWITCHBOARD PANEL, CONTROL CABLE, 0-60KV | 28083.98
0PT43794 | 556105.9696
Temple Sub Relay Upgrade on
353 - Station Equipment | 556105.9696
CONDUIT OR DUCT SYSTEM | 3670.6126
RELAY SWITCHBOARD 0-60 KV | 280755.52
Station Communication Equipment | 2134.8369
SWITCHBOARD PANEL, CONTROL CABLE, 0-60KV | 246508.02
RELAYS, 0-60KV | 23036.98
0PT44089 | 102671.7891
Beacon Hill Sub Establish sta
361 - Structures and Improvements | 22531.3892
ELECTRICAL SYSTEM | 20.5302
GROUNDING SYSTEM | 400.4933
OUTDOOR LIGHTING SYSTEM | 10.258
YARD IMPROVEMENTS AND SURFACING | 22100.1077
362 - Station Equipment | 80140.3999
BATTERY CHARGING SET | 10.258
BUSS ASSEMBLY - 0 - 60KV | 2286.9
CONDUIT OR DUCT SYSTEM | 636.703
CONTROL CENTER AND ELECTRICAL EQUIP. | 12015.384
FENCES, PROTECTIVE | 10.258
FUSE EQUIPMENT - 0-60 KV | 174.78
LIGHTNING ARRESTOR 0-60 KV | 14.55
POWER CIRCUIT BREAKER, 1200 AMPERE, 15KV | 1879.05
POWER CIRCUIT BREAKER, 2000 AMPERE, 15KV | 1121.6
STORAGE BATTERY | 431.3167
STRUCTURES, 0-60KV | 2694.76
SUPERVISORY CONTROL EQUIPMENT | 657.2402
SWITCH, AIRBREAK, 0-60KV | 772
SWITCH, DISCONNECT, 0-60KV | 1179.86
SWITCH, MOTOR OPERATOR, 0-60KV | 43.69
SWITCHBOARD PANEL, 2 FEEDER, 0-60KV | 1937.32
SWITCHBOARD PANEL, BUS DIFFERENTIAL, 0-60KV | 1558.58
SWITCHBOARD PANEL, CONTROL CABLE, 0-60KV | 262.17
TRANSFORMER - AUXILIARY AND STATION SERVICE | 14.55
TRANSFORMER, INSTRUMENT 0-60 KV | 14.55
TRANSFORMER, POWER 138 KV | 52424.88
0PT44230 | 162749.9311
Kimball Road Sub Install bank
361 - Structures and Improvements | 2835.6441
ELECTRICAL SYSTEM | 15.0675
ENVIRONMENTAL PROTECTION EQUIPMENT | 15.0675
GROUNDING SYSTEM | 422.3265
OUTDOOR LIGHTING SYSTEM | 15.0675
YARD IMPROVEMENTS AND SURFACING | 2368.1151
362 - Station Equipment | 159914.2871
BATTERY CHARGING SET | 45.2259
BUSS ASSEMBLY - 0 - 60KV | 11326
CONDUIT OR DUCT SYSTEM | 3046.8852
CONTROL CENTER AND ELECTRICAL EQUIP. | 19925.4771
FOUNDATIONS, 0-60KV | 19.34
FUSE EQUIPMENT - 0-60 KV | 193.59
LIGHTNING ARRESTOR 0-60 KV | 19.34
MANHOLE 0-60 KV | 755.05
POWER CIRCUIT BREAKER, 1200 AMPERE, 25KV | 3484.9
POWER CIRCUIT BREAKER, 2000 AMPERE, 25KV | 1994.12
STORAGE BATTERY | 784.3362
STRUCTURES, 0-60KV | 4685.26
SUPERVISORY CONTROL EQUIPMENT | 1070.9227
SWITCH, AIRBREAK, 0-60KV | 1122.89
SWITCH, DISCONNECT, 0-60KV | 2613.67
SWITCH, MOTOR OPERATOR, 0-60KV | 19.34
SWITCHBOARD PANEL, 2 FEEDER, 0-60KV | 2729.84
SWITCHBOARD PANEL, BUS DIFFERENTIAL, 0-60KV | 2284.54
SWITCHBOARD PANEL, CONTROL CABLE, 0-60KV | 387.2
SWITCHBOARD PANEL, FEEDER BYPASS-BUS TIE, 0-60KV | 1568.19
SWITCHBOARD PANEL, STATION METERING, 0-60KV | 1026.09
TRANSFORMER - AUXILIARY AND STATION SERVICE | 19.34
TRANSFORMER, INSTRUMENT 0-60 KV | 1200.35
TRANSFORMER, POWER 138 KV | 99592.39
0PT44231 | 4386525.1826
Double Creek Sub formerly Loui
361 - Structures and Improvements | 1253212.6797
ELECTRICAL SYSTEM | 10973.8414
ENVIRONMENTAL PROTECTION EQUIPMENT | 419200.7414
GROUNDING SYSTEM | 109738.4137
LANDSCAPING | 83401.1921
LAWN SPRINKLER SYSTEM | 21947.6827
MASONRY WALL | 175581.4619
OUTDOOR LIGHTING SYSTEM | 13168.605
YARD IMPROVEMENTS AND SURFACING | 419200.7414
362 - Station Equipment | 3133312.5029
BATTERY CHARGING SET | 4389.5331
BUSS ASSEMBLY - 0 - 60KV | 166914.35
CONDUIT OR DUCT SYSTEM | 109738.4137
CONTROL CENTER AND ELECTRICAL EQUIP. | 614535.1687
FOUNDATIONS, 0-60KV | 45522.09
FUSE EQUIPMENT - 0-60 KV | 15174.03
LIGHTNING ARRESTOR 0-60 KV | 56902.62
POWER CIRCUIT BREAKER, 1200 AMPERE, 25KV | 151740.32
POWER CIRCUIT BREAKER, 2000 AMPERE, 25KV | 37935.08
STORAGE BATTERY | 8779.0719
STRUCTURES, 0-60KV | 227610.48
SUPERVISORY CONTROL EQUIPMENT | 43895.3655
SWITCH, AIRBREAK, 0-60KV | 113805.24
SWITCH, DISCONNECT, 0-60KV | 56902.62
SWITCH, MOTOR OPERATOR, 0-60KV | 37935.08
SWITCHBOARD PANEL, 2 FEEDER, 0-60KV | 113805.24
SWITCHBOARD PANEL, BUS DIFFERENTIAL, 0-60KV | 113805.24
SWITCHBOARD PANEL, CONTROL CABLE, 0-60KV | 113805.24
TRANSFORMER - AUXILIARY AND STATION SERVICE | 75870.16
TRANSFORMER, INSTRUMENT 0-60 KV | 37935.08
TRANSFORMER, POWER 138 KV | 986312.08
0PT44245 | 1138266.6954
Horseman Sub formerly Saginaw
361 - Structures and Improvements | 312670.028
ELECTRICAL SYSTEM | 2847.6327
ENVIRONMENTAL PROTECTION EQUIPMENT | 56952.6484
FENCE | 21072.4747
GROUNDING SYSTEM | 79505.8955
MASONRY WALL | 35538.4473
OUTDOOR LIGHTING SYSTEM | 2847.6327
YARD IMPROVEMENTS AND SURFACING | 113905.2968
362 - Station Equipment | 825596.6674
BATTERY CHARGING SET | 2847.6327
BUSS ASSEMBLY - 0 - 60KV | 67795.91
CONDUIT OR DUCT SYSTEM | 86340.2169
CONTROL CENTER AND ELECTRICAL EQUIP. | 125295.8325
FOUNDATIONS, 0-60KV | 11299.31
FUSE EQUIPMENT - 0-60 KV | 5649.66
LIGHTNING ARRESTOR 0-60 KV | 5649.66
POWER CIRCUIT BREAKER, 1200 AMPERE, 25KV | 45197.26
POWER CIRCUIT BREAKER, 2000 AMPERE, 25KV | 5649.66
STORAGE BATTERY | 2847.6327
STRUCTURES, 0-60KV | 45197.26
SUPERVISORY CONTROL EQUIPMENT | 2847.6327
SWITCH, AIRBREAK, 0-60KV | 7231.56
SWITCH, DISCONNECT, 0-60KV | 12429.24
SWITCH, MOTOR OPERATOR, 0-60KV | 5649.66
SWITCHBOARD PANEL, 2 FEEDER, 0-60KV | 23502.57
SWITCHBOARD PANEL, BUS DIFFERENTIAL, 0-60KV | 5423.66
SWITCHBOARD PANEL, CONTROL CABLE, 0-60KV | 11299.31
TRANSFORMER - AUXILIARY AND STATION SERVICE | 5649.66
TRANSFORMER, INSTRUMENT 0-60 KV | 8813.46
TRANSFORMER, POWER 138 KV | 338979.88
0PT44246 | 107671.8283
Temple Northwest Sub Replace
361 - Structures and Improvements | 19361.1826
ELECTRICAL SYSTEM | 1138.8811
ENVIRONMENTAL PROTECTION EQUIPMENT | 1138.8811
FENCE | 5694.4735
GROUNDING SYSTEM | 5694.4735
YARD IMPROVEMENTS AND SURFACING | 5694.4735
362 - Station Equipment | 88310.6457
BATTERY CHARGING SET | 113.8615
BUSS ASSEMBLY - 0 - 60KV | 8350.05
CONDUIT OR DUCT SYSTEM | 17084.1639
CONTROL CENTER AND ELECTRICAL EQUIP. | 3416.6773
FOUNDATIONS, 0-60KV | 21877.18
FUSE EQUIPMENT - 0-60 KV | 1669.99
LIGHTNING ARRESTOR 0-60 KV | 1669.99
POWER CIRCUIT BREAKER, 2000 AMPERE, 15KV | 1669.99
STORAGE BATTERY | 113.8615
STRUCTURES, 0-60KV | 8350.05
SUPERVISORY CONTROL EQUIPMENT | 113.8615
SWITCH, DISCONNECT, 0-60KV | 1669.99
SWITCH, MOTOR OPERATOR, 0-60KV | 1669.99
SWITCHBOARD PANEL, 2 FEEDER, 0-60KV | 166.96
SWITCHBOARD PANEL, BUS DIFFERENTIAL, 0-60KV | 166.96
SWITCHBOARD PANEL, CONTROL CABLE, 0-60KV | 166.96
TRANSFORMER - AUXILIARY AND STATION SERVICE | 1669.99
TRANSFORMER, INSTRUMENT 0-60 KV | 1669.99
TRANSFORMER, POWER 138 KV | 16700.13
0PT44257 | 123639.8905
Cleburne West Sub Install ban
361 - Structures and Improvements | 16466.1244
ELECTRICAL SYSTEM | 1008.1242
ENVIRONMENTAL PROTECTION EQUIPMENT | 15.2676
GROUNDING SYSTEM | 1344.1699
YARD IMPROVEMENTS AND SURFACING | 14098.5627
362 - Station Equipment | 107173.7661
BUSS ASSEMBLY - 0 - 60KV | 22835.85
CONDUIT OR DUCT SYSTEM | 4261.6361
FOUNDATIONS, 0-60KV | 23.22
FUSE EQUIPMENT - 0-60 KV | 3159.37
LIGHTNING ARRESTOR 0-60 KV | 487.83
POWER CIRCUIT BREAKER, 1200 AMPERE, 15KV | 10779.06
POWER CIRCUIT BREAKER, 2000 AMPERE, 15KV | 11313.37
STRUCTURES, 0-60KV | 8595.39
SWITCH, AIRBREAK, 0-60KV | 7851.99
SWITCH, DISCONNECT, 0-60KV | 4831.99
SWITCH, MOTOR OPERATOR, 0-60KV | 2183.68
SWITCHBOARD PANEL, 2 FEEDER, 0-60KV | 9315.53
SWITCHBOARD PANEL, CONTROL CABLE, 0-60KV | 2764.44
SWITCHBOARD PANEL, FEEDER BYPASS-BUS TIE, 0-60KV | 6295.53
SWITCHBOARD PANEL, STATION METERING, 0-60KV | 10546.77
TRANSFORMER - AUXILIARY AND STATION SERVICE | 441.37
TRANSFORMER, INSTRUMENT 0-60 KV | 1463.52
TRANSFORMER, POWER 138 KV | 23.22
0PT44258 | 145927.6831
Temple Southeast Sub Replace
361 - Structures and Improvements | 209.2522
ENVIRONMENTAL PROTECTION EQUIPMENT | 183.1102
GROUNDING SYSTEM | 13.071
YARD IMPROVEMENTS AND SURFACING | 13.071
362 - Station Equipment | 145718.431
BUSS ASSEMBLY - 0 - 60KV | 14.59
CONDUIT OR DUCT SYSTEM | 13.071
FOUNDATIONS, 0-60KV | 14.59
LIGHTNING ARRESTOR 0-60 KV | 14.59
POWER CIRCUIT BREAKER, 1200 AMPERE, 15KV | 2613.33
POWER CIRCUIT BREAKER, 2000 AMPERE, 15KV | 773.78
STRUCTURES, 0-60KV | 14.59
SWITCH, DISCONNECT, 0-60KV | 14.59
SWITCHBOARD PANEL, CONTROL CABLE, 0-60KV | 14.59
TRANSFORMER, POWER 138 KV | 142230.71
0PT44259 | 5132327.8036
Padera Sub Establish with two
361 - Structures and Improvements | 499082.0053
ELECTRICAL SYSTEM | 2567.2938
ENVIRONMENTAL PROTECTION EQUIPMENT | 513.4544
FENCE | 33888.2809
GROUNDING SYSTEM | 18997.9725
OUTDOOR LIGHTING SYSTEM | 31834.4488
YARD IMPROVEMENTS AND SURFACING | 411280.555
362 - Station Equipment | 4633245.7982
BATTERY CHARGING SET | 513.4544
BUSS ASSEMBLY - 0 - 60KV | 322223.63
CONDUIT OR DUCT SYSTEM | 90882.2205
CONTROL CENTER AND ELECTRICAL EQUIP. | 406145.9674
FOUNDATIONS, 0-60KV | 700.48
FUSE EQUIPMENT - 0-60 KV | 13309.23
LIGHTNING ARRESTOR 0-60 KV | 700.48
POWER CIRCUIT BREAKER, 1200 AMPERE, 15KV | 176522.51
POWER CIRCUIT BREAKER, 2000 AMPERE, 15KV | 46932.57
STORAGE BATTERY | 11296.0912
STRUCTURES, 0-60KV | 154106.95
SUPERVISORY CONTROL EQUIPMENT | 17457.5948
SWITCH, AIRBREAK, 0-60KV | 57439.86
SWITCH, DISCONNECT, 0-60KV | 136594.8
SWITCH, MOTOR OPERATOR, 0-60KV | 6304.37
SWITCHBOARD PANEL, 2 FEEDER, 0-60KV | 153406.46
SWITCHBOARD PANEL, BUS DIFFERENTIAL, 0-60KV | 44130.62
SWITCHBOARD PANEL, CONTROL CABLE, 0-60KV | 32922.84
TRANSFORMER - AUXILIARY AND STATION SERVICE | 700.48
TRANSFORMER, INSTRUMENT 0-60 KV | 700.48
TRANSFORMER, POWER 138 KV | 2960254.71
0PT44260 | 246231.4983
Rowlett Sub Upgrade line equip
361 - Structures and Improvements | 189846.934
ENVIRONMENTAL PROTECTION EQUIPMENT | 74557.246
GROUNDING SYSTEM | 62082.9013
YARD IMPROVEMENTS AND SURFACING | 53206.7868
362 - Station Equipment | 56384.5642
CONDUIT OR DUCT SYSTEM | 15886.7689
HARDENED NETWORK ROUTER | 28671.1172
Station Communication Equipment | 11826.6781
0PT44273 | 2820806.0016
Terrell Switch Establish a new
353 - Station Equipment | 2820806.0016
BUSS ASSEMBLY - 0 - 60KV | 72802.16
CONDUIT OR DUCT SYSTEM | 133285.3368
FUSE EQUIPMENT 0-60 KV | 36401.08
LIGHTNING ARRESTOR 0-60 KV | 36401.08
MOTOR OPERATORS, 0-60KV | 36401.08
POWER CIRCUIT BREAKER, 1200 AMPERE, 15KV | 364010.84
STRUCTURES, 0-60KV | 655219.51
SUPERVISORY CONTROL EQUIPMENT | 53314.1325
SWITCH, AIRBREAK, 0-60KV | 36401.08
SWITCH, DISCONNECT, 0-60KV | 36401.08
SWITCHBOARD PANEL, 2 FEEDER, 0-60KV | 145604.33
SWITCHBOARD PANEL, CONTROL CABLE, 0-60KV | 72802.16
TRANSFORMER - AUXILIARY AND STATION SERVICE | 13328.5322
TRANSFORMER, INSTRUMENT 0-60 KV | 36401.08
TRANSFORMER, POWER 138 KV | 1092032.52
0PT44317 | 246625.3884
Pecan Tree Sub Establish 13813
361 - Structures and Improvements | 62889.2434
ELECTRICAL SYSTEM | 1233.1017
ENVIRONMENTAL PROTECTION EQUIPMENT | 11098.1002
FENCE | 6165.6076
GROUNDING SYSTEM | 1233.1017
OUTDOOR LIGHTING SYSTEM | 1233.1017
YARD IMPROVEMENTS AND SURFACING | 41926.2306
362 - Station Equipment | 183736.145
BATTERY CHARGING SET | 1233.1017
BUSS ASSEMBLY - 0 - 60KV | 7458.87
CONDUIT OR DUCT SYSTEM | 2466.2298
CONTROL CENTER AND ELECTRICAL EQUIP. | 22196.2269
FOUNDATIONS, 0-60KV | 3729.42
FUSE EQUIPMENT - 0-60 KV | 1864.69
HARDENED NETWORK ROUTER | 1233.1017
LIGHTNING ARRESTOR 0-60 KV | 1864.69
POWER CIRCUIT BREAKER, 1200 AMPERE, 15KV | 7458.87
POWER CIRCUIT BREAKER, 2000 AMPERE, 15KV | 1864.69
RELAY SWITCHBOARD 0-60 KV | 1864.69
Station Communication Equipment | 1233.1017
STORAGE BATTERY | 1233.1017
STRUCTURES | 1864.69
STRUCTURES, 0-60KV | 7458.87
SUPERVISORY CONTROL EQUIPMENT | 1233.1017
SWITCH, AIRBREAK, 0-60KV | 1864.69
SWITCH, DISCONNECT, 0-60KV | 1864.69
SWITCH, MOTOR OPERATOR, 0-60KV | 1864.69
SWITCHBOARD PANEL, 2 FEEDER, 0-60KV | 3729.42
SWITCHBOARD PANEL, BUS DIFFERENTIAL, 0-60KV | 1864.69
SWITCHBOARD PANEL, CONTROL CABLE, 0-60KV | 1864.69
TRANSFORMER - AUXILIARY AND STATION SERVICE | 3729.42
TRANSFORMER, INSTRUMENT 0-60 KV | 1864.69
TRANSFORMER, POWER 138 KV | 98831.72
0PT44343 | 385516.7924
Cedar Crest Sub Convert subst
361 - Structures and Improvements | 58143.5351
ELECTRICAL SYSTEM | 1162.8689
ENVIRONMENTAL PROTECTION EQUIPMENT | 21319.2997
FENCE | 7752.4679
GROUNDING SYSTEM | 3488.6197
OUTDOOR LIGHTING SYSTEM | 1162.8689
YARD IMPROVEMENTS AND SURFACING | 23257.4101
362 - Station Equipment | 327373.2573
BATTERY CHARGING SET | 775.2481
BUSS ASSEMBLY - 0 - 60KV | 35563.45
CONDUIT OR DUCT SYSTEM | 6201.9782
CONTROL CENTER AND ELECTRICAL EQUIP. | 30755.3988
FOUNDATIONS, 0-60KV | 2963.62
FUSE EQUIPMENT - 0-60 KV | 2963.62
HARDENED NETWORK ROUTER | 1550.4962
LIGHTNING ARRESTOR 0-60 KV | 1778.17
POWER CIRCUIT BREAKER, 1200 AMPERE, 15KV | 35563.45
POWER CIRCUIT BREAKER, 2000 AMPERE, 15KV | 11854.48
REACTOR 0-60 KV | 5927.24
RELAY SWITCHBOARD 0-60 KV | 8890.86
Station Communication Equipment | 1550.4962
STORAGE BATTERY | 1550.4962
STRUCTURES | 24098.33
STRUCTURES, 0-60KV | 35563.45
SUPERVISORY CONTROL EQUIPMENT | 5426.7236
SWITCH, AIRBREAK, 0-60KV | 5927.24
SWITCH, DISCONNECT, 0-60KV | 20745.34
SWITCH, MOTOR OPERATOR, 0-60KV | 1778.17
SWITCHBOARD PANEL, CONTROL CABLE, 0-60KV | 7705.41
SWITCHBOARD PANEL, FEEDER BYPASS-BUS TIE, 0-60KV | 7112.69
SWITCHBOARD PANEL, STATION METERING, 0-60KV | 8298.13
TRANSFORMER - AUXILIARY AND STATION SERVICE | 1778.17
TRANSFORMER, INSTRUMENT 0-60 KV | 1778.17
TRANSFORMER, POWER 138 KV | 59272.43
0PT44878 | 109264.52
SL Airport Road Sub Relay Upg
362 - Station Equipment | 109264.52
Station Communication Equipment | 77599.67
SUPERVISORY CONTROL EQUIPMENT | 31664.85
0PT45122 | 317350.8499
Calmont Sub Add transformer 8
353 - Station Equipment | 317350.8499
BATTERY CHARGING SET | 701.1971
BUSS ASSEMBLY - 0 - 60KV | 22284.08
CONDUIT OR DUCT SYSTEM | 2303.9492
CONTROL CENTER AND ELECTRICAL EQUIP. | 22204.8905
FOUNDATIONS, 0-60KV | 77.61
FUSE EQUIPMENT 0-60 KV | 1708.17
LIGHTNING ARRESTOR 0-60 KV | 77.61
MOTOR OPERATORS, 0-60KV | 1009.36
POWER CIRCUIT BREAKER, 1200 AMPERE, 15KV | 14985.45
POWER CIRCUIT BREAKER, 2000 AMPERE, 15KV | 25234.58
Station Communication Equipment | 667.8041
STORAGE BATTERY | 1035.1012
STRUCTURES, 0-60KV | 17858.32
SUPERVISORY CONTROL EQUIPMENT | 2070.2197
SWITCH, AIRBREAK, 0-60KV | 6677.44
SWITCH, DISCONNECT, 0-60KV | 13898.42
SWITCHBOARD PANEL, 2 FEEDER, 0-60KV | 9239.73
SWITCHBOARD PANEL, BUS DIFFERENTIAL, 0-60KV | 7764.47
SWITCHBOARD PANEL, CONTROL CABLE, 0-60KV | 4891.59
TRANSFORMER - AUXILIARY AND STATION SERVICE | 1702.9182
TRANSFORMER, INSTRUMENT 0-60 KV | 465.84
TRANSFORMER, POWER 138 KV | 160492.1
0PT45123 | 7682858.5977
Rosemont Sub Establish statio
361 - Structures and Improvements | 1918732.9281
ELECTRICAL SYSTEM | 2305.2405
ENVIRONMENTAL PROTECTION EQUIPMENT | 353471.0251
FENCE | 111420.2139
GROUNDING SYSTEM | 22284.0428
OUTDOOR LIGHTING SYSTEM | 15368.3051
YARD IMPROVEMENTS AND SURFACING | 1413884.1006
362 - Station Equipment | 5764125.6697
BATTERY CHARGING SET | 11526.2268
BUSS ASSEMBLY - 0 - 60KV | 222062.4
CONDUIT OR DUCT SYSTEM | 33041.8507
CONTROL CENTER AND ELECTRICAL EQUIP. | 268945.3431
FOUNDATIONS, 0-60KV | 19143.31
FUSE EQUIPMENT - 0-60 KV | 3828.66
LIGHTNING ARRESTOR 0-60 KV | 47858.27
POWER CIRCUIT BREAKER, 1200 AMPERE, 15KV | 29672.13
POWER CIRCUIT BREAKER, 2000 AMPERE, 15KV | 29672.13
REACTOR 0-60 KV | 6700.15
Station Communication Equipment | 11526.2268
STORAGE BATTERY | 15368.3051
STRUCTURES | 77530.4
STRUCTURES, 0-60KV | 142617.66
SUPERVISORY CONTROL EQUIPMENT | 9989.3971
SWITCH, AIRBREAK, 0-60KV | 287149.65
SWITCH, DISCONNECT, 0-60KV | 84230.56
SWITCH, MOTOR OPERATOR, 0-60KV | 14357.48
SWITCH, VAC INTERRUPTER, 0-60KV | 67001.58
SWITCHBOARD PANEL, 2 FEEDER, 0-60KV | 134003.17
SWITCHBOARD PANEL, CONTROL CABLE, 0-60KV | 52644.1
SWITCHBOARD PANEL, FEEDER BYPASS-BUS TIE, 0-60KV | 31586.46
TRANSFORMER - AUXILIARY AND STATION SERVICE | 38286.62
TRANSFORMER, INSTRUMENT 0-60 KV | 9571.65
TRANSFORMER, POWER 138 KV | 4115811.94
0PT45131 | 123661.6028
Grand Prairie Sub Rebuild Ent
361 - Structures and Improvements | 24229.9606
ELECTRICAL SYSTEM | 988.9684
ENVIRONMENTAL PROTECTION EQUIPMENT | 4944.8949
FENCE | 741.7279
GROUNDING SYSTEM | 4944.8949
MASONRY WALL | 3708.6662
OUTDOOR LIGHTING SYSTEM | 247.2471
YARD IMPROVEMENTS AND SURFACING | 8653.5611
362 - Station Equipment | 99431.6422
BATTERY CHARGING SET | 123.607
BUSS ASSEMBLY - 0 - 60KV | 9339.15
CONDUIT OR DUCT SYSTEM | 3708.6662
CONTROL CENTER AND ELECTRICAL EQUIP. | 11126.0185
FOUNDATIONS, 0-60KV | 1681.04
FUSE EQUIPMENT - 0-60 KV | 747.12
HARDENED NETWORK ROUTER | 370.854
LIGHTNING ARRESTOR 0-60 KV | 1120.69
MOBILE SUBSTATION 138 KV | 5603.49
POWER CIRCUIT BREAKER, 1200 AMPERE, 15KV | 11206.99
POWER CIRCUIT BREAKER, 2000 AMPERE, 15KV | 1307.47
REACTOR 0-60 KV | 1494.25
RELAY SWITCHBOARD 0-60 KV | 1867.81
Station Communication Equipment | 370.854
STORAGE BATTERY | 370.854
STRUCTURES, 0-60KV | 9339.15
SUPERVISORY CONTROL EQUIPMENT | 988.9684
SWITCH, AIRBREAK, 0-60KV | 1681.04
SWITCH, DISCONNECT, 0-60KV | 5603.49
SWITCH, MOTOR OPERATOR, 0-60KV | 373.57
SWITCHBOARD PANEL, CONTROL CABLE, 0-60KV | 1681.04
SWITCHBOARD PANEL, FEEDER BYPASS-BUS TIE, 0-60KV | 560.33
SWITCHBOARD PANEL, STATION METERING, 0-60KV | 1307.47
TRANSFORMER - AUXILIARY AND STATION SERVICE | 186.76
TRANSFORMER, INSTRUMENT 0-60 KV | 1867.81
TRANSFORMER, POWER 138 KV | 25403.15
0PT45394 | 233235.3763
Midlothian South Sub Replace
361 - Structures and Improvements | 11033.4516
ELECTRICAL SYSTEM | 21.6705
ENVIRONMENTAL PROTECTION EQUIPMENT | 21.6705
FENCE | 21.6705
GROUNDING SYSTEM | 195.0983
OUTDOOR LIGHTING SYSTEM | 21.6705
YARD IMPROVEMENTS AND SURFACING | 10751.6712
362 - Station Equipment | 222201.9248
BATTERY CHARGING SET | 21.6705
BUSS ASSEMBLY - 0 - 60KV | 6515.48
CONDUIT OR DUCT SYSTEM | 2341.0841
CONTROL CENTER AND ELECTRICAL EQUIP. | 15628.9458
FOUNDATIONS, 0-60KV | 27.14
FUSE EQUIPMENT - 0-60 KV | 217.18
LIGHTNING ARRESTOR 0-60 KV | 27.14
POWER CIRCUIT BREAKER, 1200 AMPERE, 15KV | 8687.31
POWER CIRCUIT BREAKER, 2000 AMPERE, 15KV | 923.02
STORAGE BATTERY | 260.1178
STRUCTURES, 0-60KV | 5918.22
SUPERVISORY CONTROL EQUIPMENT | 476.8866
SWITCH, AIRBREAK, 0-60KV | 1547.43
SWITCH, DISCONNECT, 0-60KV | 3284.89
SWITCH, MOTOR OPERATOR, 0-60KV | 27.14
SWITCHBOARD PANEL, 2 FEEDER, 0-60KV | 3203.45
SWITCHBOARD PANEL, BUS DIFFERENTIAL, 0-60KV | 1330.25
SWITCHBOARD PANEL, CONTROL CABLE, 0-60KV | 434.37
TRANSFORMER - AUXILIARY AND STATION SERVICE | 27.14
TRANSFORMER, INSTRUMENT 0-60 KV | 27.14
TRANSFORMER, POWER 138 KV | 171275.92
0PT45597 | 479472.116
Lovebird Sub Relay Upgrade on
362 - Station Equipment | 479472.116
Relays, 0-69 KV Relay Panel | 14542.12
Station Communication Equipment | 23045.1941
SUPERVISORY CONTROL EQUIPMENT | 28231.4919
SWITCHBOARD PANEL, 1 FEEDER, 0-60KV | 333840.75
SWITCHBOARD PANEL, CONTROL CABLE, 0-60KV | 31741.43
SWITCHBOARD PANEL, FEEDER BYPASS-BUS TIE, 0-60KV | 48071.13
0PT45741 | 158985.6851
Wichita Falls Riverbend Sub U
361 - Structures and Improvements | 16632.8973
ELECTRICAL SYSTEM | 15.8979
ENVIRONMENTAL PROTECTION EQUIPMENT | 10176.9333
FENCE | 683.7579
GROUNDING SYSTEM | 127.2018
YARD IMPROVEMENTS AND SURFACING | 5629.1064
362 - Station Equipment | 142352.7878
BUSS ASSEMBLY - 0 - 60KV | 1474.21
CONDUIT OR DUCT SYSTEM | 1017.6878
FOUNDATIONS, 0-60KV | 953.9
FUSE EQUIPMENT - 0-60 KV | 173.43
LIGHTNING ARRESTOR 0-60 KV | 468.28
POWER CIRCUIT BREAKER, 1200 AMPERE, 15KV | 3121.88
POWER CIRCUIT BREAKER, 2000 AMPERE, 15KV | 277.49
STRUCTURES, 0-60KV | 1422.19
SWITCH, AIRBREAK, 0-60KV | 1005.93
SWITCH, DISCONNECT, 0-60KV | 1734.37
SWITCH, MOTOR OPERATOR, 0-60KV | 17.34
SWITCHBOARD PANEL, 2 FEEDER, 0-60KV | 3260.64
SWITCHBOARD PANEL, CONTROL CABLE, 0-60KV | 2410.79
SWITCHBOARD PANEL, FEEDER BYPASS-BUS TIE, 0-60KV | 1959.85
SWITCHBOARD PANEL, STATION METERING, 0-60KV | 1352.81
TRANSFORMER - AUXILIARY AND STATION SERVICE | 502.96
TRANSFORMER, INSTRUMENT 0-60 KV | 1057.96
TRANSFORMER, POWER 138 KV | 120141.07
0PT45742 | 137762.7786
Prairie Creek Sub Replace tra
361 - Structures and Improvements | 7041.6179
ELECTRICAL SYSTEM | 55.0997
ENVIRONMENTAL PROTECTION EQUIPMENT | 13.766
FENCE | 13.766
GROUNDING SYSTEM | 261.8134
OUTDOOR LIGHTING SYSTEM | 96.4335
YARD IMPROVEMENTS AND SURFACING | 6600.7393
362 - Station Equipment | 130721.1607
BATTERY CHARGING SET | 27.5409
BUSS ASSEMBLY - 0 - 60KV | 4164.16
CONDUIT OR DUCT SYSTEM | 1570.9341
CONTROL CENTER AND ELECTRICAL EQUIP. | 10486.7768
FOUNDATIONS, 0-60KV | 15.35
FUSE EQUIPMENT - 0-60 KV | 384.13
LIGHTNING ARRESTOR 0-60 KV | 15.35
POWER CIRCUIT BREAKER, 1200 AMPERE, 15KV | 4102.7
POWER CIRCUIT BREAKER, 2000 AMPERE, 15KV | 737.56
STORAGE BATTERY | 413.3914
STRUCTURES, 0-60KV | 4240.98
SUPERVISORY CONTROL EQUIPMENT | 564.9874
SWITCH, AIRBREAK, 0-60KV | 1198.53
SWITCH, DISCONNECT, 0-60KV | 1828.54
SWITCH, MOTOR OPERATOR, 0-60KV | 184.38
SWITCHBOARD PANEL, 2 FEEDER, 0-60KV | 2105.13
SWITCHBOARD PANEL, BUS DIFFERENTIAL, 0-60KV | 1060.24
SWITCHBOARD PANEL, CONTROL CABLE, 0-60KV | 553.16
TRANSFORMER - AUXILIARY AND STATION SERVICE | 15.35
TRANSFORMER, INSTRUMENT 0-60 KV | 92.18
TRANSFORMER, POWER 138 KV | 96959.79
0PT45774 | 278312.2155
Lomo Alto Sub Relay Upgrade o
362 - Station Equipment | 278312.2155
Station Communication Equipment | 24189.5279
SUPERVISORY CONTROL EQUIPMENT | 25699.869
SUPERVISORY CONTROL EQUIPMENT - CPU | 12250.5886
SWITCHBOARD PANEL, 1 FEEDER, 0-60KV | 168403.08
SWITCHBOARD PANEL, CONTROL CABLE, 0-60KV | 23432.27
SWITCHBOARD PANEL, FEEDER BYPASS-BUS TIE, 0-60KV | 24336.88
0PT45775 | 473765.1433
Maple Sub Relay Upgrade on Fe
362 - Station Equipment | 473765.1433
CONDUIT OR DUCT SYSTEM | 31255.6571
SUPERVISORY CONTROL EQUIPMENT | 60508.8562
SWITCHBOARD PANEL, 1 FEEDER, 0-60KV | 300343.88
SWITCHBOARD PANEL, CONTROL CABLE, 0-60KV | 41143
SWITCHBOARD PANEL, FEEDER BYPASS-BUS TIE, 0-60KV | 40513.75
0PT45776 | 315840.8115
Reagan Street Sub Relay Upgra
362 - Station Equipment | 315840.8115
CONDUIT OR DUCT SYSTEM | 2745.2452
Station Communication Equipment | 54496.2328
SUPERVISORY CONTROL EQUIPMENT | 26459.5834
SWITCHBOARD PANEL, 1 FEEDER, 0-60KV | 187885.5
SWITCHBOARD PANEL, CONTROL CABLE, 0-60KV | 18059.64
SWITCHBOARD PANEL, FEEDER BYPASS-BUS TIE, 0-60KV | 26194.61
0PT45784 | 1450010.768
Addison Sub Relay Upgrade on
361 - Structures and Improvements | 65122.9289
ELECTRICAL SYSTEM | 11773.6309
GROUNDING SYSTEM | 53349.298
362 - Station Equipment | 1384887.839
CONDUIT OR DUCT SYSTEM | 32009.5755
FOUNDATIONS, 0-60KV | 448.79
HARDENED NETWORK ROUTER | 13245.343
LIGHTNING ARRESTOR 0-60 KV | 49667.22
POWER CIRCUIT BREAKER, 1200 AMPERE, 15KV | 730946.29
RELAY SWITCHBOARD 0-60 KV | 318947.44
Relays, 0-69 KV Relay Panel | 10920.79
Station Communication Equipment | 17047.2365
SUPERVISORY CONTROL EQUIPMENT | 81802.264
SWITCHBOARD PANEL, CONTROL CABLE, 0-60KV | 129852.89
0PT45786 | 658723.2633
Blackwell Street Sub Relay Up
362 - Station Equipment | 658723.2633
CONDUIT OR DUCT SYSTEM | 25612.762
Station Communication Equipment | 26710.4517
SUPERVISORY CONTROL EQUIPMENT | 49944.8846
SUPERVISORY CONTROL EQUIPMENT - CPU | 17136.1549
SWITCHBOARD PANEL, 1 FEEDER, 0-60KV | 410491.39
SWITCHBOARD PANEL, CONTROL CABLE, 0-60KV | 72561.94
SWITCHBOARD PANEL, FEEDER BYPASS-BUS TIE, 0-60KV | 56265.68
0PT45790 | 1005731.816
Central Expressway Sub Relay
361 - Structures and Improvements | 29197.0144
ELECTRICAL SYSTEM | 29197.0144
362 - Station Equipment | 976534.8016
CONDUIT OR DUCT SYSTEM | 3659.7916
SWITCHBOARD PANEL, 1 FEEDER, 0-60KV | 765241.84
SWITCHBOARD PANEL, CONTROL CABLE, 0-60KV | 83945.44
SWITCHBOARD PANEL, FEEDER BYPASS-BUS TIE, 0-60KV | 123687.73
0PT45808 | 393731.9072
Farmers Branch Gillis Sub Rel
361 - Structures and Improvements | 67814.0919
GROUNDING SYSTEM | 67814.0919
362 - Station Equipment | 325917.8153
CONDUIT OR DUCT SYSTEM | 65500.5257
Station Communication Equipment | 126373.9536
STRUCTURES | 44540.2
SUPERVISORY CONTROL EQUIPMENT | 25449.2459
SWITCHBOARD PANEL, CONTROL CABLE, 0-60KV | 64053.89
0PT45809 | 159475.0736
Forestview Sub Relay Upgrade
361 - Structures and Improvements | 4853.5846
ELECTRICAL SYSTEM | 4853.5846
362 - Station Equipment | 154621.4889
CONDUIT OR DUCT SYSTEM | 5153.973
Station Communication Equipment | 74985.6394
SUPERVISORY CONTROL EQUIPMENT | 39998.6531
SUPERVISORY CONTROL EQUIPMENT - CPU | 25516.9234
SWITCHBOARD PANEL, CONTROL CABLE, 0-60KV | 8966.3
0PT45814 | 123023.3803
Lakemont Sub Relay Upgrade on
361 - Structures and Improvements | 4925.2467
ELECTRICAL SYSTEM | 4925.2467
362 - Station Equipment | 118098.1336
CONDUIT OR DUCT SYSTEM | 4937.5336
Station Communication Equipment | 81002.6158
SUPERVISORY CONTROL EQUIPMENT | 27095.0241
SWITCHBOARD PANEL, CONTROL CABLE, 0-60KV | 5062.96
0PT45817 | 340841.3081
Morrison Lane Sub Relay Upgra
362 - Station Equipment | 340841.3081
Relays, 0-69 KV Relay Panel | 6224.91
SUPERVISORY CONTROL EQUIPMENT | 11365.1881
SWITCHBOARD PANEL, 1 FEEDER, 0-60KV | 250228.12
SWITCHBOARD PANEL, CONTROL CABLE, 0-60KV | 38136.18
SWITCHBOARD PANEL, FEEDER BYPASS-BUS TIE, 0-60KV | 34886.91
0PT45826 | 2114425.8866
Plano West Sub Relay Upgrade
353 - Station Equipment | 2114425.8866
BUSS ASSEMBLY - 0 - 60KV | 75580.54
CONDUIT OR DUCT SYSTEM | 47270.4517
LIGHTNING ARRESTOR 0-60 KV | 1152.14
POWER CIRCUIT BREAKER, 1200 AMPERE, 15KV | 1260904.7
RELAY SWITCHBOARD 0-60 KV | 39633.69
Station Communication Equipment | 2576.5864
SUPERVISORY CONTROL EQUIPMENT | 86811.1485
SWITCHBOARD PANEL, CONTROL CABLE, 0-60KV | 600496.63
0PT45828 | 301226.5851
Preston North Sub Relay Upgra
362 - Station Equipment | 301226.5851
Relays, 0-69 KV Relay Panel | 12520.74
SUPERVISORY CONTROL EQUIPMENT | 7896.4751
SWITCHBOARD PANEL, 1 FEEDER, 0-60KV | 208981.46
SWITCHBOARD PANEL, CONTROL CABLE, 0-60KV | 43489.91
SWITCHBOARD PANEL, FEEDER BYPASS-BUS TIE, 0-60KV | 28338
0PT46212 | 472100.6285
Parkdale SVC Replace SVC 1 an
353 - Station Equipment | 472100.6285
FACTs Control System Computer | 157306.84
HEATING - VENTILATING - AIR CONDITIONING SYSTEM | 255736.3222
TRANSFORMER - AUXILIARY AND STATION SERVICE | 18665.5664
RELAYS, 0-60KV | 40391.9
0PT46254 | 110901.8788
Cedar Creek Sub Relay Upgrade
362 - Station Equipment | 110901.8788
CONDUIT OR DUCT SYSTEM | 5693.5501
Station Communication Equipment | 46880.1701
SUPERVISORY CONTROL EQUIPMENT | 23392.8786
SWITCHBOARD PANEL, CONTROL CABLE, 0-60KV | 34935.28
0PT46258 | 696541.9144
Fink Sub Relay Upgrade on Fee
361 - Structures and Improvements | 16101.1056
GROUNDING SYSTEM | 16101.1056
362 - Station Equipment | 680440.8088
CONDUIT OR DUCT SYSTEM | 9098.023
POWER CIRCUIT BREAKER, 1200 AMPERE, 15KV | 216745.9
POWER CIRCUIT BREAKER, 2000 AMPERE, 15KV | 90735.76
RELAY SWITCHBOARD 0-60 KV | 68990.34
Relays, 0-69 KV Relay Panel | 11474.78
Station Communication Equipment | 23583.0267
STRUCTURES, 0-60KV | 11828.93
SUPERVISORY CONTROL EQUIPMENT | 15442.6891
SWITCHBOARD PANEL, 2 FEEDER, 0-60KV | 133305.77
SWITCHBOARD PANEL, CONTROL CABLE, 0-60KV | 54611.45
SWITCHBOARD PANEL, FEEDER BYPASS-BUS TIE, 0-60KV | 44624.14
0PT46260 | 170128.7241
Godley Sub Relay Upgrade on F
362 - Station Equipment | 170128.7241
CONDUIT OR DUCT SYSTEM | 4224.8549
Station Communication Equipment | 33334.9766
SUPERVISORY CONTROL EQUIPMENT | 111254.7026
SWITCHBOARD PANEL, CONTROL CABLE, 0-60KV | 21314.19
0PT46264 | 144298.6598
Long Lake Sub Relay Upgrade o
362 - Station Equipment | 144298.6598
CONDUIT OR DUCT SYSTEM | 5260.6249
Station Communication Equipment | 65500.432
STRUCTURES, 0-60KV | 64684.08
SUPERVISORY CONTROL EQUIPMENT | 8853.5229
0PT46269 | 101186.2094
Mineral Wells West Sub Relay
362 - Station Equipment | 101186.2094
CONDUIT OR DUCT SYSTEM | 2062.4627
Station Communication Equipment | 31662.8656
SUPERVISORY CONTROL EQUIPMENT | 21551.0011
SWITCHBOARD PANEL, 1 FEEDER, 0-60KV | 37264.33
SWITCHBOARD PANEL, CONTROL CABLE, 0-60KV | 8645.55
0PT46275 | 768248.3279
Sherman East Sub Relay Upgrad
361 - Structures and Improvements | 188431.9896
ELECTRICAL SYSTEM | 132600.3461
GROUNDING SYSTEM | 55831.6435
362 - Station Equipment | 579816.3384
BUSS ASSEMBLY - 0 - 60KV | 23583.88
CONDUIT OR DUCT SYSTEM | 11026.7358
LIGHTNING ARRESTOR 0-60 KV | 11791.94
POWER CIRCUIT BREAKER, 1200 AMPERE, 15KV | 132991.88
RELAY SWITCHBOARD 0-60 KV | 106393.51
Relays, 0-69 KV Relay Panel | 16845.62
Station Communication Equipment | 21355.5938
SUPERVISORY CONTROL EQUIPMENT | 18215.0688
SWITCH, AIRBREAK, 0-60KV | 71372.3
SWITCH, MOTOR OPERATOR, 0-60KV | 12146.57
SWITCHBOARD PANEL, 2 FEEDER, 0-60KV | 56565.87
SWITCHBOARD PANEL, CONTROL CABLE, 0-60KV | 97527.37
0PT46276 | 358488.3556
Sherman Line Material Sub Rel
362 - Station Equipment | 358488.3556
CONDUIT OR DUCT SYSTEM | 8653.3206
POWER CIRCUIT BREAKER, 1200 AMPERE, 15KV | 109006.14
Relays, 0-69 KV Relay Panel | 5088.64
Station Communication Equipment | 49689.0196
SUPERVISORY CONTROL EQUIPMENT | 7875.8753
SWITCHBOARD PANEL, 2 FEEDER, 0-60KV | 74657.73
SWITCHBOARD PANEL, CONTROL CABLE, 0-60KV | 103517.63
0PT46280 | 200782.3673
Sulphur Springs Sub Relay Upg
362 - Station Equipment | 200782.3673
CONDUIT OR DUCT SYSTEM | 14852.1973
SWITCHBOARD PANEL, 1 FEEDER, 0-60KV | 160531.43
SWITCHBOARD PANEL, CONTROL CABLE, 0-60KV | 25398.74
0PT46303 | 1885844.1693
Cumby Sub Convert Station to 1
361 - Structures and Improvements | 57147.3965
ELECTRICAL SYSTEM | 3408.7912
ENVIRONMENTAL PROTECTION EQUIPMENT | 200.5118
FENCE | 200.5118
GROUNDING SYSTEM | 53337.5818
362 - Station Equipment | 1828696.7728
BUSS ASSEMBLY - 0 - 60KV | 21727.13
CONDUIT OR DUCT SYSTEM | 7820.1715
CONTROL CENTER AND ELECTRICAL EQUIP. | 198913.0913
FUSE EQUIPMENT - 0-60 KV | 17447.54
LIGHTNING ARRESTOR 0-60 KV | 987.59
POWER CIRCUIT BREAKER, 1200 AMPERE, 15KV | 173487.86
Relays, 0-69 KV Relay Panel | 60901.81
STRUCTURES, 0-60KV | 1115984.73
SWITCH, AIRBREAK, 0-60KV | 40820.67
SWITCH, MOTOR OPERATOR, 0-60KV | 12838.76
SWITCHBOARD PANEL, 2 FEEDER, 0-60KV | 55634.62
SWITCHBOARD PANEL, BUS DIFFERENTIAL, 0-60KV | 102710.08
SWITCHBOARD PANEL, CONTROL CABLE, 0-60KV | 6254.78
TRANSFORMER - AUXILIARY AND STATION SERVICE | 987.59
TRANSFORMER, INSTRUMENT 0-60 KV | 7242.37
TRANSFORMER, POWER 138 KV | 4937.98
0PT46378 | 108073.7061
Dealey Street Sub Upgrade Lin
361 - Structures and Improvements | 82940.2878
GROUNDING SYSTEM | 25133.4183
OUTDOOR LIGHTING SYSTEM | 23457.8616
YARD IMPROVEMENTS AND SURFACING | 34349.0079
362 - Station Equipment | 25133.4183
CONDUIT OR DUCT SYSTEM | 25133.4183
0PT46413 | 158390.3439
Mountain Branch Sub Establish
361 - Structures and Improvements | 4381.4778
ELECTRICAL SYSTEM | -414.4896
GROUNDING SYSTEM | 40.0243
OUTDOOR LIGHTING SYSTEM | 62.6829
YARD IMPROVEMENTS AND SURFACING | 4693.2602
362 - Station Equipment | 154008.8661
BATTERY CHARGING SET | 15.6687
BUSS ASSEMBLY - 0 - 60KV | 3560.14
CONDUIT OR DUCT SYSTEM | 2006.1689
CONTROL CENTER AND ELECTRICAL EQUIP. | 12663.9559
FOUNDATIONS, 0-60KV | 19.39
FUSE EQUIPMENT - 0-60 KV | 349.11
LIGHTNING ARRESTOR 0-60 KV | 19.39
POWER CIRCUIT BREAKER, 1200 AMPERE, 15KV | 3111.92
POWER CIRCUIT BREAKER, 2000 AMPERE, 15KV | 892.19
Security System | 15.6687
STORAGE BATTERY | 391.8229
STRUCTURES, 0-60KV | 3452.41
SUPERVISORY CONTROL EQUIPMENT | 1025.731
SWITCH, AIRBREAK, 0-60KV | 1493.45
SWITCH, DISCONNECT, 0-60KV | 3642.13
SWITCH, MOTOR OPERATOR, 0-60KV | 193.94
SWITCHBOARD PANEL, 2 FEEDER, 0-60KV | 5301.51
SWITCHBOARD PANEL, BUS DIFFERENTIAL, 0-60KV | 2377
SWITCHBOARD PANEL, CONTROL CABLE, 0-60KV | 387.9
TRANSFORMER - AUXILIARY AND STATION SERVICE | 19.39
TRANSFORMER, INSTRUMENT 0-60 KV | 19.39
TRANSFORMER, POWER 138 KV | 113050.59
0PT46435 | 634325.9301
Blackstone Sub Relay Upgrade
361 - Structures and Improvements | 31151.6929
ELECTRICAL SYSTEM | 31151.6929
362 - Station Equipment | 603174.2373
CONDUIT OR DUCT SYSTEM | 92788.42
SUPERVISORY CONTROL EQUIPMENT | 13575.8373
SWITCHBOARD PANEL, 1 FEEDER, 0-60KV | 467185.18
SWITCHBOARD PANEL, CONTROL CABLE, 0-60KV | 29624.8
0PT46440 | 827562.8811
Colleyville Sub Relay Upgrade
361 - Structures and Improvements | 3072.5574
ELECTRICAL SYSTEM | 2611.6738
GROUNDING SYSTEM | 460.8836
362 - Station Equipment | 824490.3237
BUSS ASSEMBLY - 0 - 60KV | 39818.21
CONDUIT OR DUCT SYSTEM | 768.1393
POWER CIRCUIT BREAKER, 1200 AMPERE, 25KV | 146622.72
POWER CIRCUIT BREAKER, 2000 AMPERE, 25KV | 102474.59
RELAY SWITCHBOARD 0-60 KV | 247399.39
Relays, 0-69 KV Relay Panel | 7301.42
Station Communication Equipment | 44705.8365
SUPERVISORY CONTROL EQUIPMENT | 10753.978
SWITCHBOARD PANEL, CONTROL CABLE, 0-60KV | 36931.6
SWITCHBOARD PANEL, FEEDER BYPASS-BUS TIE, 0-60KV | 187714.44
0PT46441 | 1044035.7351
Copperas Cove Sub Relay Upgra
361 - Structures and Improvements | 36265.648
GROUNDING SYSTEM | 36265.648
362 - Station Equipment | 1007770.0871
CONDUIT OR DUCT SYSTEM | 27099.6059
POWER CIRCUIT BREAKER, 1200 AMPERE, 15KV | 499351.07
RELAY SWITCHBOARD 0-60 KV | 285910.09
Relays, 0-69 KV Relay Panel | 8254.62
Station Communication Equipment | 11397.7738
SUPERVISORY CONTROL EQUIPMENT | 6376.3774
SWITCHBOARD PANEL, CONTROL CABLE, 0-60KV | 131752.34
SWITCHBOARD PANEL, FEEDER BYPASS-BUS TIE, 0-60KV | 37628.21
0PT46451 | 140809.2481
Grandview Sub 69kV Relay Upgra
361 - Structures and Improvements | 7055.3796
GROUNDING SYSTEM | 7055.3796
362 - Station Equipment | 133753.8685
CONDUIT OR DUCT SYSTEM | 5224.3964
Station Communication Equipment | 79171.7038
STRUCTURES, 0-60KV | 28297.72
SUPERVISORY CONTROL EQUIPMENT | 15416.8683
SWITCHBOARD PANEL, CONTROL CABLE, 0-60KV | 5643.18
0PT46454 | 248909.25
Hampton Road Sub Relay Upgrad
362 - Station Equipment | 248909.25
SWITCHBOARD PANEL, 1 FEEDER, 0-60KV | 186632.18
SWITCHBOARD PANEL, CONTROL CABLE, 0-60KV | 33702.3
SWITCHBOARD PANEL, FEEDER BYPASS-BUS TIE, 0-60KV | 28574.77
0PT46462 | 760714.8894
Lakewood Sub Relay Upgrade on
361 - Structures and Improvements | 13462.9859
GROUNDING SYSTEM | 13462.9859
362 - Station Equipment | 747251.9035
CONDUIT OR DUCT SYSTEM | 19567.6634
HARDENED NETWORK ROUTER | 9157.0059
POWER CIRCUIT BREAKER, 1200 AMPERE, 15KV | 188044.66
POWER CIRCUIT BREAKER, 2000 AMPERE, 15KV | 95327.65
Station Communication Equipment | 11718.7874
SUPERVISORY CONTROL EQUIPMENT | 13408.4868
SWITCHBOARD PANEL, 2 FEEDER, 0-60KV | 140024.85
SWITCHBOARD PANEL, CONTROL CABLE, 0-60KV | 223248.75
SWITCHBOARD PANEL, FEEDER BYPASS-BUS TIE, 0-60KV | 46754.05
0PT46463 | 302360.7213
Mesquite Town East Sub Relay
362 - Station Equipment | 302360.7213
CONDUIT OR DUCT SYSTEM | 28.2329
LIGHTNING ARRESTOR 0-60 KV | 273.16
POWER CIRCUIT BREAKER, 1200 AMPERE, 15KV | 210548.09
Station Communication Equipment | 15359.4285
SWITCHBOARD PANEL, CONTROL CABLE, 0-60KV | 76151.81
0PT46476 | 469818.2806
Springtown Sub Relay Upgrade
361 - Structures and Improvements | 14286.348
ELECTRICAL SYSTEM | 3873.5585
GROUNDING SYSTEM | 10412.7895
362 - Station Equipment | 455531.9326
BUSS ASSEMBLY - 0 - 60KV | 38832.84
CONDUIT OR DUCT SYSTEM | 12078.8337
POWER CIRCUIT BREAKER, 1200 AMPERE, 15KV | 207237.12
RELAY SWITCHBOARD 0-60 KV | 52870.55
Relays, 0-69 KV Relay Panel | 9358.47
Station Communication Equipment | 39610.2499
SUPERVISORY CONTROL EQUIPMENT | 13536.6289
SWITCHBOARD PANEL, CONTROL CABLE, 0-60KV | 82007.24
0PT46477 | 134974.219
Wedgwood Sub Relay Upgrade on
362 - Station Equipment | 134974.219
CONDUIT OR DUCT SYSTEM | 6658.8963
SUPERVISORY CONTROL EQUIPMENT | 3933.9528
SWITCHBOARD PANEL, 1 FEEDER, 0-60KV | 110498.84
SWITCHBOARD PANEL, CONTROL CABLE, 0-60KV | 13882.53
0PT46478 | 541792.7047
Westmoreland North Sub Relay
362 - Station Equipment | 541792.7047
CONDUIT OR DUCT SYSTEM | 2969.6247
RELAY SWITCHBOARD 0-60 KV | 89225.3
Station Communication Equipment | 15823.9129
STRUCTURES, 0-60KV | 16591.01
SUPERVISORY CONTROL EQUIPMENT | 13193.6623
SUPERVISORY CONTROL EQUIPMENT - CPU | 10520.9947
SWITCHBOARD PANEL, 1 FEEDER, 0-60KV | 322776.03
SWITCHBOARD PANEL, CONTROL CABLE, 0-60KV | 25691.1
SWITCHBOARD PANEL, FEEDER BYPASS-BUS TIE, 0-60KV | 45001.07
0PT46479 | 1249557.8861
White Sub Relay Upgrade on Fe
361 - Structures and Improvements | 52051.5397
ELECTRICAL SYSTEM | 21966.7018
GROUNDING SYSTEM | 30084.8379
362 - Station Equipment | 1197506.3464
BUSS ASSEMBLY - 0 - 60KV | 32630.36
CONDUIT OR DUCT SYSTEM | 54439.2464
FOUNDATIONS, 0-60KV | 12675.64
POWER CIRCUIT BREAKER, 1200 AMPERE, 15KV | 391188.07
POWER CIRCUIT BREAKER, 2000 AMPERE, 15KV | 132404
RELAY SWITCHBOARD 0-60 KV | 169175.92
SWITCH, DISCONNECT, 0-60KV | 159261.32
SWITCHBOARD PANEL, CONTROL CABLE, 0-60KV | 185114.61
SWITCHBOARD PANEL, FEEDER BYPASS-BUS TIE, 0-60KV | 60617.18
0PT46533 | 419595.6887
City View Sub Relay Upgrade o
361 - Structures and Improvements | 13652.8869
GROUNDING SYSTEM | 13652.8869
362 - Station Equipment | 405942.8018
BUSS ASSEMBLY - 0 - 60KV | 29240.24
CONDUIT OR DUCT SYSTEM | 40155.5525
FOUNDATIONS, 0-60KV | 4749.9
POWER CIRCUIT BREAKER, 1200 AMPERE, 15KV | 115305.09
POWER CIRCUIT BREAKER, 2000 AMPERE, 15KV | 63230.39
Station Communication Equipment | 11418.1393
SWITCHBOARD PANEL, 2 FEEDER, 0-60KV | 34338.76
SWITCHBOARD PANEL, CONTROL CABLE, 0-60KV | 56519.51
SWITCHBOARD PANEL, FEEDER BYPASS-BUS TIE, 0-60KV | 50985.22
0PT46534 | 393730.1167
Colorado City Sub Relay Upgra
353 - Station Equipment | 393730.1167
CONDUIT OR DUCT SYSTEM | 5138.1101
HARDENED NETWORK ROUTER | 7662.4904
POWER CIRCUIT BREAKER, 1200 AMPERE, 15KV | 118311.06
RELAY SWITCHBOARD 0-60 KV | 76121.88
Station Communication Equipment | 26829.8926
SUPERVISORY CONTROL EQUIPMENT | 7014.6436
SWITCHBOARD PANEL, 1 FEEDER, 0-60KV | 69317.18
SWITCHBOARD PANEL, CONTROL CABLE, 0-60KV | 83334.86
0PT46538 | 696440.0773
Crane Sub Relay Upgrade on Fe
353 - Station Equipment | 696440.0773
CONDUIT OR DUCT SYSTEM | 13278.0782
POWER CIRCUIT BREAKER, 1200 AMPERE, 15KV | 344670.33
RELAY SWITCHBOARD 0-60 KV | 174569.88
Station Communication Equipment | 10411.2129
SUPERVISORY CONTROL EQUIPMENT | 8336.5162
SWITCHBOARD PANEL, CONTROL CABLE, 0-60KV | 145174.06
0PT46540 | 208662.689
Glenhaven Sub Relay Upgrade
361 - Structures and Improvements | 14322.1697
ELECTRICAL SYSTEM | 14322.1697
362 - Station Equipment | 194340.5194
CONDUIT OR DUCT SYSTEM | 14882.1702
Station Communication Equipment | 10775.5717
SUPERVISORY CONTROL EQUIPMENT | 13253.0974
SWITCHBOARD PANEL, 1 FEEDER, 0-60KV | 58770.19
SWITCHBOARD PANEL, CONTROL CABLE, 0-60KV | 96659.49
0PT46543 | 711076.4404
Hillsboro Sub Relay Upgrade o
353 - Station Equipment | 711076.4404
CONDUIT OR DUCT SYSTEM | 7737.4224
POWER CIRCUIT BREAKER, 1200 AMPERE, 15KV | 249132.05
POWER CIRCUIT BREAKER, 2000 AMPERE, 15KV | 104371.64
Station Communication Equipment | 6967.5306
SUPERVISORY CONTROL EQUIPMENT | 6486.3474
SWITCHBOARD PANEL, 2 FEEDER, 0-60KV | 187770.65
SWITCHBOARD PANEL, CONTROL CABLE, 0-60KV | 79876.26
SWITCHBOARD PANEL, FEEDER BYPASS-BUS TIE, 0-60KV | 58903.62
RELAYS, 0-60KV | 9830.92
0PT46546 | 109595.4476
Midland Airport Sub Relay Upg
362 - Station Equipment | 109595.4476
CONDUIT OR DUCT SYSTEM | 4076.9423
Station Communication Equipment | 70480.8435
SUPERVISORY CONTROL EQUIPMENT | 35037.6618
0PT46553 | 153709.3682
Sweetwater No 2 Sub Relay Upg
353 - Station Equipment | 153709.3682
CONDUIT OR DUCT SYSTEM | 1306.5917
HARDENED NETWORK ROUTER | 9308.1318
Station Communication Equipment | 42556.166
SUPERVISORY CONTROL EQUIPMENT | 10603.9287
SWITCHBOARD PANEL, 1 FEEDER, 0-60KV | 78308.13
SWITCHBOARD PANEL, CONTROL CABLE, 0-60KV | 11626.42
0PT46703 | 3069869.31
2023 Equipment Support Mobile
362 - Station Equipment | 3069869.31
MOBILE SUBSTATION 138 KV | 3069869.31
0PT46714 | 119473.6684
Kimball Rd Substation Easement
361 - Structures and Improvements | 119473.6684
DRIVEWAY OR ROADWAY (OUT STATION PROTECTIVE FENCE) | 119473.6684
0PT46726 | 3019774.0131
Salt Lake Substation install
361 - Structures and Improvements | 48221.8165
ELECTRICAL SYSTEM | 263.4977
ENVIRONMENTAL PROTECTION EQUIPMENT | 263.4977
GROUNDING SYSTEM | 263.4977
YARD IMPROVEMENTS AND SURFACING | 47431.3233
362 - Station Equipment | 2971552.1966
BUSS ASSEMBLY - 0 - 60KV | 71921.62
CONDUIT OR DUCT SYSTEM | 13175.3566
FOUNDATIONS, 0-60KV | 319.64
FUSE EQUIPMENT - 0-60 KV | 319.64
LIGHTNING ARRESTOR 0-60 KV | 319.64
POWER CIRCUIT BREAKER, 1200 AMPERE, 25KV | 67126.85
POWER CIRCUIT BREAKER, 2000 AMPERE, 25KV | 33563.42
STRUCTURES, 0-60KV | 55299.73
SWITCH, AIRBREAK, 0-60KV | 14384.32
SWITCH, DISCONNECT, 0-60KV | 20138.05
SWITCH, MOTOR OPERATOR, 0-60KV | 319.64
SWITCHBOARD PANEL, 2 FEEDER, 0-60KV | 20457.7
SWITCHBOARD PANEL, CONTROL CABLE, 0-60KV | 319.64
TRANSFORMER - AUXILIARY AND STATION SERVICE | 319.64
TRANSFORMER, INSTRUMENT 0-60 KV | 15982.57
TRANSFORMER, POWER 138 KV | 2657584.74
0PT46874 | 225515.7326
Meyers Draw POD Establish 138
353 - Station Equipment | 225515.7326
BATTERY CHARGING SET | 15286.2947
BUILDING, ELECTRICAL EQUIPMENT | 57252.0346
CONDUIT OR DUCT SYSTEM | 5725.2007
HARDENED NETWORK ROUTER | 12538.1931
Station Communication Equipment | 18263.3969
STORAGE BATTERY | 5725.2007
STRUCTURES, 0-60KV | 9509.18
SUPERVISORY CONTROL EQUIPMENT | 16145.0736
TELEMETERING EQUIPMENT 0-60 KV | 19018.36
TRANSFORMER - AUXILIARY AND STATION SERVICE | 17175.6083
TRANSFORMER, INSTRUMENT 0-60 KV | 19018.36
METERING, 0-60KV | 29858.83
0PT46894 | 1086736.2517
Expanse Switch Establish 34513
353 - Station Equipment | 1086736.2517
BATTERY CHARGING SET | 687.0318
BUSS ASSEMBLY - 0 - 60KV | 88582.42
CONDUIT OR DUCT SYSTEM | 21040.3595
CONTROL CENTER AND ELECTRICAL EQUIP. | 27996.5603
FOUNDATIONS, 0-60KV | 17716.48
FUSE EQUIPMENT 0-60 KV | 14173.18
HARDENED NETWORK ROUTER | 1717.5799
LIGHTNING ARRESTOR 0-60 KV | 17716.48
MOTOR OPERATORS, 0-60KV | 15944.83
POWER CIRCUIT BREAKER, 2000 AMPERE, 25KV | 124015.39
RELAY SWITCHBOARD 0-60 KV | 141731.87
Station Communication Equipment | 1889.3381
STORAGE BATTERY | 3349.2817
STRUCTURES, 0-60KV | 416337.39
SUPERVISORY CONTROL EQUIPMENT | 6956.2003
SWITCH, AIRBREAK, 0-60KV | 44291.21
SWITCH, DISCONNECT, 0-60KV | 26574.72
SWITCHBOARD PANEL, CONTROL CABLE, 0-60KV | 100983.96
TRANSFORMER - AUXILIARY AND STATION SERVICE | 858.79
TRANSFORMER, INSTRUMENT 0-60 KV | 14173.18
0PT46970 | 172305.4418
Taylor West Sub Install bank
361 - Structures and Improvements | 213.8661
ELECTRICAL SYSTEM | 15.2644
ENVIRONMENTAL PROTECTION EQUIPMENT | 15.2644
GROUNDING SYSTEM | 15.2644
OUTDOOR LIGHTING SYSTEM | 15.2644
YARD IMPROVEMENTS AND SURFACING | 152.8085
362 - Station Equipment | 172091.5757
BUSS ASSEMBLY - 0 - 60KV | 2165.98
CONDUIT OR DUCT SYSTEM | 1100.3157
FOUNDATIONS, 0-60KV | 20.41
FUSE EQUIPMENT - 0-60 KV | 20.41
LIGHTNING ARRESTOR 0-60 KV | 20.41
POWER CIRCUIT BREAKER, 1200 AMPERE, 25KV | 3821.13
STRUCTURES, 0-60KV | 1798.17
SWITCH, AIRBREAK, 0-60KV | 939.95
SWITCH, DISCONNECT, 0-60KV | 449.53
SWITCH, MOTOR OPERATOR, 0-60KV | 20.41
SWITCHBOARD PANEL, 2 FEEDER, 0-60KV | 1287.33
SWITCHBOARD PANEL, CONTROL CABLE, 0-60KV | 20.41
TRANSFORMER - AUXILIARY AND STATION SERVICE | 20.41
TRANSFORMER, INSTRUMENT 0-60 KV | 20.41
TRANSFORMER, POWER 138 KV | 160386.3
0PT46981 | 268615.7623
Navigation Sub Establish sub
361 - Structures and Improvements | -301214.6789
ELECTRICAL SYSTEM | 1.0011
ENVIRONMENTAL PROTECTION EQUIPMENT | 460.3949
FENCE | -5347.9206
GROUNDING SYSTEM | -3184.6561
OUTDOOR LIGHTING SYSTEM | 28110.3139
YARD IMPROVEMENTS AND SURFACING | -321253.8121
362 - Station Equipment | 569830.4412
BATTERY CHARGING SET | 1.0011
BUSS ASSEMBLY - 0 - 60KV | 2714.22
CONDUIT OR DUCT SYSTEM | 3769.8132
CONTROL CENTER AND ELECTRICAL EQUIP. | -78546.9659
FUSE EQUIPMENT - 0-60 KV | -2458.41
LIGHTNING ARRESTOR 0-60 KV | 1.34
POWER CIRCUIT BREAKER, 1200 AMPERE, 25KV | 5126.85
POWER CIRCUIT BREAKER, 2000 AMPERE, 25KV | 3805.42
RELAY SWITCHBOARD 0-60 KV | 35128.15
Relays, 0-69 KV Relay Panel | -49809.91
Security System | -459.3939
STORAGE BATTERY | -3656.1451
STRUCTURES, 0-60KV | -18914.95
SUPERVISORY CONTROL EQUIPMENT | -5931.0382
SWITCH, AIRBREAK, 0-60KV | -7337.51
SWITCH, DISCONNECT, 0-60KV | -11580.14
SWITCH, MOTOR OPERATOR, 0-60KV | 1.34
SWITCHBOARD PANEL, 2 FEEDER, 0-60KV | -8553.91
SWITCHBOARD PANEL, BUS DIFFERENTIAL, 0-60KV | -12814.05
SWITCHBOARD PANEL, CONTROL CABLE, 0-60KV | 3105.66
TRANSFORMER - AUXILIARY AND STATION SERVICE | 1.34
TRANSFORMER, INSTRUMENT 0-60 KV | -604.17
TRANSFORMER, POWER 138 KV | 716841.9
0PT46988 | 9162540.0401
Buchanan Ranch Sub Add 347 M
361 - Structures and Improvements | 600376.3961
ELECTRICAL SYSTEM | 8894.4643
ENVIRONMENTAL PROTECTION EQUIPMENT | 260904.3134
GROUNDING SYSTEM | 14824.1023
OUTDOOR LIGHTING SYSTEM | 2964.819
YARD IMPROVEMENTS AND SURFACING | 312788.6971
362 - Station Equipment | 8562163.6439
BATTERY CHARGING SET | 22977.3619
BUSS ASSEMBLY - 0 - 60KV | 444545.61
CONDUIT OR DUCT SYSTEM | 84497.4146
CONTROL CENTER AND ELECTRICAL EQUIP. | 417298.662
FOUNDATIONS, 0-60KV | 20206.61
FUSE EQUIPMENT - 0-60 KV | 7072.31
LIGHTNING ARRESTOR 0-60 KV | 10103.3
POWER CIRCUIT BREAKER, 1200 AMPERE, 25KV | 318254.24
POWER CIRCUIT BREAKER, 2000 AMPERE, 25KV | 70723.16
STORAGE BATTERY | 7412.0475
STRUCTURES, 0-60KV | 191962.88
SUPERVISORY CONTROL EQUIPMENT | 5929.638
SWITCH, AIRBREAK, 0-60KV | 30309.92
SWITCH, DISCONNECT, 0-60KV | 46475.22
SWITCH, MOTOR OPERATOR, 0-60KV | 6061.98
SWITCHBOARD PANEL, 2 FEEDER, 0-60KV | 80826.47
SWITCHBOARD PANEL, BUS DIFFERENTIAL, 0-60KV | 23237.61
SWITCHBOARD PANEL, CONTROL CABLE, 0-60KV | 41423.56
TRANSFORMER - AUXILIARY AND STATION SERVICE | 48495.88
TRANSFORMER, INSTRUMENT 0-60 KV | 48495.88
TRANSFORMER, POWER 138 KV | 6635853.89
0PT47125 | 181585.1241
PLANO ALMA ROAD Sub INSTALL A
361 - Structures and Improvements | 4666.6505
GROUNDING SYSTEM | 4666.6505
362 - Station Equipment | 176918.4736
BUSS ASSEMBLY - 0 - 60KV | 27577.28
CONDUIT OR DUCT SYSTEM | 7777.7536
LIGHTNING ARRESTOR 0-60 KV | 3676.97
POWER CIRCUIT BREAKER, 1200 AMPERE, 15KV | 110309.2
STRUCTURES, 0-60KV | 18384.85
SWITCHBOARD PANEL, CONTROL CABLE, 0-60KV | 9192.42
0PT47136 | 817681.3556
Teal Switch Establish 345138 k
353 - Station Equipment | 817681.3556
BATTERY CHARGING SET | 2785.348
BUSS ASSEMBLY - 0 - 60KV | 174784.63
CONDUIT OR DUCT SYSTEM | 56554.6789
CONTROL CENTER AND ELECTRICAL EQUIP. | 42870.142
FOUNDATIONS, 0-60KV | 1963.87
FUSE EQUIPMENT 0-60 KV | 3927.75
HARDENED NETWORK ROUTER | 847.7143
LIGHTNING ARRESTOR 0-60 KV | 21602.6
MOTOR OPERATORS, 0-60KV | 3927.75
POWER CIRCUIT BREAKER, 2000 AMPERE, 15KV | 170856.89
Station Communication Equipment | 968.8169
STORAGE BATTERY | 2543.1441
STRUCTURES, 0-60KV | 276905.99
SUPERVISORY CONTROL EQUIPMENT | 2785.348
SWITCH, AIRBREAK, 0-60KV | 23566.47
SWITCH, DISCONNECT, 0-60KV | 11783.24
SWITCHBOARD PANEL, CONTROL CABLE, 0-60KV | 15710.98
TRANSFORMER - AUXILIARY AND STATION SERVICE | 1332.1234
TRANSFORMER, INSTRUMENT 0-60 KV | 1963.87
0PT47143 | 4730353.2617
Eddy Sub Rebuild to 13869 kV S
361 - Structures and Improvements | 1084925.9565
ELECTRICAL SYSTEM | 10849.257
ENVIRONMENTAL PROTECTION EQUIPMENT | 390573.349
FENCE | 65095.5533
GROUNDING SYSTEM | 173588.1519
OUTDOOR LIGHTING SYSTEM | 10849.257
YARD IMPROVEMENTS AND SURFACING | 433970.3884
362 - Station Equipment | 3645427.3052
BATTERY CHARGING SET | 10849.257
BUSS ASSEMBLY - 0 - 60KV | 154064.06
CONDUIT OR DUCT SYSTEM | 260382.2307
CONTROL CENTER AND ELECTRICAL EQUIP. | 347176.3096
FOUNDATIONS, 0-60KV | 18697.09
FUSE EQUIPMENT - 0-60 KV | 10470.37
HARDENED NETWORK ROUTER | 25170.2768
LIGHTNING ARRESTOR 0-60 KV | 56091.28
MOBILE SUBSTATION 138 KV | 299153.51
POWER CIRCUIT BREAKER, 1200 AMPERE, 15KV | 150324.64
POWER CIRCUIT BREAKER, 2000 AMPERE, 15KV | 38142.07
RELAY SWITCHBOARD 0-60 KV | 33654.77
Station Communication Equipment | 7811.4622
STORAGE BATTERY | 4339.6993
STRUCTURES | 40385.72
STRUCTURES, 0-60KV | 147333.1
SUPERVISORY CONTROL EQUIPMENT | 5641.6097
SWITCH, AIRBREAK, 0-60KV | 45620.91
SWITCH, DISCONNECT, 0-60KV | 52351.86
SWITCH, MOTOR OPERATOR, 0-60KV | 149576.75
SWITCH, VAC INTERRUPTER, 0-60KV | 37394.18
SWITCHBOARD PANEL, 2 FEEDER, 0-60KV | 118165.63
SWITCHBOARD PANEL, CONTROL CABLE, 0-60KV | 15705.55
SWITCHBOARD PANEL, FEEDER BYPASS-BUS TIE, 0-60KV | 8974.6
TRANSFORMER - AUXILIARY AND STATION SERVICE | 37394.18
TRANSFORMER, INSTRUMENT 0-60 KV | 74788.37
TRANSFORMER, POWER 138 KV | 1495767.82
0PT47147 | 169008.7645
Sterrett Switch Install UG Fee
353 - Station Equipment | 169008.7645
BUSS ASSEMBLY - 0 - 60KV | 25701.06
CONDUIT OR DUCT SYSTEM | 9757.5045
FOUNDATIONS, 0-60KV | 19504.21
LIGHTNING ARRESTOR 0-60 KV | 8381.64
POWER CIRCUIT BREAKER, 1200 AMPERE, 15KV | 28481.71
STRUCTURES, 0-60KV | 26813.32
SWITCH, DISCONNECT, 0-60KV | 19385.04
SWITCHBOARD PANEL, CONTROL CABLE, 0-60KV | 30984.28
0PT47255 | 3613476.731
Starr Ranch Sub Norman Crossin
361 - Structures and Improvements | 1709935.6618
ELECTRICAL SYSTEM | 18075.4261
ENVIRONMENTAL PROTECTION EQUIPMENT | 32535.7682
GROUNDING SYSTEM | 90377.1427
MASONRY WALL | 216905.1438
OUTDOOR LIGHTING SYSTEM | 32535.7682
YARD IMPROVEMENTS AND SURFACING | 1319506.4129
362 - Station Equipment | 1903541.0692
BATTERY CHARGING SET | 18075.4261
BUSS ASSEMBLY - 0 - 60KV | 145951.32
CONDUIT OR DUCT SYSTEM | 90377.1427
CONTROL CENTER AND ELECTRICAL EQUIP. | 18075.4261
CONTROL CENTER FOUNDATION | 18075.4261
FOUNDATIONS, 0-60KV | 145951.32
FUSE EQUIPMENT - 0-60 KV | 233522.11
LIGHTNING ARRESTOR 0-60 KV | 5838.05
POWER CIRCUIT BREAKER, 1200 AMPERE, 25KV | 29190.26
POWER CIRCUIT BREAKER, 2000 AMPERE, 25KV | 14595.13
RELAY SWITCHBOARD 0-60 KV | 29190.26
Station Communication Equipment | 18075.4261
STORAGE BATTERY | 18075.4261
STRUCTURES, 0-60KV | 233522.11
SUPERVISORY CONTROL EQUIPMENT | 18075.4261
SWITCH, AIRBREAK, 0-60KV | 58380.52
SWITCH, DISCONNECT, 0-60KV | 175141.58
SWITCH, MOTOR OPERATOR, 0-60KV | 29190.26
SWITCHBOARD PANEL, 2 FEEDER, 0-60KV | 29190.26
SWITCHBOARD PANEL, BUS DIFFERENTIAL, 0-60KV | 29190.26
SWITCHBOARD PANEL, CONTROL CABLE, 0-60KV | 87570.79
TRANSFORMER - AUXILIARY AND STATION SERVICE | 14595.13
TRANSFORMER, INSTRUMENT 0-60 KV | 5838.05
TRANSFORMER, POWER 138 KV | 437853.96
0PT47295 | 214790.4692
Beals Creek Sub Install 13825
361 - Structures and Improvements | 2903.7567
ELECTRICAL SYSTEM | 20.8571
GROUNDING SYSTEM | 1695.7065
OUTDOOR LIGHTING SYSTEM | 20.8571
YARD IMPROVEMENTS AND SURFACING | 1166.336
362 - Station Equipment | 211886.7125
BUSS ASSEMBLY - 0 - 60KV | 21763.48
CONDUIT OR DUCT SYSTEM | 25641.1207
CONTROL CENTER AND ELECTRICAL EQUIP. | 25414.0958
FOUNDATIONS, 0-60KV | 23.95
FUSE EQUIPMENT - 0-60 KV | 3750.64
LIGHTNING ARRESTOR 0-60 KV | 23.95
POWER CIRCUIT BREAKER, 1200 AMPERE, 25KV | 5955.92
POWER CIRCUIT BREAKER, 2000 AMPERE, 25KV | 12757.06
STRUCTURES, 0-60KV | 2796.5
SUPERVISORY CONTROL EQUIPMENT | 1166.336
SWITCH, AIRBREAK, 0-60KV | 1436.92
SWITCH, DISCONNECT, 0-60KV | -6290.91
SWITCH, MOTOR OPERATOR, 0-60KV | 23.95
SWITCHBOARD PANEL, 2 FEEDER, 0-60KV | 3710.21
SWITCHBOARD PANEL, BUS DIFFERENTIAL, 0-60KV | 2704.37
SWITCHBOARD PANEL, CONTROL CABLE, 0-60KV | -338.95
TRANSFORMER - AUXILIARY AND STATION SERVICE | 23.95
TRANSFORMER, INSTRUMENT 0-60 KV | 23.95
TRANSFORMER, POWER 138 KV | 111300.17
0PT47310 | 216489.0151
Rhome Sub Replace 138249 kV 10
361 - Structures and Improvements | 13736.7855
ELECTRICAL SYSTEM | 639.9131
FENCE | 3924.8008
GROUNDING SYSTEM | 1919.7324
YARD IMPROVEMENTS AND SURFACING | 7252.3392
362 - Station Equipment | 202752.2296
BUSS ASSEMBLY - 0 - 60KV | 1860.74
CONDUIT OR DUCT SYSTEM | 10025.3005
CONTROL CENTER AND ELECTRICAL EQUIP. | 35408.5016
FOUNDATIONS, 0-60KV | 12404.92
FUSE EQUIPMENT - 0-60 KV | 465.19
POWER CIRCUIT BREAKER, 1200 AMPERE, 25KV | 9024.58
POWER CIRCUIT BREAKER, 2000 AMPERE, 25KV | 5148.04
RELAY SWITCHBOARD 0-60 KV | 6419.55
STORAGE BATTERY | 853.2152
STRUCTURES, 0-60KV | 682.27
SUPERVISORY CONTROL EQUIPMENT | 4969.9823
SWITCH, AIRBREAK, 0-60KV | 1891.75
SWITCH, MOTOR OPERATOR, 0-60KV | 4031.6
SWITCHBOARD PANEL, 2 FEEDER, 0-60KV | 16002.35
SWITCHBOARD PANEL, BUS DIFFERENTIAL, 0-60KV | 6233.46
SWITCHBOARD PANEL, CONTROL CABLE, 0-60KV | 2325.92
TRANSFORMER - AUXILIARY AND STATION SERVICE | 2480.99
TRANSFORMER, INSTRUMENT 0-60 KV | 1860.74
TRANSFORMER, POWER 138 KV | 80663.13
0PT47350 | 2963464.478
Vincent Sub fka Getty Vealmoor
361 - Structures and Improvements | 750349.1868
ELECTRICAL SYSTEM | 296.3416
ENVIRONMENTAL PROTECTION EQUIPMENT | 148173.2211
FENCE | 56305.8216
GROUNDING SYSTEM | 69937.7581
OUTDOOR LIGHTING SYSTEM | 1481.7287
YARD IMPROVEMENTS AND SURFACING | 474154.3156
362 - Station Equipment | 2213115.2911
BATTERY CHARGING SET | 296.3416
BUSS ASSEMBLY - 0 - 60KV | 136457.14
CONDUIT OR DUCT SYSTEM | 67566.989
CONTROL CENTER AND ELECTRICAL EQUIP. | 338131.292
FOUNDATIONS, 0-60KV | 573.34
FUSE EQUIPMENT - 0-60 KV | 5160.14
LIGHTNING ARRESTOR 0-60 KV | 573.34
POWER CIRCUIT BREAKER, 1200 AMPERE, 25KV | 87722.45
POWER CIRCUIT BREAKER, 2000 AMPERE, 25KV | 58481.63
RELAY SWITCHBOARD 0-60 KV | 38987.75
STORAGE BATTERY | 6815.9657
STRUCTURES, 0-60KV | 90015.84
SUPERVISORY CONTROL EQUIPMENT | 17188.0928
SWITCH, AIRBREAK, 0-60KV | 29240.81
SWITCH, DISCONNECT, 0-60KV | 51601.44
SWITCH, MOTOR OPERATOR, 0-60KV | 1146.69
SWITCHBOARD PANEL, 2 FEEDER, 0-60KV | 34400.96
SWITCHBOARD PANEL, BUS DIFFERENTIAL, 0-60KV | 56761.58
SWITCHBOARD PANEL, CONTROL CABLE, 0-60KV | 8026.89
TRANSFORMER - AUXILIARY AND STATION SERVICE | 573.34
TRANSFORMER, INSTRUMENT 0-60 KV | 2293.39
TRANSFORMER, POWER 138 KV | 1181099.88
0PT47351 | 2857257.0199
Mason Sub Replace Two Transfor
361 - Structures and Improvements | 335801.4183
ENVIRONMENTAL PROTECTION EQUIPMENT | 161553.9453
GROUNDING SYSTEM | 1615.5367
YARD IMPROVEMENTS AND SURFACING | 172631.9364
362 - Station Equipment | 2521455.6015
BUSS ASSEMBLY - 0 - 60KV | 45302
CONDUIT OR DUCT SYSTEM | 1153.9515
LIGHTNING ARRESTOR 0-60 KV | 4530.2
SWITCHBOARD PANEL, CONTROL CABLE, 0-60KV | 9060.4
TRANSFORMER, POWER 138 KV | 2461409.05
0PT47360 | 3697402.3681
SL Coyote Sub Install Station
361 - Structures and Improvements | 829201.2732
ELECTRICAL SYSTEM | 369.8473
ENVIRONMENTAL PROTECTION EQUIPMENT | 221909.3512
FENCE | 77668.2726
GROUNDING SYSTEM | 79887.3633
OUTDOOR LIGHTING SYSTEM | 5547.73
YARD IMPROVEMENTS AND SURFACING | 443818.7089
362 - Station Equipment | 2868201.0949
BATTERY CHARGING SET | 2958.7854
BUSS ASSEMBLY - 0 - 60KV | 148715.98
CONDUIT OR DUCT SYSTEM | 90982.8298
CONTROL CENTER AND ELECTRICAL EQUIP. | 416449.8865
FOUNDATIONS, 0-60KV | 561.19
FUSE EQUIPMENT - 0-60 KV | 3928.34
LIGHTNING ARRESTOR 0-60 KV | 5611.92
POWER CIRCUIT BREAKER, 1200 AMPERE, 25KV | 83617.66
POWER CIRCUIT BREAKER, 2000 AMPERE, 25KV | 46578.96
RELAY SWITCHBOARD 0-60 KV | 33110.35
STORAGE BATTERY | 7396.9733
STRUCTURES, 0-60KV | 127951.86
SUPERVISORY CONTROL EQUIPMENT | 20341.6898
SWITCH, AIRBREAK, 0-60KV | 25253.65
SWITCH, DISCONNECT, 0-60KV | 75760.97
SWITCH, MOTOR OPERATOR, 0-60KV | 4489.53
SWITCHBOARD PANEL, 2 FEEDER, 0-60KV | 70710.24
SWITCHBOARD PANEL, BUS DIFFERENTIAL, 0-60KV | 53874.46
SWITCHBOARD PANEL, CONTROL CABLE, 0-60KV | 6173.11
TRANSFORMER - AUXILIARY AND STATION SERVICE | 4489.53
TRANSFORMER, INSTRUMENT 0-60 KV | 3928.34
TRANSFORMER, POWER 138 KV | 1635314.84
0PT47361 | 3175025.1089
Templeton Sub Establish substa
361 - Structures and Improvements | 751409.3491
ELECTRICAL SYSTEM | 1906.3214
ENVIRONMENTAL PROTECTION EQUIPMENT | 162355.2547
FENCE | 29865.7388
GROUNDING SYSTEM | 185548.8625
OUTDOOR LIGHTING SYSTEM | 15568.3099
YARD IMPROVEMENTS AND SURFACING | 356164.8619
362 - Station Equipment | 2423615.7597
BATTERY CHARGING SET | 3494.9225
BUSS ASSEMBLY - 0 - 60KV | 378371.72
CONDUIT OR DUCT SYSTEM | 108660.4613
CONTROL CENTER AND ELECTRICAL EQUIP. | 376816.7079
FOUNDATIONS, 0-60KV | 205416.28
FUSE EQUIPMENT - 0-60 KV | 14201.61
LIGHTNING ARRESTOR 0-60 KV | 9636.81
POWER CIRCUIT BREAKER, 1200 AMPERE, 15KV | 89267.32
POWER CIRCUIT BREAKER, 2000 AMPERE, 15KV | 59342.48
RELAY SWITCHBOARD 0-60 KV | 42097.65
STORAGE BATTERY | 13661.9885
STRUCTURES, 0-60KV | 90788.92
SUPERVISORY CONTROL EQUIPMENT | 9849.3395
SWITCH, AIRBREAK, 0-60KV | 25867.23
SWITCH, DISCONNECT, 0-60KV | 73544.1
SWITCH, MOTOR OPERATOR, 0-60KV | 5072
SWITCHBOARD PANEL, 2 FEEDER, 0-60KV | 67964.89
SWITCHBOARD PANEL, BUS DIFFERENTIAL, 0-60KV | 53763.27
SWITCHBOARD PANEL, CONTROL CABLE, 0-60KV | 54270.47
TRANSFORMER - AUXILIARY AND STATION SERVICE | 6086.4
TRANSFORMER, INSTRUMENT 0-60 KV | 4564.8
TRANSFORMER, POWER 138 KV | 730876.39
0PT47362 | 2779325.6433
Venus Switch Remove Station 4
353 - Station Equipment | 2779325.6433
BUSS ASSEMBLY - 0 - 60KV | 205392.17
CONDUIT OR DUCT SYSTEM | 25114.7822
FOUNDATIONS, 0-60KV | 93016.68
FUSE EQUIPMENT 0-60 KV | 12276.31
LIGHTNING ARRESTOR 0-60 KV | 31162.95
MOTOR OPERATORS, 0-60KV | 11804.14
POWER CIRCUIT BREAKER, 1200 AMPERE, 15KV | 159119.91
Security System | 26549.9128
STRUCTURES, 0-60KV | 127484.79
SWITCH, AIRBREAK, 0-60KV | 17942.3
SWITCH, DISCONNECT, 0-60KV | 93488.85
SWITCHBOARD PANEL, 2 FEEDER, 0-60KV | 84989.86
SWITCHBOARD PANEL, CONTROL CABLE, 0-60KV | 87350.69
TRANSFORMER - AUXILIARY AND STATION SERVICE | 430.5383
TRANSFORMER, INSTRUMENT 0-60 KV | 12276.31
TRANSFORMER, POWER 138 KV | 1790925.45
0PT47384 | 165463.82
2022 Mobile Trailer North Dal
362 - Station Equipment | 165463.82
PUMP, POWER TRANSFORMER, 345KV | 165463.82
0PT47410 | 354704.3968
Buchanan Ranch Sub Install 110
361 - Structures and Improvements | 346712.3883
FENCE | 235.0539
GROUNDING SYSTEM | 23740.9789
YARD IMPROVEMENTS AND SURFACING | 322736.3555
362 - Station Equipment | 7992.0085
CONDUIT OR DUCT SYSTEM | 7992.0085
0PT47457 | 174485.35
2022 Mobile Trailer Tyler Vac
362 - Station Equipment | 174485.35
PUMP, POWER TRANSFORMER, 345KV | 174485.35
0PT47468 | 175081.6457
Desoto Pleasant Run Sub Upgra
361 - Structures and Improvements | 62819.2824
ELECTRICAL SYSTEM | 25852.3163
GROUNDING SYSTEM | 36966.9661
362 - Station Equipment | 112262.3633
BUSS ASSEMBLY - 0 - 60KV | 36921.98
CONDUIT OR DUCT SYSTEM | 3684.4133
FUSE EQUIPMENT - 0-60 KV | 21606.19
MOBILE SUBSTATION 138 KV | 35919.16
SWITCHBOARD PANEL, CONTROL CABLE, 0-60KV | 4558.26
TRANSFORMER - AUXILIARY AND STATION SERVICE | 9572.36
0PT47543 | 3688535.7288
Gasland Sub Install transfor
361 - Structures and Improvements | 766949.4618
ELECTRICAL SYSTEM | 136894.1464
ENVIRONMENTAL PROTECTION EQUIPMENT | 444905.9849
GROUNDING SYSTEM | 20876.3533
YARD IMPROVEMENTS AND SURFACING | 164272.9771
362 - Station Equipment | 2921586.267
BUSS ASSEMBLY - 0 - 60KV | 22550.25
CONDUIT OR DUCT SYSTEM | 157770.507
FOUNDATIONS, 0-60KV | 84563.45
FUSE EQUIPMENT - 0-60 KV | 18791.87
LIGHTNING ARRESTOR 0-60 KV | 37583.75
POWER CIRCUIT BREAKER, 1200 AMPERE, 25KV | 140939.09
STRUCTURES, 0-60KV | 23959.64
SWITCH, AIRBREAK, 0-60KV | 74227.92
SWITCH, DISCONNECT, 0-60KV | 169126.91
SWITCH, MOTOR OPERATOR, 0-60KV | 42281.72
SWITCHBOARD PANEL, 2 FEEDER, 0-60KV | 83623.86
SWITCHBOARD PANEL, CONTROL CABLE, 0-60KV | 89261.42
TRANSFORMER - AUXILIARY AND STATION SERVICE | 61073.6
TRANSFORMER, INSTRUMENT 0-60 KV | 18791.87
TRANSFORMER, POWER 138 KV | 1897040.41
0PT47647 | 2566344.4448
Taylor West Sub Install Trans
361 - Structures and Improvements | 316227.0628
ELECTRICAL SYSTEM | 26912.939
ENVIRONMENTAL PROTECTION EQUIPMENT | 96886.5922
GROUNDING SYSTEM | 74010.5896
OUTDOOR LIGHTING SYSTEM | 10765.1711
YARD IMPROVEMENTS AND SURFACING | 107651.7708
362 - Station Equipment | 2250117.382
BUSS ASSEMBLY - 0 - 60KV | 230305.58
CONDUIT OR DUCT SYSTEM | 269129.442
FOUNDATIONS, 0-60KV | 89963.11
FUSE EQUIPMENT - 0-60 KV | 17992.62
LIGHTNING ARRESTOR 0-60 KV | 35985.24
POWER CIRCUIT BREAKER, 1200 AMPERE, 15KV | 307673.86
POWER CIRCUIT BREAKER, 2000 AMPERE, 15KV | 71970.49
STRUCTURES, 0-60KV | 269889.35
SWITCH, AIRBREAK, 0-60KV | 71970.49
SWITCH, DISCONNECT, 0-60KV | 107955.74
SWITCH, MOTOR OPERATOR, 0-60KV | 35985.24
SWITCHBOARD PANEL, 2 FEEDER, 0-60KV | 71970.49
SWITCHBOARD PANEL, CONTROL CABLE, 0-60KV | 82766.06
SWITCHBOARD PANEL, FEEDER BYPASS-BUS TIE, 0-60KV | 71970.49
SWITCHBOARD PANEL, STATION METERING, 0-60KV | 57576.39
TRANSFORMER - AUXILIARY AND STATION SERVICE | 23390.41
TRANSFORMER, INSTRUMENT 0-60 KV | 35985.24
TRANSFORMER, POWER 138 KV | 397637.14
0PT47655 | 1273755.1583
Double Creek Substation Purch
374 - Land Owned in Fee | 1273755.1583
FEE LAND | 1273755.1583
0PT47770 | 663125.7972
Horne Street Sub Oil Containm
361 - Structures and Improvements | 663125.7972
ENVIRONMENTAL PROTECTION EQUIPMENT | 198937.7339
YARD IMPROVEMENTS AND SURFACING | 464188.0633
0PT48010 | 1548422.1131
SL Driver Sub Install Feeder
361 - Structures and Improvements | 40046.8037
GROUNDING SYSTEM | 40046.8037
362 - Station Equipment | 1508375.3094
BUSS ASSEMBLY - 0 - 60KV | 372535.14
CONDUIT OR DUCT SYSTEM | 224307.7694
FOUNDATIONS, 0-60KV | 18384.39
LIGHTNING ARRESTOR 0-60 KV | 12534.82
MANHOLE 0-60 KV | 94763.26
POWER CIRCUIT BREAKER, 1200 AMPERE, 25KV | 206406.78
STRUCTURES, 0-60KV | 220780.05
SWITCH, DISCONNECT, 0-60KV | 47632.32
SWITCHBOARD PANEL, CONTROL CABLE, 0-60KV | 311030.78
0PT48011 | 7089297.0586
Greenville Ave Sub Rebuild Di
361 - Structures and Improvements | 1610845.7275
ELECTRICAL SYSTEM | 76706.9342
ENVIRONMENTAL PROTECTION EQUIPMENT | 345181.2312
FENCE | 153413.8753
GROUNDING SYSTEM | 153413.8753
OUTDOOR LIGHTING SYSTEM | 38353.4671
YARD IMPROVEMENTS AND SURFACING | 843776.3445
362 - Station Equipment | 5478451.3311
BATTERY CHARGING SET | 38353.4671
BUSS ASSEMBLY - 0 - 60KV | 462764.98
CONDUIT OR DUCT SYSTEM | 66735.0362
CONTROL CENTER AND ELECTRICAL EQUIP. | 460241.6393
FOUNDATIONS, 0-60KV | 225739.01
FUSE EQUIPMENT - 0-60 KV | 112869.5
HARDENED NETWORK ROUTER | 38353.4671
LIGHTNING ARRESTOR 0-60 KV | 56434.75
MOBILE SUBSTATION 138 KV | 225739.01
POWER CIRCUIT BREAKER, 1200 AMPERE, 15KV | 409716.31
POWER CIRCUIT BREAKER, 2000 AMPERE, 15KV | 112869.5
RELAY SWITCHBOARD 0-60 KV | 112869.5
Station Communication Equipment | 38353.4671
STORAGE BATTERY | 38353.4671
STRUCTURES | 56434.75
STRUCTURES, 0-60KV | 335222.44
SUPERVISORY CONTROL EQUIPMENT | 38353.4671
SWITCH, AIRBREAK, 0-60KV | 338608.52
SWITCH, DISCONNECT, 0-60KV | 104968.64
SWITCH, MOTOR OPERATOR, 0-60KV | 56434.75
SWITCH, VAC INTERRUPTER, 0-60KV | 56434.75
SWITCHBOARD PANEL, 2 FEEDER, 0-60KV | 225739.01
SWITCHBOARD PANEL, BUS DIFFERENTIAL, 0-60KV | 112869.5
SWITCHBOARD PANEL, CONTROL CABLE, 0-60KV | 60949.53
TRANSFORMER - AUXILIARY AND STATION SERVICE | 169304.26
TRANSFORMER, INSTRUMENT 0-60 KV | 56434.75
TRANSFORMER, POWER 138 KV | 1467303.86
0PT48070 | 3334311.9225
Thorndale North Sub Install 13
361 - Structures and Improvements | 1120637.1862
ELECTRICAL SYSTEM | 4663.7661
ENVIRONMENTAL PROTECTION EQUIPMENT | 86612.8529
FENCE | 96606.6417
GROUNDING SYSTEM | 129919.2793
OUTDOOR LIGHTING SYSTEM | 9993.7888
YARD IMPROVEMENTS AND SURFACING | 792840.8573
362 - Station Equipment | 2213674.7363
BATTERY CHARGING SET | 13325.0538
BUSS ASSEMBLY - 0 - 60KV | 137604.92
CONDUIT OR DUCT SYSTEM | 41973.9192
CONTROL CENTER AND ELECTRICAL EQUIP. | 412077.3078
FUSE EQUIPMENT - 0-60 KV | 17543.25
LIGHTNING ARRESTOR 0-60 KV | 1644.68
POWER CIRCUIT BREAKER, 1200 AMPERE, 15KV | 268082.89
POWER CIRCUIT BREAKER, 2000 AMPERE, 15KV | 74010.61
RELAY SWITCHBOARD 0-60 KV | 46599.27
STORAGE BATTERY | 14990.6833
STRUCTURES, 0-60KV | 119513.43
SUPERVISORY CONTROL EQUIPMENT | 9327.5322
SWITCH, AIRBREAK, 0-60KV | 66883.66
SWITCH, DISCONNECT, 0-60KV | 108548.9
SWITCH, MOTOR OPERATOR, 0-60KV | 10964.53
SWITCHBOARD PANEL, 2 FEEDER, 0-60KV | 163371.58
SWITCHBOARD PANEL, BUS DIFFERENTIAL, 0-60KV | 59756.71
SWITCHBOARD PANEL, CONTROL CABLE, 0-60KV | 21380.84
TRANSFORMER - AUXILIARY AND STATION SERVICE | 5482.26
TRANSFORMER, INSTRUMENT 0-60 KV | 4385.81
TRANSFORMER, POWER 138 KV | 616206.9
0PT48078 | 2531690.3767
Salt Lake Sub Install transfo
361 - Structures and Improvements | 213309.9313
ELECTRICAL SYSTEM | 40575.2547
ENVIRONMENTAL PROTECTION EQUIPMENT | 92743.4534
GROUNDING SYSTEM | 42893.8435
OUTDOOR LIGHTING SYSTEM | 5796.4638
YARD IMPROVEMENTS AND SURFACING | 31300.9159
362 - Station Equipment | 2318380.4454
BUSS ASSEMBLY - 0 - 60KV | 56251.94
CONDUIT OR DUCT SYSTEM | 55646.0654
FUSE EQUIPMENT - 0-60 KV | 7031.49
LIGHTNING ARRESTOR 0-60 KV | 5625.19
POWER CIRCUIT BREAKER, 1200 AMPERE, 25KV | 28125.97
STRUCTURES, 0-60KV | 28125.97
SWITCH, AIRBREAK, 0-60KV | 42188.95
SWITCH, DISCONNECT, 0-60KV | 42188.95
SWITCH, MOTOR OPERATOR, 0-60KV | 5625.19
SWITCHBOARD PANEL, CONTROL CABLE, 0-60KV | 7031.49
TRANSFORMER - AUXILIARY AND STATION SERVICE | 9844.08
TRANSFORMER, INSTRUMENT 0-60 KV | 14062.98
TRANSFORMER, POWER 138 KV | 2016632.18
0PT48109 | 211948.7152
Cyclone Switch Install low si
353 - Station Equipment | 211948.7152
Station Communication Equipment | 239.1552
TRANSFORMER, INSTRUMENT 0-60 KV | 109844.54
METERING, 0-60KV | 101865.02
0PT48249 | 4533627.3626
Goodnight Sub fka Pecos Trail
361 - Structures and Improvements | 1063458.6167
ELECTRICAL SYSTEM | 453.4941
ENVIRONMENTAL PROTECTION EQUIPMENT | 37187.0396
FENCE | 120177.6229
GROUNDING SYSTEM | 79816.081
OUTDOOR LIGHTING SYSTEM | 453.4941
YARD IMPROVEMENTS AND SURFACING | 825370.8851
362 - Station Equipment | 3470168.7459
BATTERY CHARGING SET | 453.4941
BUSS ASSEMBLY - 0 - 60KV | 92856.61
CONDUIT OR DUCT SYSTEM | 35826.5355
CONTROL CENTER AND ELECTRICAL EQUIP. | 485699.0139
FOUNDATIONS, 0-60KV | 12463.97
FUSE EQUIPMENT - 0-60 KV | 623.19
LIGHTNING ARRESTOR 0-60 KV | 623.19
POWER CIRCUIT BREAKER, 1200 AMPERE, 25KV | 110929.38
POWER CIRCUIT BREAKER, 2000 AMPERE, 25KV | 54218.29
RELAY SWITCHBOARD 0-60 KV | 39261.52
STORAGE BATTERY | 4534.9991
STRUCTURES, 0-60KV | 87871.02
SUPERVISORY CONTROL EQUIPMENT | 5895.5033
SWITCH, AIRBREAK, 0-60KV | 33029.53
SWITCH, DISCONNECT, 0-60KV | 32406.33
SWITCHBOARD PANEL, 2 FEEDER, 0-60KV | 68551.86
SWITCHBOARD PANEL, BUS DIFFERENTIAL, 0-60KV | 52348.69
SWITCHBOARD PANEL, CONTROL CABLE, 0-60KV | 3115.99
TRANSFORMER - AUXILIARY AND STATION SERVICE | 623.19
TRANSFORMER, INSTRUMENT 0-60 KV | 623.19
TRANSFORMER, POWER 138 KV | 2348213.25
0PT48387 | 3411154.773
Yarborough Sub Install bank 2
361 - Structures and Improvements | 570515.072
ELECTRICAL SYSTEM | 32600.8604
ENVIRONMENTAL PROTECTION EQUIPMENT | 48901.2906
GROUNDING SYSTEM | 228206.0303
YARD IMPROVEMENTS AND SURFACING | 260806.8907
362 - Station Equipment | 2840639.7011
BUSS ASSEMBLY - 0 - 60KV | 129520.26
CONDUIT OR DUCT SYSTEM | 293407.7511
FOUNDATIONS, 0-60KV | 129520.26
FUSE EQUIPMENT - 0-60 KV | 8634.68
LIGHTNING ARRESTOR 0-60 KV | 21586.71
POWER CIRCUIT BREAKER, 1200 AMPERE, 25KV | 107933.55
STRUCTURES, 0-60KV | 431734.22
SWITCH, AIRBREAK, 0-60KV | 43173.42
SWITCH, DISCONNECT, 0-60KV | 21586.71
SWITCH, MOTOR OPERATOR, 0-60KV | 43173.42
SWITCHBOARD PANEL, 2 FEEDER, 0-60KV | 86346.84
SWITCHBOARD PANEL, CONTROL CABLE, 0-60KV | 86346.84
TRANSFORMER - AUXILIARY AND STATION SERVICE | 21586.71
TRANSFORMER, INSTRUMENT 0-60 KV | 43173.42
TRANSFORMER, POWER 138 KV | 1372914.91
0PT48388 | 2981435.8937
Roanoke Switch Replace bank 1
353 - Station Equipment | 2981435.8937
BUSS ASSEMBLY - 0 - 60KV | 339.59
CONDUIT OR DUCT SYSTEM | 100.7337
POWER CIRCUIT BREAKER, 1200 AMPERE, 25KV | 136178.99
POWER CIRCUIT BREAKER, 2000 AMPERE, 25KV | 56373.34
SWITCH, AIRBREAK, 0-60KV | 14602.73
SWITCHBOARD PANEL, 2 FEEDER, 0-60KV | 123613.84
SWITCHBOARD PANEL, FEEDER BYPASS-BUS TIE, 0-60KV | 339.59
SWITCHBOARD PANEL, STATION METERING, 0-60KV | 66900.9
TRANSFORMER, POWER 138 KV | 2582986.18
0PT48501 | 2299179.4834
Ridgeview Substation Purchase
374 - Land Owned in Fee | 2299179.4834
FEE LAND | 2299179.4834
0PT48517 | 180951.95
Ranger Sub Replace Failed 125
362 - Station Equipment | 180951.95
BUSHING, 0-60KV TRANSFORMER | 54195.1
BUSHING, 69KV TRANSFORMER | 114922.6
LIGHTNING ARRESTOR 0-60 KV | 11834.25
0PT48718 | 4454715.182
Barr Ranch Sub Install bank 1
361 - Structures and Improvements | 153710.3794
ELECTRICAL SYSTEM | 445.531
ENVIRONMENTAL PROTECTION EQUIPMENT | 445.531
GROUNDING SYSTEM | 9356.2829
OUTDOOR LIGHTING SYSTEM | 18712.5658
YARD IMPROVEMENTS AND SURFACING | 124750.4687
362 - Station Equipment | 4301004.8027
BATTERY CHARGING SET | 445.531
BUSS ASSEMBLY - 0 - 60KV | 127772.23
CONDUIT OR DUCT SYSTEM | 48563.5714
CONTROL CENTER AND ELECTRICAL EQUIP. | 478507.1685
FOUNDATIONS, 0-60KV | 541.4
FUSE EQUIPMENT - 0-60 KV | 541.4
LIGHTNING ARRESTOR 0-60 KV | 541.4
POWER CIRCUIT BREAKER, 1200 AMPERE, 25KV | 106115.92
POWER CIRCUIT BREAKER, 2000 AMPERE, 25KV | 63344.7
STORAGE BATTERY | 16039.3386
STRUCTURES, 0-60KV | 63886.11
SUPERVISORY CONTROL EQUIPMENT | 22276.8632
SWITCH, AIRBREAK, 0-60KV | 24904.75
SWITCH, DISCONNECT, 0-60KV | 42771.21
SWITCH, MOTOR OPERATOR, 0-60KV | 541.4
SWITCHBOARD PANEL, 2 FEEDER, 0-60KV | 32484.46
SWITCHBOARD PANEL, BUS DIFFERENTIAL, 0-60KV | 48185.29
SWITCHBOARD PANEL, CONTROL CABLE, 0-60KV | 15159.41
TRANSFORMER - AUXILIARY AND STATION SERVICE | 541.4
TRANSFORMER, INSTRUMENT 0-60 KV | 541.4
TRANSFORMER, POWER 138 KV | 3207299.85
0PT48723 | 296256.4457
Wall Street Sub Convert Cedar
361 - Structures and Improvements | 211143.302
ENVIRONMENTAL PROTECTION EQUIPMENT | 129196.0846
FENCE | 42713.8054
GROUNDING SYSTEM | 15503.5242
YARD IMPROVEMENTS AND SURFACING | 23729.8878
362 - Station Equipment | 85113.1437
CONDUIT OR DUCT SYSTEM | 5906.1037
MOBILE SUBSTATION 138 KV | 79207.04
0PT48779 | 340561.3417
SL Driver Sub Addition of 138
361 - Structures and Improvements | 75364.1118
ELECTRICAL SYSTEM | 20640.2628
GROUNDING SYSTEM | 7468.5146
OUTDOOR LIGHTING SYSTEM | 9233.7957
YARD IMPROVEMENTS AND SURFACING | 38021.5388
362 - Station Equipment | 265197.2299
BATTERY CHARGING SET | 50650.1157
CONDUIT OR DUCT SYSTEM | 2444.24
CONTROL CENTER AND ELECTRICAL EQUIP. | 188070.824
STORAGE BATTERY | 6925.3502
TRANSFORMER - AUXILIARY AND STATION SERVICE | 17106.7
0PT48890 | 471439.9167
Blackwell Street Sub Relay Upg
362 - Station Equipment | 471439.9167
Station Communication Equipment | 3915.493
SUPERVISORY CONTROL EQUIPMENT - CPU | 13467.5837
SWITCHBOARD PANEL, 1 FEEDER, 0-60KV | 270323.76
SWITCHBOARD PANEL, CONTROL CABLE, 0-60KV | 146068.51
SWITCHBOARD PANEL, FEEDER BYPASS-BUS TIE, 0-60KV | 37664.57
0PT48908 | 421420.1076
Parkerville Road Sub Relay U
361 - Structures and Improvements | 18707.8476
GROUNDING SYSTEM | 18707.8476
362 - Station Equipment | 402712.26
POWER CIRCUIT BREAKER, 1200 AMPERE, 25KV | 43313.84
POWER CIRCUIT BREAKER, 2000 AMPERE, 15KV | 31023.81
POWER CIRCUIT BREAKER, 2000 AMPERE, 25KV | 103697.22
RELAY SWITCHBOARD 0-60 KV | 45788.92
SWITCHBOARD PANEL, 2 FEEDER, 0-60KV | 113853.69
SWITCHBOARD PANEL, CONTROL CABLE, 0-60KV | 27481.89
SWITCHBOARD PANEL, FEEDER BYPASS-BUS TIE, 0-60KV | 37552.89
0PT48910 | 506237.5516
Payne Sub Relay Upgrade on Fee
353 - Station Equipment | 506237.5516
CONDUIT OR DUCT SYSTEM | 65981.9038
LIGHTNING ARRESTOR 0-60 KV | 3064.57
RELAY SWITCHBOARD 0-60 KV | 228480.8
Station Communication Equipment | 4724.9245
SUPERVISORY CONTROL EQUIPMENT | 6490.8033
SWITCHBOARD PANEL, CONTROL CABLE, 0-60KV | 189526.67
RELAYS, 0-60KV | 7967.88
0PT48916 | 341852.2803
Roanoke West Sub Relay Upgra
361 - Structures and Improvements | 11900.8941
ELECTRICAL SYSTEM | 4611.2474
GROUNDING SYSTEM | 7289.6466
362 - Station Equipment | 329951.3862
BATTERY CHARGING SET | 6047.0962
BUSS ASSEMBLY - 0 - 60KV | 28164.06
POWER CIRCUIT BREAKER, 1200 AMPERE, 25KV | 113487.86
POWER CIRCUIT BREAKER, 2000 AMPERE, 25KV | 55635.3
RELAY SWITCHBOARD 0-60 KV | 39110.99
SWITCHBOARD PANEL, 2 FEEDER, 0-60KV | 40115.61
SWITCHBOARD PANEL, CONTROL CABLE, 0-60KV | 47390.47
0PT48924 | 341714.554
Village Creek Sub Relay Upgr
361 - Structures and Improvements | 3091.5042
GROUNDING SYSTEM | 3091.5042
362 - Station Equipment | 338623.0498
BUSS ASSEMBLY - 0 - 60KV | 7637.91
POWER CIRCUIT BREAKER, 2000 AMPERE, 15KV | 82606.48
RELAY SWITCHBOARD 0-60 KV | 162082.21
Station Communication Equipment | 14984.3453
SUPERVISORY CONTROL EQUIPMENT | 7697.2145
SWITCHBOARD PANEL, CONTROL CABLE, 0-60KV | 26560.68
SWITCHBOARD PANEL, FEEDER BYPASS-BUS TIE, 0-60KV | 37054.21
0PT48926 | 235183.634
2022 Equipment Support MT010
362 - Station Equipment | 235183.634
BATTERY CHARGING SET | 4814.444
MOBILE SUBSTATION 138 KV | 230369.19
0PT48929 | 263339.2328
Wedgewood Sub Relay Upgrade
362 - Station Equipment | 263339.2328
CONDUIT OR DUCT SYSTEM | 12033.2728
Relays, 0-69 KV Relay Panel | 12934.46
SWITCHBOARD PANEL, 2 FEEDER, 0-60KV | 99945.71
SWITCHBOARD PANEL, CONTROL CABLE, 0-60KV | 138425.79
0PT48932 | 265456.4
Witt Road Substation Sub Rel
362 - Station Equipment | 265456.4
RELAY SWITCHBOARD 0-60 KV | 163919.36
SWITCHBOARD PANEL, CONTROL CABLE, 0-60KV | 40296.27
SWITCHBOARD PANEL, FEEDER BYPASS-BUS TIE, 0-60KV | 61240.77
0PT49048 | 196409.5399
2022 Odessa SF6 Gas Trailer
361 - Structures and Improvements | 196409.5399
ELECTRICAL SYSTEM | 196409.5399
0PT49058 | 196492.2836
Temple Transmission SF6 Gas T
361 - Structures and Improvements | 196492.2836
ELECTRICAL SYSTEM | 196492.2836
0PT49075 | 196305.194
2022 Tyler SF6 Gas Trailer
361 - Structures and Improvements | 196305.194
ELECTRICAL SYSTEM | 196305.194
0PT49077 | 182480.81
2022 Forney Filter Press
362 - Station Equipment | 182480.81
PUMP, POWER TRANSFORMER, 345KV | 182480.81
0PT49078 | 179483.06
2022 North Dallas Filter Pres
362 - Station Equipment | 179483.06
PUMP, POWER TRANSFORMER, 345KV | 179483.06
0PT49079 | 182214.59
2022 Sulphur Springs Filter P
362 - Station Equipment | 182214.59
PUMP, POWER TRANSFORMER, 345KV | 182214.59
0PT49080 | 182480.81
2022 Waco Filter Press
362 - Station Equipment | 182480.81
PUMP, POWER TRANSFORMER, 345KV | 182480.81
0PT49085 | 180758.58
2022 Corsicana Vacuum Pump Tr
362 - Station Equipment | 180758.58
PUMP, POWER TRANSFORMER, 345KV | 180758.58
0PT49086 | 180106.08
2022 Tyler Vacuum Pump Traile
362 - Station Equipment | 180106.08
PUMP, POWER TRANSFORMER, 345KV | 180106.08
0PT49087 | 179463.05
2022 Glen Rose Vacuum Pump Tr
362 - Station Equipment | 179463.05
PUMP, POWER TRANSFORMER, 345KV | 179463.05
0PT49088 | 180883.49
2022 Waco Vacuum Pump Trailer
362 - Station Equipment | 180883.49
PUMP, POWER TRANSFORMER, 345KV | 180883.49
0PT49089 | 148255.38
2022 Forney Vacuum Pump Dry
362 - Station Equipment | 148255.38
PUMP, POWER TRANSFORMER, 345KV | 148255.38
0PT49090 | 428350.19
2022 Graham Vacuum Pump Dry
362 - Station Equipment | 428350.19
PUMP, POWER TRANSFORMER, 345KV | 428350.19
0PT49091 | 156328.92
2022 Temple Vacuum Pump Dry
362 - Station Equipment | 156328.92
PUMP, POWER TRANSFORMER, 345KV | 156328.92
0PT49092 | 106529.43
2022 Amarillo Current Injecti
362 - Station Equipment | 106529.43
TRANSFORMER | 106529.43
0PT49276 | 151884.5803
Brelyn Sub Relay Upgrade on F
362 - Station Equipment | 151884.5803
CONDUIT OR DUCT SYSTEM | 4640.1859
Station Communication Equipment | 68811.3202
STRUCTURES, 0-60KV | 36841.77
SUPERVISORY CONTROL EQUIPMENT | 19475.1542
SWITCHBOARD PANEL, CONTROL CABLE, 0-60KV | 22116.15
0PT49282 | 247924.0903
Decordova Dam Sub Relay Upgra
361 - Structures and Improvements | 1895.3503
GROUNDING SYSTEM | 1895.3503
362 - Station Equipment | 246028.74
Relays, 0-69 KV Relay Panel | 8037.63
SWITCHBOARD PANEL, 2 FEEDER, 0-60KV | 129466.95
SWITCHBOARD PANEL, CONTROL CABLE, 0-60KV | 22095.5
SWITCHBOARD PANEL, FEEDER BYPASS-BUS TIE, 0-60KV | 86428.66
0PT49291 | 115638.7319
Four Brothers Switch Install 3
353 - Station Equipment | 115638.7319
CONDUIT OR DUCT SYSTEM | 4301.6708
Station Communication Equipment | 1290.5011
TRANSFORMER, INSTRUMENT 0-60 KV | 31441.87
METERING, 0-60KV | 78604.69
0PT49494 | 521975.4823
Anna Switch Install two 375 M
353 - Station Equipment | 521975.4823
BUSS ASSEMBLY - 0 - 60KV | 58533.04
CONDUIT OR DUCT SYSTEM | 75.7923
FOUNDATIONS, 0-60KV | 109062.58
LIGHTNING ARRESTOR 0-60 KV | 3822.56
MOTOR OPERATORS, 0-60KV | 3225.29
POWER CIRCUIT BREAKER, 2000 AMPERE, 15KV | 71673.11
STRUCTURES, 0-60KV | 238910.38
SWITCH, AIRBREAK, 0-60KV | 23891.03
SWITCH, DISCONNECT, 0-60KV | 5614.39
SWITCHBOARD PANEL, CONTROL CABLE, 0-60KV | 7167.31
0PT49495 | 463109.1445
Collin Switch Install two 375
353 - Station Equipment | 463109.1445
BUSS ASSEMBLY - 0 - 60KV | 76726.54
CONDUIT OR DUCT SYSTEM | 2749.8945
LIGHTNING ARRESTOR 0-60 KV | 25575.51
POWER CIRCUIT BREAKER, 2000 AMPERE, 15KV | 140665.33
STRUCTURES, 0-60KV | 102302.06
SWITCH, DISCONNECT, 0-60KV | 89514.3
SWITCHBOARD PANEL, CONTROL CABLE, 0-60KV | 25575.51
0PT49550 | 937759.3108
Ten Mile Sub fka Beltline Road
374 - Land Owned in Fee | 937759.3108
FEE LAND | 937759.3108
0PT49587 | 1413932.9662
Purchase and store two Suburba
362 - Station Equipment | 1413932.9662
BATTERY CHARGING SET | 11377.3378
CONTROL CENTER AND ELECTRICAL EQUIP. | 765126.1809
RELAY SWITCHBOARD 0-60 KV | 108616.53
STORAGE BATTERY | 33776.4778
SUPERVISORY CONTROL EQUIPMENT | 118750.9897
SWITCHBOARD PANEL, 2 FEEDER, 0-60KV | 266535.53
SWITCHBOARD PANEL, BUS DIFFERENTIAL, 0-60KV | 109749.92
0PT49606 | 602444.6416
Lund Substation Purchase in F
374 - Land Owned in Fee | 602444.6416
FEE LAND | 602444.6416
0PT49951 | 2781942.9087
Bewley Sub Rebuild 138 kV Sub
361 - Structures and Improvements | 842111.0908
ELECTRICAL SYSTEM | 94650.5002
ENVIRONMENTAL PROTECTION EQUIPMENT | 222707.071
FENCE | 89082.8218
GROUNDING SYSTEM | 244977.7737
OUTDOOR LIGHTING SYSTEM | 44541.4109
YARD IMPROVEMENTS AND SURFACING | 146151.5133
362 - Station Equipment | 1939831.8179
BATTERY CHARGING SET | 22270.7027
BUSS ASSEMBLY - 0 - 60KV | 71183.61
CONDUIT OR DUCT SYSTEM | 111353.5355
CONTROL CENTER AND ELECTRICAL EQUIP. | 301768.0804
FUSE EQUIPMENT - 0-60 KV | 10096.95
LIGHTNING ARRESTOR 0-60 KV | 10096.95
POWER CIRCUIT BREAKER, 1200 AMPERE, 25KV | 102484.2
POWER CIRCUIT BREAKER, 2000 AMPERE, 25KV | 58562.4
RELAY SWITCHBOARD 0-60 KV | 40892.7
STORAGE BATTERY | 10021.8123
STRUCTURES, 0-60KV | 272618.09
SUPERVISORY CONTROL EQUIPMENT | 6124.4369
SWITCH, AIRBREAK, 0-60KV | 24232.7
SWITCH, DISCONNECT, 0-60KV | 35844.21
SWITCH, MOTOR OPERATOR, 0-60KV | 15145.44
SWITCHBOARD PANEL, 1 FEEDER, 0-60KV | 27261.8
SWITCHBOARD PANEL, BUS DIFFERENTIAL, 0-60KV | 14135.74
SWITCHBOARD PANEL, CONTROL CABLE, 0-60KV | 6058.17
TRANSFORMER - AUXILIARY AND STATION SERVICE | 10601.8
TRANSFORMER, INSTRUMENT 0-60 KV | 9592.1
TRANSFORMER, POWER 138 KV | 779486.39
0PT49972 | 150646.1207
Temple Northwest Sub Install
361 - Structures and Improvements | 3162.5348
GROUNDING SYSTEM | 3162.5348
362 - Station Equipment | 147483.5859
BUSS ASSEMBLY - 0 - 60KV | 15457.89
CONDUIT OR DUCT SYSTEM | 5270.8959
LIGHTNING ARRESTOR 0-60 KV | 3091.57
POWER CIRCUIT BREAKER, 1200 AMPERE, 15KV | 92747.45
STRUCTURES, 0-60KV | 23186.84
SWITCHBOARD PANEL, CONTROL CABLE, 0-60KV | 7728.94
0PT49998 | 1463290.06
SOSF SPARE PURCHASE AND STORE
362 - Station Equipment | 1463290.06
TRANSFORMER, POWER 138 KV | 1463290.06
0PT50013 | 163842.0615
Southerland Sub Oil Containme
361 - Structures and Improvements | 163842.0615
ENVIRONMENTAL PROTECTION EQUIPMENT | 163842.0615
0PT50075 | 114839.5184
Westover Sub Install one feed
361 - Structures and Improvements | 12850.7316
GROUNDING SYSTEM | 294.3601
YARD IMPROVEMENTS AND SURFACING | 12556.3716
362 - Station Equipment | 101988.7868
BUSS ASSEMBLY - 0 - 60KV | 8145.12
CONDUIT OR DUCT SYSTEM | 1048.6568
FOUNDATIONS, 0-60KV | 45553.3
LIGHTNING ARRESTOR 0-60 KV | 428.06
POWER CIRCUIT BREAKER, 1200 AMPERE, 15KV | 37491.36
STRUCTURES, 0-60KV | 1260.41
SWITCH, DISCONNECT, 0-60KV | 5053.54
SWITCHBOARD PANEL, CONTROL CABLE, 0-60KV | 3008.34
0PT50177 | 139387.9041
Meadowpark Sub Replace failed
362 - Station Equipment | 139387.9041
SUPERVISORY CONTROL EQUIPMENT | 5024.9441
SWITCHBOARD PANEL, 2 FEEDER, 0-60KV | 134362.96
0PT50201 | 145381.65
St Augustine Sub Regasket Xfm
362 - Station Equipment | 145381.65
TRANSFORMER GASKET SET, POWER 138KV | 100039.86
TRANSFORMER | 45341.79
0PT50202 | 111155.71
St Augustine Sub Regasket Xfm
362 - Station Equipment | 111155.71
LIGHTNING ARRESTOR 0-60 KV | 2783.3
TRANSFORMER GASKET SET, POWER 138KV | 48155.7
TRANSFORMER | 60216.71
0PT50249 | 102470.1361
Ellison Springs POI Establish
353 - Station Equipment | 102470.1361
BATTERY CHARGING SET | 3088.4871
BUILDING, ELECTRICAL EQUIPMENT | 16218.1089
CONDUIT OR DUCT SYSTEM | 8912.897
HARDENED NETWORK ROUTER | 3652.5961
Station Communication Equipment | 10703.9396
STORAGE BATTERY | 7784.683
SUPERVISORY CONTROL EQUIPMENT | 5584.6645
TRANSFORMER, POWER 69 KV | 46524.76
0PT50256 | 144452.6158
Carmelite Sub Buffalo Sub Rebu
374 - Land Owned in Fee | 144452.6158
FEE LAND | 144452.6158
0PT50320 | 141112.2115
Irving Valley View Sub Oil C
361 - Structures and Improvements | 141112.2115
ENVIRONMENTAL PROTECTION EQUIPMENT | 141112.2115
0PT50323 | 181105.667
Oakland Sub Oil Containment
361 - Structures and Improvements | 181105.667
ENVIRONMENTAL PROTECTION EQUIPMENT | 181105.667
0PT50325 | 165774.1437
Dragon Street Sub Oil Contain
361 - Structures and Improvements | 165774.1437
ENVIRONMENTAL PROTECTION EQUIPMENT | 165774.1437
0PT50332 | 137402.0585
Savanna Substation Purchase o
360 - Land Rights | 137402.0585
RIGHT OF WAY/EASEMENT | 137402.0585
0PT50430 | 211022.3548
Irving Northeast Sub Oil Cont
361 - Structures and Improvements | 211022.3548
ENVIRONMENTAL PROTECTION EQUIPMENT | 211022.3548
0PT50434 | 214564.335
South Oak Cliff Sub Oil Conta
361 - Structures and Improvements | 214564.335
ENVIRONMENTAL PROTECTION EQUIPMENT | 214564.335
0PT50446 | 184939.9033
Polk Street Sub Oil Containme
361 - Structures and Improvements | 184939.9033
ENVIRONMENTAL PROTECTION EQUIPMENT | 184939.9033
0PT50448 | 153539.7837
Crown Road Sub Oil Containmen
361 - Structures and Improvements | 153539.7837
ENVIRONMENTAL PROTECTION EQUIPMENT | 153539.7837
0PT50869 | 147596.7219
West Dallas Sub Install one fe
361 - Structures and Improvements | 4885.8091
GROUNDING SYSTEM | 4885.8091
362 - Station Equipment | 142710.9129
BUSS ASSEMBLY - 0 - 60KV | 18155.87
CONDUIT OR DUCT SYSTEM | 6920.4029
LIGHTNING ARRESTOR 0-60 KV | 2969.07
POWER CIRCUIT BREAKER, 1200 AMPERE, 25KV | 97890.32
SWITCHBOARD PANEL, CONTROL CABLE, 0-60KV | 16775.25
0PT50908 | 341311.3826
Rosen Heights Substation Purc
374 - Land Owned in Fee | 341311.3826
FEE LAND | 341311.3826
0PT50978 | 1290561.81
SOSF SPARE PURCHASE AND STORE
362 - Station Equipment | 1290561.81
TRANSFORMER, POWER 138 KV | 1290561.81
0PT50984 | 1335114.04
SOSF SPARE PURCHASE AND STORE
362 - Station Equipment | 1335114.04
TRANSFORMER, POWER 138 KV | 1335114.04
0PT50987 | 1831610.73
SOSF SPARE PURCHASE AND STORE
362 - Station Equipment | 1831610.73
TRANSFORMER, POWER 138 KV | 1831610.73
0PT50988 | 1269844.04
SOSF SPARE PURCHASE AND STORE
362 - Station Equipment | 1269844.04
TRANSFORMER, POWER 138 KV | 1269844.04
0PT50990 | 1150229.78
SOSF SPARE PURCHASE AND STORE
362 - Station Equipment | 1150229.78
TRANSFORMER, POWER 138 KV | 1150229.78
0PT50993 | 1766230.63
SOSF SPARE PURCHASE AND STORE
362 - Station Equipment | 1766230.63
TRANSFORMER, POWER 138 KV | 1766230.63
0PT50995 | 1773609.61
SOSF SPARE PURCHASE AND STORE
362 - Station Equipment | 1773609.61
TRANSFORMER, POWER 138 KV | 1773609.61
0PT50996 | 1234547.06
SOSF SPARE PURCHASE AND STORE
362 - Station Equipment | 1234547.06
TRANSFORMER, POWER 138 KV | 1234547.06
0PT50999 | 1417791.23
WACO SYSTEM SPARE PURCHASE AND
362 - Station Equipment | 1417791.23
TRANSFORMER, POWER 138 KV | 1417791.23
0PT51029 | 152177.9455
Paris Switch Replace Three Rea
353 - Station Equipment | 152177.9455
BUSS ASSEMBLY - 0 - 60KV | 71998.07
CONDUIT OR DUCT SYSTEM | 216.5455
LIGHTNING ARRESTOR 0-60 KV | 4137.81
POWER CIRCUIT BREAKER, 2000 AMPERE, 15KV | 53688.21
STRUCTURES, 0-60KV | 10861.77
SWITCH, DISCONNECT, 0-60KV | 2999.91
SWITCHBOARD PANEL, CONTROL CABLE, 0-60KV | 8275.63
0PT51129 | 343038.7967
Button Sub fka Nolanville Sub
374 - Land Owned in Fee | 343038.7967
FEE LAND | 343038.7967
0PT51500 | 325968.2865
Vanguard TLine Purchase of Ea
360 - Land Rights | 325968.2865
RIGHT OF WAY/EASEMENT | 325968.2865
0PT51512 | 112220.5981
Round Rock Northeast Sub Repl
361 - Structures and Improvements | 25852.8405
ELECTRICAL SYSTEM | 2443.0304
ENVIRONMENTAL PROTECTION EQUIPMENT | 18104.2475
GROUNDING SYSTEM | 839.0162
YARD IMPROVEMENTS AND SURFACING | 4466.5465
362 - Station Equipment | 86367.7576
BUSS ASSEMBLY - 0 - 60KV | 9505.92
CONDUIT OR DUCT SYSTEM | 1061.1076
LIGHTNING ARRESTOR 0-60 KV | 1133.53
SWITCHBOARD PANEL, CONTROL CABLE, 0-60KV | 4613.74
TRANSFORMER, POWER 138 KV | 70053.46
0PT51646 | 230114.53
Centerville Road Switch Repla
353 - Station Equipment | 230114.53
BUSHING, 0-60KV TRANSFORMER | 230114.53
0PT51924 | 110463.161
Sandow Sub Install AC equipme
353 - Station Equipment | 110463.161
CONDUIT OR DUCT SYSTEM | 39101.721
SWITCHBOARD PANEL, CONTROL CABLE, 0-60KV | 71361.44
0PT51994 | 621599.8492
Valley Ranch Sub Replace Fai
361 - Structures and Improvements | 89.9232
ENVIRONMENTAL PROTECTION EQUIPMENT | 89.9232
362 - Station Equipment | 621509.926
CONDUIT OR DUCT SYSTEM | 12770.016
MOBILE SUBSTATION 138 KV | 114.87
SWITCHBOARD PANEL, 1 FEEDER, 0-60KV | 608625.04
0PT52075 | 1199382.35
SOSF SPARE PURCHASE AND STORE
362 - Station Equipment | 1199382.35
TRANSFORMER, POWER 138 KV | 1199382.35
0PT52076 | 1312157.52
SOSF SPARE PURCHASE AND STORE
362 - Station Equipment | 1312157.52
TRANSFORMER, POWER 138 KV | 1312157.52
0PT52078 | 1718669.2
SOSF SPARE PURCHASE AND STORE
362 - Station Equipment | 1718669.2
TRANSFORMER, POWER 138 KV | 1718669.2
0PT52081 | 1405533.81
SOSF SPARE PURCHASE AND STORE
362 - Station Equipment | 1405533.81
TRANSFORMER, POWER 138 KV | 1405533.81
0PT52085 | 1222741.6
SOSF SPARE PURCHASE AND STORE
362 - Station Equipment | 1222741.6
TRANSFORMER, POWER 138 KV | 1222741.6
0PT52214 | 170168.8
Nac Southwest Sub install MT4
362 - Station Equipment | 170168.8
CONTACTS, LOAD TAP CHANGER, POWER TRANSFORMER | 170168.8
0PT52341 | 176936.7498
Arlington Sub Replace faile
361 - Structures and Improvements | 10590.2998
GROUNDING SYSTEM | 10590.2998
362 - Station Equipment | 166346.45
BUSS ASSEMBLY - 0 - 60KV | 10625.78
REACTOR 0-60 KV | 155720.67
0PT52373 | 143154.76
Welch Road Sub Replace LTC an
362 - Station Equipment | 143154.76
BUSHING, 138KV TRANSFORMER | 39238.71
CONTACTS, LOAD TAP CHANGER, POWER TRANSFORMER | 103916.05
0PT52423 | 130338.68
St Augustine Replace failed LT
362 - Station Equipment | 130338.68
ENCLOSURE, LOAD TAP CHANGER, POWER TRANSFORMER | 130338.68
0PT52697 | 366190.7157
Hackberry Sub Retire failed T
353 - Station Equipment | 366190.7157
BUSS ASSEMBLY - 0 - 60KV | 4587.46
CONDUIT OR DUCT SYSTEM | 3780.8657
FOUNDATIONS, 0-60KV | 114686.71
LIGHTNING ARRESTOR 0-60 KV | 13762.39
POWER CIRCUIT BREAKER, 1200 AMPERE, 25KV | 50462.12
SWITCH, DISCONNECT, 0-60KV | 64224.52
SWITCHBOARD PANEL, CONTROL CABLE, 0-60KV | 22937.33
TRANSFORMER, POWER 138 KV | 91749.32
0PT52881 | 281180.2255
Eagle Mountain Switch Replace
353 - Station Equipment | 281180.2255
BUSS ASSEMBLY - 0 - 60KV | 124530.79
CONDUIT OR DUCT SYSTEM | 1754.2175
FUSE EQUIPMENT 0-60 KV | 37276.4
STRUCTURES, 0-60KV | 116247.14
TRANSFORMER - AUXILIARY AND STATION SERVICE | 1371.678
0PT53100 | 1311518.95
SOSF SPARE PURCHASE AND STORE
362 - Station Equipment | 1311518.95
TRANSFORMER, POWER 138 KV | 1311518.95
Grand Total | 188504750.3794
Projects with Additions >$100,000 for Substation Accounts | 188504750.3794
Projects with Additions >$100,000 for Non-Substation Accounts | 637140092.49
Projects with Additions <$100,000 from WP/Schedule B-1/1/6 ME 12312023 | 825644842.8694
Projects with Additions <$100,000 from WP/Schedule B-1/1/6 ME 12312023 | 147764495.7823
6 Months Ending December 31, 2023 DCRF Additions | 973409338.6517
6 Months Ending June 30, 2023 DCRF Additions | 851407659.9801
6 Months Ending June 30, 2024 DCRF Additions | 992033529.7716
2022 DCRF Additions | 1520316270.3468
Total DCRF Additions for January 1, 2022 through June 30, 2024, Sch B-1, Col 2, Line 24 | 4337166798.7503
Note: This listing reflects only substation projects greater than $100,000 includable in DCRF for six months ending December 31, 2023.