## Distribution - 6 ME 06302023
Oncor Electric Delivery Company LLC
Distribution Cost Recovery Factor
Property Unit Descriptions for Projects with Additions > $100,000
Plant Accounts 364 to 373 Only for Six Months Ending June 30, 2023
Update Period 01/01/2022 - 06/30/2024
Sponsors: W. Alan Ledbetter and Coler D. Snelleman
Project | DCRF Additions | Property Unit Amount | FERC Account | Property Unit | Project Title / Property Unit Description | Project Description | In Service Date
1002880W | 261736.8 |  |  |  | FSE UGCP CNTRY2813 L REPLACE U | FSE UGCP CNTRY2813 L REPLACE UG CABLE 1815 OVERBROOK DR | 2023-01-05
1002880W |  | 227213.73 | 366 | 1010 | CONDUIT
1002880W |  | 2250.93 | 366 | 1200 | MANHOLE, 0-100 CU FT
1002880W |  | 32272.14 | 367 | 0020 | CONDUCTOR, ALUMINUM, LESS THEN 4/0
1009051W | 136427.99 |  |  |  | HEB/ ARL/VIRIDIAN COLLINS WEST | HEB/ ARL/VIRIDIAN COLLINS WEST/RLH | 2023-04-25
1009051W |  | 45321.44 | 366 | 1010 | CONDUIT
1009051W |  | 20136.76 | 366 | 1150 | SECONDARY BOX
1009051W |  | 19372.76 | 366 | 1400 | PADS OR FOUNDATIONS, SMALL, LESS THAN 50 SQ FT
1009051W |  | 29577.58 | 367 | 0020 | CONDUCTOR, ALUMINUM, LESS THEN 4/0
1009051W |  | 14311.28 | 367 | 0025 | CONDUCTOR, ALUMINUM, 4/0 AND GREATER
1009051W |  | 7708.17 | 367 | 0100 | FAULT INDICATOR
1009148W | 168041.58 |  |  |  | DNO:DR:RELOCATE POWER PATH:PRE | DNO:DR:RELOCATE POWER PATH:PRESTON TRAILS GOLF COURSE | 2023-01-18
1009148W |  | 8402.07 | 366 | 1410 | PADS OR FOUNDATIONS, MEDIUM, 50-100 SQ FT
1009148W |  | 82290.01 | 367 | 0020 | CONDUCTOR, ALUMINUM, LESS THEN 4/0
1009148W |  | 11191.55 | 367 | 0025 | CONDUCTOR, ALUMINUM, 4/0 AND GREATER
1009148W |  | 6183.92 | 367 | 0100 | FAULT INDICATOR
1009148W |  | 59974.03 | 367 | 5190 | SWITCHGEAR, PADMOUNT, 25KV
1009679W | 246276.56 |  |  |  | 2022MFWE081 ROSEMONT SUBSTATIO | 2022MFWE081 ROSEMONT SUBSTATION FDR EXIT CIVIL - SG | 2023-01-17
1009679W |  | 108928.1 | 366 | 1010 | CONDUIT
1009679W |  | 137348.46 | 366 | 1025 | DUCT BANK, 2 - 4 HOLES
1011216W | 191601.26 |  |  |  | 2022NWAC083R01: HARRIS CREEK S | 2022NWAC083R01: HARRIS CREEK SUBSTATION - ELECTRIC ONLY - CS | 2023-05-04
1011216W |  | 6840.16 | 365 | 0010 | CONDUCTOR, ALUMINUM, LESS THAN 4/0
1011216W |  | 169797.05 | 367 | 0025 | CONDUCTOR, ALUMINUM, 4/0 AND GREATER
1011216W |  | 14964.05 | 367 | 0100 | FAULT INDICATOR
1011261W | 170590.58 |  |  |  | WAX:MDL:HAWKINS RUN STREETLIGH | WAX:MDL:HAWKINS RUN STREETLIGHTS:TH | 2023-05-10
1011261W |  | 153.52 | 366 | 1010 | CONDUIT
1011261W |  | 1450.01 | 366 | 1400 | PADS OR FOUNDATIONS, SMALL, LESS THAN 50 SQ FT
1011261W |  | 4384.17 | 366 | 1420 | PADS OR FOUNDATIONS, LARGE, OVER 100 SQ FT
1011261W |  | 13903.12 | 367 | 0020 | CONDUCTOR, ALUMINUM, LESS THEN 4/0
1011261W |  | 21136.17 | 367 | 0025 | CONDUCTOR, ALUMINUM, 4/0 AND GREATER
1011261W |  | 60730.32 | 367 | 5190 | SWITCHGEAR, PADMOUNT, 25KV
1011261W |  | 24309.15 | 373 | 1250 | LUMINAIRE, LED, 40W TO 150W
1011261W |  | 3872.4 | 373 | 1375 | CONDUIT
1011261W |  | 40651.72 | 373 | 1520 | STANDARD, METAL, ABOVE 25'
1011278W | 135508.54 |  |  |  | ODE 17 TS 2022 TRIPSAVERS PH 7 | ODE 17 TS 2022 TRIPSAVERS PH 7 ODESSA FEEDERS BA | 2023-02-16
1011278W |  | 15908.69 | 364 | 0001 | SINGLE CROSSARM
1011278W |  | 3916.19 | 364 | 0260 | POLE, WOOD, 40'
1011278W |  | 3333.5 | 364 | 0280 | POLE, WOOD, 45'
1011278W |  | 4417.57 | 364 | 0300 | POLE, WOOD, 50'
1011278W |  | 107932.59 | 365 | 6015 | RECLOSER,SINGLE PHASE,13.2KV AND UNDER,0-3000 AMP
1011409W | 548716.12 |  |  |  | 2022MFWE083 CALMONT SUBSTATION | 2022MFWE083 CALMONT SUBSTATION FEEDER EXIT PHASE 1 - ELECTRICAL -SG | 2023-06-22
1011409W |  | 548716.12 | 367 | 0025 | CONDUCTOR, ALUMINUM, 4/0 AND GREATER
1014525W | 399371.99 |  |  |  | MSQ:FIRESIDE PH2:CR | MSQ:FIRESIDE PH2:CR | 2023-05-09
1014525W |  | 164181.92 | 366 | 1010 | CONDUIT
1014525W |  | 10743.1 | 366 | 1100 | PRIMARY BOX
1014525W |  | 25320.17 | 366 | 1150 | SECONDARY BOX
1014525W |  | 5431.45 | 366 | 1200 | MANHOLE, 0-100 CU FT
1014525W |  | 26558.23 | 366 | 1400 | PADS OR FOUNDATIONS, SMALL, LESS THAN 50 SQ FT
1014525W |  | 57070.25 | 367 | 0020 | CONDUCTOR, ALUMINUM, LESS THEN 4/0
1014525W |  | 42453.23 | 367 | 0025 | CONDUCTOR, ALUMINUM, 4/0 AND GREATER
1014525W |  | 7787.75 | 367 | 0100 | FAULT INDICATOR
1014525W |  | 1637.42 | 373 | 0025 | CONDUCTOR, ALUMINUM, UNDERGROUND
1014525W |  | 18211.36 | 373 | 1250 | LUMINAIRE, LED, 40W TO 150W
1014525W |  | 3833.96 | 373 | 1375 | CONDUIT
1014525W |  | 36143.15 | 373 | 1625 | STANDARD, OTHER, 25' AND UNDER
1014723W | 152577.56 |  |  |  | DNO:UGCP_PRSTN00001-P-REPLACE | DNO:UGCP_PRSTN00001-P-REPLACE UG CABLEAT5726 GLEN HEATHER DR | 2023-03-07
1014723W |  | 130163.95 | 366 | 1010 | CONDUIT
1014723W |  | 14632.17 | 367 | 0020 | CONDUCTOR, ALUMINUM, LESS THEN 4/0
1014723W |  | 7781.44 | 367 | 0100 | FAULT INDICATOR
1014847W | 121473.4 |  |  |  | DNO:UGCP_BLTLN0007 P-REPLACE U | DNO:UGCP_BLTLN0007 P-REPLACE UG CABLE 6712 HARVEST GLEN DR | 2023-03-01
1014847W |  | 101612.52 | 366 | 1010 | CONDUIT
1014847W |  | 11734.32 | 367 | 0020 | CONDUCTOR, ALUMINUM, LESS THEN 4/0
1014847W |  | 8126.56 | 367 | 0100 | FAULT INDICATOR
1015083W | 425168.9 |  |  |  | DNO-22-P078-PZ-DNO-FSTVW0007-W | DNO-22-P078-PZ-DNO-FSTVW0007-WALNT0001-FSTVW0004-DA-PWR | 2023-03-31
1015083W |  | 12797.58 | 364 | 0001 | SINGLE CROSSARM
1015083W |  | 31122.36 | 364 | 0335 | POLE, WOOD, 60'
1015083W |  | 12755.07 | 365 | 5635 | DIST AUTOMATION REPEATER OVERHEAD
1015083W |  | 19472.72 | 365 | 5645 | DIST AUTOMATION COMMUNICATION UNIT RF OH
1015083W |  | 98681.7 | 365 | 5650 | DIST AUTOMATION CONTROL OVERHEAD
1015083W |  | 38265.2 | 365 | 5660 | DIST AUTOMATION POWER SUPPLY UNIT OH
1015083W |  | 212074.27 | 365 | 6000 | DIST AUTOMATION SWITCH OVERHEAD
1015879W | 163043.18 |  |  |  | DFW REPL SWG 6340 SW10460 AT M | DFW REPL SWG 6340 SW10460 AT MH WS33 | 2022-12-19
1015879W |  | 163043.18 | 367 | 5210 | SWITCHGEAR, 25KV REMOTE
1016698W | 172906.78 |  |  |  | CLE JSH: COOPER VALLEY PH 5 - | CLE JSH: COOPER VALLEY PH 5 - GS/LF | 2023-05-04
1016698W |  | 64961.16 | 366 | 1010 | CONDUIT
1016698W |  | 15838.25 | 366 | 1150 | SECONDARY BOX
1016698W |  | 1608.03 | 366 | 1200 | MANHOLE, 0-100 CU FT
1016698W |  | 8576.16 | 366 | 1400 | PADS OR FOUNDATIONS, SMALL, LESS THAN 50 SQ FT
1016698W |  | 38575.5 | 367 | 0020 | CONDUCTOR, ALUMINUM, LESS THEN 4/0
1016698W |  | 20575.9 | 367 | 0025 | CONDUCTOR, ALUMINUM, 4/0 AND GREATER
1016698W |  | 5567.59 | 367 | 0100 | FAULT INDICATOR
1016698W |  | 1521.57 | 373 | 0025 | CONDUCTOR, ALUMINUM, UNDERGROUND
1016698W |  | 4460.99 | 373 | 1200 | LUMINAIRE, OTHER, 100W
1016698W |  | 2386.1 | 373 | 1375 | CONDUIT
1016698W |  | 8835.53 | 373 | 1625 | STANDARD, OTHER, 25' AND UNDER
1016723W | 114591.46 |  |  |  | Coord - ODE: GARDENDALE TEXAS | Coord - ODE: GARDENDALE TEXAS PROPERTIES. DH | 2023-04-25
1016723W |  | 43590.59 | 366 | 1010 | CONDUIT
1016723W |  | 3953.39 | 366 | 1200 | MANHOLE, 0-100 CU FT
1016723W |  | 15607.36 | 366 | 1400 | PADS OR FOUNDATIONS, SMALL, LESS THAN 50 SQ FT
1016723W |  | 45595.96 | 367 | 0020 | CONDUCTOR, ALUMINUM, LESS THEN 4/0
1016723W |  | 5844.16 | 367 | 0100 | FAULT INDICATOR
1016829W | 503682.84 |  |  |  | BIG BAYSWATER ORIENT PME OFSIT | BIG BAYSWATER ORIENT PME OFSITE 1 OF 3- CS -PWR | 2023-04-18
1016829W |  | 59434.57 | 364 | 0001 | SINGLE CROSSARM
1016829W |  | 7353.76 | 364 | 0280 | POLE, WOOD, 45'
1016829W |  | 149039.76 | 364 | 0300 | POLE, WOOD, 50'
1016829W |  | 32991.22 | 364 | 0320 | POLE, WOOD, 55'
1016829W |  | 15362.33 | 364 | 0335 | POLE, WOOD, 60'
1016829W |  | 32689.02 | 365 | 0010 | CONDUCTOR, ALUMINUM, LESS THAN 4/0
1016829W |  | 205452.27 | 365 | 0020 | CONDUCTOR, ALUMINUM, 4/0 AND GREATER
1016829W |  | 956.99 | 366 | 1010 | CONDUIT
1016829W |  | 151.09 | 369 | 0100 | SERVICE, OVERHEAD, 4/0 AND LESS, SINGLE PHASE
1016829W |  | 251.83 | 369 | 0300 | SERVICE, OVERHEAD, 4/0 AND LESS, 3 PHASE
1016843W | 128178.52 |  |  |  | TAY 17 TS 2022 TRIPSAVERS PH 6 | TAY 17 TS 2022 TRIPSAVERS PH 6 TAYLOR FEEDERS BA | 2023-05-24
1016843W |  | 10984.89 | 364 | 0001 | SINGLE CROSSARM
1016843W |  | 2896.83 | 364 | 0260 | POLE, WOOD, 40'
1016843W |  | 294.81 | 364 | 0280 | POLE, WOOD, 45'
1016843W |  | 5857.75 | 364 | 0300 | POLE, WOOD, 50'
1016843W |  | 108144.24 | 365 | 6015 | RECLOSER,SINGLE PHASE,13.2KV AND UNDER,0-3000 AMP
1016906W | 179326.05 |  |  |  | TER TESLA 24 SUPERCHARGERS AT | TER TESLA 24 SUPERCHARGERS AT BUCCEES JED CD | 2023-03-31
1016906W |  | 1918.78 | 367 | 0020 | CONDUCTOR, ALUMINUM, LESS THEN 4/0
1016906W |  | 42930.64 | 367 | 0025 | CONDUCTOR, ALUMINUM, 4/0 AND GREATER
1016906W |  | 134476.63 | 367 | 5190 | SWITCHGEAR, PADMOUNT, 25KV
1016953W | 352693.43 |  |  |  | MSQ:SOUTH SOLTERRA OFFSITE:CR | MSQ:SOUTH SOLTERRA OFFSITE:CR | 2023-06-28
1016953W |  | 4972.97 | 364 | 0001 | SINGLE CROSSARM
1016953W |  | 66870.67 | 364 | 0280 | POLE, WOOD, 45'
1016953W |  | 1128.61 | 365 | 0010 | CONDUCTOR, ALUMINUM, LESS THAN 4/0
1016953W |  | 33646.95 | 365 | 0020 | CONDUCTOR, ALUMINUM, 4/0 AND GREATER
1016953W |  | 89372.51 | 366 | 1010 | CONDUIT
1016953W |  | 13155.46 | 366 | 1100 | PRIMARY BOX
1016953W |  | 3526.93 | 366 | 1410 | PADS OR FOUNDATIONS, MEDIUM, 50-100 SQ FT
1016953W |  | 94592.42 | 367 | 0025 | CONDUCTOR, ALUMINUM, 4/0 AND GREATER
1016953W |  | 1516.58 | 367 | 0100 | FAULT INDICATOR
1016953W |  | 43910.33 | 367 | 5190 | SWITCHGEAR, PADMOUNT, 25KV
1016956W | 143722.02 |  |  |  | DES 20 TS 2022 TRIPSAVERS PH 7 | DES 20 TS 2022 TRIPSAVERS PH 7 DESOTO FEEDERS BA | 2023-05-30
1016956W |  | 18238.31 | 364 | 0001 | SINGLE CROSSARM
1016956W |  | 7200.46 | 364 | 0280 | POLE, WOOD, 45'
1016956W |  | 116328.66 | 365 | 6015 | RECLOSER,SINGLE PHASE,13.2KV AND UNDER,0-3000 AMP
1016956W |  | 186.83 | 366 | 1010 | CONDUIT
1016956W |  | 1092.28 | 366 | 1150 | SECONDARY BOX
1016956W |  | 675.48 | 367 | 0020 | CONDUCTOR, ALUMINUM, LESS THEN 4/0
1016964W | 661348.89 |  |  |  | STN DIAMONDBACK ARMORY PME OFF | STN DIAMONDBACK ARMORY PME OFFSITE AD-BG | 2023-04-19
1016964W |  | 60513.41 | 364 | 0001 | SINGLE CROSSARM
1016964W |  | 10118.62 | 364 | 0280 | POLE, WOOD, 45'
1016964W |  | 10515.43 | 364 | 0300 | POLE, WOOD, 50'
1016964W |  | 23081.06 | 364 | 0320 | POLE, WOOD, 55'
1016964W |  | 375117.2 | 365 | 0020 | CONDUCTOR, ALUMINUM, 4/0 AND GREATER
1016964W |  | 49931.83 | 366 | 1010 | CONDUIT
1016964W |  | 81676.57 | 367 | 0025 | CONDUCTOR, ALUMINUM, 4/0 AND GREATER
1016964W |  | 50394.77 | 367 | 0100 | FAULT INDICATOR
1017011W | 216492.44 |  |  |  | MES GT300 MESTE1208 LDS | MES GT300 MESTE1208 LDS | 2023-04-20
1017011W |  | 11235.94 | 364 | 0001 | SINGLE CROSSARM
1017011W |  | 8010.2 | 364 | 0280 | POLE, WOOD, 45'
1017011W |  | 11820.47 | 364 | 0335 | POLE, WOOD, 60'
1017011W |  | 194.83 | 365 | 0010 | CONDUCTOR, ALUMINUM, LESS THAN 4/0
1017011W |  | 1731.92 | 365 | 0020 | CONDUCTOR, ALUMINUM, 4/0 AND GREATER
1017011W |  | 10088.53 | 365 | 5645 | DIST AUTOMATION COMMUNICATION UNIT RF OH
1017011W |  | 43861.36 | 365 | 5650 | DIST AUTOMATION CONTROL OVERHEAD
1017011W |  | 19787.39 | 365 | 5660 | DIST AUTOMATION POWER SUPPLY UNIT OH
1017011W |  | 109761.8 | 365 | 6000 | DIST AUTOMATION SWITCH OVERHEAD
1018961W | 166458.76 |  |  |  | DNE-23-P003-ACO-DNE-EMPCT0003- | DNE-23-P003-ACO-DNE-EMPCT0003-EMPCT0007-DA | 2023-04-28
1018961W |  | 12218.06 | 364 | 0001 | SINGLE CROSSARM
1018961W |  | 2863.08 | 364 | 0280 | POLE, WOOD, 45'
1018961W |  | 21456.52 | 364 | 0320 | POLE, WOOD, 55'
1018961W |  | 5959.21 | 365 | 5640 | DIST AUTOMATION COMMUNICATION UNIT FIBER OH
1018961W |  | 34540.18 | 365 | 5650 | DIST AUTOMATION CONTROL OVERHEAD
1018961W |  | 15197.67 | 365 | 5660 | DIST AUTOMATION POWER SUPPLY UNIT OH
1018961W |  | 74224.04 | 365 | 6000 | DIST AUTOMATION SWITCH OVERHEAD
1019247W | 217210.09 |  |  |  | MSQ-23-P014-ABD-MSQ-DALRK1354- | MSQ-23-P014-ABD-MSQ-DALRK1354-DALRK1358-DA-PWR | 2023-03-20
1019247W |  | 5647.45 | 364 | 0001 | SINGLE CROSSARM
1019247W |  | 14422.74 | 364 | 0335 | POLE, WOOD, 60'
1019247W |  | 9600.67 | 365 | 5645 | DIST AUTOMATION COMMUNICATION UNIT RF OH
1019247W |  | 48633.32 | 365 | 5650 | DIST AUTOMATION CONTROL OVERHEAD
1019247W |  | 18853.83 | 365 | 5660 | DIST AUTOMATION POWER SUPPLY UNIT OH
1019247W |  | 120052.08 | 365 | 6000 | DIST AUTOMATION SWITCH OVERHEAD
1019273W | 235774.48 |  |  |  | MSQ-23-P021-ABJ-MSQ-RWALS1854- | MSQ-23-P021-ABJ-MSQ-RWALS1854-RWALS1853-DA-PWR | 2023-04-17
1019273W |  | 9713.9 | 364 | 0001 | SINGLE CROSSARM
1019273W |  | 6365.9 | 364 | 0300 | POLE, WOOD, 50'
1019273W |  | 16433.47 | 364 | 0335 | POLE, WOOD, 60'
1019273W |  | 9336.66 | 365 | 5645 | DIST AUTOMATION COMMUNICATION UNIT RF OH
1019273W |  | 47272.77 | 365 | 5650 | DIST AUTOMATION CONTROL OVERHEAD
1019273W |  | 18319.67 | 365 | 5660 | DIST AUTOMATION POWER SUPPLY UNIT OH
1019273W |  | 116708.44 | 365 | 6000 | DIST AUTOMATION SWITCH OVERHEAD
1019273W |  | 11623.67 | 365 | 6010 | AIRBREAK SWITCH, WITH OR WITHOUT OPERATOR
1020457W | 338441.54 |  |  |  | HEB-22-P114-YA-HEB-EULES8713-C | HEB-22-P114-YA-HEB-EULES8713-CLYVL9312-DA-PWR | 2023-04-26
1020457W |  | 12962.3 | 364 | 0001 | SINGLE CROSSARM
1020457W |  | 51104.66 | 364 | 0335 | POLE, WOOD, 60'
1020457W |  | 35434.82 | 365 | 5635 | DIST AUTOMATION REPEATER OVERHEAD
1020457W |  | 72561.86 | 365 | 5645 | DIST AUTOMATION COMMUNICATION UNIT RF OH
1020457W |  | 43354.35 | 365 | 5650 | DIST AUTOMATION CONTROL OVERHEAD
1020457W |  | 16786.69 | 365 | 5660 | DIST AUTOMATION POWER SUPPLY UNIT OH
1020457W |  | 106236.86 | 365 | 6000 | DIST AUTOMATION SWITCH OVERHEAD
1020673W | 396150.39 |  |  |  | 2023NWFS001 S1 S2 S3 S4 S5 S6 | 2023NWFS001 S1 S2 S3 S4 S5 S6 S7 S7 S8 S9 S10 S11 | 2023-04-20
1020673W |  | 38822.73 | 364 | 0001 | SINGLE CROSSARM
1020673W |  | 29592.42 | 364 | 0260 | POLE, WOOD, 40'
1020673W |  | 4357.64 | 364 | 0280 | POLE, WOOD, 45'
1020673W |  | 11765.65 | 364 | 0300 | POLE, WOOD, 50'
1020673W |  | 14182.17 | 364 | 0320 | POLE, WOOD, 55'
1020673W |  | 10775.28 | 364 | 0335 | POLE, WOOD, 60'
1020673W |  | 7368.39 | 364 | 0350 | POLE, WOOD, 65'
1020673W |  | 3010.73 | 365 | 0020 | CONDUCTOR, ALUMINUM, 4/0 AND GREATER
1020673W |  | 6298.78 | 365 | 5645 | DIST AUTOMATION COMMUNICATION UNIT RF OH
1020673W |  | 57243.72 | 365 | 5650 | DIST AUTOMATION CONTROL OVERHEAD
1020673W |  | 12320.26 | 365 | 5660 | DIST AUTOMATION POWER SUPPLY UNIT OH
1020673W |  | 104425.46 | 365 | 6000 | DIST AUTOMATION SWITCH OVERHEAD
1020673W |  | 42388.07 | 365 | 6010 | AIRBREAK SWITCH, WITH OR WITHOUT OPERATOR
1020673W |  | 6100.7 | 366 | 1010 | CONDUIT
1020673W |  | 7011.85 | 367 | 0025 | CONDUCTOR, ALUMINUM, 4/0 AND GREATER
1020673W |  | 40367.71 | 367 | 0100 | FAULT INDICATOR
1020673W |  | 118.83 | 373 | 1515 | STANDARD, METAL, 25' AND UNDER
1021444W | 172015.48 |  |  |  | DNO-P021-OH-DNO-CNEXP0006-CNEX | DNO-P021-OH-DNO-CNEXP0006-CNEXP0003-FIBER-DA-1200' RECOND | 2023-03-03
1021444W |  | 15997.42 | 364 | 0001 | SINGLE CROSSARM
1021444W |  | 21811.55 | 364 | 0280 | POLE, WOOD, 45'
1021444W |  | 14535.28 | 364 | 0300 | POLE, WOOD, 50'
1021444W |  | 56077.13 | 365 | 0020 | CONDUCTOR, ALUMINUM, 4/0 AND GREATER
1021444W |  | 45240.06 | 365 | 6010 | AIRBREAK SWITCH, WITH OR WITHOUT OPERATOR
1021444W |  | 18354.04 | 367 | 0020 | CONDUCTOR, ALUMINUM, LESS THEN 4/0
1021494W | 111677.01 |  |  |  | 2022NSTN083 MIDLAND S1 - S4 | 2022NSTN083 MIDLAND S1 - S4 | 2023-04-04
1021494W |  | 15210.4 | 364 | 0001 | SINGLE CROSSARM
1021494W |  | 28589.31 | 364 | 0280 | POLE, WOOD, 45'
1021494W |  | 38260.58 | 366 | 1010 | CONDUIT
1021494W |  | 18225.68 | 367 | 0020 | CONDUCTOR, ALUMINUM, LESS THEN 4/0
1021494W |  | 11391.04 | 367 | 0100 | FAULT INDICATOR
1021957W | 135242.15 |  |  |  | DES:DES:OFFSITE 2022-2458 1220 | DES:DES:OFFSITE 2022-2458 1220 E PLEASANT RUN:TH | 2023-06-01
1021957W |  | 4178.98 | 364 | 0001 | SINGLE CROSSARM
1021957W |  | 7844.04 | 364 | 0280 | POLE, WOOD, 45'
1021957W |  | 80036.32 | 366 | 1010 | CONDUIT
1021957W |  | 25466.09 | 367 | 0025 | CONDUCTOR, ALUMINUM, 4/0 AND GREATER
1021957W |  | 17716.72 | 367 | 0100 | FAULT INDICATOR
1022346W | 115125.94 |  |  |  | KRT KIL BELLA CHARCA PHASE XI | KRT KIL BELLA CHARCA PHASE XI | 2023-06-16
1022346W |  | 42032.51 | 366 | 1010 | CONDUIT
1022346W |  | 8404.19 | 366 | 1150 | SECONDARY BOX
1022346W |  | 6447.05 | 366 | 1400 | PADS OR FOUNDATIONS, SMALL, LESS THAN 50 SQ FT
1022346W |  | 22104.18 | 367 | 0020 | CONDUCTOR, ALUMINUM, LESS THEN 4/0
1022346W |  | 15507.46 | 367 | 0025 | CONDUCTOR, ALUMINUM, 4/0 AND GREATER
1022346W |  | 2360.08 | 367 | 0100 | FAULT INDICATOR
1022346W |  | 1059.15 | 373 | 0025 | CONDUCTOR, ALUMINUM, UNDERGROUND
1022346W |  | 2797.56 | 373 | 1200 | LUMINAIRE, OTHER, 100W
1022346W |  | 1346.97 | 373 | 1375 | CONDUIT
1022346W |  | 13066.79 | 373 | 1520 | STANDARD, METAL, ABOVE 25'
1022498W | 137333.21 |  |  |  | OMS Work Order, LEMON, 0006, U | OMS Work Order, LEMON, 0006, UG Equipment Damaged | 2023-05-22
1022498W |  | 137333.21 | 367 | 5190 | SWITCHGEAR, PADMOUNT, 25KV
1022942W | 548113.97 |  |  |  | DSW DIS:2022MDSW082 CEDAR CRES | DSW, DIS: 2022MDSW082 CEDAR CREST SUB - ELECTRICAL ONLY | 2023-04-07
1022942W |  | 4439.71 | 365 | 0010 | CONDUCTOR, ALUMINUM, LESS THAN 4/0
1022942W |  | 5426.32 | 365 | 6010 | AIRBREAK SWITCH, WITH OR WITHOUT OPERATOR
1022942W |  | 538247.94 | 367 | 0025 | CONDUCTOR, ALUMINUM, 4/0 AND GREATER
1023420W | 111809.04 |  |  |  | ARL 19 TS 2023 TRIPSAVERS PH 1 | ARL 19 TS 2023 TRIPSAVERS PH 1 ARLINGTON FEEDERS BA | 2023-04-28
1023420W |  | 11941.19 | 364 | 0001 | SINGLE CROSSARM
1023420W |  | 99867.85 | 365 | 6015 | RECLOSER,SINGLE PHASE,13.2KV AND UNDER,0-3000 AMP
1023422W | 127807.32 |  |  |  | DNE 20 TS 2023 TRIPSAVERS PH 1 | DNE 20 TS 2023 TRIPSAVERS PH 1 DALLAS NORTH EAST FEEDERS BA | 2023-04-10
1023422W |  | 18519.28 | 364 | 0001 | SINGLE CROSSARM
1023422W |  | 109288.04 | 365 | 6015 | RECLOSER,SINGLE PHASE,13.2KV AND UNDER,0-3000 AMP
1023423W | 108989.79 |  |  |  | DNO 16 TS 2023 TRIPSAVERS PH 1 | DNO 16 TS 2023 TRIPSAVERS PH 1 DALLAS NORTH FEEDERS BA | 2023-03-16
1023423W |  | 2779.23 | 364 | 0001 | SINGLE CROSSARM
1023423W |  | 8381.31 | 364 | 0260 | POLE, WOOD, 40'
1023423W |  | 3433.17 | 364 | 0280 | POLE, WOOD, 45'
1023423W |  | 94396.08 | 365 | 6015 | RECLOSER,SINGLE PHASE,13.2KV AND UNDER,0-3000 AMP
1023426W | 128199.17 |  |  |  | BEN 21 TS 2023 TRIPSAVERS PH 1 | BEN 21 TS 2023 TRIPSAVERS PH 1 BENBROOK FEEDERS BA | 2023-04-28
1023426W |  | 20409.3 | 364 | 0001 | SINGLE CROSSARM
1023426W |  | 107789.87 | 365 | 6015 | RECLOSER,SINGLE PHASE,13.2KV AND UNDER,0-3000 AMP
1023432W | 132615 |  |  |  | FBR 18 TS 2023 TRIPSAVERS PH 1 | FBR 18 TS 2023 TRIPSAVERS PH 1 FARMERS BRANCH FEEDERS BA | 2023-05-24
1023432W |  | 17624.54 | 364 | 0001 | SINGLE CROSSARM
1023432W |  | 3089.93 | 364 | 0260 | POLE, WOOD, 40'
1023432W |  | 7506.01 | 364 | 0280 | POLE, WOOD, 45'
1023432W |  | 104394.52 | 365 | 6015 | RECLOSER,SINGLE PHASE,13.2KV AND UNDER,0-3000 AMP
1023435W | 104923.64 |  |  |  | MDL 16 TS 2023 TRIPSAVERS PH 1 | MDL 16 TS 2023 TRIPSAVERS PH 1 MIDLAND FEEDERS BA | 2023-03-30
1023435W |  | 8624.72 | 364 | 0001 | SINGLE CROSSARM
1023435W |  | 2990.32 | 364 | 0280 | POLE, WOOD, 45'
1023435W |  | 93308.6 | 365 | 6015 | RECLOSER,SINGLE PHASE,13.2KV AND UNDER,0-3000 AMP
1023456W | 256472.02 |  |  |  | 2022NWAC083R01 HARRIS SUB P1 S | 2022NWAC083R01 HARRIS SUB P1 S18 | 2023-05-17
1023456W |  | 51294.4 | 364 | 0001 | SINGLE CROSSARM
1023456W |  | 6822.15 | 364 | 0002 | DOUBLE CROSSARMS
1023456W |  | 85687.33 | 364 | 0280 | POLE, WOOD, 45'
1023456W |  | 20569.05 | 364 | 0300 | POLE, WOOD, 50'
1023456W |  | 15439.61 | 365 | 0010 | CONDUCTOR, ALUMINUM, LESS THAN 4/0
1023456W |  | 76659.48 | 365 | 0020 | CONDUCTOR, ALUMINUM, 4/0 AND GREATER
1023737W | 258577.76 |  |  |  | 23-P008-ADC-DNE-PROAD0004-FROK | 23-P008-ADC-DNE-PROAD0004-FROKS0002-FIBER-DA | 2023-03-06
1023737W |  | 7653.88 | 364 | 0001 | SINGLE CROSSARM
1023737W |  | 8093.47 | 364 | 0280 | POLE, WOOD, 45'
1023737W |  | 2792.61 | 364 | 0320 | POLE, WOOD, 55'
1023737W |  | 10989.53 | 365 | 5640 | DIST AUTOMATION COMMUNICATION UNIT FIBER OH
1023737W |  | 63816.97 | 365 | 5650 | DIST AUTOMATION CONTROL OVERHEAD
1023737W |  | 28055.67 | 365 | 5660 | DIST AUTOMATION POWER SUPPLY UNIT OH
1023737W |  | 137175.63 | 365 | 6000 | DIST AUTOMATION SWITCH OVERHEAD
1023791W | 102207.45 |  |  |  | HEB - POLE RELOCATION BEDFORD- | HEB - POLE RELOCATION BEDFORD-EULESS BRIDGE - HURST - SHN | 2023-06-01
1023791W |  | 11365.46 | 364 | 0001 | SINGLE CROSSARM
1023791W |  | 3147.98 | 364 | 0240 | POLE, WOOD, 35'
1023791W |  | 10261.62 | 364 | 0280 | POLE, WOOD, 45'
1023791W |  | 10598.91 | 364 | 0300 | POLE, WOOD, 50'
1023791W |  | 2565.4 | 365 | 0010 | CONDUCTOR, ALUMINUM, LESS THAN 4/0
1023791W |  | 878.98 | 365 | 0020 | CONDUCTOR, ALUMINUM, 4/0 AND GREATER
1023791W |  | 13941.09 | 365 | 6010 | AIRBREAK SWITCH, WITH OR WITHOUT OPERATOR
1023791W |  | 27217.9 | 366 | 1010 | CONDUIT
1023791W |  | 7420.26 | 367 | 0025 | CONDUCTOR, ALUMINUM, 4/0 AND GREATER
1023791W |  | 14809.85 | 367 | 0100 | FAULT INDICATOR
1023889W | 348686.15 |  |  |  | 2023NTYL001 FLINT SUB P1 P2 S9 | 2023NTYL001 FLINT SUB P1 P2 S9 S10 S11 | 2023-05-15
1023889W |  | 67191.81 | 364 | 0001 | SINGLE CROSSARM
1023889W |  | 144077.14 | 364 | 0280 | POLE, WOOD, 45'
1023889W |  | 17538.91 | 364 | 0300 | POLE, WOOD, 50'
1023889W |  | 119878.29 | 365 | 0020 | CONDUCTOR, ALUMINUM, 4/0 AND GREATER
1023908W | 177204.04 |  |  |  | MSQ-23-P018-ABG-MSQ-MESTE1206- | MSQ-23-P018-ABG-MSQ-MESTE1206-MESTE1207-DA-PWR | 2023-03-29
1023908W |  | 5280.68 | 364 | 0001 | SINGLE CROSSARM
1023908W |  | 9781.66 | 364 | 0335 | POLE, WOOD, 60'
1023908W |  | 9108.28 | 365 | 5645 | DIST AUTOMATION COMMUNICATION UNIT RF OH
1023908W |  | 43060.58 | 365 | 5650 | DIST AUTOMATION CONTROL OVERHEAD
1023908W |  | 16692.62 | 365 | 5660 | DIST AUTOMATION POWER SUPPLY UNIT OH
1023908W |  | 93280.22 | 365 | 6000 | DIST AUTOMATION SWITCH OVERHEAD
1024013W | 176096.34 |  |  |  | 2022MTER007 LAWRENCE SUB P1 S4 | 2022MTER007 LAWRENCE SUB P1 S4 | 2023-03-20
1024013W |  | 19053.63 | 364 | 0001 | SINGLE CROSSARM
1024013W |  | 157042.71 | 365 | 0020 | CONDUCTOR, ALUMINUM, 4/0 AND GREATER
1024066W | 140876.15 |  |  |  | TYL 3 NOVA 2023 RECLOSER PH 1 | TYL 3 NOVA 2023 RECLOSER PH 1 TYLER FEEDERS BA | 2023-04-04
1024066W |  | 7241.03 | 364 | 0001 | SINGLE CROSSARM
1024066W |  | 7466.43 | 364 | 0280 | POLE, WOOD, 45'
1024066W |  | 126168.69 | 365 | 6030 | RECLOSER,2 OR 3 PHASE,OVER 13.2KV,0-3000 AMP
1024256W | 104757.06 |  |  |  | 2022 MFWE004 BOURLAND/GODLEY P | 2022 MFWE004 BOURLAND/GODLEY P1 BURY SPANS | 2023-05-15
1024256W |  | 6882.53 | 364 | 0001 | SINGLE CROSSARM
1024256W |  | 12308.95 | 364 | 0280 | POLE, WOOD, 45'
1024256W |  | 6453.03 | 365 | 0010 | CONDUCTOR, ALUMINUM, LESS THAN 4/0
1024256W |  | 31238.59 | 366 | 1010 | CONDUIT
1024256W |  | 27624.43 | 367 | 0025 | CONDUCTOR, ALUMINUM, 4/0 AND GREATER
1024256W |  | 20249.53 | 367 | 0100 | FAULT INDICATOR
1024374W | 126119.35 |  |  |  | MSQ:HERITAGE PH2:CR | MSQ:HERITAGE PH2:CR | 2023-05-02
1024374W |  | 45264.35 | 366 | 1010 | CONDUIT
1024374W |  | 7516.7 | 366 | 1150 | SECONDARY BOX
1024374W |  | 12662.37 | 366 | 1400 | PADS OR FOUNDATIONS, SMALL, LESS THAN 50 SQ FT
1024374W |  | 24568.04 | 367 | 0020 | CONDUCTOR, ALUMINUM, LESS THEN 4/0
1024374W |  | 20759.23 | 367 | 0025 | CONDUCTOR, ALUMINUM, 4/0 AND GREATER
1024374W |  | 4792.53 | 367 | 0100 | FAULT INDICATOR
1024374W |  | 1008.94 | 373 | 0025 | CONDUCTOR, ALUMINUM, UNDERGROUND
1024374W |  | 3304.31 | 373 | 1250 | LUMINAIRE, LED, 40W TO 150W
1024374W |  | 2421.48 | 373 | 1375 | CONDUIT
1024374W |  | 3821.4 | 373 | 1625 | STANDARD, OTHER, 25' AND UNDER
1025183W | 191861.6 |  |  |  | WFS UNITED SUPERMARKET 2720 SO | WFS UNITED SUPERMARKET 2720 SOUTHWEST PKWY ARTHR 0462 | 2023-04-20
1025183W |  | 2033.72 | 364 | 0280 | POLE, WOOD, 45'
1025183W |  | 46277 | 366 | 1010 | CONDUIT
1025183W |  | 6887.81 | 366 | 1410 | PADS OR FOUNDATIONS, MEDIUM, 50-100 SQ FT
1025183W |  | 27090.84 | 367 | 0020 | CONDUCTOR, ALUMINUM, LESS THEN 4/0
1025183W |  | 109572.23 | 367 | 5190 | SWITCHGEAR, PADMOUNT, 25KV
1025790W | 150724.61 |  |  |  | OMS Work Order, FARON, 4072, U | OMS Work Order, FARON, 4072, UG Primary Cable Failure | 2023-06-06
1025790W |  | 150724.61 | 367 | 0025 | CONDUCTOR, ALUMINUM, 4/0 AND GREATER
1025873W | 208035.94 |  |  |  | MDL RIVERSIDE ADDITION 53 LOTS | MDL RIVERSIDE ADDITION 53 LOTS RB | 2023-04-03
1025873W |  | 3120.54 | 364 | 0001 | SINGLE CROSSARM
1025873W |  | 42335.32 | 364 | 0260 | POLE, WOOD, 40'
1025873W |  | 122803.61 | 364 | 0280 | POLE, WOOD, 45'
1025873W |  | 31434.23 | 365 | 0010 | CONDUCTOR, ALUMINUM, LESS THAN 4/0
1025873W |  | 8342.24 | 365 | 0020 | CONDUCTOR, ALUMINUM, 4/0 AND GREATER
1026585W | 384737.8 |  |  |  | BRA COSA HICKORY FIELD OFFSITE | BRA COSA HICKORY FIELD OFFSITE | 2023-06-15
1026585W |  | 73061.7 | 364 | 0001 | SINGLE CROSSARM
1026585W |  | 123116.12 | 364 | 0260 | POLE, WOOD, 40'
1026585W |  | 40782.2 | 364 | 0280 | POLE, WOOD, 45'
1026585W |  | 37742.77 | 365 | 0010 | CONDUCTOR, ALUMINUM, LESS THAN 4/0
1026585W |  | 110035.01 | 365 | 0020 | CONDUCTOR, ALUMINUM, 4/0 AND GREATER
1026675W | 219964.56 |  |  |  | MSQSOLTERRA - PHASE 01CCR | MSQSOLTERRA - PHASE 01CCR | 2023-05-24
1026675W |  | 71532.56 | 366 | 1010 | CONDUIT
1026675W |  | 13681.79 | 366 | 1150 | SECONDARY BOX
1026675W |  | 10118.36 | 366 | 1400 | PADS OR FOUNDATIONS, SMALL, LESS THAN 50 SQ FT
1026675W |  | 32774.71 | 367 | 0020 | CONDUCTOR, ALUMINUM, LESS THEN 4/0
1026675W |  | 31850.86 | 367 | 0025 | CONDUCTOR, ALUMINUM, 4/0 AND GREATER
1026675W |  | 8314.65 | 367 | 0100 | FAULT INDICATOR
1026675W |  | 2331.61 | 373 | 0025 | CONDUCTOR, ALUMINUM, UNDERGROUND
1026675W |  | 15397.51 | 373 | 1250 | LUMINAIRE, LED, 40W TO 150W
1026675W |  | 3409.44 | 373 | 1375 | CONDUIT
1026675W |  | 30553.07 | 373 | 1625 | STANDARD, OTHER, 25' AND UNDER
1026902W | 268799.09 |  |  |  | MTNMSQWOODCREEK 5CJJ | MTNMSQWOODCREEK 5CJJ | 2023-03-20
1026902W |  | 65345.24 | 366 | 1010 | CONDUIT
1026902W |  | 22229.67 | 366 | 1150 | SECONDARY BOX
1026902W |  | 23976.86 | 366 | 1400 | PADS OR FOUNDATIONS, SMALL, LESS THAN 50 SQ FT
1026902W |  | 33116.02 | 367 | 0020 | CONDUCTOR, ALUMINUM, LESS THEN 4/0
1026902W |  | 22552.23 | 367 | 0025 | CONDUCTOR, ALUMINUM, 4/0 AND GREATER
1026902W |  | 7096.28 | 367 | 0100 | FAULT INDICATOR
1026902W |  | 16773.04 | 373 | 1250 | LUMINAIRE, LED, 40W TO 150W
1026902W |  | 19299.76 | 373 | 1375 | CONDUIT
1026902W |  | 47577.41 | 373 | 1520 | STANDARD, METAL, ABOVE 25'
1026902W |  | 10832.58 | 373 | 1625 | STANDARD, OTHER, 25' AND UNDER
1027522W | 274607.77 |  |  |  | 2023NBIG002R01 P2 S12 C | 2023NBIG002R01 P2 S12 C | 2023-05-15
1027522W |  | 54125.18 | 364 | 0001 | SINGLE CROSSARM
1027522W |  | 5821.67 | 364 | 0002 | DOUBLE CROSSARMS
1027522W |  | 3460.05 | 364 | 0260 | POLE, WOOD, 40'
1027522W |  | 120580.32 | 364 | 0300 | POLE, WOOD, 50'
1027522W |  | 90620.55 | 365 | 0020 | CONDUCTOR, ALUMINUM, 4/0 AND GREATER
1027568W | 178317.02 |  |  |  | ARL UGCP CNTRY2823 L REPLACE U | ARL UGCP CNTRY2823 L REPLACE UG CABLE 402 CUMBERLAND CT | 2023-03-20
1027568W |  | 155153.67 | 366 | 1010 | CONDUIT
1027568W |  | 2585.58 | 366 | 1200 | MANHOLE, 0-100 CU FT
1027568W |  | 20577.77 | 367 | 0020 | CONDUCTOR, ALUMINUM, LESS THEN 4/0
1028119W | 242618.13 |  |  |  | ARL UGCP CNTRY2823 L REPLACE U | ARL UGCP CNTRY2823 L REPLACE UG CABLE 2800 S CENTER ST | 2023-02-27
1028119W |  | 209961.73 | 366 | 1010 | CONDUIT
1028119W |  | 32656.4 | 367 | 0020 | CONDUCTOR, ALUMINUM, LESS THEN 4/0
1028301W | 572104.61 |  |  |  | 2023NBIG002R01 P2 S8 | 2023NBIG002R01 P2 S8 | 2023-05-25
1028301W |  | 57668.13 | 364 | 0001 | SINGLE CROSSARM
1028301W |  | 16362.17 | 364 | 0280 | POLE, WOOD, 45'
1028301W |  | 83012.36 | 364 | 0300 | POLE, WOOD, 50'
1028301W |  | 109043.13 | 365 | 0020 | CONDUCTOR, ALUMINUM, 4/0 AND GREATER
1028301W |  | 35813.74 | 365 | 6010 | AIRBREAK SWITCH, WITH OR WITHOUT OPERATOR
1028301W |  | 47942.35 | 366 | 1010 | CONDUIT
1028301W |  | 72886.11 | 367 | 0025 | CONDUCTOR, ALUMINUM, 4/0 AND GREATER
1028301W |  | 149376.62 | 367 | 0100 | FAULT INDICATOR
1028413W | 156308.89 |  |  |  | 2022MLDL001 OAK POINT AUTO AND | 2022MLDL001 OAK POINT AUTO AND CAP BANK | 2023-04-27
1028413W |  | 29026.56 | 364 | 0001 | SINGLE CROSSARM
1028413W |  | 19460.45 | 364 | 0280 | POLE, WOOD, 45'
1028413W |  | 69588.74 | 364 | 0300 | POLE, WOOD, 50'
1028413W |  | 4970.61 | 365 | 0010 | CONDUCTOR, ALUMINUM, LESS THAN 4/0
1028413W |  | 33262.53 | 365 | 0020 | CONDUCTOR, ALUMINUM, 4/0 AND GREATER
1028436W | 106312.68 |  |  |  | DSD/DSC22014 Capex Asbuilts - | DSD/DSC22014 Capex Asbuilts - Odessa District | 2023-01-23
1028436W |  | 29852.59 | 364 | 0001 | SINGLE CROSSARM
1028436W |  | 425.24 | 364 | 0002 | DOUBLE CROSSARMS
1028436W |  | 29352.92 | 364 | 0260 | POLE, WOOD, 40'
1028436W |  | 38634.09 | 364 | 0280 | POLE, WOOD, 45'
1028436W |  | 1977.4 | 364 | 0300 | POLE, WOOD, 50'
1028436W |  | 6070.44 | 365 | 0010 | CONDUCTOR, ALUMINUM, LESS THAN 4/0
1028670W | 173870.68 |  |  |  | ODE BETENBOUGH RATLIFF 13TH FI | ODE BETENBOUGH RATLIFF 13TH FILING RB | 2023-04-25
1028670W |  | 991.05 | 364 | 0001 | SINGLE CROSSARM
1028670W |  | 3616.5 | 364 | 0280 | POLE, WOOD, 45'
1028670W |  | 50005.39 | 366 | 1010 | CONDUIT
1028670W |  | 20116.82 | 366 | 1150 | SECONDARY BOX
1028670W |  | 10849.52 | 366 | 1400 | PADS OR FOUNDATIONS, SMALL, LESS THAN 50 SQ FT
1028670W |  | 18378.11 | 367 | 0020 | CONDUCTOR, ALUMINUM, LESS THEN 4/0
1028670W |  | 15248.44 | 367 | 0025 | CONDUCTOR, ALUMINUM, 4/0 AND GREATER
1028670W |  | 8867.38 | 367 | 0100 | FAULT INDICATOR
1028670W |  | 6363.65 | 373 | 0025 | CONDUCTOR, ALUMINUM, UNDERGROUND
1028670W |  | 6554.91 | 373 | 1250 | LUMINAIRE, LED, 40W TO 150W
1028670W |  | 5928.97 | 373 | 1375 | CONDUIT
1028670W |  | 26949.94 | 373 | 1520 | STANDARD, METAL, ABOVE 25'
1028689W | 205835.79 |  |  |  | 2023MWAX003R01 P2 S7A | 2023MWAX003R01 P2 S7A | 2023-05-22
1028689W |  | 7163.07 | 364 | 0001 | SINGLE CROSSARM
1028689W |  | 4281.37 | 364 | 0280 | POLE, WOOD, 45'
1028689W |  | 11588.55 | 364 | 0300 | POLE, WOOD, 50'
1028689W |  | 2325.93 | 365 | 0010 | CONDUCTOR, ALUMINUM, LESS THAN 4/0
1028689W |  | 22868.35 | 365 | 6010 | AIRBREAK SWITCH, WITH OR WITHOUT OPERATOR
1028689W |  | 28487.67 | 366 | 1010 | CONDUIT
1028689W |  | 10435.86 | 366 | 1100 | PRIMARY BOX
1028689W |  | 74121.56 | 367 | 0025 | CONDUCTOR, ALUMINUM, 4/0 AND GREATER
1028689W |  | 44563.43 | 367 | 0100 | FAULT INDICATOR
1028690W | 133065.27 |  |  |  | CEL - CLSTE2102 SU SYST PRO - | CEL - CLSTE2102 SU SYST PRO - DS - EAST | 2023-06-30
1028690W |  | 4790.34 | 364 | 0001 | SINGLE CROSSARM
1028690W |  | 13333.14 | 364 | 0260 | POLE, WOOD, 40'
1028690W |  | 652.01 | 364 | 0280 | POLE, WOOD, 45'
1028690W |  | 78614.99 | 365 | 0010 | CONDUCTOR, ALUMINUM, LESS THAN 4/0
1028690W |  | 13625.88 | 365 | 6010 | AIRBREAK SWITCH, WITH OR WITHOUT OPERATOR
1028690W |  | 22048.91 | 365 | 6015 | RECLOSER,SINGLE PHASE,13.2KV AND UNDER,0-3000 AMP
1028758W | 175478.36 |  |  |  | 2023NBIG002R01 P2 S12 A | 2023NBIG002R01 P2 S12 A | 2023-04-26
1028758W |  | 22180.45 | 364 | 0001 | SINGLE CROSSARM
1028758W |  | 78193.18 | 364 | 0300 | POLE, WOOD, 50'
1028758W |  | 75104.73 | 365 | 0020 | CONDUCTOR, ALUMINUM, 4/0 AND GREATER
1029051W | 162414.96 |  |  |  | MCK/MCK - LEGACY ON ROCKHILL - | MCK/MCK - LEGACY ON ROCKHILL - MCKINNEY - CO | 2023-06-28
1029051W |  | 1900.25 | 364 | 0280 | POLE, WOOD, 45'
1029051W |  | 1396.76 | 365 | 0010 | CONDUCTOR, ALUMINUM, LESS THAN 4/0
1029051W |  | 63146.97 | 366 | 1010 | CONDUIT
1029051W |  | 20756.63 | 366 | 1150 | SECONDARY BOX
1029051W |  | 13009.43 | 366 | 1400 | PADS OR FOUNDATIONS, SMALL, LESS THAN 50 SQ FT
1029051W |  | 34074.65 | 367 | 0020 | CONDUCTOR, ALUMINUM, LESS THEN 4/0
1029051W |  | 21065.22 | 367 | 0025 | CONDUCTOR, ALUMINUM, 4/0 AND GREATER
1029051W |  | 7065.05 | 367 | 0100 | FAULT INDICATOR
1029057W | 189874.74 |  |  |  | WAX/WAX - WOODED CREEK - WEST | WAX/WAX - WOODED CREEK - WEST OF WATERFORD CROSSING/NH | 2023-04-27
1029057W |  | 78038.56 | 366 | 1010 | CONDUIT
1029057W |  | 6873.46 | 366 | 1150 | SECONDARY BOX
1029057W |  | 1993.68 | 366 | 1200 | MANHOLE, 0-100 CU FT
1029057W |  | 11373.49 | 366 | 1400 | PADS OR FOUNDATIONS, SMALL, LESS THAN 50 SQ FT
1029057W |  | 64899.18 | 367 | 0020 | CONDUCTOR, ALUMINUM, LESS THEN 4/0
1029057W |  | 19006.45 | 367 | 0025 | CONDUCTOR, ALUMINUM, 4/0 AND GREATER
1029057W |  | 7689.92 | 367 | 0100 | FAULT INDICATOR
1029161W | 211159.09 |  |  |  | ODE UGCP GLNHV3992 F REPALCE U | ODE UGCP GLNHV3992 F REPALCE UG CABLE MISSION DR AND SAN DIEGO | 2023-04-11
1029161W |  | 109063.69 | 366 | 1010 | CONDUIT
1029161W |  | 20820.28 | 366 | 1100 | PRIMARY BOX
1029161W |  | 74180.18 | 367 | 0025 | CONDUCTOR, ALUMINUM, 4/0 AND GREATER
1029161W |  | 7094.94 | 367 | 0100 | FAULT INDICATOR
1029216W | 145098.59 |  |  |  | DES UGCP TRLWD7722â L â RE | DES UGCP TRLWD7722â L â REPLACE UG CABLE - 5700 LAKE RIDGE PKWY | 2023-04-11
1029216W |  | 104050.2 | 366 | 1010 | CONDUIT
1029216W |  | 2582.75 | 366 | 1100 | PRIMARY BOX
1029216W |  | 37116.22 | 367 | 0020 | CONDUCTOR, ALUMINUM, LESS THEN 4/0
1029216W |  | 1349.42 | 367 | 0100 | FAULT INDICATOR
1029340W | 351071.73 |  |  |  | ODE KIDD HEIGHTS SUB 111 LOTS | ODE KIDD HEIGHTS SUB 111 LOTS RB | 2023-04-25
1029340W |  | 16289.73 | 364 | 0001 | SINGLE CROSSARM
1029340W |  | 233357.37 | 364 | 0280 | POLE, WOOD, 45'
1029340W |  | 91770.15 | 365 | 0010 | CONDUCTOR, ALUMINUM, LESS THAN 4/0
1029340W |  | 9654.48 | 365 | 0020 | CONDUCTOR, ALUMINUM, 4/0 AND GREATER
1029484W | 244512.82 |  |  |  | COR CORSICANA W 13TH AVE RELOC | COR CORSICANA W 13TH AVE RELOCATION PHASES 3 AND 4 OF 4 CA | 2023-06-16
1029484W |  | 31811.11 | 364 | 0001 | SINGLE CROSSARM
1029484W |  | 37679.42 | 364 | 0260 | POLE, WOOD, 40'
1029484W |  | 87071.04 | 364 | 0280 | POLE, WOOD, 45'
1029484W |  | 22079.5 | 365 | 0010 | CONDUCTOR, ALUMINUM, LESS THAN 4/0
1029484W |  | 65871.75 | 365 | 0020 | CONDUCTOR, ALUMINUM, 4/0 AND GREATER
1029497W | 222447.6 |  |  |  | 2022 NWFW087 SEYMOUR P1 S3 REV | 2022 NWFW087 SEYMOUR P1 S3 REV | 2023-05-05
1029497W |  | 29162.87 | 364 | 0001 | SINGLE CROSSARM
1029497W |  | 19775.58 | 364 | 0260 | POLE, WOOD, 40'
1029497W |  | 81015.47 | 364 | 0280 | POLE, WOOD, 45'
1029497W |  | 34479.37 | 364 | 0360 | POLE, OTHER, 65'
1029497W |  | 14637.04 | 365 | 0010 | CONDUCTOR, ALUMINUM, LESS THAN 4/0
1029497W |  | 43377.27 | 365 | 0020 | CONDUCTOR, ALUMINUM, 4/0 AND GREATER
1030161W | 381737.8 |  |  |  | 2023MDSW001 CAMPION: S6, S14 A | 2023MDSW001 CAMPION: S6, S14 AND L4 | 2023-06-23
1030161W |  | 15727.59 | 364 | 0001 | SINGLE CROSSARM
1030161W |  | 61803.34 | 364 | 0280 | POLE, WOOD, 45'
1030161W |  | 5229.8 | 364 | 0300 | POLE, WOOD, 50'
1030161W |  | 5115.28 | 364 | 0335 | POLE, WOOD, 60'
1030161W |  | 13971.6 | 365 | 0010 | CONDUCTOR, ALUMINUM, LESS THAN 4/0
1030161W |  | 23476.87 | 365 | 0020 | CONDUCTOR, ALUMINUM, 4/0 AND GREATER
1030161W |  | 72644.7 | 365 | 6010 | AIRBREAK SWITCH, WITH OR WITHOUT OPERATOR
1030161W |  | 75164.17 | 366 | 1010 | CONDUIT
1030161W |  | 75545.96 | 367 | 0025 | CONDUCTOR, ALUMINUM, 4/0 AND GREATER
1030161W |  | 33058.49 | 367 | 0100 | FAULT INDICATOR
1030526W | 259920.05 |  |  |  | MDL: BA TXDOT IH20 ODESSA SEGM | MDL: BA TXDOT IH20 ODESSA SEGMTS 1-5 - COTTONFLAT EXCHANGE | 2023-04-20
1030526W |  | 16400.95 | 364 | 0001 | SINGLE CROSSARM
1030526W |  | 18870.19 | 364 | 0280 | POLE, WOOD, 45'
1030526W |  | 23158.87 | 364 | 0300 | POLE, WOOD, 50'
1030526W |  | 5952.16 | 364 | 0320 | POLE, WOOD, 55'
1030526W |  | 1455.54 | 365 | 0010 | CONDUCTOR, ALUMINUM, LESS THAN 4/0
1030526W |  | 7823.58 | 365 | 0020 | CONDUCTOR, ALUMINUM, 4/0 AND GREATER
1030526W |  | 16608.88 | 365 | 6010 | AIRBREAK SWITCH, WITH OR WITHOUT OPERATOR
1030526W |  | 110232.19 | 366 | 1010 | CONDUIT
1030526W |  | 545.82 | 367 | 0020 | CONDUCTOR, ALUMINUM, LESS THEN 4/0
1030526W |  | 40313.59 | 367 | 0025 | CONDUCTOR, ALUMINUM, 4/0 AND GREATER
1030526W |  | 18558.28 | 367 | 0100 | FAULT INDICATOR
1030561W | 286170.9 |  |  |  | 2022NODE033 - CRNES2711 AUTOMA | 2022NODE033 - CRNES2711 AUTOMATE TIES - S4B S5 | 2023-05-04
1030561W |  | 110948.49 | 364 | 0001 | SINGLE CROSSARM
1030561W |  | 61297.79 | 364 | 0280 | POLE, WOOD, 45'
1030561W |  | 4092.24 | 364 | 0300 | POLE, WOOD, 50'
1030561W |  | 109832.38 | 365 | 0020 | CONDUCTOR, ALUMINUM, 4/0 AND GREATER
1030606W | 135540.23 |  |  |  | HEB - TESLA - 3050 Hwy 360 Eul | HEB - TESLA - 3050 Hwy 360 Euless - CD | 2023-05-03
1030606W |  | 30211.91 | 364 | 0280 | POLE, WOOD, 45'
1030606W |  | 8647.46 | 365 | 0010 | CONDUCTOR, ALUMINUM, LESS THAN 4/0
1030606W |  | 96680.86 | 367 | 0020 | CONDUCTOR, ALUMINUM, LESS THEN 4/0
1030705W | 257443.25 |  |  |  | DST/DST/BOARDWALK 3B/RLH | DST/DST/BOARDWALK 3B/RLH | 2023-05-24
1030705W |  | 566.37 | 364 | 0001 | SINGLE CROSSARM
1030705W |  | 1905.07 | 364 | 0260 | POLE, WOOD, 40'
1030705W |  | 45567.45 | 366 | 1010 | CONDUIT
1030705W |  | 15858.49 | 366 | 1150 | SECONDARY BOX
1030705W |  | 8032.22 | 366 | 1400 | PADS OR FOUNDATIONS, SMALL, LESS THAN 50 SQ FT
1030705W |  | 38307.54 | 367 | 0020 | CONDUCTOR, ALUMINUM, LESS THEN 4/0
1030705W |  | 24843.26 | 367 | 0025 | CONDUCTOR, ALUMINUM, 4/0 AND GREATER
1030705W |  | 5483.53 | 367 | 0100 | FAULT INDICATOR
1030705W |  | 6230.11 | 373 | 0025 | CONDUCTOR, ALUMINUM, UNDERGROUND
1030705W |  | 17531.88 | 373 | 1250 | LUMINAIRE, LED, 40W TO 150W
1030705W |  | 11121.54 | 373 | 1375 | CONDUIT
1030705W |  | 81995.79 | 373 | 1515 | STANDARD, METAL, 25' AND UNDER
1030943W | 168029.65 |  |  |  | MSQ- 23-P015-ABE-MSQ-MESQW1801 | MSQ- 23-P015-ABE-MSQ-MESQW1801-MESQW1808-DA-PWR | 2023-04-25
1030943W |  | 4906.46 | 364 | 0001 | SINGLE CROSSARM
1030943W |  | 12484.6 | 364 | 0335 | POLE, WOOD, 60'
1030943W |  | 8451.89 | 365 | 5645 | DIST AUTOMATION COMMUNICATION UNIT RF OH
1030943W |  | 39991.05 | 365 | 5650 | DIST AUTOMATION CONTROL OVERHEAD
1030943W |  | 15509.13 | 365 | 5660 | DIST AUTOMATION POWER SUPPLY UNIT OH
1030943W |  | 86686.52 | 365 | 6000 | DIST AUTOMATION SWITCH OVERHEAD
1030953W | 155069.34 |  |  |  | 2023MWAX003R01 P2 S9B | 2023MWAX003R01 P2 S9B | 2023-03-24
1030953W |  | 28935.91 | 364 | 0001 | SINGLE CROSSARM
1030953W |  | 2000.37 | 364 | 0002 | DOUBLE CROSSARMS
1030953W |  | 54801.48 | 364 | 0280 | POLE, WOOD, 45'
1030953W |  | 8079.1 | 365 | 0010 | CONDUCTOR, ALUMINUM, LESS THAN 4/0
1030953W |  | 61252.48 | 365 | 0020 | CONDUCTOR, ALUMINUM, 4/0 AND GREATER
1031032W | 140595.98 |  |  |  | OMS Work Order, RECCR, 0007, U | OMS Work Order, RECCR, 0007, UG Primary Cable Failure | 2023-02-22
1031032W |  | 140595.98 | 367 | 0020 | CONDUCTOR, ALUMINUM, LESS THEN 4/0
1031107W | 139988.59 |  |  |  | ARL UGCP CNTRY2862 L REPLACE U | ARL UGCP CNTRY2862 L REPLACE UG CABLE 3075 COMMODORE DR | 2023-04-20
1031107W |  | 113138.81 | 366 | 1010 | CONDUIT
1031107W |  | 8189.33 | 366 | 1200 | MANHOLE, 0-100 CU FT
1031107W |  | 13578.88 | 367 | 0020 | CONDUCTOR, ALUMINUM, LESS THEN 4/0
1031107W |  | 5081.57 | 367 | 0100 | FAULT INDICATOR
1031795W | 411357.22 |  |  |  | DES - PRAIRIE RIDGE PH 5 OFFSI | DES - PRAIRIE RIDGE PH 5 OFFSITE - DR | 2023-06-28
1031795W |  | 123283.75 | 366 | 1010 | CONDUIT
1031795W |  | 16289.74 | 366 | 1100 | PRIMARY BOX
1031795W |  | 5635.59 | 366 | 1410 | PADS OR FOUNDATIONS, MEDIUM, 50-100 SQ FT
1031795W |  | 176431.14 | 367 | 0025 | CONDUCTOR, ALUMINUM, 4/0 AND GREATER
1031795W |  | 3044.04 | 367 | 0100 | FAULT INDICATOR
1031795W |  | 86672.96 | 367 | 5190 | SWITCHGEAR, PADMOUNT, 25KV
1032227W | 681742.81 |  |  |  | 2023NSTN053 Flat Iron Bank #3 | 2023NSTN053 Flat Iron Bank #3 #4 Version 3 - KMKJ | 2023-05-16
1032227W |  | 24951.78 | 366 | 1025 | DUCT BANK, 2 - 4 HOLES
1032227W |  | 652155.18 | 366 | 1240 | MANHOLE, OVER 400 CU FT
1032227W |  | 4635.85 | 367 | 0020 | CONDUCTOR, ALUMINUM, LESS THEN 4/0
1032506W | 562930.24 |  |  |  | MCK UGCP PCUST2006 - F - REPLA | MCK UGCP PCUST2006 - F - REPLACE UG CABLE - 2137 ARGYLE DR | 2023-03-15
1032506W |  | 293061.51 | 366 | 1010 | CONDUIT
1032506W |  | 50269.66 | 366 | 1100 | PRIMARY BOX
1032506W |  | 219599.07 | 367 | 0025 | CONDUCTOR, ALUMINUM, 4/0 AND GREATER
1033101W | 105828.08 |  |  |  | DSW-CALDWELL LAKES SEAGOVILLE | DSW-CALDWELL LAKES SEAGOVILLE RELOCATION - SJH | 2023-05-18
1033101W |  | 20445.98 | 364 | 0001 | SINGLE CROSSARM
1033101W |  | 28330.24 | 364 | 0280 | POLE, WOOD, 45'
1033101W |  | 4603.51 | 364 | 0300 | POLE, WOOD, 50'
1033101W |  | 4042.63 | 365 | 0010 | CONDUCTOR, ALUMINUM, LESS THAN 4/0
1033101W |  | 27081.39 | 365 | 0020 | CONDUCTOR, ALUMINUM, 4/0 AND GREATER
1033101W |  | 3259.49 | 366 | 1010 | CONDUIT
1033101W |  | 2169.47 | 366 | 1150 | SECONDARY BOX
1033101W |  | 15895.37 | 367 | 0020 | CONDUCTOR, ALUMINUM, LESS THEN 4/0
1033112W | 331857.45 |  |  |  | ODE PURA VIDA ESTATES RB | ODE PURA VIDA ESTATES RB | 2023-03-24
1033112W |  | 1460.16 | 364 | 0001 | SINGLE CROSSARM
1033112W |  | 5243.34 | 364 | 0280 | POLE, WOOD, 45'
1033112W |  | 130386.9 | 366 | 1010 | CONDUIT
1033112W |  | 6703.5 | 366 | 1150 | SECONDARY BOX
1033112W |  | 2256.62 | 366 | 1200 | MANHOLE, 0-100 CU FT
1033112W |  | 37765.37 | 366 | 1400 | PADS OR FOUNDATIONS, SMALL, LESS THAN 50 SQ FT
1033112W |  | 117245.22 | 367 | 0020 | CONDUCTOR, ALUMINUM, LESS THEN 4/0
1033112W |  | 9291.99 | 367 | 0025 | CONDUCTOR, ALUMINUM, 4/0 AND GREATER
1033112W |  | 21504.35 | 367 | 0100 | FAULT INDICATOR
1034781W | 468208.45 |  |  |  | MSQ Offsite MESQT1306 PH 2 for | MSQ Offsite MESQT1306 PH 2 for Dalfen | 2023-03-22
1034781W |  | 430096.31 | 365 | 0020 | CONDUCTOR, ALUMINUM, 4/0 AND GREATER
1034781W |  | 38112.14 | 367 | 0025 | CONDUCTOR, ALUMINUM, 4/0 AND GREATER
1034872W | 240658.18 |  |  |  | Monterra offsitev2 | Monterra offsitev2 | 2023-06-08
1034872W |  | 52631.94 | 366 | 1010 | CONDUIT
1034872W |  | 9145.01 | 366 | 1100 | PRIMARY BOX
1034872W |  | 6377.44 | 366 | 1410 | PADS OR FOUNDATIONS, MEDIUM, 50-100 SQ FT
1034872W |  | 102135.34 | 367 | 0025 | CONDUCTOR, ALUMINUM, 4/0 AND GREATER
1034872W |  | 2406.58 | 367 | 0100 | FAULT INDICATOR
1034872W |  | 67961.87 | 367 | 5190 | SWITCHGEAR, PADMOUNT, 25KV
1036651W | 106072.16 |  |  |  | RRK:PFLUG:EVGO CHARGE STATION | RRK:PFLUG:EVGO CHARGE STATION AT 18700 LIMESTONE COMMERCIAL - AJG | 2023-04-30
1036651W |  | 2068.4 | 366 | 1410 | PADS OR FOUNDATIONS, MEDIUM, 50-100 SQ FT
1036651W |  | 4401.99 | 366 | 1420 | PADS OR FOUNDATIONS, LARGE, OVER 100 SQ FT
1036651W |  | 29466.84 | 367 | 0020 | CONDUCTOR, ALUMINUM, LESS THEN 4/0
1036651W |  | 2322.98 | 367 | 0100 | FAULT INDICATOR
1036651W |  | 67811.95 | 367 | 5190 | SWITCHGEAR, PADMOUNT, 25KV
1036767W | 103847.86 |  |  |  | BMWBWDINDIAN CREEK TOWNHOMES P | BMWBWDINDIAN CREEK TOWNHOMES PHASE TWORG | 2023-06-05
1036767W |  | 7238.19 | 364 | 0260 | POLE, WOOD, 40'
1036767W |  | 18505.68 | 366 | 1010 | CONDUIT
1036767W |  | 9678.62 | 366 | 1400 | PADS OR FOUNDATIONS, SMALL, LESS THAN 50 SQ FT
1036767W |  | 16563.73 | 367 | 0020 | CONDUCTOR, ALUMINUM, LESS THEN 4/0
1036767W |  | 14144.07 | 367 | 0100 | FAULT INDICATOR
1036767W |  | 36782.94 | 369 | 1100 | SERVICE, UNDERGROUND, 4/0 AND LESS, SINGLE PHASE
1036767W |  | 934.63 | 369 | 1200 | SERVICE, UNDERGROUND, GREATER THAN 4/0, SINGLE PH
1036820W | 124589.29 |  |  |  | FWN UGCP GMINI5812 P REPLACE U | FWN UGCP GMINI5812 P REPLACE UG CABLE 2548 MEACHAM BLVD | 2023-03-20
1036820W |  | 67228.4 | 366 | 1010 | CONDUIT
1036820W |  | 6665.52 | 366 | 1100 | PRIMARY BOX
1036820W |  | 45475.08 | 367 | 0025 | CONDUCTOR, ALUMINUM, 4/0 AND GREATER
1036820W |  | 5220.29 | 367 | 0100 | FAULT INDICATOR
1036991W | 101921.96 |  |  |  | DNO:UGCP_NHNSW0008 P REPLACE U | DNO:UGCP_NHNSW0008 P REPLACE UG CABLE AT 12015 DE OR DR. | 2023-04-17
1036991W |  | 80182.01 | 366 | 1010 | CONDUIT
1036991W |  | 10232.96 | 367 | 0020 | CONDUCTOR, ALUMINUM, LESS THEN 4/0
1036991W |  | 11506.99 | 367 | 0100 | FAULT INDICATOR
1037282W | 552356.8 |  |  |  | 2021MFWE081 DUVAL SUBSTATION P | 2021MFWE081 Duval Substation Phase 3 | 2023-06-05
1037282W |  | 17785.88 | 364 | 0001 | SINGLE CROSSARM
1037282W |  | 14140.33 | 364 | 0260 | POLE, WOOD, 40'
1037282W |  | 12207.08 | 364 | 0280 | POLE, WOOD, 45'
1037282W |  | 11212.84 | 365 | 0010 | CONDUCTOR, ALUMINUM, LESS THAN 4/0
1037282W |  | 1380.89 | 365 | 0020 | CONDUCTOR, ALUMINUM, 4/0 AND GREATER
1037282W |  | 17178.29 | 365 | 6010 | AIRBREAK SWITCH, WITH OR WITHOUT OPERATOR
1037282W |  | 312523.51 | 367 | 0025 | CONDUCTOR, ALUMINUM, 4/0 AND GREATER
1037282W |  | 165927.98 | 367 | 0100 | FAULT INDICATOR
1037300W | 153917.91 |  |  |  | TYL/LIN - CR 41 LINDALE WOODL | TYL/LIN - CR 41 LINDALE WOODLAND CREEK, LINDALE/CP | 2023-06-15
1037300W |  | 59766.35 | 366 | 1010 | CONDUIT
1037300W |  | 16900.18 | 366 | 1150 | SECONDARY BOX
1037300W |  | 10004.66 | 366 | 1400 | PADS OR FOUNDATIONS, SMALL, LESS THAN 50 SQ FT
1037300W |  | 34493 | 367 | 0020 | CONDUCTOR, ALUMINUM, LESS THEN 4/0
1037300W |  | 27859.14 | 367 | 0025 | CONDUCTOR, ALUMINUM, 4/0 AND GREATER
1037300W |  | 4894.58 | 367 | 0100 | FAULT INDICATOR
1037364W | 118302.39 |  |  |  | OMS Work Order, MESQW, 1801, D | OMS Work Order, MESQW, 1801, Damaged Pole Top | 2023-06-01
1037364W |  | 17390.45 | 364 | 0001 | SINGLE CROSSARM
1037364W |  | 13356.33 | 364 | 0335 | POLE, WOOD, 60'
1037364W |  | 17295.8 | 364 | 0350 | POLE, WOOD, 65'
1037364W |  | 44741.99 | 365 | 6010 | AIRBREAK SWITCH, WITH OR WITHOUT OPERATOR
1037364W |  | 25517.82 | 367 | 0025 | CONDUCTOR, ALUMINUM, 4/0 AND GREATER
1037401W | 222602.04 |  |  |  | ENCORE WIRE POD #4 - ADDED LOA | ENCORE WIRE POD #4 - ADDED LOAD - 2 | 2023-06-20
1037401W |  | 1313.35 | 364 | 0001 | SINGLE CROSSARM
1037401W |  | 4785.94 | 364 | 0280 | POLE, WOOD, 45'
1037401W |  | 4362.99 | 365 | 0010 | CONDUCTOR, ALUMINUM, LESS THAN 4/0
1037401W |  | 18364.66 | 366 | 1010 | CONDUIT
1037401W |  | 1825.33 | 366 | 1410 | PADS OR FOUNDATIONS, MEDIUM, 50-100 SQ FT
1037401W |  | 8325.31 | 367 | 0025 | CONDUCTOR, ALUMINUM, 4/0 AND GREATER
1037401W |  | 779.1 | 367 | 0100 | FAULT INDICATOR
1037401W |  | 156066.35 | 367 | 5200 | SWITCHGEAR, PADMOUNT, 25KV, AUTOMATED
1037401W |  | 22727.66 | 367 | 5650 | DIST AUTOMATION CONTROL UNDERGROUND
1037401W |  | 4051.35 | 367 | 5660 | DIST AUTOMATION POWER SUPPLY UNIT UG
1037719W | 163569.25 |  |  |  | ATH/SERVE EASTPORT PHASE 2/JJ | ATH/SERVE EASTPORT PHASE 2/JJ | 2023-06-27
1037719W |  | 61125.86 | 366 | 1010 | CONDUIT
1037719W |  | 9388.87 | 366 | 1150 | SECONDARY BOX
1037719W |  | 4252.8 | 366 | 1200 | MANHOLE, 0-100 CU FT
1037719W |  | 10860.99 | 366 | 1400 | PADS OR FOUNDATIONS, SMALL, LESS THAN 50 SQ FT
1037719W |  | 56202.39 | 367 | 0020 | CONDUCTOR, ALUMINUM, LESS THEN 4/0
1037719W |  | 15751.71 | 367 | 0025 | CONDUCTOR, ALUMINUM, 4/0 AND GREATER
1037719W |  | 5986.63 | 367 | 0100 | FAULT INDICATOR
1037841W | 146558.94 |  |  |  | 2023NSTN082 SOUTH MIDLAND SUB- | 2023NSTN082 SOUTH MIDLAND SUB-1 | 2023-05-09
1037841W |  | 8412.47 | 364 | 0001 | SINGLE CROSSARM
1037841W |  | 9980.66 | 364 | 0300 | POLE, WOOD, 50'
1037841W |  | 16473.21 | 365 | 6010 | AIRBREAK SWITCH, WITH OR WITHOUT OPERATOR
1037841W |  | 35218.1 | 366 | 1010 | CONDUIT
1037841W |  | 10874.66 | 366 | 1100 | PRIMARY BOX
1037841W |  | 1143.15 | 366 | 1400 | PADS OR FOUNDATIONS, SMALL, LESS THAN 50 SQ FT
1037841W |  | 4059.67 | 367 | 0020 | CONDUCTOR, ALUMINUM, LESS THEN 4/0
1037841W |  | 58506.42 | 367 | 0025 | CONDUCTOR, ALUMINUM, 4/0 AND GREATER
1037841W |  | 1890.6 | 367 | 0100 | FAULT INDICATOR
1037906W | 335209.22 |  |  |  | FWN UGCP MRSDO9622 F REPLACE U | FWN UGCP MRSDO9622 F REPLACE UG CABLE 8841 HIDDEN HILL DR | 2023-04-11
1037906W |  | 181817.48 | 366 | 1010 | CONDUIT
1037906W |  | 22157.33 | 366 | 1100 | PRIMARY BOX
1037906W |  | 128519.22 | 367 | 0025 | CONDUCTOR, ALUMINUM, 4/0 AND GREATER
1037906W |  | 2715.19 | 367 | 0100 | FAULT INDICATOR
1038019W | 161572.86 |  |  |  | WAX: VICTRON DEVELOP STREETLIG | WAX: VICTRON DEVELOP STREETLIGHTS:MW | 2023-05-24
1038019W |  | 19324.11 | 373 | 0025 | CONDUCTOR, ALUMINUM, UNDERGROUND
1038019W |  | 41071.81 | 373 | 1250 | LUMINAIRE, LED, 40W TO 150W
1038019W |  | 33413.26 | 373 | 1375 | CONDUIT
1038019W |  | 64128.3 | 373 | 1515 | STANDARD, METAL, 25' AND UNDER
1038019W |  | 3635.38 | 373 | 1640 | MANHOLE (USED EXCLUSIVELY FOR STREET LIGHTING)
1038027W | 117794.75 |  |  |  | FWN/DEC/PROSPERITY ESTATES/RH | FWN/DEC/PROSPERITY ESTATES/RH | 2023-04-26
1038027W |  | 48496.15 | 364 | 0260 | POLE, WOOD, 40'
1038027W |  | 44114.1 | 364 | 0280 | POLE, WOOD, 45'
1038027W |  | 25184.5 | 365 | 0010 | CONDUCTOR, ALUMINUM, LESS THAN 4/0
1038043W | 192658.95 |  |  |  | MTN MSQ MESQW1803 RE-PULL UG W | MTN MSQ MESQW1803 RE-PULL UG WIRE AND CORRECT PULL BOX | 2023-06-24
1038043W |  | 17320.03 | 366 | 1100 | PRIMARY BOX
1038043W |  | 175338.92 | 367 | 0025 | CONDUCTOR, ALUMINUM, 4/0 AND GREATER
1038063W | 119871.24 |  |  |  | ATO Replacement - Reactive - 1 | ATO Replacement - Reactive - 1101 Melbourne Rd, Hurst, TX 76053 | 2023-05-04
1038063W |  | 119871.24 | 367 | 0020 | CONDUCTOR, ALUMINUM, LESS THEN 4/0
1038128W | 240289 |  |  |  | HEB UGCP EULES8711 P REPLACE U | HEB UGCP EULES8711 P REPLACE UG CABLE 805 MAPLEWOOD CT | 2023-04-05
1038128W |  | 208498.78 | 366 | 1010 | CONDUIT
1038128W |  | 26239.55 | 367 | 0020 | CONDUCTOR, ALUMINUM, LESS THEN 4/0
1038128W |  | 5550.67 | 367 | 0100 | FAULT INDICATOR
1038261W | 204163.6 |  |  |  | 2022HIL PENELOPE MRTNS-1502-OF | 2022HIL PENELOPE MRTNS-1502-OFFSITE FOR CR3221 | 2023-06-19
1038261W |  | 133808.83 | 364 | 0280 | POLE, WOOD, 45'
1038261W |  | 70354.77 | 365 | 0010 | CONDUCTOR, ALUMINUM, LESS THAN 4/0
1039400W | 243091.94 |  |  |  | ARL UGCP CNTRY2813 P REPLACE U | ARL UGCP CNTRY2813 P REPLACE UG CABLE 2110 GUINEVERE ST | 2023-05-18
1039400W |  | 207722.09 | 366 | 1010 | CONDUIT
1039400W |  | 8459.59 | 366 | 1200 | MANHOLE, 0-100 CU FT
1039400W |  | 26059.45 | 367 | 0020 | CONDUCTOR, ALUMINUM, LESS THEN 4/0
1039400W |  | 850.81 | 367 | 0100 | FAULT INDICATOR
1039530W | 171899.81 |  |  |  | DNO:UGCP_MSLSW0002_REPLACE PIL | DNO:UGCP_MSLSW0002_REPLACE PILC CABLE- 8800 VALLEY VIEW LN | 2023-04-11
1039530W |  | 275.02 | 366 | 1010 | CONDUIT
1039530W |  | 171624.79 | 367 | 0015 | CONDUCTOR, COPPER, 2/0 AND GREATER
1039707W | 100371.73 |  |  |  | MSQ:Liberty Crossing Pole Relo | MSQ:Liberty Crossing Pole Relocation//JJ | 2023-05-22
1039707W |  | 14604.08 | 364 | 0001 | SINGLE CROSSARM
1039707W |  | 441.62 | 364 | 0002 | DOUBLE CROSSARMS
1039707W |  | 43340.56 | 364 | 0280 | POLE, WOOD, 45'
1039707W |  | 17334.19 | 364 | 0300 | POLE, WOOD, 50'
1039707W |  | 24219.69 | 365 | 0010 | CONDUCTOR, ALUMINUM, LESS THAN 4/0
1039707W |  | 431.59 | 373 | 0020 | CONDUCTOR, ALUMINUM, OVERHEAD
1039839W | 100883.83 |  |  |  | ARL/ARL DRURY HOTEL/RLH | ARL/ARL DRURY HOTEL/RLH | 2023-06-27
1039839W |  | 9099.72 | 364 | 0001 | SINGLE CROSSARM
1039839W |  | 17362.1 | 364 | 0280 | POLE, WOOD, 45'
1039839W |  | 13437.72 | 365 | 0010 | CONDUCTOR, ALUMINUM, LESS THAN 4/0
1039839W |  | 11006.42 | 366 | 1010 | CONDUIT
1039839W |  | 1200.51 | 366 | 1410 | PADS OR FOUNDATIONS, MEDIUM, 50-100 SQ FT
1039839W |  | 14396.12 | 367 | 0020 | CONDUCTOR, ALUMINUM, LESS THEN 4/0
1039839W |  | 34381.24 | 367 | 5190 | SWITCHGEAR, PADMOUNT, 25KV
1039869W | 242378.64 |  |  |  | MCK:UGCP_PCOIT1002-F- REPLACE | MCK:UGCP_PCOIT1002-F- REPLACE UG CABLE- 1705 COIT RD | 2023-05-31
1039869W |  | 242378.64 | 367 | 0025 | CONDUCTOR, ALUMINUM, 4/0 AND GREATER
1040028W | 201339.48 |  |  |  | MCK:UGCP_RSPVY1702-(F)- REPLAC | MCK:UGCP_RSPVY1702-(F)- REPLACE UG CABLE-1100 W SPRING VALLEY RD | 2023-04-10
1040028W |  | 115568.89 | 366 | 1010 | CONDUIT
1040028W |  | 6020.03 | 366 | 1100 | PRIMARY BOX
1040028W |  | 79750.56 | 367 | 0025 | CONDUCTOR, ALUMINUM, 4/0 AND GREATER
1040113W | 110351.04 |  |  |  | ARL UGCP WHITE3542 P REPLACE U | ARL UGCP WHITE3542 P REPLACE UG CABLE 2801 PATINO RD | 2023-05-02
1040113W |  | 94129.43 | 366 | 1010 | CONDUIT
1040113W |  | 9644.69 | 367 | 0020 | CONDUCTOR, ALUMINUM, LESS THEN 4/0
1040113W |  | 6576.92 | 367 | 0100 | FAULT INDICATOR
1040282W | 151503.68 |  |  |  | 2023 NATH001 Athens Sub P1 S2 | 2023 NATH001 Athens Sub P1 S2 MS | 2023-04-25
1040282W |  | 35770 | 364 | 0001 | SINGLE CROSSARM
1040282W |  | 29209.89 | 366 | 1010 | CONDUIT
1040282W |  | 41239.28 | 367 | 0025 | CONDUCTOR, ALUMINUM, 4/0 AND GREATER
1040282W |  | 45284.51 | 367 | 0100 | FAULT INDICATOR
1040628W | 133284.12 |  |  |  | MDL TARGA RESOURCES RED DOG EL | MDL TARGA RESOURCES RED DOG ELECT COMPRESSO 1-4 OFFS AC-PWR | 2023-04-18
1040628W |  | 35320.28 | 364 | 0001 | SINGLE CROSSARM
1040628W |  | 7677.15 | 364 | 0260 | POLE, WOOD, 40'
1040628W |  | 10129.57 | 364 | 0280 | POLE, WOOD, 45'
1040628W |  | 32547.96 | 364 | 0300 | POLE, WOOD, 50'
1040628W |  | 346.52 | 365 | 0010 | CONDUCTOR, ALUMINUM, LESS THAN 4/0
1040628W |  | 47262.64 | 365 | 0020 | CONDUCTOR, ALUMINUM, 4/0 AND GREATER
1040795W | 148067.03 |  |  |  | MCK:CURE2023_PPARK1808_MAINLIN | MCK:CURE2023_PPARK1808_MAINLINE | 2023-05-31
1040795W |  | 148067.03 | 367 | 0020 | CONDUCTOR, ALUMINUM, LESS THEN 4/0
1040814W | 213473.43 |  |  |  | 2022MDES082 Grand Prairie Subs | 2022MDES082 Grand Prairie Substation GRDPR0852 Fdr Exit - KMKJ | 2023-06-08
1040814W |  | 2625.72 | 365 | 0010 | CONDUCTOR, ALUMINUM, LESS THAN 4/0
1040814W |  | 153935.7 | 367 | 0025 | CONDUCTOR, ALUMINUM, 4/0 AND GREATER
1040814W |  | 56912.01 | 367 | 0100 | FAULT INDICATOR
1040815W | 116000.97 |  |  |  | 2022NSTP101ISP STEPHENVILLE S3 | 2022NSTP101ISP STEPHENVILLE S3 | 2023-03-30
1040815W |  | 44822.76 | 366 | 1010 | CONDUIT
1040815W |  | 12713.69 | 366 | 1100 | PRIMARY BOX
1040815W |  | 58464.52 | 367 | 0025 | CONDUCTOR, ALUMINUM, 4/0 AND GREATER
1040816W | 143514.57 |  |  |  | 2022NSTP101 STEPHENVILLE S3 | 2022NSTP101 STEPHENVILLE S3 | 2023-03-30
1040816W |  | 53817.95 | 366 | 1010 | CONDUIT
1040816W |  | 18154.58 | 366 | 1100 | PRIMARY BOX
1040816W |  | 71542.04 | 367 | 0025 | CONDUCTOR, ALUMINUM, 4/0 AND GREATER
1042031W | 393863.79 |  |  |  | 2022MDES082 Grand Prairie Subs | 2022MDES082 Grand Prairie Substation North Fdr Exits - KMKJ | 2023-05-16
1042031W |  | 306465.41 | 367 | 0025 | CONDUCTOR, ALUMINUM, 4/0 AND GREATER
1042031W |  | 87398.38 | 367 | 0100 | FAULT INDICATOR
1042034W | 162476.38 |  |  |  | FNO:UGCP_BRCRK6513-(P)-REPLACE | FNO:UGCP_BRCRK6513-(P)-REPLACE UG CABLE- 7221 STONYBROOKE DR | 2023-05-04
1042034W |  | 147089.88 | 366 | 1010 | CONDUIT
1042034W |  | 12331.95 | 367 | 0020 | CONDUCTOR, ALUMINUM, LESS THEN 4/0
1042034W |  | 3054.55 | 367 | 0100 | FAULT INDICATOR
1042037W | 224547 |  |  |  | FNO UGCP HLTOM241 F REPLACE UG | FNO UGCP HLTOM241 F REPLACE UG CABLE 5548 DUNSON DR | 2023-06-06
1042037W |  | 157093.09 | 366 | 1010 | CONDUIT
1042037W |  | 7814.23 | 366 | 1100 | PRIMARY BOX
1042037W |  | 59639.68 | 367 | 0025 | CONDUCTOR, ALUMINUM, 4/0 AND GREATER
1042309W | 114238.43 |  |  |  | DSW UGCP RGLRW0001 REPLACE PIL | DSW UGCP RGLRW0001 REPLACE PILC CABLE 1211 REGAL ROW | 2023-06-30
1042309W |  | 1405.13 | 366 | 1010 | CONDUIT
1042309W |  | 112833.3 | 367 | 0025 | CONDUCTOR, ALUMINUM, 4/0 AND GREATER
1042354W | 272507.52 |  |  |  | 23-P012-ACX-DNE-GAVSW0009-MTLD | 23-P012-ACX-DNE-GAVSW0009-MTLDA0002-FIBER-DA-R2 | 2023-06-19
1042354W |  | 7221.44 | 364 | 0001 | SINGLE CROSSARM
1042354W |  | 9810.27 | 364 | 0280 | POLE, WOOD, 45'
1042354W |  | 2752.32 | 364 | 0320 | POLE, WOOD, 55'
1042354W |  | 11527.06 | 365 | 5640 | DIST AUTOMATION COMMUNICATION UNIT FIBER OH
1042354W |  | 66873.34 | 365 | 5650 | DIST AUTOMATION CONTROL OVERHEAD
1042354W |  | 29403.56 | 365 | 5660 | DIST AUTOMATION POWER SUPPLY UNIT OH
1042354W |  | 144919.53 | 365 | 6000 | DIST AUTOMATION SWITCH OVERHEAD
1042618W | 143838.6 |  |  |  | DNE:UGCP_ABRRD0004- REPLACE PI | DNE:UGCP_ABRRD0004- REPLACE PILC CABLE- 4604 ABRAMS RD | 2023-04-20
1042618W |  | 460.27 | 366 | 1010 | CONDUIT
1042618W |  | 143378.33 | 367 | 0015 | CONDUCTOR, COPPER, 2/0 AND GREATER
1042689W | 105308.43 |  |  |  | DSW:UGCP_WMRLD0002_REPLACE PIL | DSW:UGCP_WMRLD0002_REPLACE PILC CABLE- WESTMORELAND | 2023-06-12
1042689W |  | 105308.43 | 367 | 0015 | CONDUCTOR, COPPER, 2/0 AND GREATER
1042712W | 101857.49 |  |  |  | DSW:UGCP_WMRLD0006_REPLACE PIL | DSW:UGCP_WMRLD0006_REPLACE PILC CABLE- WESTMORELAND | 2023-06-12
1042712W |  | 101857.49 | 367 | 0015 | CONDUCTOR, COPPER, 2/0 AND GREATER
1042842W | 102963.68 |  |  |  | Relocate OH 3 Phase for Baylor | Relocate OH 3 Phase for Baylor Parking Garage | 2023-06-16
1042842W |  | 11696.67 | 364 | 0001 | SINGLE CROSSARM
1042842W |  | 11696.67 | 364 | 0300 | POLE, WOOD, 50'
1042842W |  | 10296.36 | 364 | 0320 | POLE, WOOD, 55'
1042842W |  | 3078.61 | 365 | 0010 | CONDUCTOR, ALUMINUM, LESS THAN 4/0
1042842W |  | 12149.71 | 365 | 6010 | AIRBREAK SWITCH, WITH OR WITHOUT OPERATOR
1042842W |  | 8340.05 | 366 | 1010 | CONDUIT
1042842W |  | 1060.52 | 367 | 0020 | CONDUCTOR, ALUMINUM, LESS THEN 4/0
1042842W |  | 44645.09 | 367 | 0025 | CONDUCTOR, ALUMINUM, 4/0 AND GREATER
1043539W | 148579.71 |  |  |  | DSD/DSC22025 Capex Asbuilts - | DSD/DSC22025 Capex Asbuilts - W. Texas District/Area | 2023-03-27
1043539W |  | 31305.74 | 364 | 0001 | SINGLE CROSSARM
1043539W |  | 891.47 | 364 | 0002 | DOUBLE CROSSARMS
1043539W |  | 4100.79 | 364 | 0240 | POLE, WOOD, 35'
1043539W |  | 56282.07 | 364 | 0260 | POLE, WOOD, 40'
1043539W |  | 14397.36 | 364 | 0280 | POLE, WOOD, 45'
1043539W |  | 2124.68 | 364 | 0300 | POLE, WOOD, 50'
1043539W |  | 3565.9 | 364 | 0335 | POLE, WOOD, 60'
1043539W |  | 25496.27 | 365 | 0010 | CONDUCTOR, ALUMINUM, LESS THAN 4/0
1043539W |  | 772.61 | 365 | 0020 | CONDUCTOR, ALUMINUM, 4/0 AND GREATER
1043539W |  | 9642.82 | 365 | 6010 | AIRBREAK SWITCH, WITH OR WITHOUT OPERATOR
1043923W | 117059.23 |  |  |  | HEB UGCP BDFRD8812 REPLACE UG | HEB UGCP BDFRD8812 REPLACE UG CABLE 2416 SPRING VALLEY DR | 2023-05-02
1043923W |  | 99746.18 | 366 | 1010 | CONDUIT
1043923W |  | 10886.5 | 367 | 0020 | CONDUCTOR, ALUMINUM, LESS THEN 4/0
1043923W |  | 6426.55 | 367 | 0100 | FAULT INDICATOR
1044823W | 126829.1 |  |  |  | OMS Work Order, STERT, 2706, C | OMS Work Order, STERT, 2706, Crossarm Broken | 2023-06-29
1044823W |  | 13786.32 | 364 | 0001 | SINGLE CROSSARM
1044823W |  | 8979.5 | 364 | 0300 | POLE, WOOD, 50'
1044823W |  | 38987.29 | 364 | 0350 | POLE, WOOD, 65'
1044823W |  | 8193.15 | 365 | 0010 | CONDUCTOR, ALUMINUM, LESS THAN 4/0
1044823W |  | 33457.51 | 365 | 0020 | CONDUCTOR, ALUMINUM, 4/0 AND GREATER
1044823W |  | 23425.33 | 365 | 6015 | RECLOSER,SINGLE PHASE,13.2KV AND UNDER,0-3000 AMP
1045004W | 102936.47 |  |  |  | OMS Work Order, PCOMM, 3312, U | OMS Work Order, PCOMM, 3312, UG Switch Damaged | 2023-06-13
1045004W |  | 102936.47 | 367 | 5190 | SWITCHGEAR, PADMOUNT, 25KV
1045302W | 112159.91 |  |  |  | MCK:CURE2023_4689 PENBROOK CT | MCK:CURE2023_4689 PENBROOK CT | 2023-04-24
1045302W |  | 112159.91 | 367 | 0020 | CONDUCTOR, ALUMINUM, LESS THEN 4/0
1046015W | 118547.82 |  |  |  | DNO:CURE2023_RCHRD1206_MAINLIN | DNO:CURE2023_RCHRD1206_MAINLINE | 2023-05-25
1046015W |  | 118547.82 | 367 | 0020 | CONDUCTOR, ALUMINUM, LESS THEN 4/0
1046707W | 127142.9 |  |  |  | 2022MDES082 Grand Prairie Subs | 2022MDES082 Grand Prairie Substation South Fdr Exits - KMKJ | 2023-06-08
1046707W |  | 762.85 | 364 | 0001 | SINGLE CROSSARM
1046707W |  | 3026 | 364 | 0320 | POLE, WOOD, 55'
1046707W |  | 1424 | 365 | 0010 | CONDUCTOR, ALUMINUM, LESS THAN 4/0
1046707W |  | 3509.14 | 365 | 0020 | CONDUCTOR, ALUMINUM, 4/0 AND GREATER
1046707W |  | 97900.05 | 367 | 0025 | CONDUCTOR, ALUMINUM, 4/0 AND GREATER
1046707W |  | 20520.86 | 367 | 0100 | FAULT INDICATOR
1046713W | 126906.02 |  |  |  | Pole C/O County Road 4802 Cele | Pole C/O County Road 4802 Celeste 75423 | 2023-06-28
1046713W |  | 63782.98 | 364 | 0260 | POLE, WOOD, 40'
1046713W |  | 62323.54 | 365 | 0010 | CONDUCTOR, ALUMINUM, LESS THAN 4/0
1046713W |  | 799.5 | 365 | 6015 | RECLOSER,SINGLE PHASE,13.2KV AND UNDER,0-3000 AMP
1046724W | 243507.04 |  |  |  | BEN UGCP BRIRV6922 F REPLACE U | BEN UGCP BRIRV6922 F REPLACE UG CABLE OAKMONT BLVD | 2023-05-31
1046724W |  | 83157.66 | 366 | 1010 | CONDUIT
1046724W |  | 3896.11 | 366 | 1100 | PRIMARY BOX
1046724W |  | 156453.27 | 367 | 0025 | CONDUCTOR, ALUMINUM, 4/0 AND GREATER
1046800W | 452349.6 |  |  |  | 2023NTEM001 MOORES MILL SUB- R | 2023NTEM001 MOORES MILL SUB- RECONDUCTOR-PWR S1 | 2023-06-20
1046800W |  | 73778.21 | 364 | 0001 | SINGLE CROSSARM
1046800W |  | 3437.85 | 364 | 0260 | POLE, WOOD, 40'
1046800W |  | 196274.51 | 364 | 0350 | POLE, WOOD, 65'
1046800W |  | 146923.15 | 365 | 0020 | CONDUCTOR, ALUMINUM, 4/0 AND GREATER
1046800W |  | 31935.88 | 365 | 6015 | RECLOSER,SINGLE PHASE,13.2KV AND UNDER,0-3000 AMP
1048607W | 237865.09 |  |  |  | ARL-23-P046-AEK-ARL-PNTGO7112- | ARL-23-P046-AEK-ARL-PNTGO7112-PNTGO7121-DA | 2023-06-08
1048607W |  | 7825.76 | 364 | 0001 | SINGLE CROSSARM
1048607W |  | 14795.2 | 364 | 0335 | POLE, WOOD, 60'
1048607W |  | 11774.32 | 365 | 5645 | DIST AUTOMATION COMMUNICATION UNIT RF OH
1048607W |  | 51188.56 | 365 | 5650 | DIST AUTOMATION CONTROL OVERHEAD
1048607W |  | 23096.7 | 365 | 5660 | DIST AUTOMATION POWER SUPPLY UNIT OH
1048607W |  | 129184.55 | 365 | 6000 | DIST AUTOMATION SWITCH OVERHEAD
1048621W | 106913.24 |  |  |  | OMS Work Order, IRLBJ, 3231, U | OMS Work Order, IRLBJ, 3231, UG Equipment Damaged | 2023-06-15
1048621W |  | 106913.24 | 367 | 5190 | SWITCHGEAR, PADMOUNT, 25KV
1050939W | 193637.5 |  |  |  | WAX Dove creek 3 - offsite and | WAX Dove creek 3 - offsite and lift station Midlothian TX | 2023-06-21
1050939W |  | 88685.99 | 366 | 1010 | CONDUIT
1050939W |  | 20235.11 | 366 | 1100 | PRIMARY BOX
1050939W |  | 84716.4 | 367 | 0025 | CONDUCTOR, ALUMINUM, 4/0 AND GREATER
1051259W | 134326.11 |  |  |  | OMS Work Order, BRYAN, 0004, U | OMS Work Order, BRYAN, 0004, UG Primary Cable Failure | 2023-06-05
1051259W |  | 4687.98 | 364 | 0001 | SINGLE CROSSARM
1051259W |  | 129638.13 | 367 | 0015 | CONDUCTOR, COPPER, 2/0 AND GREATER
1051602W | 130284.89 |  |  |  | CALDWELL LAKES SEAGOVILLE | CALDWELL LAKES SEAGOVILLE | 2023-06-16
1051602W |  | 742.62 | 364 | 0001 | SINGLE CROSSARM
1051602W |  | 2788.09 | 364 | 0280 | POLE, WOOD, 45'
1051602W |  | 33978.36 | 366 | 1010 | CONDUIT
1051602W |  | 9159.02 | 366 | 1150 | SECONDARY BOX
1051602W |  | 1381.01 | 366 | 1200 | MANHOLE, 0-100 CU FT
1051602W |  | 9771.36 | 366 | 1400 | PADS OR FOUNDATIONS, SMALL, LESS THAN 50 SQ FT
1051602W |  | 29887.35 | 367 | 0020 | CONDUCTOR, ALUMINUM, LESS THEN 4/0
1051602W |  | 10735.47 | 367 | 0025 | CONDUCTOR, ALUMINUM, 4/0 AND GREATER
1051602W |  | 898.96 | 373 | 0025 | CONDUCTOR, ALUMINUM, UNDERGROUND
1051602W |  | 10031.93 | 373 | 1250 | LUMINAIRE, LED, 40W TO 150W
1051602W |  | 651.42 | 373 | 1375 | CONDUIT
1051602W |  | 20259.3 | 373 | 1625 | STANDARD, OTHER, 25' AND UNDER
1052255W | 131890.26 |  |  |  | 21708574 FBR CAB 400 Tittle Dr | 21708574 FBR CAB 400 Tittle Dr. Lewisville TX | 2023-05-11
1052255W |  | 2400.4 | 366 | 1410 | PADS OR FOUNDATIONS, MEDIUM, 50-100 SQ FT
1052255W |  | 27842.03 | 367 | 0020 | CONDUCTOR, ALUMINUM, LESS THEN 4/0
1052255W |  | 63689.83 | 367 | 0025 | CONDUCTOR, ALUMINUM, 4/0 AND GREATER
1052255W |  | 1358.46 | 367 | 0100 | FAULT INDICATOR
1052255W |  | 33658.39 | 367 | 5190 | SWITCHGEAR, PADMOUNT, 25KV
1052255W |  | 2941.15 | 369 | 1300 | SERVICE, UNDERGROUND, 4/0 AND LESS,3 PHASES
1056697W | 129081.76 |  |  |  | DSD/DSC 22032 Capex Asbuilts- | DSD/DSC 22032 Capex Asbuilts- ABC District | 2023-05-19
1056697W |  | 2413.82 | 364 | 0001 | SINGLE CROSSARM
1056697W |  | 3459.39 | 364 | 0240 | POLE, WOOD, 35'
1056697W |  | 4195.15 | 364 | 0260 | POLE, WOOD, 40'
1056697W |  | 4530.76 | 364 | 0280 | POLE, WOOD, 45'
1056697W |  | 2646.17 | 365 | 0010 | CONDUCTOR, ALUMINUM, LESS THAN 4/0
1056697W |  | 993.92 | 365 | 0020 | CONDUCTOR, ALUMINUM, 4/0 AND GREATER
1056697W |  | 1329.53 | 366 | 1150 | SECONDARY BOX
1056697W |  | 12998.52 | 367 | 0025 | CONDUCTOR, ALUMINUM, 4/0 AND GREATER
1056697W |  | 90254.04 | 367 | 5190 | SWITCHGEAR, PADMOUNT, 25KV
1056697W |  | 2891.43 | 369 | 0100 | SERVICE, OVERHEAD, 4/0 AND LESS, SINGLE PHASE
1056697W |  | 3369.03 | 369 | 1100 | SERVICE, UNDERGROUND, 4/0 AND LESS, SINGLE PHASE
1061451W | 172447.56 |  |  |  | DSD/DSC23001 Capex Asbuilts - | DSD/DSC23001 Capex Asbuilts - HOT DIstrict/Waco Area | 2023-06-19
1061451W |  | 46974.71 | 364 | 0001 | SINGLE CROSSARM
1061451W |  | 18710.56 | 364 | 0240 | POLE, WOOD, 35'
1061451W |  | 86965.32 | 364 | 0260 | POLE, WOOD, 40'
1061451W |  | 3293.74 | 365 | 0030 | CONDUCTOR, OTHER THAN ALUMINUM, LESS THAN 2/0
1061451W |  | 16503.23 | 369 | 0100 | SERVICE, OVERHEAD, 4/0 AND LESS, SINGLE PHASE
1061695W | 115678.77 |  |  |  | DSD/DSC23001 Capex Asbuilts - | DSD/DSC23001 Capex Asbuilts - Athens District/Area | 2023-06-20
1061695W |  | 8560.22 | 364 | 0001 | SINGLE CROSSARM
1061695W |  | 9450.95 | 364 | 0240 | POLE, WOOD, 35'
1061695W |  | 63692.77 | 364 | 0260 | POLE, WOOD, 40'
1061695W |  | 5367.49 | 364 | 0280 | POLE, WOOD, 45'
1061695W |  | 23170.45 | 365 | 0010 | CONDUCTOR, ALUMINUM, LESS THAN 4/0
1061695W |  | 3933.07 | 369 | 0100 | SERVICE, OVERHEAD, 4/0 AND LESS, SINGLE PHASE
1061695W |  | 1503.82 | 369 | 1100 | SERVICE, UNDERGROUND, 4/0 AND LESS, SINGLE PHASE
1061745W | 283470.63 |  |  |  | DSD/DSC 23002 Capex Asbuilts - | DSD/DSC 23002 Capex Asbuilts - Benbrook SC | 2023-06-20
1061745W |  | 30841.6 | 364 | 0001 | SINGLE CROSSARM
1061745W |  | 85353 | 364 | 0240 | POLE, WOOD, 35'
1061745W |  | 130538.26 | 364 | 0260 | POLE, WOOD, 40'
1061745W |  | 20069.72 | 364 | 0280 | POLE, WOOD, 45'
1061745W |  | 5130.81 | 364 | 0320 | POLE, WOOD, 55'
1061745W |  | 4677.26 | 365 | 0010 | CONDUCTOR, ALUMINUM, LESS THAN 4/0
1061745W |  | 651.98 | 365 | 0020 | CONDUCTOR, ALUMINUM, 4/0 AND GREATER
1061745W |  | 6208 | 369 | 0100 | SERVICE, OVERHEAD, 4/0 AND LESS, SINGLE PHASE
1062150W | 178132.8 |  |  |  | DSD/DSC23002Capex Asbuilts â | DSD/DSC23002Capex Asbuilts â ARL District | 2023-06-22
1062150W |  | 4275.18 | 364 | 0001 | SINGLE CROSSARM
1062150W |  | 3794.22 | 364 | 0220 | POLE, WOOD, 30'
1062150W |  | 16922.61 | 364 | 0240 | POLE, WOOD, 35'
1062150W |  | 61331.17 | 364 | 0260 | POLE, WOOD, 40'
1062150W |  | 16156.64 | 364 | 0280 | POLE, WOOD, 45'
1062150W |  | 3544.84 | 364 | 0320 | POLE, WOOD, 55'
1062150W |  | 16459.47 | 365 | 6010 | AIRBREAK SWITCH, WITH OR WITHOUT OPERATOR
1062150W |  | 52780.74 | 367 | 5190 | SWITCHGEAR, PADMOUNT, 25KV
1062150W |  | 2867.93 | 369 | 0100 | SERVICE, OVERHEAD, 4/0 AND LESS, SINGLE PHASE
1062214W | 232239.69 |  |  |  | DSD/DSC23001 Capex Asbuilts - | DSD/DSC23001 Capex asbuilts - KRT district | 2023-06-22
1062214W |  | 34557.26 | 364 | 0001 | SINGLE CROSSARM
1062214W |  | 2066.93 | 364 | 0220 | POLE, WOOD, 30'
1062214W |  | 36554.52 | 364 | 0240 | POLE, WOOD, 35'
1062214W |  | 66443.83 | 364 | 0260 | POLE, WOOD, 40'
1062214W |  | 33070.93 | 364 | 0280 | POLE, WOOD, 45'
1062214W |  | 3669.38 | 364 | 0300 | POLE, WOOD, 50'
1062214W |  | 40107.79 | 365 | 0010 | CONDUCTOR, ALUMINUM, LESS THAN 4/0
1062214W |  | 812.83 | 365 | 0030 | CONDUCTOR, OTHER THAN ALUMINUM, LESS THAN 2/0
1062214W |  | 11402.96 | 367 | 0020 | CONDUCTOR, ALUMINUM, LESS THEN 4/0
1062214W |  | 3553.26 | 369 | 0100 | SERVICE, OVERHEAD, 4/0 AND LESS, SINGLE PHASE
1062245W | 601285.59 |  |  |  | DSD/DSC23001 Capex Asbuilts - | DSD/DSC23001 Capex Asbuilts - Round Rock District/Area | 2023-06-22
1062245W |  | 70230.15 | 364 | 0001 | SINGLE CROSSARM
1062245W |  | 70049.77 | 364 | 0240 | POLE, WOOD, 35'
1062245W |  | 148818.22 | 364 | 0260 | POLE, WOOD, 40'
1062245W |  | 80271.62 | 364 | 0280 | POLE, WOOD, 45'
1062245W |  | 28320.55 | 364 | 0300 | POLE, WOOD, 50'
1062245W |  | 101917.9 | 365 | 0010 | CONDUCTOR, ALUMINUM, LESS THAN 4/0
1062245W |  | 47621.81 | 365 | 6010 | AIRBREAK SWITCH, WITH OR WITHOUT OPERATOR
1062245W |  | 2345.01 | 365 | 6015 | RECLOSER,SINGLE PHASE,13.2KV AND UNDER,0-3000 AMP
1062245W |  | 51710.56 | 369 | 0100 | SERVICE, OVERHEAD, 4/0 AND LESS, SINGLE PHASE
1062258W | 144275.36 |  |  |  | DSD/DSC23001 Capex asbuilt KRT | DSD/DSC23001 Capex asbuilt KRT District | 2023-06-22
1062258W |  | 10503.24 | 364 | 0001 | SINGLE CROSSARM
1062258W |  | 16735.94 | 364 | 0240 | POLE, WOOD, 35'
1062258W |  | 63567.75 | 364 | 0260 | POLE, WOOD, 40'
1062258W |  | 12061.42 | 364 | 0280 | POLE, WOOD, 45'
1062258W |  | 24108.41 | 365 | 0010 | CONDUCTOR, ALUMINUM, LESS THAN 4/0
1062258W |  | 13316.61 | 365 | 0030 | CONDUCTOR, OTHER THAN ALUMINUM, LESS THAN 2/0
1062258W |  | 3981.99 | 367 | 0020 | CONDUCTOR, ALUMINUM, LESS THEN 4/0
1062353W | 136904 |  |  |  | DSD DSC 23001 Capex asbuilts - | DSD DSC 23001 CAPEX ASBUILTS -KRT DISTRICT TMSTH1402 1403 1404 | 2023-06-23
1062353W |  | 61730.02 | 364 | 0240 | POLE, WOOD, 35'
1062353W |  | 19632.03 | 365 | 0010 | CONDUCTOR, ALUMINUM, LESS THAN 4/0
1062353W |  | 55541.95 | 369 | 0100 | SERVICE, OVERHEAD, 4/0 AND LESS, SINGLE PHASE
1062400W | 116527.9 |  |  |  | DSD/DSC23001-4 Capex Asbuilts | DSD/DSC23001-4 Capex Asbuilts - East District/Area | 2023-06-23
1062400W |  | 15451.59 | 364 | 0001 | SINGLE CROSSARM
1062400W |  | 3484.18 | 364 | 0002 | DOUBLE CROSSARMS
1062400W |  | 24983.58 | 364 | 0240 | POLE, WOOD, 35'
1062400W |  | 37079.21 | 364 | 0260 | POLE, WOOD, 40'
1062400W |  | 7073.24 | 364 | 0280 | POLE, WOOD, 45'
1062400W |  | 20695.35 | 365 | 0010 | CONDUCTOR, ALUMINUM, LESS THAN 4/0
1062400W |  | 6280.85 | 369 | 0100 | SERVICE, OVERHEAD, 4/0 AND LESS, SINGLE PHASE
1062400W |  | 1479.9 | 369 | 1100 | SERVICE, UNDERGROUND, 4/0 AND LESS, SINGLE PHASE
1062427W | 132573.04 |  |  |  | DSD/DSC23001-5 Capex Asbuilts | DSD/DSC23001-5 Capex Asbuilts - East District/Area | 2023-06-23
1062427W |  | 27111.18 | 364 | 0001 | SINGLE CROSSARM
1062427W |  | 36722.73 | 364 | 0240 | POLE, WOOD, 35'
1062427W |  | 39573.08 | 364 | 0260 | POLE, WOOD, 40'
1062427W |  | 8325.58 | 364 | 0280 | POLE, WOOD, 45'
1062427W |  | 4268.85 | 365 | 0010 | CONDUCTOR, ALUMINUM, LESS THAN 4/0
1062427W |  | 4931.71 | 366 | 1400 | PADS OR FOUNDATIONS, SMALL, LESS THAN 50 SQ FT
1062427W |  | 11639.91 | 369 | 0100 | SERVICE, OVERHEAD, 4/0 AND LESS, SINGLE PHASE
1062446W | 121037.16 |  |  |  | DSD/DSC23001-6 Capex Asbuilts | DSD/DSC23001-6 Capex Asbuilts - East District/Area | 2023-06-23
1062446W |  | 26495.03 | 364 | 0001 | SINGLE CROSSARM
1062446W |  | 15492.75 | 364 | 0240 | POLE, WOOD, 35'
1062446W |  | 58085.75 | 364 | 0260 | POLE, WOOD, 40'
1062446W |  | 12575.76 | 364 | 0280 | POLE, WOOD, 45'
1062446W |  | 3098.55 | 365 | 0010 | CONDUCTOR, ALUMINUM, LESS THAN 4/0
1062446W |  | 5289.32 | 369 | 0100 | SERVICE, OVERHEAD, 4/0 AND LESS, SINGLE PHASE
1062558W | 136712.18 |  |  |  | DSD/DSC23001-7 Capex Asbuilts | DSD/DSC23001-7 Capex Asbuilts - East District/Area | 2023-06-24
1062558W |  | 13698.56 | 364 | 0001 | SINGLE CROSSARM
1062558W |  | 22188.38 | 364 | 0240 | POLE, WOOD, 35'
1062558W |  | 50187.08 | 364 | 0260 | POLE, WOOD, 40'
1062558W |  | 31266.07 | 364 | 0280 | POLE, WOOD, 45'
1062558W |  | 7368.78 | 364 | 0300 | POLE, WOOD, 50'
1062558W |  | 1654.21 | 365 | 0010 | CONDUCTOR, ALUMINUM, LESS THAN 4/0
1062558W |  | 5222.4 | 369 | 0100 | SERVICE, OVERHEAD, 4/0 AND LESS, SINGLE PHASE
1062558W |  | 5126.7 | 369 | 1200 | SERVICE, UNDERGROUND, GREATER THAN 4/0, SINGLE PH
1062602W | 117831.27 |  |  |  | DSD/DSC 23001 KRT Taylor | DSD/DSC 23001 KRT Taylor | 2023-06-25
1062602W |  | 3864.86 | 364 | 0001 | SINGLE CROSSARM
1062602W |  | 17120.88 | 364 | 0240 | POLE, WOOD, 35'
1062602W |  | 85286.3 | 364 | 0260 | POLE, WOOD, 40'
1062602W |  | 6963.82 | 365 | 0030 | CONDUCTOR, OTHER THAN ALUMINUM, LESS THAN 2/0
1062602W |  | 4595.41 | 369 | 0100 | SERVICE, OVERHEAD, 4/0 AND LESS, SINGLE PHASE
1062605W | 446028.24 |  |  |  | DSD/DSC23002 - Capex As-Builts | DSD/DSC23002 - Capex As-Builts - FWN District | 2023-06-25
1062605W |  | 60303.01 | 364 | 0001 | SINGLE CROSSARM
1062605W |  | 5218.53 | 364 | 0002 | DOUBLE CROSSARMS
1062605W |  | 7270.26 | 364 | 0220 | POLE, WOOD, 30'
1062605W |  | 56021.14 | 364 | 0240 | POLE, WOOD, 35'
1062605W |  | 114673.86 | 364 | 0260 | POLE, WOOD, 40'
1062605W |  | 124040.51 | 364 | 0280 | POLE, WOOD, 45'
1062605W |  | 16547.64 | 364 | 0300 | POLE, WOOD, 50'
1062605W |  | 4504.88 | 364 | 0320 | POLE, WOOD, 55'
1062605W |  | 32560.06 | 365 | 0010 | CONDUCTOR, ALUMINUM, LESS THAN 4/0
1062605W |  | 9143.57 | 365 | 0020 | CONDUCTOR, ALUMINUM, 4/0 AND GREATER
1062605W |  | 6824.23 | 365 | 0030 | CONDUCTOR, OTHER THAN ALUMINUM, LESS THAN 2/0
1062605W |  | 312.21 | 367 | 0020 | CONDUCTOR, ALUMINUM, LESS THEN 4/0
1062605W |  | 535.23 | 367 | 0025 | CONDUCTOR, ALUMINUM, 4/0 AND GREATER
1062605W |  | 8073.11 | 369 | 0100 | SERVICE, OVERHEAD, 4/0 AND LESS, SINGLE PHASE
1063101W | 120680.99 |  |  |  | DSD/DSC 23001 - TEM Service Ce | DSD/DSC 23001 - TEM Service Center | 2023-06-28
1063101W |  | 1448.17 | 364 | 0001 | SINGLE CROSSARM
1063101W |  | 16750.52 | 364 | 0240 | POLE, WOOD, 35'
1063101W |  | 46438.07 | 364 | 0260 | POLE, WOOD, 40'
1063101W |  | 13371.45 | 364 | 0280 | POLE, WOOD, 45'
1063101W |  | 19731.34 | 365 | 0010 | CONDUCTOR, ALUMINUM, LESS THAN 4/0
1063101W |  | 7675.31 | 365 | 0030 | CONDUCTOR, OTHER THAN ALUMINUM, LESS THAN 2/0
1063101W |  | 14059.33 | 365 | 6010 | AIRBREAK SWITCH, WITH OR WITHOUT OPERATOR
1063101W |  | 1206.8 | 369 | 0100 | SERVICE, OVERHEAD, 4/0 AND LESS, SINGLE PHASE
1063102W | 157478.17 |  |  |  | DSD/DSC 23001 - TEM Service Ce | DSD/DSC 23001 - TEM Service Center | 2023-06-28
1063102W |  | 9621.91 | 364 | 0001 | SINGLE CROSSARM
1063102W |  | 28267.33 | 364 | 0240 | POLE, WOOD, 35'
1063102W |  | 54928.41 | 364 | 0260 | POLE, WOOD, 40'
1063102W |  | 19527.29 | 364 | 0280 | POLE, WOOD, 45'
1063102W |  | 41495.49 | 365 | 0010 | CONDUCTOR, ALUMINUM, LESS THAN 4/0
1063102W |  | 3637.74 | 369 | 0100 | SERVICE, OVERHEAD, 4/0 AND LESS, SINGLE PHASE
22GRDLGT | 1129989.2 |  |  |  | GUARDLIGHTS - REPLACE/REMOVE | GUARDLIGHTS - REPLACE/REMOVE | 2022-01-31
22GRDLGT |  | 967383.76 | 371 | 0010 | GUARD LITE
22GRDLGT |  | 162605.44 | 371 | 0015 | FLOOD LITE
22THOMAS | 870758.77 |  |  |  | PRICE ADJ FOR THOMASSON | PRICE ADJUSTMENT FOR POLES FOR THOMASSON DUE TO INFLATION. PRICE CHANGES BETWEEEN CONSIGNMENT AND TAKING OWNERSHIP. | 2023-04-26
22THOMAS |  | 34830.35 | 364 | 0240 | POLE, WOOD, 35'
22THOMAS |  | 156736.57 | 364 | 0260 | POLE, WOOD, 40'
22THOMAS |  | 261227.66 | 364 | 0280 | POLE, WOOD, 45'
22THOMAS |  | 191566.92 | 364 | 0300 | POLE, WOOD, 50'
22THOMAS |  | 95783.46 | 364 | 0320 | POLE, WOOD, 55'
22THOMAS |  | 95783.46 | 364 | 0335 | POLE, WOOD, 60'
22THOMAS |  | 34830.35 | 364 | 0350 | POLE, WOOD, 65'
23CAPCTR | 7546068.12 |  |  |  | CAPACITOR - INSTALL & REPLACE | CAPACITOR - INSTALLATION AND/OR REPLACEMENT | 2023-01-31
23CAPCTR |  | 199214.96 | 368 | 1000 | CAPACITORS, 100 KVAR AND BELOW
23CAPCTR |  | 125651.86 | 368 | 1005 | CAPACITORS, 150 KVAR
23CAPCTR |  | 3523922.34 | 368 | 1010 | CAPACITORS, 200 KVAR
23CAPCTR |  | 2937355.46 | 368 | 1015 | CAPACITORS, 300 KVAR
23CAPCTR |  | 12139.41 | 368 | 1020 | CAPACITORS, 400 KVAR
23CAPCTR |  | 747784.09 | 368 | 1090 | CAPACITOR CONTROL
23LOWCST | 4565821.87 |  |  |  | CAPITAL RELATED LOW COST MAT | CAPITAL RELATED LOW COST MAT | 2023-01-31
23LOWCST |  | 273949.29 | 364 | 0001 | SINGLE CROSSARM
23LOWCST |  | 45658.19 | 364 | 0240 | POLE, WOOD, 35'
23LOWCST |  | 228291.07 | 364 | 0260 | POLE, WOOD, 40'
23LOWCST |  | 319607.51 | 364 | 0280 | POLE, WOOD, 45'
23LOWCST |  | 136974.62 | 364 | 0300 | POLE, WOOD, 50'
23LOWCST |  | 45658.19 | 364 | 0320 | POLE, WOOD, 55'
23LOWCST |  | 45658.19 | 364 | 0335 | POLE, WOOD, 60'
23LOWCST |  | 410923.94 | 365 | 0010 | CONDUCTOR, ALUMINUM, LESS THAN 4/0
23LOWCST |  | 1278430.71 | 365 | 0020 | CONDUCTOR, ALUMINUM, 4/0 AND GREATER
23LOWCST |  | 136974.62 | 365 | 5650 | DIST AUTOMATION CONTROL OVERHEAD
23LOWCST |  | 273949.29 | 365 | 6000 | DIST AUTOMATION SWITCH OVERHEAD
23LOWCST |  | 228291.07 | 365 | 6015 | RECLOSER,SINGLE PHASE,13.2KV AND UNDER,0-3000 AMP
23LOWCST |  | 136974.62 | 365 | 6030 | RECLOSER,2 OR 3 PHASE,OVER 13.2KV,0-3000 AMP
23LOWCST |  | 45658.19 | 366 | 1010 | CONDUIT
23LOWCST |  | 45658.19 | 366 | 1150 | SECONDARY BOX
23LOWCST |  | 45658.19 | 366 | 1240 | MANHOLE, OVER 400 CU FT
23LOWCST |  | 45658.19 | 366 | 1410 | PADS OR FOUNDATIONS, MEDIUM, 50-100 SQ FT
23LOWCST |  | 319607.51 | 367 | 0020 | CONDUCTOR, ALUMINUM, LESS THEN 4/0
23LOWCST |  | 228291.07 | 367 | 0025 | CONDUCTOR, ALUMINUM, 4/0 AND GREATER
23LOWCST |  | 45658.19 | 367 | 5190 | SWITCHGEAR, PADMOUNT, 25KV
23LOWCST |  | 45658.19 | 369 | 0100 | SERVICE, OVERHEAD, 4/0 AND LESS, SINGLE PHASE
23LOWCST |  | 182632.84 | 369 | 1100 | SERVICE, UNDERGROUND, 4/0 AND LESS, SINGLE PHASE
23METERS | 12007787.89 |  |  |  | ELECTRIC METERS | ELECTRIC METERS | 2023-01-31
23METERS |  | 10871652.62 | 370 | 0410 | RF, SELF CONTAINED METER W/INTERNAL DISCONNECT
23METERS |  | 90951.43 | 370 | 0420 | RF,SELF CONTAINED METER W/O INTERNAL DISCONNECT
23METERS |  | 1045183.84 | 370 | 0430 | RF, INSTRUMENT RATED METER
23METHRD | 8613980.81 |  |  |  | METER RELATED HARDWARE | METER RELATED HARDWARE | 2023-01-31
23METHRD |  | 556266.94 | 370 | 0100 | INSTRUMENT TRANSFORMERS, 600 VOLTS AND UNDER
23METHRD |  | 3309155.91 | 370 | 0120 | INSTRUMENT TRANSFORMERS, 601 VOLT TO 25KV
23METHRD |  | 824454.73 | 370 | 0150 | PRIMARY METERING PACKAGE
23METHRD |  | 3924103.23 | 370 | 0160 | TRANSOCKET
23NTPROT | 4058314.58 |  |  |  | NETWORK PROTECTORS | NETWORK PROTECTORS - INSTALLATION AND/OR REPLACEMENT | 2023-01-31
23NTPROT |  | 625704.6 | 368 | 1125 | 208 VOLT, 1875 AMP NETWORK PROTECTORS,SECD,3 PHASE
23NTPROT |  | 670516.53 | 368 | 1150 | 208 VOLT, 3000 AMP NETWORK PROTECTORS,SECD,3 PHASE
23NTPROT |  | 175147.56 | 368 | 1165 | 480 VOLT, 2500 AMP NETWORK PROTECTORS,SECD,3 PHASE
23NTPROT |  | 2200268.57 | 368 | 1170 | 480 VOLT, 3000 AMP NETWORK PROTECTORS,SECD,3 PHASE
23NTPROT |  | 386677.32 | 368 | 1175 | 480 VOLT, 2000 AMP AND BELOW NETWORK PROTECTOR,SEC
23REGULT | 2693234.81 |  |  |  | DISTRIBUTION REGULATORS | INSTALL / REPLACE / REMOVE DISTRIBUTION REGULATORS | 2023-01-31
23REGULT |  | 949194.95 | 368 | 1500 | REGULATOR - 8 KV & BELOW, 51-200 AMP, 1 PHASE
23REGULT |  | 693299.74 | 368 | 1550 | REGULATOR - 8 KV & BELOW, ABOVE 200 AMP, 1 PHASE
23REGULT |  | 1050740.12 | 368 | 1605 | REGULATOR - ABOVE 8 KV, 51-350 AMP, 1 PHASE
23RMSVOH | 4413564.87 |  |  |  | OVERHEAD SEVICES-SRV EXISTING | OVERHEAD SEVICES-SRV EXISTING | 2023-01-31
23RMSVOH |  | 3936309.28 | 369 | 0100 | SERVICE, OVERHEAD, 4/0 AND LESS, SINGLE PHASE
23RMSVOH |  | 47669.94 | 369 | 0200 | SERVICE, OVERHEAD, GREATER THEN 4/0, SINGLE PHASE
23RMSVOH |  | 429585.65 | 369 | 0400 | SERVICE, OVERHEAD, GREATER THAN 4/0, 3 PHASE
23RMSVUG | 500633.24 |  |  |  | UNDERGROUND SERVICES-SRV EXIST | UNDERGROUND SERVICES-SRV EXIST | 2023-01-31
23RMSVUG |  | 500633.24 | 369 | 1100 | SERVICE, UNDERGROUND, 4/0 AND LESS, SINGLE PHASE
23SECBOX | 493211.11 |  |  |  | REPLACEMENT OF SECONDARY BOX | REPLACEMENT OF SECONDARY BOX | 2023-01-31
23SECBOX |  | 442722.39 | 366 | 1150 | SECONDARY BOX
23SECBOX |  | 50488.72 | 368 | 1150 | 208 VOLT, 3000 AMP NETWORK PROTECTORS,SECD,3 PHASE
23SNSVOH | 3524966.12 |  |  |  | OVERHEAD SERVICES - SERVE NEW | OVERHEAD SERVICES - SERVE NEW | 2023-01-31
23SNSVOH |  | 3219313.73 | 369 | 0100 | SERVICE, OVERHEAD, 4/0 AND LESS, SINGLE PHASE
23SNSVOH |  | 29327.46 | 369 | 0200 | SERVICE, OVERHEAD, GREATER THEN 4/0, SINGLE PHASE
23SNSVOH |  | 184250.5 | 369 | 0300 | SERVICE, OVERHEAD, 4/0 AND LESS, 3 PHASE
23SNSVOH |  | 92074.43 | 369 | 0400 | SERVICE, OVERHEAD, GREATER THAN 4/0, 3 PHASE
23SNSVUG | 42047470.23 |  |  |  | UNDERGROUND SERVICES-SRV NEW | UNDERGROUND SERVICES-SRV NEW | 2023-01-31
23SNSVUG |  | 35615411.27 | 369 | 1100 | SERVICE, UNDERGROUND, 4/0 AND LESS, SINGLE PHASE
23SNSVUG |  | 2860368.18 | 369 | 1200 | SERVICE, UNDERGROUND, GREATER THAN 4/0, SINGLE PH
23SNSVUG |  | 1423625.47 | 369 | 1300 | SERVICE, UNDERGROUND, 4/0 AND LESS,3 PHASES
23SNSVUG |  | 2148065.31 | 369 | 1400 | SERVICE, UNDERGROUND, GREATER THAN 4/0, 3 PHASES
23XFRMER | 119796662.27 |  |  |  | TRANSFORMERS - INSTALL & REPL | TRANSFORMERS - INSTALLATION AND/OR REPLACEMENT | 2023-01-31
23XFRMER |  | 25531961.49 | 368 | 0010 | 15 KVA TO 25 KVA OVERHEAD TRANSFORMERS,SINGLE PHAS
23XFRMER |  | 15870799.54 | 368 | 0015 | 37.5 KVA TO 50 KVA OVERHEAD TRANSFORMERS,SINGLE PH
23XFRMER |  | 7183930.94 | 368 | 0020 | 75 KVA OVERHEAD TRANSFORMERS,SINGLE PHASE
23XFRMER |  | 4426154.51 | 368 | 0025 | 100 KVA OVERHEAD TRANSFORMERS,SINGLE PHASE
23XFRMER |  | 2930490.72 | 368 | 0035 | 167 KVA OVERHEAD TRANSFORMERS,SINGLE PHASE
23XFRMER |  | 92450.79 | 368 | 0040 | 250 KVA OVERHEAD TRANSFORMERS,SINGLE PHASE
23XFRMER |  | 65197.69 | 368 | 0045 | 333 KVA OVERHEAD TRANSFORMERS,SINGLE PHASE
23XFRMER |  | 130440.35 | 368 | 0047 | 500 KVA OVERHEAD TRANSFORMERS,SINGLE PHASE
23XFRMER |  | 1546226.43 | 368 | 0070 | 25 KVA AND BELOW PADMOUNT TRANSFORMERS,SINGLE PHAS
23XFRMER |  | 6991371.28 | 368 | 0075 | 37.5 TO 50 KVA PADMOUNT TRANSFORMERS, SINGLE PHASE
23XFRMER |  | 11538808.66 | 368 | 0080 | 75 KVA PADMOUNT TRANSFORMERS, SINGLE PHASE
23XFRMER |  | 6642689.38 | 368 | 0085 | 100 KVA PADMOUNT TRANSFORMERS, SINGLE PHASE
23XFRMER |  | 3704882.16 | 368 | 0095 | 167 KVA PADMOUNT TRANSFORMERS, SINGLE PHASE
23XFRMER |  | 322698.66 | 368 | 0100 | 250 KVA PADMOUNT TRANSFORMERS, SINGLE PHASE
23XFRMER |  | 22845 | 368 | 0105 | 333 KVA PADMOUNT TRANSFORMERS, SINGLE PHASE
23XFRMER |  | 545741.6 | 368 | 0127 | 3000 KVA AUTO TRANSFORMERS, SINGLE PHASE
23XFRMER |  | 10153.33 | 368 | 0200 | 75 KVA AND BELOW PADMOUNT TRANSFORMERS,THREE PHASE
23XFRMER |  | 629862.41 | 368 | 0205 | 112 KVA PADMOUNT TRANSFORMERS, THREE PHASE
23XFRMER |  | 25383.33 | 368 | 0210 | 150 KVA PADMOUNT TRANSFORMERS, THREE PHASE
23XFRMER |  | 2236594.95 | 368 | 0215 | 225 KVA PADMOUNT TRANSFORMERS, THREE PHASE
23XFRMER |  | 1173194.2 | 368 | 0220 | 300 KVA PADMOUNT TRANSFORMERS, THREE PHASE
23XFRMER |  | 3814371.58 | 368 | 0225 | 500 KVA PADMOUNT TRANSFORMERS, THREE PHASE
23XFRMER |  | 3437766.55 | 368 | 0230 | 750 KVA PADMOUNT TRANSFORMERS, THREE PHASE
23XFRMER |  | 3026893.02 | 368 | 0235 | 1000 KVA PADMOUNT TRANSFORMERS, THREE PHASE
23XFRMER |  | 3612639.13 | 368 | 0240 | 1500 KVA PADMOUNT TRANSFORMERS, THREE PHASE
23XFRMER |  | 2729312.79 | 368 | 0245 | 2000 KVA PADMOUNT TRANSFORMERS, THREE PHASE
23XFRMER |  | 4659344.37 | 368 | 0250 | 2500 KVA PADMOUNT TRANSFORMERS, THREE PHASE
23XFRMER |  | 447081.22 | 368 | 0255 | 3750 KVA PADMOUNT TRANSFORMERS, THREE PHASE
23XFRMER |  | 229511.71 | 368 | 0260 | 5000 KVA PADMOUNT TRANSFORMERS, THREE PHASE
23XFRMER |  | 86303.32 | 368 | 0300 | 1500 KVA AUTO TRANSFORMERS, THREE PHASE
23XFRMER |  | 307170.55 | 368 | 0310 | 2500 KVA AUTO TRANSFORMERS, THREE PHASE
23XFRMER |  | 1165987.13 | 368 | 0325 | 5000 KVA AUTO TRANSFORMERS, THREE PHASE
23XFRMER |  | 1939601.99 | 368 | 0330 | 7500 KVA AUTO TRANSFORMERS, THREE PHASE
23XFRMER |  | 548667.73 | 368 | 0430 | 300 KVA NETWORK TRANSFORMERS, THREE PHASE
23XFRMER |  | 666781.06 | 368 | 0435 | 500 KVA NETWORK TRANSFORMERS, THREE PHASE
23XFRMER |  | 176235.33 | 368 | 0440 | 750 KVA NETWORK TRANSFORMERS, THREE PHASE
23XFRMER |  | 186380.12 | 368 | 0460 | 1500 KVA NETWORK TRANSFORMERS, THREE PHASE
23XFRMER |  | 1140737.25 | 368 | 0465 | 2000 KVA NETWORK TRANSFORMERS, THREE PHASE
3199293E | 299170.92 |  |  |  | TEM: OWSP_TMSTH1401_SP | TEM: DMP_TMSTH1401_SP | 2023-03-31
3199293E |  | 5983.4 | 364 | 0260 | POLE, WOOD, 40'
3199293E |  | 281220.7 | 365 | 0010 | CONDUCTOR, ALUMINUM, LESS THAN 4/0
3199293E |  | 11966.82 | 373 | 0020 | CONDUCTOR, ALUMINUM, OVERHEAD
3297908E | 260885.74 |  |  |  | FBR/IRV/THE BRIDGES PH 3/RLH/M | FBR/IRV/THE BRIDGES PH 3/RLH/MW | 2023-03-27
3297908E |  | 39132.86 | 366 | 1010 | CONDUIT
3297908E |  | 15653.15 | 366 | 1150 | SECONDARY BOX
3297908E |  | 5217.72 | 366 | 1200 | MANHOLE, 0-100 CU FT
3297908E |  | 13044.29 | 366 | 1410 | PADS OR FOUNDATIONS, MEDIUM, 50-100 SQ FT
3297908E |  | 60003.7 | 367 | 0020 | CONDUCTOR, ALUMINUM, LESS THEN 4/0
3297908E |  | 28697.43 | 367 | 0025 | CONDUCTOR, ALUMINUM, 4/0 AND GREATER
3297908E |  | 2608.86 | 367 | 0100 | FAULT INDICATOR
3297908E |  | 49568.29 | 367 | 5190 | SWITCHGEAR, PADMOUNT, 25KV
3297908E |  | 2608.86 | 373 | 0025 | CONDUCTOR, ALUMINUM, UNDERGROUND
3297908E |  | 18262 | 373 | 1210 | LUMINAIRE, OTHER, 150W
3297908E |  | 2608.86 | 373 | 1375 | CONDUIT
3297908E |  | 23479.72 | 373 | 1515 | STANDARD, METAL, 25' AND UNDER
3316091E | 362268.11 |  |  |  | WAC - RIVERS CROSSING ADDITION | WAC - RIVERS CROSSING ADDITION - YANKIE RD. - 246 LOTS - MM | 2023-04-05
3316091E |  | 79699.02 | 366 | 1010 | CONDUIT
3316091E |  | 57962.89 | 366 | 1150 | SECONDARY BOX
3316091E |  | 21736.08 | 366 | 1410 | PADS OR FOUNDATIONS, MEDIUM, 50-100 SQ FT
3316091E |  | 76076.3 | 367 | 0020 | CONDUCTOR, ALUMINUM, LESS THEN 4/0
3316091E |  | 76076.3 | 367 | 0025 | CONDUCTOR, ALUMINUM, 4/0 AND GREATER
3316091E |  | 7245.36 | 367 | 0100 | FAULT INDICATOR
3316091E |  | 3622.68 | 373 | 0025 | CONDUCTOR, ALUMINUM, UNDERGROUND
3316091E |  | 10868.04 | 373 | 1200 | LUMINAIRE, OTHER, 100W
3316091E |  | 3622.68 | 373 | 1375 | CONDUIT
3316091E |  | 25358.76 | 373 | 1625 | STANDARD, OTHER, 25' AND UNDER
3345736E | 961333.7 |  |  |  | NET:RELO FACILITIES - CARPENTE | NET:RELO FACILITIES - CARPENTER PARK | 2023-03-31
3345736E |  | 471053.51 | 367 | 0010 | CONDUCTOR, COPPER, LESS THEN 2/0
3345736E |  | 490280.19 | 367 | 0015 | CONDUCTOR, COPPER, 2/0 AND GREATER
3399203E | 261428.38 |  |  |  | FWE:MMP_WDGWD1572-2018 FDR MAI | FWE:MMP_WDGWD1572-2018 FDR MAINT | 2023-03-14
3399203E |  | 167314.19 | 364 | 0001 | SINGLE CROSSARM
3399203E |  | 91499.92 | 364 | 0260 | POLE, WOOD, 40'
3399203E |  | 2614.27 | 373 | 1515 | STANDARD, METAL, 25' AND UNDER
3406869E | 112612.6 |  |  |  | TYL: WELLINGTON PLACE UNIT VII | TYL: WELLINGTON PLACE UNIT VIII-KLM | 2023-05-17
3406869E |  | 41666.68 | 366 | 1010 | CONDUIT
3406869E |  | 11261.26 | 366 | 1150 | SECONDARY BOX
3406869E |  | 6756.75 | 366 | 1410 | PADS OR FOUNDATIONS, MEDIUM, 50-100 SQ FT
3406869E |  | 31531.52 | 367 | 0020 | CONDUCTOR, ALUMINUM, LESS THEN 4/0
3406869E |  | 19144.14 | 367 | 0025 | CONDUCTOR, ALUMINUM, 4/0 AND GREATER
3406869E |  | 2252.25 | 367 | 0100 | FAULT INDICATOR
3408855E | 131636.29 |  |  |  | MCK:JRW(OH,PS) SYSTEM EXPANSIO | MCK:JRW(OH,PS) SYSTEM EXPANSION- PANTHER CREEK- FRSICO | 2023-03-31
3408855E |  | 5265.44 | 364 | 0001 | SINGLE CROSSARM
3408855E |  | 90829.07 | 364 | 0280 | POLE, WOOD, 45'
3408855E |  | 7898.17 | 364 | 0300 | POLE, WOOD, 50'
3408855E |  | 27643.61 | 365 | 0010 | CONDUCTOR, ALUMINUM, LESS THAN 4/0
3415346E | 472664.58 |  |  |  | DSW TRINITY GREEN PH IV 990 SI | DSW TRINITY GREEN PH IV 990 SINGLETON BLVD | 2023-03-31
3415346E |  | 4726.63 | 364 | 0001 | SINGLE CROSSARM
3415346E |  | 28359.87 | 365 | 6010 | AIRBREAK SWITCH, WITH OR WITHOUT OPERATOR
3415346E |  | 61446.4 | 366 | 1010 | CONDUIT
3415346E |  | 56719.74 | 366 | 1410 | PADS OR FOUNDATIONS, MEDIUM, 50-100 SQ FT
3415346E |  | 18906.58 | 367 | 0020 | CONDUCTOR, ALUMINUM, LESS THEN 4/0
3415346E |  | 61446.4 | 367 | 0025 | CONDUCTOR, ALUMINUM, 4/0 AND GREATER
3415346E |  | 4726.64 | 367 | 0100 | FAULT INDICATOR
3415346E |  | 141799.42 | 367 | 5190 | SWITCHGEAR, PADMOUNT, 25KV
3415346E |  | 94532.9 | 367 | 5305 | Secondary Enclosure
3416991E | 103899.65 |  |  |  | 2020MMCK10 CRIT1 WESTON INSTAL | 2019MMCK03R MCKINNEY NORTH RECONDUCTOR PART B | 2022-11-03
3416991E |  | 8311.94 | 364 | 0001 | SINGLE CROSSARM
3416991E |  | 1038.97 | 364 | 0280 | POLE, WOOD, 45'
3416991E |  | 5194.96 | 364 | 0300 | POLE, WOOD, 50'
3416991E |  | 3116.96 | 364 | 0320 | POLE, WOOD, 55'
3416991E |  | 4155.96 | 364 | 0330 | POLE, CONCRETE, 55'
3416991E |  | 3116.96 | 364 | 0335 | POLE, WOOD, 60'
3416991E |  | 11428.94 | 364 | 0345 | POLE, OTHER, 60'
3416991E |  | 2077.97 | 364 | 0365 | POLE, WOOD, 70'
3416991E |  | 4155.96 | 364 | 0375 | POLE, OTHER, 70'
3416991E |  | 4155.96 | 364 | 0410 | POLE, WOOD, 85'
3416991E |  | 5194.96 | 364 | 0425 | POLE, WOOD, 90'
3416991E |  | 16623.91 | 364 | 0495 | POLE, OTHER, 110' AND OVER
3416991E |  | 1038.97 | 365 | 0010 | CONDUCTOR, ALUMINUM, LESS THAN 4/0
3416991E |  | 23897.35 | 365 | 0020 | CONDUCTOR, ALUMINUM, 4/0 AND GREATER
3416991E |  | 2077.97 | 366 | 1010 | CONDUIT
3416991E |  | 7272.94 | 367 | 0025 | CONDUCTOR, ALUMINUM, 4/0 AND GREATER
3416991E |  | 1038.97 | 367 | 0100 | FAULT INDICATOR
3421001E | 109658.93 |  |  |  | MCK: FRISCO - DOVE CREEK-MA | MCK: FRISCO - DOVE CREEK | 2021-09-14
3421001E |  | 18642.01 | 366 | 1010 | CONDUIT
3421001E |  | 4386.35 | 366 | 1100 | PRIMARY BOX
3421001E |  | 6579.52 | 366 | 1150 | SECONDARY BOX
3421001E |  | 1096.58 | 366 | 1200 | MANHOLE, 0-100 CU FT
3421001E |  | 3289.75 | 366 | 1410 | PADS OR FOUNDATIONS, MEDIUM, 50-100 SQ FT
3421001E |  | 19738.59 | 367 | 0020 | CONDUCTOR, ALUMINUM, LESS THEN 4/0
3421001E |  | 9869.29 | 367 | 0025 | CONDUCTOR, ALUMINUM, 4/0 AND GREATER
3421001E |  | 1096.58 | 367 | 0100 | FAULT INDICATOR
3421001E |  | 2193.17 | 373 | 0025 | CONDUCTOR, ALUMINUM, UNDERGROUND
3421001E |  | 16448.83 | 373 | 1200 | LUMINAIRE, OTHER, 100W
3421001E |  | 3289.75 | 373 | 1375 | CONDUIT
3421001E |  | 20835.34 | 373 | 1515 | STANDARD, METAL, 25' AND UNDER
3421001E |  | 2193.17 | 373 | 1520 | STANDARD, METAL, ABOVE 25'
3426531E | 196516.99 |  |  |  | MCK/PLA-GRANITE PARK VI-MA | MCK/PLA-GRANITE PARK VI-MA | 2023-02-13
3426531E |  | 1965.15 | 366 | 1010 | CONDUIT
3426531E |  | 9825.83 | 367 | 0020 | CONDUCTOR, ALUMINUM, LESS THEN 4/0
3426531E |  | 115945.09 | 367 | 0025 | CONDUCTOR, ALUMINUM, 4/0 AND GREATER
3426531E |  | 1965.15 | 367 | 0100 | FAULT INDICATOR
3426531E |  | 66815.77 | 367 | 5190 | SWITCHGEAR, PADMOUNT, 25KV
3427932E | 161009.81 |  |  |  | DAL NET: VACUUM SWITCH & MCB F | DAL NET: VACUUM SWITCH & MCB FAILURE--VC 001 | 2023-03-31
3427932E |  | 161009.81 | 367 | 5050 | SWITCH, VACUUM, THREE PHASE
3429140E | 272449.05 |  |  |  | FBR/IRV/OFFSITE TO NORTHSHORE | FBR/IRV/OFFSITE TO NORTHSHORE TWNHMS/RLH | 2023-03-31
3429140E |  | 2724.49 | 366 | 1410 | PADS OR FOUNDATIONS, MEDIUM, 50-100 SQ FT
3429140E |  | 73561.24 | 367 | 0025 | CONDUCTOR, ALUMINUM, 4/0 AND GREATER
3429140E |  | 196163.32 | 367 | 5190 | SWITCHGEAR, PADMOUNT, 25KV
3429897E | 282548.94 |  |  |  | BEN: SOUTH OAK GROVE PH 3A - G | BEN: SOUTH OAK GROVE PH 3A - GS/WS | 2023-03-25
3429897E |  | 5650.97 | 364 | 0260 | POLE, WOOD, 40'
3429897E |  | 113019.64 | 366 | 1010 | CONDUIT
3429897E |  | 39556.84 | 366 | 1150 | SECONDARY BOX
3429897E |  | 14127.44 | 366 | 1400 | PADS OR FOUNDATIONS, SMALL, LESS THAN 50 SQ FT
3429897E |  | 42382.33 | 367 | 0020 | CONDUCTOR, ALUMINUM, LESS THEN 4/0
3429897E |  | 62160.75 | 367 | 0025 | CONDUCTOR, ALUMINUM, 4/0 AND GREATER
3429897E |  | 5650.97 | 367 | 0100 | FAULT INDICATOR
3434607E | 232167.28 |  |  |  | DNE-MIDTOWN PHASE 2-220 UNITS/ | DNE-MIDTOWN PHASE 2-220 UNITS | 2023-01-10
3434607E |  | 34825.08 | 367 | 0020 | CONDUCTOR, ALUMINUM, LESS THEN 4/0
3434607E |  | 16251.7 | 367 | 0025 | CONDUCTOR, ALUMINUM, 4/0 AND GREATER
3434607E |  | 13930.03 | 367 | 0100 | FAULT INDICATOR
3434607E |  | 155552.12 | 367 | 5190 | SWITCHGEAR, PADMOUNT, 25KV
3434607E |  | 11608.35 | 369 | 1200 | SERVICE, UNDERGROUND, GREATER THAN 4/0, SINGLE PH
3440191E | 109385 |  |  |  | RRK: PFLUGE DEVELOPMENT OH REL | RRK: WELLS BRANCH DEVELOPMENT POLE AND OH RELOCATION-JFP | 2023-03-20
3440191E |  | 17501.59 | 364 | 0001 | SINGLE CROSSARM
3440191E |  | 7656.93 | 364 | 0280 | POLE, WOOD, 45'
3440191E |  | 27346.24 | 364 | 0300 | POLE, WOOD, 50'
3440191E |  | 8750.78 | 364 | 0320 | POLE, WOOD, 55'
3440191E |  | 48129.46 | 365 | 0020 | CONDUCTOR, ALUMINUM, 4/0 AND GREATER
3449725E | 218776.76 |  |  |  | DNO- DART SILVER LINE HILLCRES | DNO- DART SILVER LINE HILLCREST RD RELOCATE- JMS | 2023-04-20
3449725E |  | 4375.54 | 364 | 0001 | SINGLE CROSSARM
3449725E |  | 15314.39 | 364 | 0280 | POLE, WOOD, 45'
3449725E |  | 6563.32 | 364 | 0300 | POLE, WOOD, 50'
3449725E |  | 2187.78 | 365 | 0010 | CONDUCTOR, ALUMINUM, LESS THAN 4/0
3449725E |  | 2187.78 | 365 | 0020 | CONDUCTOR, ALUMINUM, 4/0 AND GREATER
3449725E |  | 19689.92 | 365 | 6010 | AIRBREAK SWITCH, WITH OR WITHOUT OPERATOR
3449725E |  | 10938.84 | 366 | 1100 | PRIMARY BOX
3449725E |  | 2187.78 | 366 | 1150 | SECONDARY BOX
3449725E |  | 17502.14 | 367 | 0020 | CONDUCTOR, ALUMINUM, LESS THEN 4/0
3449725E |  | 137829.27 | 367 | 0025 | CONDUCTOR, ALUMINUM, 4/0 AND GREATER
3451529E | 125799.26 |  |  |  | DSW: SOHO SQUARE PH2. BORGER A | DSW: SOHO SQUARE PH2. BORGER AND SINGLETON. CB | 2023-05-22
3451529E |  | 2515.98 | 364 | 0280 | POLE, WOOD, 45'
3451529E |  | 44029.79 | 366 | 1010 | CONDUIT
3451529E |  | 26417.83 | 366 | 1150 | SECONDARY BOX
3451529E |  | 7547.95 | 366 | 1400 | PADS OR FOUNDATIONS, SMALL, LESS THAN 50 SQ FT
3451529E |  | 23901.85 | 367 | 0020 | CONDUCTOR, ALUMINUM, LESS THEN 4/0
3451529E |  | 18869.88 | 367 | 0025 | CONDUCTOR, ALUMINUM, 4/0 AND GREATER
3451529E |  | 2515.98 | 367 | 0100 | FAULT INDICATOR
3452614E | 101139.94 |  |  |  | DAL: 2200 VICTORIA EVCS- MOS T | DAL: 2200 VICTORIA EVCS- MOS THE HOUSE ON VICTORY AVENUE | 2023-03-31
3452614E |  | 4045.59 | 367 | 0015 | CONDUCTOR, COPPER, 2/0 AND GREATER
3452614E |  | 2022.8 | 367 | 0020 | CONDUCTOR, ALUMINUM, LESS THEN 4/0
3452614E |  | 95071.55 | 367 | 0035 | CONDUCTOR, COPPER,LEAD SHIELDED,AWG500 AND GREATER
3454722E | 631231.01 |  |  |  | DES - HIDDEN LAKES PHASE - DT | DES - HIDDEN LAKES PHASE - DT | 2023-05-17
3454722E |  | 145183.13 | 366 | 1010 | CONDUIT
3454722E |  | 31561.55 | 366 | 1150 | SECONDARY BOX
3454722E |  | 6312.31 | 366 | 1200 | MANHOLE, 0-100 CU FT
3454722E |  | 25249.24 | 366 | 1400 | PADS OR FOUNDATIONS, SMALL, LESS THAN 50 SQ FT
3454722E |  | 164120.07 | 367 | 0020 | CONDUCTOR, ALUMINUM, LESS THEN 4/0
3454722E |  | 100996.96 | 367 | 0025 | CONDUCTOR, ALUMINUM, 4/0 AND GREATER
3454722E |  | 6312.31 | 367 | 0100 | FAULT INDICATOR
3454722E |  | 6312.31 | 373 | 0020 | CONDUCTOR, ALUMINUM, OVERHEAD
3454722E |  | 12624.62 | 373 | 0025 | CONDUCTOR, ALUMINUM, UNDERGROUND
3454722E |  | 25249.24 | 373 | 1250 | LUMINAIRE, LED, 40W TO 150W
3454722E |  | 18936.93 | 373 | 1375 | CONDUIT
3454722E |  | 88372.34 | 373 | 1515 | STANDARD, METAL, 25' AND UNDER
3455973E | 516652.96 |  |  |  | SAL - SALADO SANCTUARY EAST T | SAL - SALADO SANCTUARY EAST TRACT 185 LOTS DLM | 2023-03-31
3455973E |  | 5166.52 | 364 | 0001 | SINGLE CROSSARM
3455973E |  | 10333.05 | 364 | 0280 | POLE, WOOD, 45'
3455973E |  | 139496.34 | 366 | 1010 | CONDUIT
3455973E |  | 36165.72 | 366 | 1150 | SECONDARY BOX
3455973E |  | 25832.65 | 366 | 1400 | PADS OR FOUNDATIONS, SMALL, LESS THAN 50 SQ FT
3455973E |  | 92997.52 | 367 | 0020 | CONDUCTOR, ALUMINUM, LESS THEN 4/0
3455973E |  | 56831.83 | 367 | 0025 | CONDUCTOR, ALUMINUM, 4/0 AND GREATER
3455973E |  | 10333.05 | 367 | 0100 | FAULT INDICATOR
3455973E |  | 5166.52 | 373 | 0025 | CONDUCTOR, ALUMINUM, UNDERGROUND
3455973E |  | 41332.23 | 373 | 1250 | LUMINAIRE, LED, 40W TO 150W
3455973E |  | 10333.05 | 373 | 1375 | CONDUIT
3455973E |  | 82664.48 | 373 | 1515 | STANDARD, METAL, 25' AND UNDER
3456021E | 154114.96 |  |  |  | SAL - SALADO AIRPORT CONDOMINI | SAL - SALADO AIRPORT CONDOMINIUMS | 2023-03-31
3456021E |  | 4623.45 | 364 | 0260 | POLE, WOOD, 40'
3456021E |  | 1541.15 | 365 | 0010 | CONDUCTOR, ALUMINUM, LESS THAN 4/0
3456021E |  | 46234.49 | 366 | 1010 | CONDUIT
3456021E |  | 12329.19 | 366 | 1150 | SECONDARY BOX
3456021E |  | 12329.2 | 366 | 1400 | PADS OR FOUNDATIONS, SMALL, LESS THAN 50 SQ FT
3456021E |  | 46234.49 | 367 | 0020 | CONDUCTOR, ALUMINUM, LESS THEN 4/0
3456021E |  | 20034.94 | 367 | 0025 | CONDUCTOR, ALUMINUM, 4/0 AND GREATER
3456021E |  | 3082.3 | 367 | 0100 | FAULT INDICATOR
3456021E |  | 7705.75 | 369 | 1100 | SERVICE, UNDERGROUND, 4/0 AND LESS, SINGLE PHASE
3460740E | 446533.52 |  |  |  | TEM: CITY OF TEMPLE KEGLEY RD | TEM: CITY OF TEMPLE KEGLEY RD IMPROVEMENT PH3 & PH 4-JFP | 2023-06-16
3460740E |  | 69391.3 | 364 | 0001 | SINGLE CROSSARM
3460740E |  | 120206.82 | 364 | 0280 | POLE, WOOD, 45'
3460740E |  | 37866.04 | 364 | 0300 | POLE, WOOD, 50'
3460740E |  | 20227.96 | 364 | 0320 | POLE, WOOD, 55'
3460740E |  | 25898.94 | 364 | 0335 | POLE, WOOD, 60'
3460740E |  | 11565.21 | 364 | 0350 | POLE, WOOD, 65'
3460740E |  | 16521.74 | 365 | 0010 | CONDUCTOR, ALUMINUM, LESS THAN 4/0
3460740E |  | 127038.83 | 365 | 0020 | CONDUCTOR, ALUMINUM, 4/0 AND GREATER
3460740E |  | 401.88 | 369 | 0100 | SERVICE, OVERHEAD, 4/0 AND LESS, SINGLE PHASE
3460740E |  | 17414.8 | 373 | 0020 | CONDUCTOR, ALUMINUM, OVERHEAD
3466135E | 698743.42 |  |  |  | BIG TRINITY INVESTMENT MANAGER | BIG:TRINITY INVESTMENT MANAGERS - WATER WELLS-OFFSITE | 2023-01-25
3466135E |  | 62886.92 | 364 | 0001 | SINGLE CROSSARM
3466135E |  | 6987.42 | 364 | 0260 | POLE, WOOD, 40'
3466135E |  | 13974.86 | 364 | 0280 | POLE, WOOD, 45'
3466135E |  | 188660.74 | 364 | 0300 | POLE, WOOD, 50'
3466135E |  | 6987.42 | 364 | 0320 | POLE, WOOD, 55'
3466135E |  | 41924.61 | 365 | 0010 | CONDUCTOR, ALUMINUM, LESS THAN 4/0
3466135E |  | 293472.25 | 365 | 0020 | CONDUCTOR, ALUMINUM, 4/0 AND GREATER
3466135E |  | 34937.17 | 365 | 5650 | DIST AUTOMATION CONTROL OVERHEAD
3466135E |  | 41924.61 | 365 | 6030 | RECLOSER,2 OR 3 PHASE,OVER 13.2KV,0-3000 AMP
3466135E |  | 6987.42 | 366 | 1150 | SECONDARY BOX
3473000E | 300961.95 |  |  |  | PAL: 4-NOVA-2020 RECLOSER PH1- | PAL: 4NOVA-2020 RECLOSER PH1-PALESTINE FEEDERS_CB | 2023-03-31
3473000E |  | 9028.85 | 364 | 0001 | SINGLE CROSSARM
3473000E |  | 3009.61 | 364 | 0280 | POLE, WOOD, 45'
3473000E |  | 6019.23 | 364 | 0300 | POLE, WOOD, 50'
3473000E |  | 6019.24 | 364 | 0320 | POLE, WOOD, 55'
3473000E |  | 3009.61 | 365 | 0010 | CONDUCTOR, ALUMINUM, LESS THAN 4/0
3473000E |  | 9028.85 | 365 | 0020 | CONDUCTOR, ALUMINUM, 4/0 AND GREATER
3473000E |  | 264846.56 | 365 | 6030 | RECLOSER,2 OR 3 PHASE,OVER 13.2KV,0-3000 AMP
3473122E | 361496.55 |  |  |  | Q2 MENTONE- XTO SAN ANTONIO OF | MENTONE- EOG BRUNSON OFF-SITE #1 OF 3 -AJL-BG | 2023-04-05
3473122E |  | 50573.36 | 364 | 0001 | SINGLE CROSSARM
3473122E |  | 4157.21 | 364 | 0260 | POLE, WOOD, 40'
3473122E |  | 156347.28 | 364 | 0300 | POLE, WOOD, 50'
3473122E |  | 5097.1 | 364 | 0320 | POLE, WOOD, 55'
3473122E |  | 19556.96 | 365 | 0010 | CONDUCTOR, ALUMINUM, LESS THAN 4/0
3473122E |  | 125764.64 | 365 | 0020 | CONDUCTOR, ALUMINUM, 4/0 AND GREATER
3473572E | 313242.03 |  |  |  | RRK: INSTALL STREETLIGHTS FOR | RRK: INSTALL STREETLIGHTS FOR N MAYS-TD | 2023-05-09
3473572E |  | 3132.41 | 364 | 0001 | SINGLE CROSSARM
3473572E |  | 50118.72 | 367 | 0020 | CONDUCTOR, ALUMINUM, LESS THEN 4/0
3473572E |  | 100237.44 | 373 | 1260 | LUMINAIRE, LED, 151W TO 300W
3473572E |  | 147223.78 | 373 | 1515 | STANDARD, METAL, 25' AND UNDER
3473572E |  | 12529.68 | 373 | 1640 | MANHOLE (USED EXCLUSIVELY FOR STREET LIGHTING)
3474860E | 677366.78 |  |  |  | MES: HTH OFFSITE - WELLINGTON | MES: HTH OFFSITE - WELLINGTON MANOR - ZG | 2023-03-22
3474860E |  | 88057.68 | 364 | 0001 | SINGLE CROSSARM
3474860E |  | 318362.39 | 364 | 0280 | POLE, WOOD, 45'
3474860E |  | 149020.69 | 365 | 0010 | CONDUCTOR, ALUMINUM, LESS THAN 4/0
3474860E |  | 121926.02 | 365 | 6015 | RECLOSER,SINGLE PHASE,13.2KV AND UNDER,0-3000 AMP
3478631E | 205461.15 |  |  |  | DES/GP/ PRAIRE MODERN APARTMEN | DES/GP/ PRAIRE MODERN APARTMENTS/ RLH | 2023-05-23
3478631E |  | 4109.22 | 364 | 0001 | SINGLE CROSSARM
3478631E |  | 4109.22 | 364 | 0260 | POLE, WOOD, 40'
3478631E |  | 2054.61 | 364 | 0280 | POLE, WOOD, 45'
3478631E |  | 2054.61 | 364 | 0300 | POLE, WOOD, 50'
3478631E |  | 2054.61 | 365 | 0010 | CONDUCTOR, ALUMINUM, LESS THAN 4/0
3478631E |  | 49310.66 | 366 | 1010 | CONDUIT
3478631E |  | 16436.88 | 366 | 1400 | PADS OR FOUNDATIONS, SMALL, LESS THAN 50 SQ FT
3478631E |  | 4109.22 | 366 | 1410 | PADS OR FOUNDATIONS, MEDIUM, 50-100 SQ FT
3478631E |  | 65747.62 | 367 | 0020 | CONDUCTOR, ALUMINUM, LESS THEN 4/0
3478631E |  | 2054.61 | 369 | 1100 | SERVICE, UNDERGROUND, 4/0 AND LESS, SINGLE PHASE
3478631E |  | 53419.89 | 369 | 1200 | SERVICE, UNDERGROUND, GREATER THAN 4/0, SINGLE PH
3480087E | 646363.22 |  |  |  | WAX-VENSW-OFFSITE PLAN ITEM 15 | WAX-VENSW-OFFSITE PLAN ITEM 1500_2020MWAX51-NORTH STAR AD-KT | 2023-03-29
3480087E |  | 88939.57 | 364 | 0001 | SINGLE CROSSARM
3480087E |  | 2779.36 | 364 | 0002 | DOUBLE CROSSARMS
3480087E |  | 3619.63 | 364 | 0240 | POLE, WOOD, 35'
3480087E |  | 166632.42 | 364 | 0280 | POLE, WOOD, 45'
3480087E |  | 23333.71 | 364 | 0300 | POLE, WOOD, 50'
3480087E |  | 16223.71 | 364 | 0320 | POLE, WOOD, 55'
3480087E |  | 7497.81 | 364 | 0335 | POLE, WOOD, 60'
3480087E |  | 5494.08 | 365 | 0010 | CONDUCTOR, ALUMINUM, LESS THAN 4/0
3480087E |  | 255895.26 | 365 | 0020 | CONDUCTOR, ALUMINUM, 4/0 AND GREATER
3480087E |  | 10341.81 | 366 | 1010 | CONDUIT
3480087E |  | 47249.15 | 367 | 0025 | CONDUCTOR, ALUMINUM, 4/0 AND GREATER
3480087E |  | 18356.71 | 367 | 0100 | FAULT INDICATOR
3481435E | 126888.88 |  |  |  | CENTRAL SEG ROUTER REPLACEMENT | CENTRAL SEG ROUTER REPLACEMENTS | 2023-03-31
3481435E |  | 126888.88 | 365 | 5520 | ROUTER RADIO
3481436E | 587559.97 |  |  |  | DALLAS SEG ROUTER REPLACEMENTS | DALLAS SEG ROUTER REPLACEMENTS | 2023-03-31
3481436E |  | 587559.97 | 365 | 5520 | ROUTER RADIO
3481438E | 123494.62 |  |  |  | FORT WORTH SEG ROUTER REPLACEM | FORT WORTH SEG ROUTER REPLACEMENTS | 2023-03-31
3481438E |  | 123494.62 | 365 | 5520 | ROUTER RADIO
3481439E | 154836.05 |  |  |  | TYLER SEGMENT ROUTER REPLACEME | TYLER SEGMENT ROUTER REPLACEMENTS | 2023-03-31
3481439E |  | 154836.05 | 365 | 5520 | ROUTER RADIO
3481440E | 165209.66 |  |  |  | WACO SEG ROUTER REPLACEMENTS | WACO SEG ROUTER REPLACEMENTS | 2023-03-31
3481440E |  | 165209.66 | 365 | 5520 | ROUTER RADIO
3481441E | 247774.2 |  |  |  | WESTERN SEG ROUTER REPLACEMENT | WESTERN SEG ROUTER REPLACEMENTS | 2023-03-31
3481441E |  | 247774.2 | 365 | 5520 | ROUTER RADIO
3482467E | 1414318.9 |  |  |  | WAX VEN OFFSITE FOR PATRIOT ES | WAX-VEN-OFFSITE FOR PATRIOT ESTATES PH8-KT | 2023-03-03
3482467E |  | 84859.11 | 364 | 0001 | SINGLE CROSSARM
3482467E |  | 14143.17 | 364 | 0240 | POLE, WOOD, 35'
3482467E |  | 42429.55 | 364 | 0260 | POLE, WOOD, 40'
3482467E |  | 212147.82 | 364 | 0280 | POLE, WOOD, 45'
3482467E |  | 14143.17 | 364 | 0320 | POLE, WOOD, 55'
3482467E |  | 84859.11 | 364 | 0330 | POLE, CONCRETE, 55'
3482467E |  | 42429.55 | 365 | 0010 | CONDUCTOR, ALUMINUM, LESS THAN 4/0
3482467E |  | 367723.18 | 365 | 0020 | CONDUCTOR, ALUMINUM, 4/0 AND GREATER
3482467E |  | 14143.17 | 365 | 6010 | AIRBREAK SWITCH, WITH OR WITHOUT OPERATOR
3482467E |  | 42429.55 | 366 | 1010 | CONDUIT
3482467E |  | 14143.17 | 366 | 1100 | PRIMARY BOX
3482467E |  | 14143.17 | 366 | 1410 | PADS OR FOUNDATIONS, MEDIUM, 50-100 SQ FT
3482467E |  | 353579.71 | 367 | 0025 | CONDUCTOR, ALUMINUM, 4/0 AND GREATER
3482467E |  | 14143.17 | 367 | 0100 | FAULT INDICATOR
3482467E |  | 99002.3 | 367 | 5190 | SWITCHGEAR, PADMOUNT, 25KV
3482872E | 227820.01 |  |  |  | CLE JSH: COOPER VALLEY PH 5 - | CLE JSH: COOPER VALLEY PH 5 - GS/- OFFSITE | 2023-05-01
3482872E |  | 2278.19 | 364 | 0001 | SINGLE CROSSARM
3482872E |  | 6834.59 | 364 | 0260 | POLE, WOOD, 40'
3482872E |  | 4556.39 | 364 | 0280 | POLE, WOOD, 45'
3482872E |  | 9112.79 | 365 | 0010 | CONDUCTOR, ALUMINUM, LESS THAN 4/0
3482872E |  | 77458.9 | 366 | 1010 | CONDUIT
3482872E |  | 43285.79 | 366 | 1100 | PRIMARY BOX
3482872E |  | 2278.19 | 366 | 1410 | PADS OR FOUNDATIONS, MEDIUM, 50-100 SQ FT
3482872E |  | 45563.99 | 367 | 0020 | CONDUCTOR, ALUMINUM, LESS THEN 4/0
3482872E |  | 2278.19 | 367 | 0100 | FAULT INDICATOR
3482872E |  | 34172.99 | 367 | 5190 | SWITCHGEAR, PADMOUNT, 25KV
3483172E | 771119.57 |  |  |  | DSW/DALLAS - COLLEGE PARK 7 - | DSW/DALLAS - COLLEGE PARK 7 - JJ LEMMON PARK / CR | 2023-03-31
3483172E |  | 169646.3 | 366 | 1010 | CONDUIT
3483172E |  | 46267.15 | 366 | 1150 | SECONDARY BOX
3483172E |  | 38555.97 | 366 | 1400 | PADS OR FOUNDATIONS, SMALL, LESS THAN 50 SQ FT
3483172E |  | 154223.91 | 367 | 0020 | CONDUCTOR, ALUMINUM, LESS THEN 4/0
3483172E |  | 84823.15 | 367 | 0025 | CONDUCTOR, ALUMINUM, 4/0 AND GREATER
3483172E |  | 15422.37 | 367 | 0100 | FAULT INDICATOR
3483172E |  | 7711.19 | 373 | 0025 | CONDUCTOR, ALUMINUM, UNDERGROUND
3483172E |  | 46267.15 | 373 | 1250 | LUMINAIRE, LED, 40W TO 150W
3483172E |  | 23133.58 | 373 | 1375 | CONDUIT
3483172E |  | 185068.8 | 373 | 1520 | STANDARD, METAL, ABOVE 25'
3484900E | 552269.41 |  |  |  | DES:DES:WESTMORELAND RD IMPROV | DES:DES:WESTMORELAND RD IMPROVEMENTS:TJR | 2023-03-31
3484900E |  | 49704.25 | 364 | 0001 | SINGLE CROSSARM
3484900E |  | 49704.25 | 364 | 0280 | POLE, WOOD, 45'
3484900E |  | 44181.54 | 364 | 0300 | POLE, WOOD, 50'
3484900E |  | 5522.68 | 364 | 0320 | POLE, WOOD, 55'
3484900E |  | 11045.38 | 364 | 0350 | POLE, WOOD, 65'
3484900E |  | 60749.63 | 364 | 0360 | POLE, OTHER, 65'
3484900E |  | 11045.38 | 365 | 0010 | CONDUCTOR, ALUMINUM, LESS THAN 4/0
3484900E |  | 115976.73 | 365 | 0020 | CONDUCTOR, ALUMINUM, 4/0 AND GREATER
3484900E |  | 22090.76 | 365 | 6010 | AIRBREAK SWITCH, WITH OR WITHOUT OPERATOR
3484900E |  | 60749.63 | 366 | 1010 | CONDUIT
3484900E |  | 5522.68 | 366 | 1150 | SECONDARY BOX
3484900E |  | 11045.38 | 367 | 0020 | CONDUCTOR, ALUMINUM, LESS THEN 4/0
3484900E |  | 82840.4 | 367 | 0025 | CONDUCTOR, ALUMINUM, 4/0 AND GREATER
3484900E |  | 5522.68 | 367 | 0100 | FAULT INDICATOR
3484900E |  | 5522.68 | 369 | 1100 | SERVICE, UNDERGROUND, 4/0 AND LESS, SINGLE PHASE
3484900E |  | 5522.68 | 373 | 0025 | CONDUCTOR, ALUMINUM, UNDERGROUND
3484900E |  | 5522.68 | 373 | 1640 | MANHOLE (USED EXCLUSIVELY FOR STREET LIGHTING)
3486589E | 161214.42 |  |  |  | STANTON: ENDEAVOR- LIBERTY BEL | STANTON: ENDEAVOR- LIBERTY BELLE 23-18 PME OFFSITE-JW-PWR | 2023-02-20
3486589E |  | 17733.58 | 364 | 0001 | SINGLE CROSSARM
3486589E |  | 82219.35 | 364 | 0280 | POLE, WOOD, 45'
3486589E |  | 20957.88 | 364 | 0300 | POLE, WOOD, 50'
3486589E |  | 38691.46 | 365 | 6010 | AIRBREAK SWITCH, WITH OR WITHOUT OPERATOR
3486589E |  | 1612.15 | 369 | 0100 | SERVICE, OVERHEAD, 4/0 AND LESS, SINGLE PHASE
3487132E | 802253.27 |  |  |  | KRT/KIL - THE VALLEY AT GREAT | KRT/KIL - THE VALLEY AT GREAT HILLS PHASE 1 | 2023-06-05
3487132E |  | 8022.53 | 364 | 0001 | SINGLE CROSSARM
3487132E |  | 8022.53 | 364 | 0280 | POLE, WOOD, 45'
3487132E |  | 8022.53 | 364 | 0300 | POLE, WOOD, 50'
3487132E |  | 280788.7 | 366 | 1010 | CONDUIT
3487132E |  | 80225.32 | 366 | 1150 | SECONDARY BOX
3487132E |  | 40112.66 | 366 | 1400 | PADS OR FOUNDATIONS, SMALL, LESS THAN 50 SQ FT
3487132E |  | 176495.71 | 367 | 0020 | CONDUCTOR, ALUMINUM, LESS THEN 4/0
3487132E |  | 96270.39 | 367 | 0025 | CONDUCTOR, ALUMINUM, 4/0 AND GREATER
3487132E |  | 8022.53 | 367 | 0100 | FAULT INDICATOR
3487132E |  | 8022.53 | 373 | 0025 | CONDUCTOR, ALUMINUM, UNDERGROUND
3487132E |  | 16045.06 | 373 | 1200 | LUMINAIRE, OTHER, 100W
3487132E |  | 16045.06 | 373 | 1375 | CONDUIT
3487132E |  | 56157.72 | 373 | 1520 | STANDARD, METAL, ABOVE 25'
3489576E | 129609.36 |  |  |  | DES/DES - NEW HAMPTON - 7750 S | DES/DES - NEW HAMPTON - 7750 S HAMPTON ROAD/ SH | 2023-04-21
3489576E |  | 6480.46 | 364 | 0260 | POLE, WOOD, 40'
3489576E |  | 1296.09 | 365 | 0010 | CONDUCTOR, ALUMINUM, LESS THAN 4/0
3489576E |  | 33698.47 | 366 | 1010 | CONDUIT
3489576E |  | 22033.59 | 366 | 1150 | SECONDARY BOX
3489576E |  | 12960.93 | 366 | 1400 | PADS OR FOUNDATIONS, SMALL, LESS THAN 50 SQ FT
3489576E |  | 20737.49 | 367 | 0020 | CONDUCTOR, ALUMINUM, LESS THEN 4/0
3489576E |  | 28514.05 | 367 | 0025 | CONDUCTOR, ALUMINUM, 4/0 AND GREATER
3489576E |  | 3888.28 | 367 | 0100 | FAULT INDICATOR
3491422E | 151347.06 |  |  |  | EAS/TYL - CADDO RIDGE EAST - 1 | EAS/TYL - CADDO RIDGE EAST - 16965 COUNTY RD 15 / JJ | 2023-03-20
3491422E |  | 52971.53 | 366 | 1010 | CONDUIT
3491422E |  | 13621.23 | 366 | 1150 | SECONDARY BOX
3491422E |  | 10594.29 | 366 | 1400 | PADS OR FOUNDATIONS, SMALL, LESS THAN 50 SQ FT
3491422E |  | 39350.23 | 367 | 0020 | CONDUCTOR, ALUMINUM, LESS THEN 4/0
3491422E |  | 15134.69 | 367 | 0025 | CONDUCTOR, ALUMINUM, 4/0 AND GREATER
3491422E |  | 7567.34 | 373 | 1250 | LUMINAIRE, LED, 40W TO 150W
3491422E |  | 3026.93 | 373 | 1375 | CONDUIT
3491422E |  | 9080.82 | 373 | 1625 | STANDARD, OTHER, 25' AND UNDER
3492309E | 149195.9 |  |  |  | MCK/MCK NRP MCKINNEY FLATS OFF | MCK/MCK NRP MCKINNEY FLATS OFFSITE | 2023-02-16
3492309E |  | 10443.7 | 364 | 0001 | SINGLE CROSSARM
3492309E |  | 46250.72 | 364 | 0280 | POLE, WOOD, 45'
3492309E |  | 7459.79 | 364 | 0300 | POLE, WOOD, 50'
3492309E |  | 7459.79 | 365 | 0010 | CONDUCTOR, ALUMINUM, LESS THAN 4/0
3492309E |  | 52218.61 | 365 | 0020 | CONDUCTOR, ALUMINUM, 4/0 AND GREATER
3492309E |  | 25363.29 | 365 | 6010 | AIRBREAK SWITCH, WITH OR WITHOUT OPERATOR
3493889E | 140661.61 |  |  |  | FMB/CAR - SENIOR LIVING RETREA | FMB/CAR - SENIOR LIVING RETREAT COMM - 4010 NAZARENE DR | 2023-06-20
3493889E |  | 18286 | 366 | 1010 | CONDUIT
3493889E |  | 61891.13 | 367 | 0020 | CONDUCTOR, ALUMINUM, LESS THEN 4/0
3493889E |  | 1406.61 | 367 | 0100 | FAULT INDICATOR
3493889E |  | 59077.87 | 367 | 5190 | SWITCHGEAR, PADMOUNT, 25KV
3494128E | 315850.4 |  |  |  | DSTO/DSTO/TEN MILE CREEK III C | DSTO/DSTO/TEN MILE CREEK III C/RLH | 2023-03-31
3494128E |  | 78962.6 | 366 | 1010 | CONDUIT
3494128E |  | 15792.52 | 366 | 1150 | SECONDARY BOX
3494128E |  | 3158.5 | 366 | 1200 | MANHOLE, 0-100 CU FT
3494128E |  | 15792.52 | 366 | 1400 | PADS OR FOUNDATIONS, SMALL, LESS THAN 50 SQ FT
3494128E |  | 78962.6 | 367 | 0020 | CONDUCTOR, ALUMINUM, LESS THEN 4/0
3494128E |  | 41060.55 | 367 | 0025 | CONDUCTOR, ALUMINUM, 4/0 AND GREATER
3494128E |  | 3158.5 | 367 | 0100 | FAULT INDICATOR
3494128E |  | 15792.52 | 373 | 1250 | LUMINAIRE, LED, 40W TO 150W
3494128E |  | 9475.52 | 373 | 1375 | CONDUIT
3494128E |  | 53694.57 | 373 | 1520 | STANDARD, METAL, ABOVE 25'
3494260E | 1150414.19 |  |  |  | MSQ/MSQ - POLO RIDGE PHASE 1 - | MSQ/MSQ - POLO RIDGE PHASE 1 - MALLOY BRIDGE ROAD / CB | 2023-04-06
3494260E |  | 310611.72 | 366 | 1010 | CONDUIT
3494260E |  | 23008.29 | 366 | 1100 | PRIMARY BOX
3494260E |  | 46016.58 | 366 | 1150 | SECONDARY BOX
3494260E |  | 11504.15 | 366 | 1200 | MANHOLE, 0-100 CU FT
3494260E |  | 34512.44 | 366 | 1400 | PADS OR FOUNDATIONS, SMALL, LESS THAN 50 SQ FT
3494260E |  | 299107.7 | 367 | 0020 | CONDUCTOR, ALUMINUM, LESS THEN 4/0
3494260E |  | 115041.43 | 367 | 0025 | CONDUCTOR, ALUMINUM, 4/0 AND GREATER
3494260E |  | 11504.15 | 367 | 0100 | FAULT INDICATOR
3494260E |  | 11504.15 | 373 | 0025 | CONDUCTOR, ALUMINUM, UNDERGROUND
3494260E |  | 80529 | 373 | 1250 | LUMINAIRE, LED, 40W TO 150W
3494260E |  | 34512.44 | 373 | 1375 | CONDUIT
3494260E |  | 172562.14 | 373 | 1625 | STANDARD, OTHER, 25' AND UNDER
3494338E | 228351.93 |  |  |  | MSQ:MMP_GRLND1606-2020 FDR MAI | MSQ:MMP_GRLND1606-2020 FDR MAINT | 2023-02-28
3494338E |  | 216934.34 | 364 | 0001 | SINGLE CROSSARM
3494338E |  | 11417.59 | 364 | 0260 | POLE, WOOD, 40'
3494346E | 130232 |  |  |  | DSWMMPKLBRG0002-2020 FDR MAINT | DSWMMPKLBRG0002-2020 FDR MAINT | 2023-02-16
3494346E |  | 128929.68 | 364 | 0001 | SINGLE CROSSARM
3494346E |  | 1302.32 | 365 | 0010 | CONDUCTOR, ALUMINUM, LESS THAN 4/0
3494356E | 173197.73 |  |  |  | MSQ:MMP_MESQW1804-2020 FDR MAI | MSQ:MMP_MESQW1804-2020 FDR MAINT | 2022-11-15
3494356E |  | 173197.73 | 364 | 0001 | SINGLE CROSSARM
3494383E | 253114.96 |  |  |  | PLA:MMP_PSHIL1608-2020 FDR MAI | PLA:MMP_PSHIL1608-2020 FDR MAINT0 | 2023-02-17
3494383E |  | 242990.38 | 364 | 0001 | SINGLE CROSSARM
3494383E |  | 10124.58 | 364 | 0280 | POLE, WOOD, 45'
3494385E | 259632.92 |  |  |  | DNO:MMP_RCHRD1204-2020 FDR MAI | DNO:MMP_RCHRD1204-2020 FDR MAINT | 2023-02-17
3494385E |  | 257036.61 | 364 | 0001 | SINGLE CROSSARM
3494385E |  | 2596.31 | 365 | 0010 | CONDUCTOR, ALUMINUM, LESS THAN 4/0
3494395E | 144220.74 |  |  |  | DNO:MMP_RCLNS1408-2020 FDR MAI | DNO:MMP_RCLNS1408-2020 FDR MAINT | 2023-02-17
3494395E |  | 128356.47 | 364 | 0001 | SINGLE CROSSARM
3494395E |  | 15864.27 | 364 | 0320 | POLE, WOOD, 55'
3494737E | 216632.03 |  |  |  | DNE; BAYLOR LABOR & DELIVERY A | DNE; BAYLOR LABOR & DELIVERY ATO REPL 3501 JUNIUS VC0277 | 2022-04-18
3494737E |  | 2166.29 | 367 | 0020 | CONDUCTOR, ALUMINUM, LESS THEN 4/0
3494737E |  | 4332.61 | 367 | 0025 | CONDUCTOR, ALUMINUM, 4/0 AND GREATER
3494737E |  | 34661.1 | 367 | 5050 | SWITCH, VACUUM, THREE PHASE
3494737E |  | 71488.54 | 367 | 5190 | SWITCHGEAR, PADMOUNT, 25KV
3494737E |  | 103983.49 | 367 | 5200 | SWITCHGEAR, PADMOUNT, 25KV, AUTOMATED
3497264E | 247187.23 |  |  |  | TEMPLE SALADO DRAKES LANDING P | TEMPLE: SALADO-DRAKES LANDING PHASE 1 MM | 2023-05-27
3497264E |  | 2471.87 | 364 | 0001 | SINGLE CROSSARM
3497264E |  | 7415.61 | 364 | 0280 | POLE, WOOD, 45'
3497264E |  | 2471.87 | 365 | 0010 | CONDUCTOR, ALUMINUM, LESS THAN 4/0
3497264E |  | 54381.24 | 366 | 1010 | CONDUIT
3497264E |  | 22246.85 | 366 | 1150 | SECONDARY BOX
3497264E |  | 12359.36 | 366 | 1400 | PADS OR FOUNDATIONS, SMALL, LESS THAN 50 SQ FT
3497264E |  | 44493.7 | 367 | 0020 | CONDUCTOR, ALUMINUM, LESS THEN 4/0
3497264E |  | 42021.82 | 367 | 0025 | CONDUCTOR, ALUMINUM, 4/0 AND GREATER
3497264E |  | 4943.74 | 367 | 0100 | FAULT INDICATOR
3497264E |  | 2471.87 | 373 | 0025 | CONDUCTOR, ALUMINUM, UNDERGROUND
3497264E |  | 7415.61 | 373 | 1200 | LUMINAIRE, OTHER, 100W
3497264E |  | 7415.61 | 373 | 1375 | CONDUIT
3497264E |  | 37078.08 | 373 | 1520 | STANDARD, METAL, ABOVE 25'
3497793E | 185307.93 |  |  |  | CEL OFFSITE 3PH LN EXT FOR SIM | CEL OFFSITE 3PH LN EXT FOR SIMON HAI CS | 2023-04-20
3497793E |  | 3706.15 | 364 | 0001 | SINGLE CROSSARM
3497793E |  | 70417.01 | 364 | 0280 | POLE, WOOD, 45'
3497793E |  | 1853.07 | 364 | 0300 | POLE, WOOD, 50'
3497793E |  | 90800.93 | 365 | 0010 | CONDUCTOR, ALUMINUM, LESS THAN 4/0
3497793E |  | 9265.39 | 366 | 1010 | CONDUIT
3497793E |  | 5559.23 | 367 | 0020 | CONDUCTOR, ALUMINUM, LESS THEN 4/0
3497793E |  | 3706.15 | 367 | 0100 | FAULT INDICATOR
3498607E | 141181.14 |  |  |  | TAY/HUTTO-VANTAGE AT HUTTO/ C | TAY/HUTTO-VANTAGE AT HUTTO/ CV | 2023-02-16
3498607E |  | 29648.04 | 366 | 1010 | CONDUIT
3498607E |  | 9882.69 | 366 | 1200 | MANHOLE, 0-100 CU FT
3498607E |  | 12706.3 | 366 | 1400 | PADS OR FOUNDATIONS, SMALL, LESS THAN 50 SQ FT
3498607E |  | 2823.63 | 366 | 1410 | PADS OR FOUNDATIONS, MEDIUM, 50-100 SQ FT
3498607E |  | 69178.74 | 367 | 0020 | CONDUCTOR, ALUMINUM, LESS THEN 4/0
3498607E |  | 4235.44 | 367 | 0100 | FAULT INDICATOR
3498607E |  | 12706.3 | 369 | 1200 | SERVICE, UNDERGROUND, GREATER THAN 4/0, SINGLE PH
3498984E | 754963.86 |  |  |  | MID:ENDEAVOR ENERGY-GREATHOUSE | MID:ENDEAVOR ENERGY-GREATHOUSE 1, 2 B OFF-SITE /WG-PWR | 2023-04-26
3498984E |  | 80932.12 | 364 | 0001 | SINGLE CROSSARM
3498984E |  | 5435.72 | 364 | 0280 | POLE, WOOD, 45'
3498984E |  | 208445.51 | 364 | 0300 | POLE, WOOD, 50'
3498984E |  | 21591.96 | 364 | 0320 | POLE, WOOD, 55'
3498984E |  | 3774.8 | 364 | 0335 | POLE, WOOD, 60'
3498984E |  | 56018.3 | 365 | 0010 | CONDUCTOR, ALUMINUM, LESS THAN 4/0
3498984E |  | 378765.45 | 365 | 0020 | CONDUCTOR, ALUMINUM, 4/0 AND GREATER
3500663E | 2309179.64 |  |  |  | DSW,OFFSITE: EAST QUARTERS 201 | DSW,OFFSITE: EAST QUARTERS 2018-ENTUG-ENTUG | 2023-03-31
3500663E |  | 2309179.64 | 367 | 0015 | CONDUCTOR, COPPER, 2/0 AND GREATER
3502902E | 112982.27 |  |  |  | MDL DE3 OPERATING KING SWD PME | MDL DE3 OPERATING KING SWD PME UPGRADE-OFFSITE-JW-BG | 2022-03-16
3502902E |  | 9038.57 | 364 | 0001 | SINGLE CROSSARM
3502902E |  | 4519.28 | 364 | 0280 | POLE, WOOD, 45'
3502902E |  | 20336.8 | 364 | 0300 | POLE, WOOD, 50'
3502902E |  | 3389.46 | 364 | 0320 | POLE, WOOD, 55'
3502902E |  | 5649.1 | 365 | 0010 | CONDUCTOR, ALUMINUM, LESS THAN 4/0
3502902E |  | 39543.9 | 365 | 0020 | CONDUCTOR, ALUMINUM, 4/0 AND GREATER
3502902E |  | 6778.93 | 365 | 5650 | DIST AUTOMATION CONTROL OVERHEAD
3502902E |  | 4519.28 | 365 | 6010 | AIRBREAK SWITCH, WITH OR WITHOUT OPERATOR
3502902E |  | 9038.57 | 365 | 6030 | RECLOSER,2 OR 3 PHASE,OVER 13.2KV,0-3000 AMP
3502902E |  | 2259.64 | 366 | 1010 | CONDUIT
3502902E |  | 6778.93 | 367 | 0025 | CONDUCTOR, ALUMINUM, 4/0 AND GREATER
3502902E |  | 1129.81 | 367 | 0100 | FAULT INDICATOR
3504202E | 101662.92 |  |  |  | MCK: BILLINGSLEY BEACON SQUARE | MCK: BILLINGSLEY BEACON SQUARE BLOCK D/A-MA | 2023-05-03
3504202E |  | 35582.01 | 366 | 1010 | CONDUIT
3504202E |  | 5083.13 | 366 | 1200 | MANHOLE, 0-100 CU FT
3504202E |  | 11182.91 | 366 | 1400 | PADS OR FOUNDATIONS, SMALL, LESS THAN 50 SQ FT
3504202E |  | 9149.65 | 366 | 1410 | PADS OR FOUNDATIONS, MEDIUM, 50-100 SQ FT
3504202E |  | 39648.6 | 367 | 0020 | CONDUCTOR, ALUMINUM, LESS THEN 4/0
3504202E |  | 1016.62 | 369 | 1300 | SERVICE, UNDERGROUND, 4/0 AND LESS,3 PHASES
3505536E | 186475.85 |  |  |  | FWN/FTW - COPPER CREEK PHASE 4 | FWN/FTW - COPPER CREEK PHASE 4 - BLUE MOUND ROAD/BV | 2023-05-01
3505536E |  | 52213.23 | 366 | 1010 | CONDUIT
3505536E |  | 20512.34 | 366 | 1150 | SECONDARY BOX
3505536E |  | 14918.06 | 366 | 1410 | PADS OR FOUNDATIONS, MEDIUM, 50-100 SQ FT
3505536E |  | 55942.79 | 367 | 0020 | CONDUCTOR, ALUMINUM, LESS THEN 4/0
3505536E |  | 39159.92 | 367 | 0025 | CONDUCTOR, ALUMINUM, 4/0 AND GREATER
3505536E |  | 3729.51 | 367 | 0100 | FAULT INDICATOR
3505634E | 259289.03 |  |  |  | KIL/KIL-YOWELL RANCH PHASE VI- | KIL/KIL-YOWELL RANCH PHASE VI-CV | 2023-06-06
3505634E |  | 5185.78 | 364 | 0001 | SINGLE CROSSARM
3505634E |  | 10371.56 | 364 | 0280 | POLE, WOOD, 45'
3505634E |  | 7778.67 | 364 | 0300 | POLE, WOOD, 50'
3505634E |  | 10371.56 | 365 | 0010 | CONDUCTOR, ALUMINUM, LESS THAN 4/0
3505634E |  | 51857.83 | 366 | 1010 | CONDUIT
3505634E |  | 33707.57 | 366 | 1150 | SECONDARY BOX
3505634E |  | 15557.34 | 366 | 1400 | PADS OR FOUNDATIONS, SMALL, LESS THAN 50 SQ FT
3505634E |  | 46672.02 | 367 | 0020 | CONDUCTOR, ALUMINUM, LESS THEN 4/0
3505634E |  | 41486.24 | 367 | 0025 | CONDUCTOR, ALUMINUM, 4/0 AND GREATER
3505634E |  | 5185.78 | 367 | 0100 | FAULT INDICATOR
3505634E |  | 2592.89 | 373 | 0025 | CONDUCTOR, ALUMINUM, UNDERGROUND
3505634E |  | 5185.78 | 373 | 1250 | LUMINAIRE, LED, 40W TO 150W
3505634E |  | 2592.89 | 373 | 1375 | CONDUIT
3505634E |  | 20743.12 | 373 | 1520 | STANDARD, METAL, ABOVE 25'
3505794E | 113652.54 |  |  |  | HEB:BDFRD8931 (UG) REPLACE BO | HEB:BDFRD8931 (UG) REPLACE BO ELLLIOT WITH PME 9 | 2023-03-08
3505794E |  | 5682.62 | 366 | 1010 | CONDUIT
3505794E |  | 29549.66 | 366 | 1100 | PRIMARY BOX
3505794E |  | 4546.1 | 366 | 1410 | PADS OR FOUNDATIONS, MEDIUM, 50-100 SQ FT
3505794E |  | 13638.3 | 367 | 0020 | CONDUCTOR, ALUMINUM, LESS THEN 4/0
3505794E |  | 3409.57 | 367 | 0100 | FAULT INDICATOR
3505794E |  | 56826.29 | 367 | 5190 | SWITCHGEAR, PADMOUNT, 25KV
3505828E | 399104.83 |  |  |  | MEXIA FAIRFIELD FCR 431 OFFSIT | MEXIA FAIRFIELD FCR 431 OFFSITE DH | 2023-06-16
3505828E |  | 11973.14 | 364 | 0002 | DOUBLE CROSSARMS
3505828E |  | 63856.77 | 364 | 0280 | POLE, WOOD, 45'
3505828E |  | 155650.91 | 364 | 0300 | POLE, WOOD, 50'
3505828E |  | 23946.28 | 364 | 0320 | POLE, WOOD, 55'
3505828E |  | 143677.73 | 365 | 0010 | CONDUCTOR, ALUMINUM, LESS THAN 4/0
3506294E | 487856.94 |  |  |  | BEN: TAVOLO PARK PH 4 -GS/THZ | BEN: TAVOLO PARK PH 4 -GS/THZ | 2023-04-13
3506294E |  | 151235.69 | 366 | 1010 | CONDUIT
3506294E |  | 58542.83 | 366 | 1150 | SECONDARY BOX
3506294E |  | 4878.56 | 366 | 1200 | MANHOLE, 0-100 CU FT
3506294E |  | 29271.41 | 366 | 1400 | PADS OR FOUNDATIONS, SMALL, LESS THAN 50 SQ FT
3506294E |  | 136599.94 | 367 | 0020 | CONDUCTOR, ALUMINUM, LESS THEN 4/0
3506294E |  | 97571.38 | 367 | 0025 | CONDUCTOR, ALUMINUM, 4/0 AND GREATER
3506294E |  | 9757.13 | 367 | 0100 | FAULT INDICATOR
3507220E | 249483.72 |  |  |  | NET, DSW: V3501 XFMR & NP REPL | NET, DSW: V3501 XFMR & NP REPLACEMENT REACTIVE- JTR | 2023-06-12
3507220E |  | 109772.83 | 367 | 0010 | CONDUCTOR, COPPER, LESS THEN 2/0
3507220E |  | 139710.89 | 367 | 0015 | CONDUCTOR, COPPER, 2/0 AND GREATER
3507298E | 118005.52 |  |  |  | FBR DAL CYPRESS WATERS DALLAS | FBR DAL CYPRESS WATERS DALLAS INST 17 ST LTS MA RF | 2023-05-03
3507298E |  | 4720.21 | 373 | 0025 | CONDUCTOR, ALUMINUM, UNDERGROUND
3507298E |  | 55462.58 | 373 | 1250 | LUMINAIRE, LED, 40W TO 150W
3507298E |  | 57822.73 | 373 | 1515 | STANDARD, METAL, 25' AND UNDER
3507811E | 523581.89 |  |  |  | TYL - OFFSITE TO SERVE CADDO R | TYL - OFFSITE TO SERVE CADDO RIDGE EAST-JJ | 2023-01-18
3507811E |  | 495308.51 | 364 | 0280 | POLE, WOOD, 45'
3507811E |  | 523.57 | 365 | 0010 | CONDUCTOR, ALUMINUM, LESS THAN 4/0
3507811E |  | 1047.15 | 365 | 0020 | CONDUCTOR, ALUMINUM, 4/0 AND GREATER
3507811E |  | 26702.66 | 365 | 6015 | RECLOSER,SINGLE PHASE,13.2KV AND UNDER,0-3000 AMP
3509577E | 225016.74 |  |  |  | DES/DSW - COCKRELL HILL APARTM | DES/DSW - COCKRELL HILL APARTMENTS - DALLAS - SH | 2023-04-21
3509577E |  | 72005.35 | 366 | 1010 | CONDUIT
3509577E |  | 2250.16 | 366 | 1150 | SECONDARY BOX
3509577E |  | 2250.16 | 366 | 1200 | MANHOLE, 0-100 CU FT
3509577E |  | 20251.5 | 366 | 1400 | PADS OR FOUNDATIONS, SMALL, LESS THAN 50 SQ FT
3509577E |  | 99007.41 | 367 | 0020 | CONDUCTOR, ALUMINUM, LESS THEN 4/0
3509577E |  | 2250.16 | 367 | 0025 | CONDUCTOR, ALUMINUM, 4/0 AND GREATER
3509577E |  | 4500.33 | 367 | 0100 | FAULT INDICATOR
3509577E |  | 22501.67 | 369 | 1200 | SERVICE, UNDERGROUND, GREATER THAN 4/0, SINGLE PH
3509636E | 111527.74 |  |  |  | DSW COD CHALK HILL RD WIDENING | DSW COD CHALK HILL RD. WIDENING I30 TO RR TM | 2023-02-16
3509636E |  | 11152.76 | 364 | 0001 | SINGLE CROSSARM
3509636E |  | 25651.36 | 364 | 0280 | POLE, WOOD, 45'
3509636E |  | 24536.08 | 364 | 0320 | POLE, WOOD, 55'
3509636E |  | 21190.24 | 365 | 0010 | CONDUCTOR, ALUMINUM, LESS THAN 4/0
3509636E |  | 28997.3 | 365 | 0020 | CONDUCTOR, ALUMINUM, 4/0 AND GREATER
3509643E | 261277.72 |  |  |  | TAY:2020-1685 COTTONWOOD OFFSI | TAY:2020-1685 COTTONWOOD OFFSITE UG 3PH INTERNAL | 2023-03-31
3509643E |  | 2612.78 | 365 | 0010 | CONDUCTOR, ALUMINUM, LESS THAN 4/0
3509643E |  | 65319.43 | 366 | 1010 | CONDUIT
3509643E |  | 49642.77 | 366 | 1100 | PRIMARY BOX
3509643E |  | 2612.78 | 366 | 1200 | MANHOLE, 0-100 CU FT
3509643E |  | 5225.55 | 366 | 1410 | PADS OR FOUNDATIONS, MEDIUM, 50-100 SQ FT
3509643E |  | 88834.42 | 367 | 0025 | CONDUCTOR, ALUMINUM, 4/0 AND GREATER
3509643E |  | 2612.78 | 367 | 0100 | FAULT INDICATOR
3509643E |  | 44417.21 | 367 | 5190 | SWITCHGEAR, PADMOUNT, 25KV
3509686E | 135560.84 |  |  |  | CEL 1 NOVA 2020 RECLOSER DR CE | CEL 1 NOVA 2020 RECLOSER DR CEL2101 CS | 2023-05-25
3509686E |  | 1355.6 | 364 | 0001 | SINGLE CROSSARM
3509686E |  | 4066.82 | 364 | 0280 | POLE, WOOD, 45'
3509686E |  | 47446.28 | 365 | 5650 | DIST AUTOMATION CONTROL OVERHEAD
3509686E |  | 82692.14 | 365 | 6030 | RECLOSER,2 OR 3 PHASE,OVER 13.2KV,0-3000 AMP
3510008E | 120371.95 |  |  |  | BIG TRINITY INVESTMENT MANAGER | BIG TRINITY INVESTMENT MANAGERS WW OFFSITE #2-MB-PWR | 2023-04-03
3510008E |  | 10833.47 | 364 | 0001 | SINGLE CROSSARM
3510008E |  | 7222.31 | 364 | 0002 | DOUBLE CROSSARMS
3510008E |  | 16852.07 | 364 | 0260 | POLE, WOOD, 40'
3510008E |  | 14444.63 | 364 | 0280 | POLE, WOOD, 45'
3510008E |  | 8426.03 | 365 | 0010 | CONDUCTOR, ALUMINUM, LESS THAN 4/0
3510008E |  | 61389.73 | 365 | 0020 | CONDUCTOR, ALUMINUM, 4/0 AND GREATER
3510008E |  | 1203.71 | 366 | 1150 | SECONDARY BOX
3510015E | 124142.09 |  |  |  | MCK/IRV - BLUE LAKE ROW - FARM | MCK/IRV - BLUE LAKE ROW - FARMERS BRANCH - OA/ED | 2023-05-03
3510015E |  | 32276.94 | 366 | 1010 | CONDUIT
3510015E |  | 12414.2 | 366 | 1100 | PRIMARY BOX
3510015E |  | 6207.1 | 366 | 1200 | MANHOLE, 0-100 CU FT
3510015E |  | 9931.36 | 366 | 1400 | PADS OR FOUNDATIONS, SMALL, LESS THAN 50 SQ FT
3510015E |  | 45932.6 | 367 | 0020 | CONDUCTOR, ALUMINUM, LESS THEN 4/0
3510015E |  | 1241.42 | 367 | 0100 | FAULT INDICATOR
3510015E |  | 1241.42 | 369 | 1100 | SERVICE, UNDERGROUND, 4/0 AND LESS, SINGLE PHASE
3510015E |  | 14897.05 | 369 | 1200 | SERVICE, UNDERGROUND, GREATER THAN 4/0, SINGLE PH
3511123E | 170389.25 |  |  |  | RRK/PFL - WUTHRICH HILL FARMS | RRK/PFL - WUTHRICH HILL FARMS - PH I APT ONSITE | 2023-02-20
3511123E |  | 47709.12 | 366 | 1010 | CONDUIT
3511123E |  | 22150.59 | 366 | 1100 | PRIMARY BOX
3511123E |  | 10223.35 | 366 | 1400 | PADS OR FOUNDATIONS, SMALL, LESS THAN 50 SQ FT
3511123E |  | 28966.15 | 367 | 0020 | CONDUCTOR, ALUMINUM, LESS THEN 4/0
3511123E |  | 3407.77 | 367 | 0100 | FAULT INDICATOR
3511123E |  | 27262.27 | 369 | 1200 | SERVICE, UNDERGROUND, GREATER THAN 4/0, SINGLE PH
3511123E |  | 3407.77 | 373 | 0025 | CONDUCTOR, ALUMINUM, UNDERGROUND
3511123E |  | 3407.77 | 373 | 1250 | LUMINAIRE, LED, 40W TO 150W
3511123E |  | 10223.35 | 373 | 1375 | CONDUIT
3511123E |  | 11927.23 | 373 | 1520 | STANDARD, METAL, ABOVE 25'
3511123E |  | 1703.88 | 373 | 1640 | MANHOLE (USED EXCLUSIVELY FOR STREET LIGHTING)
3511132E | 1201297.51 |  |  |  | 2021NMHN003 RIVERVIEW P1 S4 S5 | 2021NMHN003 RIVERVIEW P1 S4 S5C S12 S13 | 2023-03-02
3511132E |  | 108116.78 | 364 | 0001 | SINGLE CROSSARM
3511132E |  | 12012.97 | 364 | 0280 | POLE, WOOD, 45'
3511132E |  | 276298.42 | 364 | 0300 | POLE, WOOD, 50'
3511132E |  | 144155.7 | 364 | 0320 | POLE, WOOD, 55'
3511132E |  | 12012.97 | 364 | 0335 | POLE, WOOD, 60'
3511132E |  | 72077.84 | 365 | 0010 | CONDUCTOR, ALUMINUM, LESS THAN 4/0
3511132E |  | 420454.17 | 365 | 0020 | CONDUCTOR, ALUMINUM, 4/0 AND GREATER
3511132E |  | 96103.8 | 365 | 6010 | AIRBREAK SWITCH, WITH OR WITHOUT OPERATOR
3511132E |  | 12012.97 | 366 | 1010 | CONDUIT
3511132E |  | 36038.92 | 367 | 0025 | CONDUCTOR, ALUMINUM, 4/0 AND GREATER
3511132E |  | 12012.97 | 367 | 0100 | FAULT INDICATOR
3512407E | 123393.13 |  |  |  | 2021NTAY001 HUTTO SWITCH SUB P | 2021NTAY001 HUTTO SWITCH SUB P1 PART 5 S13 JP | 2023-03-31
3512407E |  | 30848.27 | 364 | 0001 | SINGLE CROSSARM
3512407E |  | 51825.16 | 364 | 0280 | POLE, WOOD, 45'
3512407E |  | 25912.54 | 364 | 0300 | POLE, WOOD, 50'
3512407E |  | 14807.16 | 365 | 0010 | CONDUCTOR, ALUMINUM, LESS THAN 4/0
3513396E | 266974.22 |  |  |  | 2021NTAY001 HUTTO SWITCH SUB P | 2021NTAY001 HUTTO SWITCH SUB P1 PART 4 S10,S13 TO S15 JP | 2023-03-31
3513396E |  | 24027.68 | 364 | 0001 | SINGLE CROSSARM
3513396E |  | 85431.75 | 364 | 0280 | POLE, WOOD, 45'
3513396E |  | 112129.17 | 365 | 0020 | CONDUCTOR, ALUMINUM, 4/0 AND GREATER
3513396E |  | 42715.88 | 365 | 6010 | AIRBREAK SWITCH, WITH OR WITHOUT OPERATOR
3513396E |  | 2669.74 | 367 | 0100 | FAULT INDICATOR
3514024E | 119969.64 |  |  |  | RRK HUTTO FM 1660 N AND US79 R | KRT:HUTTO:FM 1660 N AND US79 RELOCATION TD | 2023-03-31
3514024E |  | 29992.39 | 364 | 0001 | SINGLE CROSSARM
3514024E |  | 14396.34 | 364 | 0260 | POLE, WOOD, 40'
3514024E |  | 37190.66 | 364 | 0280 | POLE, WOOD, 45'
3514024E |  | 17995.43 | 364 | 0300 | POLE, WOOD, 50'
3514024E |  | 20394.82 | 365 | 0010 | CONDUCTOR, ALUMINUM, LESS THAN 4/0
3514137E | 717872.57 |  |  |  | MCK/DNO - WEST CLIFF ESTATES - | MCK/DNO - WEST CLIFF ESTATES - DALLAS - DL | 2023-05-03
3514137E |  | 244076.71 | 366 | 1010 | CONDUIT
3514137E |  | 64608.53 | 366 | 1150 | SECONDARY BOX
3514137E |  | 28714.9 | 366 | 1200 | MANHOLE, 0-100 CU FT
3514137E |  | 28714.9 | 366 | 1400 | PADS OR FOUNDATIONS, SMALL, LESS THAN 50 SQ FT
3514137E |  | 215361.77 | 367 | 0020 | CONDUCTOR, ALUMINUM, LESS THEN 4/0
3514137E |  | 64608.53 | 367 | 0025 | CONDUCTOR, ALUMINUM, 4/0 AND GREATER
3514137E |  | 7178.72 | 367 | 0100 | FAULT INDICATOR
3514137E |  | 7178.72 | 373 | 0025 | CONDUCTOR, ALUMINUM, UNDERGROUND
3514137E |  | 14357.45 | 373 | 1250 | LUMINAIRE, LED, 40W TO 150W
3514137E |  | 7178.72 | 373 | 1375 | CONDUIT
3514137E |  | 35893.62 | 373 | 1520 | STANDARD, METAL, ABOVE 25'
3514214E | 104492.58 |  |  |  | DESDSW BANYAN BECKLEY I 30 DAL | DESDSW BANYAN BECKLEY I 30 DALLAS SH | 2023-04-21
3514214E |  | 2089.84 | 364 | 0001 | SINGLE CROSSARM
3514214E |  | 2089.84 | 364 | 0280 | POLE, WOOD, 45'
3514214E |  | 6269.55 | 364 | 0300 | POLE, WOOD, 50'
3514214E |  | 1044.91 | 365 | 0010 | CONDUCTOR, ALUMINUM, LESS THAN 4/0
3514214E |  | 1044.91 | 365 | 0020 | CONDUCTOR, ALUMINUM, 4/0 AND GREATER
3514214E |  | 33437.74 | 366 | 1010 | CONDUIT
3514214E |  | 15673.87 | 366 | 1100 | PRIMARY BOX
3514214E |  | 5224.62 | 366 | 1410 | PADS OR FOUNDATIONS, MEDIUM, 50-100 SQ FT
3514214E |  | 31347.76 | 367 | 0020 | CONDUCTOR, ALUMINUM, LESS THEN 4/0
3514214E |  | 3134.77 | 369 | 1100 | SERVICE, UNDERGROUND, 4/0 AND LESS, SINGLE PHASE
3514214E |  | 3134.77 | 369 | 1300 | SERVICE, UNDERGROUND, 4/0 AND LESS,3 PHASES
3514254E | 153764.91 |  |  |  | DEC-MMP_DCATR1201-2020 FDR MAI | DEC-MMP_DCATR1201-2020 FDR MAINT-PWR | 2023-01-03
3514254E |  | 50742.42 | 364 | 0001 | SINGLE CROSSARM
3514254E |  | 59968.35 | 364 | 0260 | POLE, WOOD, 40'
3514254E |  | 4612.94 | 364 | 0280 | POLE, WOOD, 45'
3514254E |  | 6150.59 | 364 | 0300 | POLE, WOOD, 50'
3514254E |  | 24602.38 | 364 | 0320 | POLE, WOOD, 55'
3514254E |  | 6150.59 | 364 | 0335 | POLE, WOOD, 60'
3514254E |  | 1537.64 | 365 | 0010 | CONDUCTOR, ALUMINUM, LESS THAN 4/0
3514257E | 122043.29 |  |  |  | DEC-MMP_RHOME2402-2020 FDR MAI | DEC-MMP_RHOME2402-2020 FDR MAINT-PWR | 2023-02-27
3514257E |  | 46376.43 | 364 | 0001 | SINGLE CROSSARM
3514257E |  | 6102.14 | 364 | 0260 | POLE, WOOD, 40'
3514257E |  | 61021.74 | 364 | 0280 | POLE, WOOD, 45'
3514257E |  | 7322.57 | 364 | 0300 | POLE, WOOD, 50'
3514257E |  | 1220.41 | 365 | 0010 | CONDUCTOR, ALUMINUM, LESS THAN 4/0
3514765E | 179722.58 |  |  |  | MCK/DNO - ERICKSON HIGHLAND SP | MCK/DNO - ERICKSON HIGHLAND SPRINGS - DALLAS - DL | 2023-03-07
3514765E |  | 5391.66 | 364 | 0001 | SINGLE CROSSARM
3514765E |  | 10783.34 | 364 | 0300 | POLE, WOOD, 50'
3514765E |  | 5391.66 | 364 | 0320 | POLE, WOOD, 55'
3514765E |  | 1797.22 | 365 | 0010 | CONDUCTOR, ALUMINUM, LESS THAN 4/0
3514765E |  | 3594.44 | 365 | 0020 | CONDUCTOR, ALUMINUM, 4/0 AND GREATER
3514765E |  | 141980.92 | 365 | 6030 | RECLOSER,2 OR 3 PHASE,OVER 13.2KV,0-3000 AMP
3514765E |  | 1797.22 | 366 | 1010 | CONDUIT
3514765E |  | 8986.12 | 367 | 0025 | CONDUCTOR, ALUMINUM, 4/0 AND GREATER
3515378E | 474150.47 |  |  |  | 2021MFWN001 JOHN DAY SUB P1 P3 | 2021MFWN001 JOHN DAY SUB P1 S1 S2 S3 S5A UG FDR EXIT OH TIE | 2022-12-20
3515378E |  | 66381.06 | 364 | 0001 | SINGLE CROSSARM
3515378E |  | 123279.12 | 364 | 0320 | POLE, WOOD, 55'
3515378E |  | 18966.01 | 364 | 0335 | POLE, WOOD, 60'
3515378E |  | 9483 | 364 | 0350 | POLE, WOOD, 65'
3515378E |  | 256041.28 | 365 | 0020 | CONDUCTOR, ALUMINUM, 4/0 AND GREATER
3516332E | 130862.83 |  |  |  | RRK/AUS - GRAND AVENUE FLATS - | RRK/AUS - GRAND AVENUE FLATS - 15701 FM 1325 ROAD/CV | 2023-02-16
3516332E |  | 13086.28 | 364 | 0280 | POLE, WOOD, 45'
3516332E |  | 31407.07 | 366 | 1010 | CONDUIT
3516332E |  | 3925.88 | 366 | 1200 | MANHOLE, 0-100 CU FT
3516332E |  | 20938.05 | 366 | 1400 | PADS OR FOUNDATIONS, SMALL, LESS THAN 50 SQ FT
3516332E |  | 43184.76 | 367 | 0020 | CONDUCTOR, ALUMINUM, LESS THEN 4/0
3516332E |  | 6543.14 | 367 | 0100 | FAULT INDICATOR
3516332E |  | 11777.65 | 369 | 1200 | SERVICE, UNDERGROUND, GREATER THAN 4/0, SINGLE PH
3516768E | 141059.82 |  |  |  | TAY/HUT - STAR RANCH APARTMENT | TAY/HUT - STAR RANCH APARTMENTS - 299 STAR RANCH BLVD/CV | 2023-06-16
3516768E |  | 42317.94 | 366 | 1010 | CONDUIT
3516768E |  | 22569.57 | 366 | 1400 | PADS OR FOUNDATIONS, SMALL, LESS THAN 50 SQ FT
3516768E |  | 52192.15 | 367 | 0020 | CONDUCTOR, ALUMINUM, LESS THEN 4/0
3516768E |  | 7052.99 | 367 | 0100 | FAULT INDICATOR
3516768E |  | 16927.17 | 369 | 1200 | SERVICE, UNDERGROUND, GREATER THAN 4/0, SINGLE PH
3517923E | 108582.31 |  |  |  | 2021NODE002 PARKS BELL P1 S3. | 2021NODE002 PARKS BELL P1 S3. | 2022-08-23
3517923E |  | 9772.39 | 364 | 0001 | SINGLE CROSSARM
3517923E |  | 6514.93 | 364 | 0280 | POLE, WOOD, 45'
3517923E |  | 14115.68 | 364 | 0300 | POLE, WOOD, 50'
3517923E |  | 1085.81 | 364 | 0320 | POLE, WOOD, 55'
3517923E |  | 42347.23 | 365 | 0020 | CONDUCTOR, ALUMINUM, 4/0 AND GREATER
3517923E |  | 4343.29 | 366 | 1010 | CONDUIT
3517923E |  | 1085.81 | 366 | 1100 | PRIMARY BOX
3517923E |  | 1085.81 | 366 | 1410 | PADS OR FOUNDATIONS, MEDIUM, 50-100 SQ FT
3517923E |  | 16287.33 | 367 | 0025 | CONDUCTOR, ALUMINUM, 4/0 AND GREATER
3517923E |  | 2171.64 | 367 | 0100 | FAULT INDICATOR
3517923E |  | 9772.39 | 367 | 5190 | SWITCHGEAR, PADMOUNT, 25KV
3518643E | 113606.92 |  |  |  | DES DSW ARCHWAY PROPERTIES D | DES DSW ARCHWAY PROPERTIES DALLAS SH | 2023-05-11
3518643E |  | 13632.83 | 364 | 0001 | SINGLE CROSSARM
3518643E |  | 28401.73 | 364 | 0280 | POLE, WOOD, 45'
3518643E |  | 3408.2 | 364 | 0300 | POLE, WOOD, 50'
3518643E |  | 31809.93 | 365 | 0010 | CONDUCTOR, ALUMINUM, LESS THAN 4/0
3518643E |  | 35218.17 | 367 | 0020 | CONDUCTOR, ALUMINUM, LESS THEN 4/0
3518643E |  | 1136.06 | 369 | 1300 | SERVICE, UNDERGROUND, 4/0 AND LESS,3 PHASES
3519240E | 212964.21 |  |  |  | DESOTO TXDOT LOOP 9 RELOCATION | DESOTO TXDOT LOOP 9 RELOCATION I35E INTERCHANGE | 2023-03-01
3519240E |  | 35415.94 | 364 | 0001 | SINGLE CROSSARM
3519240E |  | 1788.89 | 364 | 0240 | POLE, WOOD, 35'
3519240E |  | 96366.35 | 364 | 0280 | POLE, WOOD, 45'
3519240E |  | 5196.32 | 364 | 0320 | POLE, WOOD, 55'
3519240E |  | 29410.35 | 364 | 0330 | POLE, CONCRETE, 55'
3519240E |  | 44786.36 | 365 | 0010 | CONDUCTOR, ALUMINUM, LESS THAN 4/0
3519522E | 146858.29 |  |  |  | DNO SV NEW 5 LOT HOUSES AT 100 | DNO SV NEW 5 LOT HOUSES AT 10000 HOLLOW WAY DALLAS ADH | 2023-04-12
3519522E |  | 8811.48 | 364 | 0001 | SINGLE CROSSARM
3519522E |  | 1468.57 | 364 | 0002 | DOUBLE CROSSARMS
3519522E |  | 13217.23 | 364 | 0260 | POLE, WOOD, 40'
3519522E |  | 17622.97 | 364 | 0300 | POLE, WOOD, 50'
3519522E |  | 1468.57 | 365 | 0010 | CONDUCTOR, ALUMINUM, LESS THAN 4/0
3519522E |  | 7342.9 | 366 | 1010 | CONDUIT
3519522E |  | 45526.05 | 366 | 1400 | PADS OR FOUNDATIONS, SMALL, LESS THAN 50 SQ FT
3519522E |  | 51400.52 | 367 | 0020 | CONDUCTOR, ALUMINUM, LESS THEN 4/0
3520652E | 421354.11 |  |  |  | DESOTO TXDOT LOOP 9 RELOCATION | DESOTO TXDOT LOOP 9 RELOCATION NOKOMIS RD | 2023-04-05
3520652E |  | 21067.69 | 364 | 0001 | SINGLE CROSSARM
3520652E |  | 168541.74 | 364 | 0280 | POLE, WOOD, 45'
3520652E |  | 4213.53 | 364 | 0300 | POLE, WOOD, 50'
3520652E |  | 8427.06 | 364 | 0320 | POLE, WOOD, 55'
3520652E |  | 143260.38 | 364 | 0415 | POLE, OTHER, 85'
3520652E |  | 50562.48 | 365 | 0010 | CONDUCTOR, ALUMINUM, LESS THAN 4/0
3520652E |  | 25281.23 | 365 | 0020 | CONDUCTOR, ALUMINUM, 4/0 AND GREATER
3521073E | 328026.39 |  |  |  | 21-P008-PP-DES-CDHCR2050-CDHIL | 21-P008-PP-DES-CDHCR2050-CDHIL1614-DA 3600FT RECONDUCTOR | 2023-05-17
3521073E |  | 42643.43 | 364 | 0001 | SINGLE CROSSARM
3521073E |  | 91847.38 | 364 | 0280 | POLE, WOOD, 45'
3521073E |  | 6560.52 | 364 | 0300 | POLE, WOOD, 50'
3521073E |  | 32802.63 | 364 | 0330 | POLE, CONCRETE, 55'
3521073E |  | 36082.9 | 364 | 0345 | POLE, OTHER, 60'
3521073E |  | 6560.52 | 365 | 0010 | CONDUCTOR, ALUMINUM, LESS THAN 4/0
3521073E |  | 111529.01 | 365 | 0020 | CONDUCTOR, ALUMINUM, 4/0 AND GREATER
3521165E | 402955.14 |  |  |  | 21-P034-RN-HEB-HURST1861-EULSO | 21-P034-RN-HEB-HURST1861-EULSO9131-DA 1800 FT RECOND | 2023-02-27
3521165E |  | 60443.26 | 364 | 0001 | SINGLE CROSSARM
3521165E |  | 8059.09 | 364 | 0260 | POLE, WOOD, 40'
3521165E |  | 108797.88 | 364 | 0280 | POLE, WOOD, 45'
3521165E |  | 12088.64 | 364 | 0300 | POLE, WOOD, 50'
3521165E |  | 16118.19 | 364 | 0335 | POLE, WOOD, 60'
3521165E |  | 12088.64 | 365 | 0010 | CONDUCTOR, ALUMINUM, LESS THAN 4/0
3521165E |  | 137004.85 | 365 | 0020 | CONDUCTOR, ALUMINUM, 4/0 AND GREATER
3521165E |  | 48354.59 | 365 | 6010 | AIRBREAK SWITCH, WITH OR WITHOUT OPERATOR
3521269E | 298010.89 |  |  |  | ARL GRP MIRA LOGO CROSSING LAK | ARL GRP MIRA LOGO CROSSING LAKE RIDGE PKWY AND HANGER LOWE | 2023-03-31
3521269E |  | 86423.16 | 366 | 1010 | CONDUIT
3521269E |  | 23840.87 | 366 | 1150 | SECONDARY BOX
3521269E |  | 11920.44 | 366 | 1400 | PADS OR FOUNDATIONS, SMALL, LESS THAN 50 SQ FT
3521269E |  | 50661.85 | 367 | 0020 | CONDUCTOR, ALUMINUM, LESS THEN 4/0
3521269E |  | 32781.2 | 367 | 0025 | CONDUCTOR, ALUMINUM, 4/0 AND GREATER
3521269E |  | 2980.11 | 367 | 0100 | FAULT INDICATOR
3521269E |  | 2980.11 | 373 | 0025 | CONDUCTOR, ALUMINUM, UNDERGROUND
3521269E |  | 32781.2 | 373 | 1250 | LUMINAIRE, LED, 40W TO 150W
3521269E |  | 8940.33 | 373 | 1375 | CONDUIT
3521269E |  | 44701.62 | 373 | 1515 | STANDARD, METAL, 25' AND UNDER
3521424E | 292020.69 |  |  |  | DES-21-P018-SV-DES-MLFRD2101-M | DES-21-P018-SV-DES-MLFRD2101-MLFRD2103-DA-PWR | 2023-04-28
3521424E |  | 5840.41 | 364 | 0001 | SINGLE CROSSARM
3521424E |  | 17521.24 | 364 | 0335 | POLE, WOOD, 60'
3521424E |  | 2920.2 | 365 | 0010 | CONDUCTOR, ALUMINUM, LESS THAN 4/0
3521424E |  | 26281.86 | 365 | 5635 | DIST AUTOMATION REPEATER OVERHEAD
3521424E |  | 11680.82 | 365 | 5645 | DIST AUTOMATION COMMUNICATION UNIT RF OH
3521424E |  | 55483.93 | 365 | 5650 | DIST AUTOMATION CONTROL OVERHEAD
3521424E |  | 26281.86 | 365 | 5660 | DIST AUTOMATION POWER SUPPLY UNIT OH
3521424E |  | 146010.37 | 365 | 6000 | DIST AUTOMATION SWITCH OVERHEAD
3521498E | 129488.93 |  |  |  | BEN/FTW - BOWIE HOUSE HOTEL & | BEN/FTW - BOWIE HOUSE HOTEL & TOWNHOMES - 3736 CAMP BOWIE/PW | 2023-03-31
3521498E |  | 1294.88 | 364 | 0001 | SINGLE CROSSARM
3521498E |  | 5179.54 | 364 | 0280 | POLE, WOOD, 45'
3521498E |  | 1294.88 | 365 | 0010 | CONDUCTOR, ALUMINUM, LESS THAN 4/0
3521498E |  | 1294.88 | 366 | 1010 | CONDUIT
3521498E |  | 45321.12 | 367 | 0020 | CONDUCTOR, ALUMINUM, LESS THEN 4/0
3521498E |  | 75103.63 | 367 | 5190 | SWITCHGEAR, PADMOUNT, 25KV
3521878E | 380981.94 |  |  |  | PAL: 2021NPAL101, ELKHART SUB, | PAL: 2021NPAL101, ELKHART SUB, P2 S4-18, SCF | 2022-12-31
3521878E |  | 19049.07 | 364 | 0001 | SINGLE CROSSARM
3521878E |  | 3809.79 | 364 | 0002 | DOUBLE CROSSARMS
3521878E |  | 3809.79 | 364 | 0260 | POLE, WOOD, 40'
3521878E |  | 30478.52 | 364 | 0280 | POLE, WOOD, 45'
3521878E |  | 3809.79 | 364 | 0300 | POLE, WOOD, 50'
3521878E |  | 3809.79 | 364 | 0320 | POLE, WOOD, 55'
3521878E |  | 3809.79 | 365 | 0010 | CONDUCTOR, ALUMINUM, LESS THAN 4/0
3521878E |  | 53337.43 | 365 | 0020 | CONDUCTOR, ALUMINUM, 4/0 AND GREATER
3521878E |  | 11429.43 | 365 | 5650 | DIST AUTOMATION CONTROL OVERHEAD
3521878E |  | 19049.07 | 365 | 6010 | AIRBREAK SWITCH, WITH OR WITHOUT OPERATOR
3521878E |  | 152393.14 | 365 | 6015 | RECLOSER,SINGLE PHASE,13.2KV AND UNDER,0-3000 AMP
3521878E |  | 68576.73 | 365 | 6030 | RECLOSER,2 OR 3 PHASE,OVER 13.2KV,0-3000 AMP
3521878E |  | 7619.6 | 367 | 0025 | CONDUCTOR, ALUMINUM, 4/0 AND GREATER
3522311E | 110938.34 |  |  |  | DES/DSW - SINGLETON VILLAS PH | DES/DSW - SINGLETON VILLAS PH 2 EAST AND WEST - DALLAS - SH | 2023-02-01
3522311E |  | 36609.65 | 366 | 1010 | CONDUIT
3522311E |  | 22187.67 | 366 | 1150 | SECONDARY BOX
3522311E |  | 7765.69 | 366 | 1400 | PADS OR FOUNDATIONS, SMALL, LESS THAN 50 SQ FT
3522311E |  | 28843.97 | 367 | 0020 | CONDUCTOR, ALUMINUM, LESS THEN 4/0
3522311E |  | 13312.6 | 367 | 0025 | CONDUCTOR, ALUMINUM, 4/0 AND GREATER
3522311E |  | 2218.76 | 367 | 0100 | FAULT INDICATOR
3522587E | 250207.37 |  |  |  | HEB-21-P034-RN-HEB-HURST1861-E | HEB-21-P034-RN-HEB-HURST1861-EULSO9131-DA-PWR | 2023-03-07
3522587E |  | 2502.05 | 364 | 0001 | SINGLE CROSSARM
3522587E |  | 5004.12 | 364 | 0335 | POLE, WOOD, 60'
3522587E |  | 12510.35 | 365 | 5645 | DIST AUTOMATION COMMUNICATION UNIT RF OH
3522587E |  | 57547.68 | 365 | 5650 | DIST AUTOMATION CONTROL OVERHEAD
3522587E |  | 25020.72 | 365 | 5660 | DIST AUTOMATION POWER SUPPLY UNIT OH
3522587E |  | 147622.45 | 365 | 6000 | DIST AUTOMATION SWITCH OVERHEAD
3522596E | 182842.55 |  |  |  | KRT/RRK-HIGHWAY 29 EAST AIRPAR | KRT/RRK-HIGHWAY 29 EAST AIRPARK/CV | 2023-02-23
3522596E |  | 1828.42 | 364 | 0260 | POLE, WOOD, 40'
3522596E |  | 67651.73 | 366 | 1010 | CONDUIT
3522596E |  | 7313.7 | 366 | 1150 | SECONDARY BOX
3522596E |  | 3656.85 | 366 | 1200 | MANHOLE, 0-100 CU FT
3522596E |  | 10970.55 | 366 | 1400 | PADS OR FOUNDATIONS, SMALL, LESS THAN 50 SQ FT
3522596E |  | 73137.05 | 367 | 0020 | CONDUCTOR, ALUMINUM, LESS THEN 4/0
3522596E |  | 14627.4 | 367 | 0025 | CONDUCTOR, ALUMINUM, 4/0 AND GREATER
3522596E |  | 3656.85 | 367 | 0100 | FAULT INDICATOR
3522854E | 137796.72 |  |  |  | DES/DSW - LANCASTER APARTMENTS | DES/DSW - LANCASTER APARTMENTS - DALLAS - SH | 2023-06-20
3522854E |  | 2755.93 | 364 | 0280 | POLE, WOOD, 45'
3522854E |  | 38583.08 | 366 | 1010 | CONDUIT
3522854E |  | 16535.6 | 366 | 1400 | PADS OR FOUNDATIONS, SMALL, LESS THAN 50 SQ FT
3522854E |  | 52362.78 | 367 | 0020 | CONDUCTOR, ALUMINUM, LESS THEN 4/0
3522854E |  | 5511.86 | 367 | 0100 | FAULT INDICATOR
3522854E |  | 22047.47 | 369 | 1200 | SERVICE, UNDERGROUND, GREATER THAN 4/0, SINGLE PH
3523236E | 450289.72 |  |  |  | 2021MMCK007 | 2021MMCK007 P2S6S7S8 | 2023-06-06
3523236E |  | 36023.17 | 364 | 0001 | SINGLE CROSSARM
3523236E |  | 9005.79 | 364 | 0280 | POLE, WOOD, 45'
3523236E |  | 76549.25 | 364 | 0335 | POLE, WOOD, 60'
3523236E |  | 180115.91 | 364 | 0375 | POLE, OTHER, 70'
3523236E |  | 112572.43 | 365 | 0020 | CONDUCTOR, ALUMINUM, 4/0 AND GREATER
3523236E |  | 31520.28 | 365 | 6010 | AIRBREAK SWITCH, WITH OR WITHOUT OPERATOR
3523236E |  | 4502.89 | 367 | 0020 | CONDUCTOR, ALUMINUM, LESS THEN 4/0
3523378E | 746001.83 |  |  |  | KRT/KIL-MESA VERDE ESTATES/CV | KRT/KIL-MESA VERDE ESTATES/DM | 2023-03-01
3523378E |  | 7460.02 | 364 | 0001 | SINGLE CROSSARM
3523378E |  | 7460.02 | 364 | 0260 | POLE, WOOD, 40'
3523378E |  | 7460.02 | 365 | 0010 | CONDUCTOR, ALUMINUM, LESS THAN 4/0
3523378E |  | 186500.45 | 366 | 1010 | CONDUIT
3523378E |  | 59680.14 | 366 | 1150 | SECONDARY BOX
3523378E |  | 22380.06 | 366 | 1400 | PADS OR FOUNDATIONS, SMALL, LESS THAN 50 SQ FT
3523378E |  | 193960.47 | 367 | 0020 | CONDUCTOR, ALUMINUM, LESS THEN 4/0
3523378E |  | 126820.31 | 367 | 0025 | CONDUCTOR, ALUMINUM, 4/0 AND GREATER
3523378E |  | 14920.03 | 367 | 0100 | FAULT INDICATOR
3523378E |  | 7460.02 | 373 | 0025 | CONDUCTOR, ALUMINUM, UNDERGROUND
3523378E |  | 22380.06 | 373 | 1250 | LUMINAIRE, LED, 40W TO 150W
3523378E |  | 22380.06 | 373 | 1375 | CONDUIT
3523378E |  | 67140.17 | 373 | 1515 | STANDARD, METAL, 25' AND UNDER
3523784E | 110743.02 |  |  |  | WAC: MMP_WCOLO1319-2020FDRMAIN | WAC: MMP_WCOLO1319-2020FDRMAINT | 2023-05-02
3523784E |  | 55371.52 | 364 | 0001 | SINGLE CROSSARM
3523784E |  | 36545.19 | 364 | 0280 | POLE, WOOD, 45'
3523784E |  | 17718.88 | 364 | 0300 | POLE, WOOD, 50'
3523784E |  | 1107.43 | 366 | 1150 | SECONDARY BOX
3523834E | 169631.28 |  |  |  | TER FM-2514 WIDENING PHASE I | TER FM-2514 WIDENING PHASE I | 2023-03-23
3523834E |  | 16963.14 | 364 | 0001 | SINGLE CROSSARM
3523834E |  | 45800.45 | 364 | 0280 | POLE, WOOD, 45'
3523834E |  | 49193.08 | 364 | 0300 | POLE, WOOD, 50'
3523834E |  | 52585.64 | 365 | 0010 | CONDUCTOR, ALUMINUM, LESS THAN 4/0
3523834E |  | 1696.33 | 369 | 1100 | SERVICE, UNDERGROUND, 4/0 AND LESS, SINGLE PHASE
3523834E |  | 3392.64 | 373 | 0020 | CONDUCTOR, ALUMINUM, OVERHEAD
3524089E | 159898.99 |  |  |  | DNE/ALEXAN ROSS III-DALLAS/CR | DNE/ALEXAN ROSS III-DALLAS/CR | 2023-04-19
3524089E |  | 3197.98 | 364 | 0001 | SINGLE CROSSARM
3524089E |  | 6395.96 | 364 | 0260 | POLE, WOOD, 40'
3524089E |  | 11192.94 | 364 | 0300 | POLE, WOOD, 50'
3524089E |  | 1598.99 | 365 | 0010 | CONDUCTOR, ALUMINUM, LESS THAN 4/0
3524089E |  | 19187.88 | 366 | 1010 | CONDUIT
3524089E |  | 23984.86 | 366 | 1400 | PADS OR FOUNDATIONS, SMALL, LESS THAN 50 SQ FT
3524089E |  | 4796.97 | 366 | 1405 | PADS OR FOUNDATIONS, CONCRETE, 50 - 100 SQ FT
3524089E |  | 31979.8 | 367 | 0020 | CONDUCTOR, ALUMINUM, LESS THEN 4/0
3524089E |  | 7994.95 | 367 | 0100 | FAULT INDICATOR
3524089E |  | 49568.66 | 369 | 1200 | SERVICE, UNDERGROUND, GREATER THAN 4/0, SINGLE PH
3524815E | 867109.82 |  |  |  | 2021 MTER012 P2 BUFFALO CREEK | 2021 MTER012 P2 BUFFALO CREEK SUB-1 C | 2023-04-14
3524815E |  | 112724.27 | 364 | 0001 | SINGLE CROSSARM
3524815E |  | 242790.74 | 364 | 0300 | POLE, WOOD, 50'
3524815E |  | 26013.28 | 364 | 0320 | POLE, WOOD, 55'
3524815E |  | 34684.38 | 364 | 0335 | POLE, WOOD, 60'
3524815E |  | 52026.58 | 364 | 0350 | POLE, WOOD, 65'
3524815E |  | 8671.09 | 365 | 0010 | CONDUCTOR, ALUMINUM, LESS THAN 4/0
3524815E |  | 312159.63 | 365 | 0020 | CONDUCTOR, ALUMINUM, 4/0 AND GREATER
3524815E |  | 8671.09 | 366 | 1010 | CONDUIT
3524815E |  | 8671.09 | 367 | 0020 | CONDUCTOR, ALUMINUM, LESS THEN 4/0
3524815E |  | 52026.58 | 367 | 0025 | CONDUCTOR, ALUMINUM, 4/0 AND GREATER
3524815E |  | 8671.09 | 367 | 0100 | FAULT INDICATOR
3525315E | 337885.68 |  |  |  | KRT/HARK-THE VILLAGE AT NOLAN | KRT/HARK-THE VILLAGE AT NOLAN HEIGHTS/CV | 2023-04-12
3525315E |  | 121638.98 | 366 | 1010 | CONDUIT
3525315E |  | 33788.55 | 366 | 1150 | SECONDARY BOX
3525315E |  | 16894.27 | 366 | 1400 | PADS OR FOUNDATIONS, SMALL, LESS THAN 50 SQ FT
3525315E |  | 67577.13 | 367 | 0020 | CONDUCTOR, ALUMINUM, LESS THEN 4/0
3525315E |  | 64198.26 | 367 | 0025 | CONDUCTOR, ALUMINUM, 4/0 AND GREATER
3525315E |  | 3378.84 | 367 | 0100 | FAULT INDICATOR
3525315E |  | 3378.84 | 373 | 0025 | CONDUCTOR, ALUMINUM, UNDERGROUND
3525315E |  | 3378.84 | 373 | 1250 | LUMINAIRE, LED, 40W TO 150W
3525315E |  | 6757.7 | 373 | 1375 | CONDUIT
3525315E |  | 16894.27 | 373 | 1520 | STANDARD, METAL, ABOVE 25'
3525832E | 664268.84 |  |  |  | WAX:VENUS-PATRIOT ESTATES PHAS | WAX:VENUS-PATRIOT ESTATES PHASE 9/GS | 2022-11-29
3525832E |  | 205923.42 | 366 | 1010 | CONDUIT
3525832E |  | 79712.25 | 366 | 1150 | SECONDARY BOX
3525832E |  | 6642.68 | 366 | 1200 | MANHOLE, 0-100 CU FT
3525832E |  | 26570.75 | 366 | 1400 | PADS OR FOUNDATIONS, SMALL, LESS THAN 50 SQ FT
3525832E |  | 139496.45 | 367 | 0020 | CONDUCTOR, ALUMINUM, LESS THEN 4/0
3525832E |  | 112925.7 | 367 | 0025 | CONDUCTOR, ALUMINUM, 4/0 AND GREATER
3525832E |  | 6642.68 | 367 | 0100 | FAULT INDICATOR
3525832E |  | 6642.68 | 373 | 0025 | CONDUCTOR, ALUMINUM, UNDERGROUND
3525832E |  | 33213.43 | 373 | 1250 | LUMINAIRE, LED, 40W TO 150W
3525832E |  | 13285.37 | 373 | 1375 | CONDUIT
3525832E |  | 33213.43 | 373 | 1625 | STANDARD, OTHER, 25' AND UNDER
3526087E | 453683.59 |  |  |  | KRT/TEM-ATASCOSA ESTATES/LA | KRT/TEM-ATASCOSA ESTATES/LA | 2023-03-31
3526087E |  | 4536.84 | 364 | 0260 | POLE, WOOD, 40'
3526087E |  | 127031.4 | 366 | 1010 | CONDUIT
3526087E |  | 27221.01 | 366 | 1150 | SECONDARY BOX
3526087E |  | 4536.84 | 366 | 1200 | MANHOLE, 0-100 CU FT
3526087E |  | 31757.85 | 366 | 1400 | PADS OR FOUNDATIONS, SMALL, LESS THAN 50 SQ FT
3526087E |  | 131568.27 | 367 | 0020 | CONDUCTOR, ALUMINUM, LESS THEN 4/0
3526087E |  | 58978.87 | 367 | 0025 | CONDUCTOR, ALUMINUM, 4/0 AND GREATER
3526087E |  | 9073.67 | 367 | 0100 | FAULT INDICATOR
3526087E |  | 4536.84 | 373 | 0025 | CONDUCTOR, ALUMINUM, UNDERGROUND
3526087E |  | 9073.67 | 373 | 1200 | LUMINAIRE, OTHER, 100W
3526087E |  | 4536.84 | 373 | 1375 | CONDUIT
3526087E |  | 40831.49 | 373 | 1515 | STANDARD, METAL, 25' AND UNDER
3526118E | 538091.59 |  |  |  | DEC/BYD - SPRINGHILL SOUTH PHA | DEC/BYD - SPRINGHILL SOUTH PHASE 1- CEMETERY ROAD/MW | 2023-05-24
3526118E |  | 5380.91 | 364 | 0001 | SINGLE CROSSARM
3526118E |  | 5380.91 | 364 | 0260 | POLE, WOOD, 40'
3526118E |  | 5380.91 | 364 | 0300 | POLE, WOOD, 50'
3526118E |  | 107618.39 | 366 | 1010 | CONDUIT
3526118E |  | 43047.32 | 366 | 1150 | SECONDARY BOX
3526118E |  | 5380.91 | 366 | 1200 | MANHOLE, 0-100 CU FT
3526118E |  | 26904.57 | 366 | 1400 | PADS OR FOUNDATIONS, SMALL, LESS THAN 50 SQ FT
3526118E |  | 102237.4 | 367 | 0020 | CONDUCTOR, ALUMINUM, LESS THEN 4/0
3526118E |  | 48428.24 | 367 | 0025 | CONDUCTOR, ALUMINUM, 4/0 AND GREATER
3526118E |  | 10761.83 | 367 | 0100 | FAULT INDICATOR
3526118E |  | 5380.91 | 373 | 0025 | CONDUCTOR, ALUMINUM, UNDERGROUND
3526118E |  | 53809.15 | 373 | 1250 | LUMINAIRE, LED, 40W TO 150W
3526118E |  | 16142.74 | 373 | 1375 | CONDUIT
3526118E |  | 102237.4 | 373 | 1625 | STANDARD, OTHER, 25' AND UNDER
3526893E | 117649.41 |  |  |  | TYR-2021NTYL102DA-P3-S14,15,17 | TYR-2021NTYL102DA-P3-S14,15,17-N GREENBRIAR RD-NORTH | 2022-08-01
3526893E |  | 7058.96 | 364 | 0001 | SINGLE CROSSARM
3526893E |  | 1176.5 | 364 | 0260 | POLE, WOOD, 40'
3526893E |  | 25882.87 | 364 | 0280 | POLE, WOOD, 45'
3526893E |  | 15294.41 | 364 | 0300 | POLE, WOOD, 50'
3526893E |  | 1176.5 | 365 | 0010 | CONDUCTOR, ALUMINUM, LESS THAN 4/0
3526893E |  | 45883.25 | 365 | 0020 | CONDUCTOR, ALUMINUM, 4/0 AND GREATER
3526893E |  | 1176.5 | 365 | 1000 | FAULT INDICATOR
3526893E |  | 5882.47 | 365 | 6010 | AIRBREAK SWITCH, WITH OR WITHOUT OPERATOR
3526893E |  | 1176.5 | 366 | 1010 | CONDUIT
3526893E |  | 1176.5 | 366 | 1150 | SECONDARY BOX
3526893E |  | 1176.5 | 366 | 1200 | MANHOLE, 0-100 CU FT
3526893E |  | 1176.5 | 367 | 0020 | CONDUCTOR, ALUMINUM, LESS THEN 4/0
3526893E |  | 8235.45 | 367 | 0025 | CONDUCTOR, ALUMINUM, 4/0 AND GREATER
3526893E |  | 1176.5 | 367 | 0100 | FAULT INDICATOR
3527485E | 136915.12 |  |  |  | BEN VANTAGE AT BURLESON GS | BEN VANTAGE AT BURLESON GS | 2023-05-30
3527485E |  | 41074.53 | 366 | 1010 | CONDUIT
3527485E |  | 16429.81 | 366 | 1400 | PADS OR FOUNDATIONS, SMALL, LESS THAN 50 SQ FT
3527485E |  | 50658.62 | 367 | 0020 | CONDUCTOR, ALUMINUM, LESS THEN 4/0
3527485E |  | 5476.6 | 367 | 0100 | FAULT INDICATOR
3527485E |  | 1369.15 | 369 | 1100 | SERVICE, UNDERGROUND, 4/0 AND LESS, SINGLE PHASE
3527485E |  | 21906.41 | 369 | 1200 | SERVICE, UNDERGROUND, GREATER THAN 4/0, SINGLE PH
3528147E | 225915.62 |  |  |  | FWN/FWN-WATERSBEND PHASE 3A/TD | FWN/FWN-WATERSBEND PHASE 3A/TD | 2023-05-24
3528147E |  | 72293.03 | 366 | 1010 | CONDUIT
3528147E |  | 31628.18 | 366 | 1150 | SECONDARY BOX
3528147E |  | 18073.24 | 366 | 1400 | PADS OR FOUNDATIONS, SMALL, LESS THAN 50 SQ FT
3528147E |  | 58738.06 | 367 | 0020 | CONDUCTOR, ALUMINUM, LESS THEN 4/0
3528147E |  | 38405.65 | 367 | 0025 | CONDUCTOR, ALUMINUM, 4/0 AND GREATER
3528147E |  | 6777.46 | 367 | 0100 | FAULT INDICATOR
3528234E | 239102.74 |  |  |  | FWN/FWN-WATERSBEND PHASE 3B/TD | FWN/FWN-WATERSBEND PHASE 3B/TD | 2023-06-16
3528234E |  | 71730.82 | 366 | 1010 | CONDUIT
3528234E |  | 33474.38 | 366 | 1150 | SECONDARY BOX
3528234E |  | 19128.21 | 366 | 1400 | PADS OR FOUNDATIONS, SMALL, LESS THAN 50 SQ FT
3528234E |  | 74121.87 | 367 | 0020 | CONDUCTOR, ALUMINUM, LESS THEN 4/0
3528234E |  | 35865.41 | 367 | 0025 | CONDUCTOR, ALUMINUM, 4/0 AND GREATER
3528234E |  | 4782.05 | 367 | 0100 | FAULT INDICATOR
3528307E | 568444.9 |  |  |  | FWN/FTW - RETREAT AT FOSSIL CR | FWN/FTW - RETREAT AT FOSSIL CREEK - WAGLEY ROBERTSON ROAD/TD | 2023-01-24
3528307E |  | 227377.99 | 366 | 1010 | CONDUIT
3528307E |  | 51160.04 | 366 | 1150 | SECONDARY BOX
3528307E |  | 11368.89 | 366 | 1200 | MANHOLE, 0-100 CU FT
3528307E |  | 45475.59 | 366 | 1400 | PADS OR FOUNDATIONS, SMALL, LESS THAN 50 SQ FT
3528307E |  | 159164.57 | 367 | 0020 | CONDUCTOR, ALUMINUM, LESS THEN 4/0
3528307E |  | 62528.93 | 367 | 0025 | CONDUCTOR, ALUMINUM, 4/0 AND GREATER
3528307E |  | 11368.89 | 367 | 0100 | FAULT INDICATOR
3528798E | 357824.45 |  |  |  | FBR INST NEW ST LTS LOS COLINA | FBR INST NEW ST LTS LOS COLINAS BLVD ADH | 2023-01-18
3528798E |  | 25047.7 | 367 | 0020 | CONDUCTOR, ALUMINUM, LESS THEN 4/0
3528798E |  | 161021 | 373 | 1250 | LUMINAIRE, LED, 40W TO 150W
3528798E |  | 171755.75 | 373 | 1515 | STANDARD, METAL, 25' AND UNDER
3528825E | 155613.13 |  |  |  | MCK/FSO - URBAN LIVING 3 - FRI | MCK/MCK - URBAN LIVING 3 - FRISCO - MA | 2023-05-24
3528825E |  | 52908.46 | 366 | 1010 | CONDUIT
3528825E |  | 12449.04 | 366 | 1100 | PRIMARY BOX
3528825E |  | 4668.38 | 366 | 1405 | PADS OR FOUNDATIONS, CONCRETE, 50 - 100 SQ FT
3528825E |  | 18673.57 | 366 | 1410 | PADS OR FOUNDATIONS, MEDIUM, 50-100 SQ FT
3528825E |  | 62245.3 | 367 | 0020 | CONDUCTOR, ALUMINUM, LESS THEN 4/0
3528825E |  | 4668.38 | 367 | 0100 | FAULT INDICATOR
3529104E | 202913.6 |  |  |  | KRT/TEM-VILLAGE ON PEPPER CREE | KRT/TEM-VILLAGE ON PEPPER CREEK/LA | 2023-03-31
3529104E |  | 6087.41 | 364 | 0001 | SINGLE CROSSARM
3529104E |  | 4058.28 | 364 | 0300 | POLE, WOOD, 50'
3529104E |  | 6087.41 | 364 | 0320 | POLE, WOOD, 55'
3529104E |  | 58844.95 | 366 | 1010 | CONDUIT
3529104E |  | 8116.55 | 366 | 1200 | MANHOLE, 0-100 CU FT
3529104E |  | 28407.91 | 366 | 1400 | PADS OR FOUNDATIONS, SMALL, LESS THAN 50 SQ FT
3529104E |  | 75077.99 | 367 | 0020 | CONDUCTOR, ALUMINUM, LESS THEN 4/0
3529104E |  | 8116.55 | 367 | 0100 | FAULT INDICATOR
3529104E |  | 8116.55 | 369 | 1200 | SERVICE, UNDERGROUND, GREATER THAN 4/0, SINGLE PH
3529118E | 386754.18 |  |  |  | DES/REDOAK/CRYSTAL LAKE/RLH | DES/REDOAK/CRYSTAL LAKE/RLH | 2023-03-31
3529118E |  | 88953.46 | 366 | 1010 | CONDUIT
3529118E |  | 19337.71 | 366 | 1150 | SECONDARY BOX
3529118E |  | 7735.08 | 366 | 1200 | MANHOLE, 0-100 CU FT
3529118E |  | 19337.71 | 366 | 1410 | PADS OR FOUNDATIONS, MEDIUM, 50-100 SQ FT
3529118E |  | 92821 | 367 | 0020 | CONDUCTOR, ALUMINUM, LESS THEN 4/0
3529118E |  | 54145.59 | 367 | 0025 | CONDUCTOR, ALUMINUM, 4/0 AND GREATER
3529118E |  | 7735.08 | 367 | 0100 | FAULT INDICATOR
3529118E |  | 7735.08 | 373 | 0025 | CONDUCTOR, ALUMINUM, UNDERGROUND
3529118E |  | 30940.33 | 373 | 1250 | LUMINAIRE, LED, 40W TO 150W
3529118E |  | 27072.79 | 373 | 1375 | CONDUIT
3529118E |  | 30940.35 | 373 | 1625 | STANDARD, OTHER, 25' AND UNDER
3529573E | 196266.31 |  |  |  | KRT KIL TANK DESTROYER LA | KRT KIL TANK DESTROYER LA | 2023-03-31
3529573E |  | 3925.32 | 364 | 0001 | SINGLE CROSSARM
3529573E |  | 7850.65 | 364 | 0260 | POLE, WOOD, 40'
3529573E |  | 66730.54 | 366 | 1010 | CONDUIT
3529573E |  | 21589.29 | 366 | 1400 | PADS OR FOUNDATIONS, SMALL, LESS THAN 50 SQ FT
3529573E |  | 84394.53 | 367 | 0020 | CONDUCTOR, ALUMINUM, LESS THEN 4/0
3529573E |  | 5887.99 | 367 | 0100 | FAULT INDICATOR
3529573E |  | 5887.99 | 369 | 1200 | SERVICE, UNDERGROUND, GREATER THAN 4/0, SINGLE PH
3529669E | 210403.34 |  |  |  | DES DES KENTSDALE FARM PH 4 DE | DES DES KENTSDALE FARM PH 4 DESOTO DT | 2023-05-23
3529669E |  | 2104.03 | 364 | 0001 | SINGLE CROSSARM
3529669E |  | 4208.06 | 364 | 0260 | POLE, WOOD, 40'
3529669E |  | 67329.12 | 366 | 1010 | CONDUIT
3529669E |  | 16832.26 | 366 | 1150 | SECONDARY BOX
3529669E |  | 10520.16 | 366 | 1400 | PADS OR FOUNDATIONS, SMALL, LESS THAN 50 SQ FT
3529669E |  | 44184.7 | 367 | 0020 | CONDUCTOR, ALUMINUM, LESS THEN 4/0
3529669E |  | 35768.56 | 367 | 0025 | CONDUCTOR, ALUMINUM, 4/0 AND GREATER
3529669E |  | 2104.03 | 367 | 0100 | FAULT INDICATOR
3529669E |  | 4208.06 | 373 | 1200 | LUMINAIRE, OTHER, 100W
3529669E |  | 10520.16 | 373 | 1375 | CONDUIT
3529669E |  | 12624.2 | 373 | 1625 | STANDARD, OTHER, 25' AND UNDER
3530022E | 183777.4 |  |  |  | DFW TERM D SOUTH TAP INNO SWGR | DFW TERM D SOUTH TAP INNO SWGR543/973 FDR DFWNW2403 | 2023-03-31
3530022E |  | 132319.74 | 367 | 5200 | SWITCHGEAR, PADMOUNT, 25KV, AUTOMATED
3530022E |  | 51457.66 | 367 | 5650 | DIST AUTOMATION CONTROL UNDERGROUND
3530307E | 120704.83 |  |  |  | ARL- MANSFIELD DAY MIAR RD REL | ARL- MANSFIELD DAY MIAR RD RELOCATE | 2022-11-02
3530307E |  | 6035.23 | 364 | 0001 | SINGLE CROSSARM
3530307E |  | 3621.14 | 364 | 0260 | POLE, WOOD, 40'
3530307E |  | 4828.19 | 364 | 0280 | POLE, WOOD, 45'
3530307E |  | 7242.28 | 364 | 0300 | POLE, WOOD, 50'
3530307E |  | 36211.51 | 364 | 0320 | POLE, WOOD, 55'
3530307E |  | 2414.1 | 364 | 0335 | POLE, WOOD, 60'
3530307E |  | 4828.19 | 365 | 0010 | CONDUCTOR, ALUMINUM, LESS THAN 4/0
3530307E |  | 21726.86 | 365 | 0020 | CONDUCTOR, ALUMINUM, 4/0 AND GREATER
3530307E |  | 2414.1 | 366 | 1010 | CONDUIT
3530307E |  | 16898.66 | 367 | 0020 | CONDUCTOR, ALUMINUM, LESS THEN 4/0
3530307E |  | 10863.43 | 367 | 0025 | CONDUCTOR, ALUMINUM, 4/0 AND GREATER
3530307E |  | 3621.14 | 373 | 0020 | CONDUCTOR, ALUMINUM, OVERHEAD
3530851E | 269715.25 |  |  |  | LDL/FMD - LAKESIDE VILLAGE PHS | LDL/FMD - LAKESIDE VILLAGE PHS 1 AND 2 | 2023-05-03
3530851E |  | 86308.88 | 366 | 1010 | CONDUIT
3530851E |  | 26971.52 | 366 | 1150 | SECONDARY BOX
3530851E |  | 13485.76 | 366 | 1400 | PADS OR FOUNDATIONS, SMALL, LESS THAN 50 SQ FT
3530851E |  | 10788.61 | 366 | 1410 | PADS OR FOUNDATIONS, MEDIUM, 50-100 SQ FT
3530851E |  | 94400.35 | 367 | 0020 | CONDUCTOR, ALUMINUM, LESS THEN 4/0
3530851E |  | 35062.98 | 367 | 0025 | CONDUCTOR, ALUMINUM, 4/0 AND GREATER
3530851E |  | 2697.15 | 367 | 0100 | FAULT INDICATOR
3531389E | 866016.38 |  |  |  | 2021MWAX002R03 - S8, S9, S10 | 2021MWAX002R01 - S7, S8 | 2023-04-24
3531389E |  | 8660.14 | 364 | 0001 | SINGLE CROSSARM
3531389E |  | 147222.77 | 364 | 0280 | POLE, WOOD, 45'
3531389E |  | 17320.31 | 364 | 0300 | POLE, WOOD, 50'
3531389E |  | 43300.8 | 364 | 0310 | POLE, CONCRETE, 50'
3531389E |  | 8660.14 | 364 | 0320 | POLE, WOOD, 55'
3531389E |  | 199183.75 | 364 | 0330 | POLE, CONCRETE, 55'
3531389E |  | 164543.09 | 364 | 0345 | POLE, OTHER, 60'
3531389E |  | 8660.14 | 365 | 0010 | CONDUCTOR, ALUMINUM, LESS THAN 4/0
3531389E |  | 225164.44 | 365 | 0020 | CONDUCTOR, ALUMINUM, 4/0 AND GREATER
3531389E |  | 43300.8 | 365 | 6010 | AIRBREAK SWITCH, WITH OR WITHOUT OPERATOR
3531682E | 732955.6 |  |  |  | FWN : OFF-SITE RETREAT AT FOSS | FWN : OFF-SITE RETREAT AT FOSSIL CREEK WAGLEY ROBERTSON UG | 2023-01-24
3531682E |  | 7329.54 | 364 | 0001 | SINGLE CROSSARM
3531682E |  | 7329.54 | 364 | 0260 | POLE, WOOD, 40'
3531682E |  | 7329.54 | 365 | 0010 | CONDUCTOR, ALUMINUM, LESS THAN 4/0
3531682E |  | 263864 | 366 | 1010 | CONDUIT
3531682E |  | 95284.21 | 366 | 1100 | PRIMARY BOX
3531682E |  | 7329.54 | 366 | 1410 | PADS OR FOUNDATIONS, MEDIUM, 50-100 SQ FT
3531682E |  | 271193.7 | 367 | 0025 | CONDUCTOR, ALUMINUM, 4/0 AND GREATER
3531682E |  | 7329.54 | 367 | 0100 | FAULT INDICATOR
3531682E |  | 65965.99 | 367 | 5190 | SWITCHGEAR, PADMOUNT, 25KV
3531772E | 107930.8 |  |  |  | LUFKIN HNTNG 1301 1307 GT300 N | LUFKIN HNTNG 1301 1307 GT300 | 2022-11-01
3531772E |  | 1079.31 | 364 | 0001 | SINGLE CROSSARM
3531772E |  | 21586.16 | 364 | 0300 | POLE, WOOD, 50'
3531772E |  | 41013.7 | 364 | 0330 | POLE, CONCRETE, 55'
3531772E |  | 9713.77 | 365 | 0010 | CONDUCTOR, ALUMINUM, LESS THAN 4/0
3531772E |  | 34537.86 | 365 | 0020 | CONDUCTOR, ALUMINUM, 4/0 AND GREATER
3532813E | 710623.74 |  |  |  | MSQ/MONTERRA-FATE/ED | MSQ/MONTERRA-FATE/ED | 2023-06-14
3532813E |  | 229886.83 | 366 | 1010 | CONDUIT
3532813E |  | 10090.85 | 366 | 1100 | PRIMARY BOX
3532813E |  | 45906.29 | 366 | 1150 | SECONDARY BOX
3532813E |  | 2416.12 | 366 | 1200 | MANHOLE, 0-100 CU FT
3532813E |  | 40292.36 | 366 | 1400 | PADS OR FOUNDATIONS, SMALL, LESS THAN 50 SQ FT
3532813E |  | 179290.36 | 367 | 0020 | CONDUCTOR, ALUMINUM, LESS THEN 4/0
3532813E |  | 87335.65 | 367 | 0025 | CONDUCTOR, ALUMINUM, 4/0 AND GREATER
3532813E |  | 28211.76 | 367 | 0100 | FAULT INDICATOR
3532813E |  | 5116.49 | 373 | 0025 | CONDUCTOR, ALUMINUM, UNDERGROUND
3532813E |  | 45266.73 | 373 | 1250 | LUMINAIRE, LED, 40W TO 150W
3532813E |  | 10730.41 | 373 | 1375 | CONDUIT
3532813E |  | 26079.89 | 373 | 1625 | STANDARD, OTHER, 25' AND UNDER
3532814E | 360276.23 |  |  |  | JKV/THE RANCH ON RHONES QUARTE | JKV/THE RANCH ON RHONES QUARTER-WHITEHOUSE/TM | 2022-11-28
3532814E |  | 3602.76 | 364 | 0001 | SINGLE CROSSARM
3532814E |  | 10808.28 | 364 | 0260 | POLE, WOOD, 40'
3532814E |  | 115288.43 | 366 | 1010 | CONDUIT
3532814E |  | 25219.33 | 366 | 1150 | SECONDARY BOX
3532814E |  | 32424.86 | 366 | 1400 | PADS OR FOUNDATIONS, SMALL, LESS THAN 50 SQ FT
3532814E |  | 75658 | 367 | 0020 | CONDUCTOR, ALUMINUM, LESS THEN 4/0
3532814E |  | 32424.86 | 367 | 0025 | CONDUCTOR, ALUMINUM, 4/0 AND GREATER
3532814E |  | 10808.28 | 367 | 0100 | FAULT INDICATOR
3532814E |  | 54041.43 | 369 | 1100 | SERVICE, UNDERGROUND, 4/0 AND LESS, SINGLE PHASE
3533330E | 226861.59 |  |  |  | DES/DSW - TRINITY WEST DEVELOP | DES/DSW - TRINITY WEST DEVELOPMENT - SJH | 2023-05-11
3533330E |  | 15880.3 | 364 | 0001 | SINGLE CROSSARM
3533330E |  | 27223.38 | 364 | 0280 | POLE, WOOD, 45'
3533330E |  | 38566.46 | 365 | 0020 | CONDUCTOR, ALUMINUM, 4/0 AND GREATER
3533330E |  | 34029.22 | 367 | 0020 | CONDUCTOR, ALUMINUM, LESS THEN 4/0
3533330E |  | 40835.07 | 367 | 0025 | CONDUCTOR, ALUMINUM, 4/0 AND GREATER
3533330E |  | 2268.6 | 367 | 0100 | FAULT INDICATOR
3533330E |  | 68058.56 | 367 | 5190 | SWITCHGEAR, PADMOUNT, 25KV
3533394E | 579123.03 |  |  |  | KRT/TEM WILLOW GROVE DH | KRT/TEM-WILLOW GROVE/LA | 2023-03-20
3533394E |  | 5791.22 | 364 | 0001 | SINGLE CROSSARM
3533394E |  | 5791.22 | 364 | 0280 | POLE, WOOD, 45'
3533394E |  | 173737 | 366 | 1010 | CONDUIT
3533394E |  | 52121.07 | 366 | 1150 | SECONDARY BOX
3533394E |  | 17373.68 | 366 | 1400 | PADS OR FOUNDATIONS, SMALL, LESS THAN 50 SQ FT
3533394E |  | 127407.06 | 367 | 0020 | CONDUCTOR, ALUMINUM, LESS THEN 4/0
3533394E |  | 52121.07 | 367 | 0025 | CONDUCTOR, ALUMINUM, 4/0 AND GREATER
3533394E |  | 5791.22 | 367 | 0100 | FAULT INDICATOR
3533394E |  | 5791.22 | 373 | 0025 | CONDUCTOR, ALUMINUM, UNDERGROUND
3533394E |  | 46329.84 | 373 | 1250 | LUMINAIRE, LED, 40W TO 150W
3533394E |  | 11582.45 | 373 | 1375 | CONDUIT
3533394E |  | 75285.98 | 373 | 1625 | STANDARD, OTHER, 25' AND UNDER
3533730E | 352657.44 |  |  |  | FWN: REGENT PARK PHASE 2 & 3 S | FWN: REGENT PARK PHASE 2 & 3 SUBDIVISION 51 LOTS:MW | 2023-04-04
3533730E |  | 3526.57 | 364 | 0001 | SINGLE CROSSARM
3533730E |  | 3526.57 | 364 | 0280 | POLE, WOOD, 45'
3533730E |  | 3526.57 | 365 | 0010 | CONDUCTOR, ALUMINUM, LESS THAN 4/0
3533730E |  | 112850.47 | 366 | 1010 | CONDUIT
3533730E |  | 7053.14 | 366 | 1150 | SECONDARY BOX
3533730E |  | 24686.01 | 366 | 1400 | PADS OR FOUNDATIONS, SMALL, LESS THAN 50 SQ FT
3533730E |  | 109323.8 | 367 | 0020 | CONDUCTOR, ALUMINUM, LESS THEN 4/0
3533730E |  | 14106.29 | 367 | 0025 | CONDUCTOR, ALUMINUM, 4/0 AND GREATER
3533730E |  | 7053.14 | 367 | 0100 | FAULT INDICATOR
3533730E |  | 3526.57 | 369 | 1300 | SERVICE, UNDERGROUND, 4/0 AND LESS,3 PHASES
3533730E |  | 7053.14 | 373 | 0025 | CONDUCTOR, ALUMINUM, UNDERGROUND
3533730E |  | 7053.14 | 373 | 1250 | LUMINAIRE, LED, 40W TO 150W
3533730E |  | 21159.44 | 373 | 1375 | CONDUIT
3533730E |  | 28212.59 | 373 | 1520 | STANDARD, METAL, ABOVE 25'
3534231E | 128688.63 |  |  |  | KIL: OFFSITE CLEAR CREEK ESTAT | KIL: OFFSITE CLEAR CREEK ESTATES SEC 3 PHASE 1 | 2023-05-27
3534231E |  | 16729.51 | 364 | 0001 | SINGLE CROSSARM
3534231E |  | 16729.51 | 364 | 0280 | POLE, WOOD, 45'
3534231E |  | 54049.26 | 365 | 0010 | CONDUCTOR, ALUMINUM, LESS THAN 4/0
3534231E |  | 41180.35 | 365 | 6015 | RECLOSER,SINGLE PHASE,13.2KV AND UNDER,0-3000 AMP
3534384E | 154254.64 |  |  |  | DES/GP/THE GIBSON APTS/RLH | DES/GP/THE GIBSON APTS/RLH | 2023-03-31
3534384E |  | 12340.37 | 364 | 0001 | SINGLE CROSSARM
3534384E |  | 27765.84 | 364 | 0280 | POLE, WOOD, 45'
3534384E |  | 12340.37 | 365 | 0010 | CONDUCTOR, ALUMINUM, LESS THAN 4/0
3534384E |  | 12340.37 | 366 | 1010 | CONDUIT
3534384E |  | 16968.01 | 366 | 1400 | PADS OR FOUNDATIONS, SMALL, LESS THAN 50 SQ FT
3534384E |  | 46276.38 | 367 | 0020 | CONDUCTOR, ALUMINUM, LESS THEN 4/0
3534384E |  | 3085.1 | 369 | 1100 | SERVICE, UNDERGROUND, 4/0 AND LESS, SINGLE PHASE
3534384E |  | 23138.2 | 369 | 1200 | SERVICE, UNDERGROUND, GREATER THAN 4/0, SINGLE PH
3535009E | 174420.57 |  |  |  | BEN/FTW - LENNAR AT RISINGER C | BEN/FTW - LENNAR AT RISINGER COURT - W RISINGER ROAD/RE | 2023-03-31
3535009E |  | 48837.79 | 366 | 1010 | CONDUIT
3535009E |  | 29651.49 | 366 | 1150 | SECONDARY BOX
3535009E |  | 19186.26 | 366 | 1400 | PADS OR FOUNDATIONS, SMALL, LESS THAN 50 SQ FT
3535009E |  | 41860.93 | 367 | 0020 | CONDUCTOR, ALUMINUM, LESS THEN 4/0
3535009E |  | 29651.49 | 367 | 0025 | CONDUCTOR, ALUMINUM, 4/0 AND GREATER
3535009E |  | 5232.61 | 367 | 0100 | FAULT INDICATOR
3535069E | 176376.16 |  |  |  | STN JUNCTION RESOURCES JENSON | STN: JUNCTION RESOURCES - JENSON 52 SWD 1 OFFSITE | 2023-04-03
3535069E |  | 19401.37 | 364 | 0001 | SINGLE CROSSARM
3535069E |  | 5291.28 | 364 | 0260 | POLE, WOOD, 40'
3535069E |  | 14110.09 | 364 | 0280 | POLE, WOOD, 45'
3535069E |  | 63495.41 | 364 | 0300 | POLE, WOOD, 50'
3535069E |  | 74078.01 | 365 | 0010 | CONDUCTOR, ALUMINUM, LESS THAN 4/0
3535404E | 145289.01 |  |  |  | MCK/MCK - COLINA CREEK PH 6 - | MCK/MCK - COLINA CREEK PH 6 - PRINCETON - CO | 2023-03-28
3535404E |  | 1205.89 | 364 | 0001 | SINGLE CROSSARM
3535404E |  | 2237.45 | 364 | 0260 | POLE, WOOD, 40'
3535404E |  | 2077.63 | 364 | 0280 | POLE, WOOD, 45'
3535404E |  | 58246.4 | 366 | 1010 | CONDUIT
3535404E |  | 5070.58 | 366 | 1150 | SECONDARY BOX
3535404E |  | 9603.6 | 366 | 1400 | PADS OR FOUNDATIONS, SMALL, LESS THAN 50 SQ FT
3535404E |  | 49979.41 | 367 | 0020 | CONDUCTOR, ALUMINUM, LESS THEN 4/0
3535404E |  | 10838.56 | 367 | 0025 | CONDUCTOR, ALUMINUM, 4/0 AND GREATER
3535404E |  | 6029.49 | 367 | 0100 | FAULT INDICATOR
3535704E | 543375.44 |  |  |  | MCK/MCK - TILLAGE FARMS PHASE | MCK/MCK - TILLAGE FARMS PHASE 1 - PRINCETON - CO | 2023-03-16
3535704E |  | 5433.75 | 364 | 0001 | SINGLE CROSSARM
3535704E |  | 5433.75 | 364 | 0280 | POLE, WOOD, 45'
3535704E |  | 103241.33 | 366 | 1010 | CONDUIT
3535704E |  | 54337.53 | 366 | 1150 | SECONDARY BOX
3535704E |  | 27168.76 | 366 | 1400 | PADS OR FOUNDATIONS, SMALL, LESS THAN 50 SQ FT
3535704E |  | 76072.55 | 367 | 0020 | CONDUCTOR, ALUMINUM, LESS THEN 4/0
3535704E |  | 76072.55 | 367 | 0025 | CONDUCTOR, ALUMINUM, 4/0 AND GREATER
3535704E |  | 10867.5 | 367 | 0100 | FAULT INDICATOR
3535704E |  | 5433.75 | 373 | 0025 | CONDUCTOR, ALUMINUM, UNDERGROUND
3535704E |  | 54337.53 | 373 | 1250 | LUMINAIRE, LED, 40W TO 150W
3535704E |  | 21735.01 | 373 | 1375 | CONDUIT
3535704E |  | 103241.43 | 373 | 1625 | STANDARD, OTHER, 25' AND UNDER
3535856E | 138886.23 |  |  |  | WAX:MID:1500 OFFSITE MIDLOTHIA | WAX:MID:1500 OFFSITE MIDLOTHIAN BUSINESS PARK.(NH) | 2023-05-11
3535856E |  | 26388.38 | 364 | 0001 | SINGLE CROSSARM
3535856E |  | 1388.85 | 364 | 0002 | DOUBLE CROSSARMS
3535856E |  | 9722.03 | 364 | 0280 | POLE, WOOD, 45'
3535856E |  | 101386.97 | 365 | 0020 | CONDUCTOR, ALUMINUM, 4/0 AND GREATER
3536171E | 677947.13 |  |  |  | TX-DOT ROAD WIDENING FM 549 BE | TX-DOT ROAD WIDENING FM 549 BETWEEN SH 276 & SH 205 | 2023-03-31
3536171E |  | 6779.46 | 364 | 0001 | SINGLE CROSSARM
3536171E |  | 20338.4 | 364 | 0300 | POLE, WOOD, 50'
3536171E |  | 101692.05 | 364 | 0320 | POLE, WOOD, 55'
3536171E |  | 33897.34 | 364 | 0335 | POLE, WOOD, 60'
3536171E |  | 6779.46 | 365 | 0010 | CONDUCTOR, ALUMINUM, LESS THAN 4/0
3536171E |  | 47456.28 | 365 | 0020 | CONDUCTOR, ALUMINUM, 4/0 AND GREATER
3536171E |  | 115251 | 366 | 1010 | CONDUIT
3536171E |  | 13558.93 | 366 | 1200 | MANHOLE, 0-100 CU FT
3536171E |  | 6779.46 | 367 | 0020 | CONDUCTOR, ALUMINUM, LESS THEN 4/0
3536171E |  | 305076.35 | 367 | 0025 | CONDUCTOR, ALUMINUM, 4/0 AND GREATER
3536171E |  | 20338.4 | 367 | 0100 | FAULT INDICATOR
3536489E | 832511.78 |  |  |  | TXDOT US 75 AND RIDGEVIEW DRIV | TXDOT US 75 AND RIDGEVIEW DRIVE IN ALLEN CED | 2023-03-31
3536489E |  | 24975.35 | 364 | 0001 | SINGLE CROSSARM
3536489E |  | 24975.35 | 364 | 0280 | POLE, WOOD, 45'
3536489E |  | 24975.35 | 364 | 0300 | POLE, WOOD, 50'
3536489E |  | 191477.71 | 364 | 0310 | POLE, CONCRETE, 50'
3536489E |  | 41625.58 | 364 | 0320 | POLE, WOOD, 55'
3536489E |  | 141526.99 | 364 | 0330 | POLE, CONCRETE, 55'
3536489E |  | 16650.23 | 364 | 0335 | POLE, WOOD, 60'
3536489E |  | 74926.06 | 364 | 0345 | POLE, OTHER, 60'
3536489E |  | 24975.35 | 365 | 0010 | CONDUCTOR, ALUMINUM, LESS THAN 4/0
3536489E |  | 208127.99 | 365 | 0020 | CONDUCTOR, ALUMINUM, 4/0 AND GREATER
3536489E |  | 8325.11 | 366 | 1010 | CONDUIT
3536489E |  | 24975.38 | 367 | 0025 | CONDUCTOR, ALUMINUM, 4/0 AND GREATER
3536489E |  | 8325.11 | 367 | 0100 | FAULT INDICATOR
3536489E |  | 8325.11 | 369 | 0100 | SERVICE, OVERHEAD, 4/0 AND LESS, SINGLE PHASE
3536489E |  | 8325.11 | 369 | 1100 | SERVICE, UNDERGROUND, 4/0 AND LESS, SINGLE PHASE
3536743E | 370970.83 |  |  |  | WAX: VICTRON TOWNHOMES: MW | WAX: VICTRON TOWNHOMES: MW | 2023-01-30
3536743E |  | 96452.57 | 366 | 1010 | CONDUIT
3536743E |  | 44516.48 | 366 | 1150 | SECONDARY BOX
3536743E |  | 18548.53 | 366 | 1400 | PADS OR FOUNDATIONS, SMALL, LESS THAN 50 SQ FT
3536743E |  | 85323.27 | 367 | 0020 | CONDUCTOR, ALUMINUM, LESS THEN 4/0
3536743E |  | 22258.23 | 367 | 0025 | CONDUCTOR, ALUMINUM, 4/0 AND GREATER
3536743E |  | 7419.4 | 367 | 0100 | FAULT INDICATOR
3536743E |  | 3709.7 | 373 | 0025 | CONDUCTOR, ALUMINUM, UNDERGROUND
3536743E |  | 40806.77 | 373 | 1250 | LUMINAIRE, LED, 40W TO 150W
3536743E |  | 11129.11 | 373 | 1375 | CONDUIT
3536743E |  | 40806.77 | 373 | 1515 | STANDARD, METAL, 25' AND UNDER
3536758E | 813666.46 |  |  |  | DES/DES - RIDGEPOINT - MIDLOTH | DES/DES - RIDGEPOINT - MIDLOTHIAN - MW | 2022-12-13
3536758E |  | 8136.64 | 364 | 0001 | SINGLE CROSSARM
3536758E |  | 8136.64 | 364 | 0280 | POLE, WOOD, 45'
3536758E |  | 146459.94 | 366 | 1010 | CONDUIT
3536758E |  | 65093.3 | 366 | 1150 | SECONDARY BOX
3536758E |  | 8136.64 | 366 | 1200 | MANHOLE, 0-100 CU FT
3536758E |  | 40683.3 | 366 | 1400 | PADS OR FOUNDATIONS, SMALL, LESS THAN 50 SQ FT
3536758E |  | 138323.28 | 367 | 0020 | CONDUCTOR, ALUMINUM, LESS THEN 4/0
3536758E |  | 113913.29 | 367 | 0025 | CONDUCTOR, ALUMINUM, 4/0 AND GREATER
3536758E |  | 8136.64 | 367 | 0100 | FAULT INDICATOR
3536758E |  | 8136.64 | 373 | 0025 | CONDUCTOR, ALUMINUM, UNDERGROUND
3536758E |  | 97639.96 | 373 | 1250 | LUMINAIRE, LED, 40W TO 150W
3536758E |  | 24409.98 | 373 | 1375 | CONDUIT
3536758E |  | 146460.21 | 373 | 1515 | STANDARD, METAL, 25' AND UNDER
3537031E | 296599.78 |  |  |  | KRT TEM STELLAR COMMUNITIES LA | KRT TEM STELLAR COMMUNITIES LA | 2023-03-31
3537031E |  | 2965.99 | 364 | 0001 | SINGLE CROSSARM
3537031E |  | 8897.99 | 364 | 0300 | POLE, WOOD, 50'
3537031E |  | 91945.93 | 366 | 1010 | CONDUIT
3537031E |  | 41523.96 | 366 | 1400 | PADS OR FOUNDATIONS, SMALL, LESS THAN 50 SQ FT
3537031E |  | 112707.95 | 367 | 0020 | CONDUCTOR, ALUMINUM, LESS THEN 4/0
3537031E |  | 14829.98 | 367 | 0100 | FAULT INDICATOR
3537031E |  | 23727.98 | 369 | 1200 | SERVICE, UNDERGROUND, GREATER THAN 4/0, SINGLE PH
3537423E | 337970.14 |  |  |  | MCK OFFSITE FOR WINCHESTER CRO | MCK OFFSITE FOR WINCHESTER CROSSING PH 8 PRINCETON TX | 2023-03-02
3537423E |  | 3379.69 | 364 | 0001 | SINGLE CROSSARM
3537423E |  | 6759.39 | 364 | 0300 | POLE, WOOD, 50'
3537423E |  | 3379.69 | 365 | 0010 | CONDUCTOR, ALUMINUM, LESS THAN 4/0
3537423E |  | 6759.39 | 365 | 0020 | CONDUCTOR, ALUMINUM, 4/0 AND GREATER
3537423E |  | 67594.02 | 366 | 1010 | CONDUIT
3537423E |  | 27037.6 | 366 | 1100 | PRIMARY BOX
3537423E |  | 6759.39 | 366 | 1410 | PADS OR FOUNDATIONS, MEDIUM, 50-100 SQ FT
3537423E |  | 138567.86 | 367 | 0025 | CONDUCTOR, ALUMINUM, 4/0 AND GREATER
3537423E |  | 3379.69 | 367 | 0100 | FAULT INDICATOR
3537423E |  | 74353.42 | 367 | 5190 | SWITCHGEAR, PADMOUNT, 25KV
3537497E | 313386.24 |  |  |  | KRT/RRK-RANCHO DEL CIELO PHASE | KRT/RRK-RANCHO DEL CIELO PHASE 1/JK | 2023-06-16
3537497E |  | 470.07 | 364 | 0001 | SINGLE CROSSARM
3537497E |  | 1566.93 | 364 | 0260 | POLE, WOOD, 40'
3537497E |  | 106864.76 | 366 | 1010 | CONDUIT
3537497E |  | 42871.23 | 366 | 1150 | SECONDARY BOX
3537497E |  | 19210.57 | 366 | 1400 | PADS OR FOUNDATIONS, SMALL, LESS THAN 50 SQ FT
3537497E |  | 43341.31 | 367 | 0020 | CONDUCTOR, ALUMINUM, LESS THEN 4/0
3537497E |  | 41649.03 | 367 | 0025 | CONDUCTOR, ALUMINUM, 4/0 AND GREATER
3537497E |  | 10153.71 | 367 | 0100 | FAULT INDICATOR
3537497E |  | 2005.67 | 373 | 0025 | CONDUCTOR, ALUMINUM, UNDERGROUND
3537497E |  | 8116.7 | 373 | 1250 | LUMINAIRE, LED, 40W TO 150W
3537497E |  | 3102.52 | 373 | 1375 | CONDUIT
3537497E |  | 34033.74 | 373 | 1520 | STANDARD, METAL, ABOVE 25'
3538512E | 311078.7 |  |  |  | WACO/COR-CORSICANA COMMONS SUB | WACO/COR-CORSICANA COMMONS SUBDIVISION/MM | 2023-03-01
3538512E |  | 3110.77 | 364 | 0001 | SINGLE CROSSARM
3538512E |  | 3110.77 | 364 | 0260 | POLE, WOOD, 40'
3538512E |  | 96434.59 | 366 | 1010 | CONDUIT
3538512E |  | 27997.06 | 366 | 1150 | SECONDARY BOX
3538512E |  | 18664.71 | 366 | 1400 | PADS OR FOUNDATIONS, SMALL, LESS THAN 50 SQ FT
3538512E |  | 65326.5 | 367 | 0020 | CONDUCTOR, ALUMINUM, LESS THEN 4/0
3538512E |  | 55994.15 | 367 | 0025 | CONDUCTOR, ALUMINUM, 4/0 AND GREATER
3538512E |  | 6221.56 | 367 | 0100 | FAULT INDICATOR
3538512E |  | 3110.77 | 373 | 0025 | CONDUCTOR, ALUMINUM, UNDERGROUND
3538512E |  | 3110.77 | 373 | 1200 | LUMINAIRE, OTHER, 100W
3538512E |  | 6221.56 | 373 | 1375 | CONDUIT
3538512E |  | 21775.49 | 373 | 1520 | STANDARD, METAL, ABOVE 25'
3538762E | 101584.56 |  |  |  | KRT/KIL-ABOOHA TOKLO/DH | KRT/KIL-ABOOHA TOKLO/LA | 2023-06-16
3538762E |  | 33522.95 | 366 | 1010 | CONDUIT
3538762E |  | 10158.45 | 366 | 1150 | SECONDARY BOX
3538762E |  | 4063.38 | 366 | 1400 | PADS OR FOUNDATIONS, SMALL, LESS THAN 50 SQ FT
3538762E |  | 22348.6 | 367 | 0020 | CONDUCTOR, ALUMINUM, LESS THEN 4/0
3538762E |  | 17269.37 | 367 | 0025 | CONDUCTOR, ALUMINUM, 4/0 AND GREATER
3538762E |  | 1015.84 | 367 | 0100 | FAULT INDICATOR
3538762E |  | 1015.84 | 373 | 0025 | CONDUCTOR, ALUMINUM, UNDERGROUND
3538762E |  | 4063.38 | 373 | 1250 | LUMINAIRE, LED, 40W TO 150W
3538762E |  | 3047.53 | 373 | 1375 | CONDUIT
3538762E |  | 5079.22 | 373 | 1625 | STANDARD, OTHER, 25' AND UNDER
3539191E | 337025.63 |  |  |  | KRT/TEM-RANCHO DEL LAGO PH IV/ | KRT/TEM-RANCHO DEL LAGO PH IV/DH | 2023-05-30
3539191E |  | 117959.02 | 366 | 1010 | CONDUIT
3539191E |  | 16851.28 | 366 | 1150 | SECONDARY BOX
3539191E |  | 10110.76 | 366 | 1400 | PADS OR FOUNDATIONS, SMALL, LESS THAN 50 SQ FT
3539191E |  | 94367.17 | 367 | 0020 | CONDUCTOR, ALUMINUM, LESS THEN 4/0
3539191E |  | 50553.84 | 367 | 0025 | CONDUCTOR, ALUMINUM, 4/0 AND GREATER
3539191E |  | 3370.25 | 367 | 0100 | FAULT INDICATOR
3539191E |  | 3370.25 | 373 | 0025 | CONDUCTOR, ALUMINUM, UNDERGROUND
3539191E |  | 6740.51 | 373 | 1200 | LUMINAIRE, OTHER, 100W
3539191E |  | 10110.76 | 373 | 1375 | CONDUIT
3539191E |  | 23591.79 | 373 | 1520 | STANDARD, METAL, ABOVE 25'
3539355E | 364758.24 |  |  |  | ARL/MAN: WATSON RANCH SUBDIVIS | ARL/MAN: WATSON RANCH SUBDIVISION PHASE 1: MW | 2023-03-31
3539355E |  | 72951.65 | 366 | 1010 | CONDUIT
3539355E |  | 32828.24 | 366 | 1150 | SECONDARY BOX
3539355E |  | 14590.33 | 366 | 1400 | PADS OR FOUNDATIONS, SMALL, LESS THAN 50 SQ FT
3539355E |  | 43770.99 | 367 | 0020 | CONDUCTOR, ALUMINUM, LESS THEN 4/0
3539355E |  | 32828.24 | 367 | 0025 | CONDUCTOR, ALUMINUM, 4/0 AND GREATER
3539355E |  | 3647.58 | 367 | 0100 | FAULT INDICATOR
3539355E |  | 3647.58 | 373 | 0025 | CONDUCTOR, ALUMINUM, UNDERGROUND
3539355E |  | 51066.16 | 373 | 1250 | LUMINAIRE, LED, 40W TO 150W
3539355E |  | 10942.75 | 373 | 1375 | CONDUIT
3539355E |  | 98484.72 | 373 | 1515 | STANDARD, METAL, 25' AND UNDER
3539380E | 598676.78 |  |  |  | DES:WAS: OFFSITE NORTH GROVE ( | DES:WAS: OFFSITE NORTH GROVE (NH) | 2023-05-23
3539380E |  | 29933.83 | 364 | 0001 | SINGLE CROSSARM
3539380E |  | 11973.53 | 364 | 0280 | POLE, WOOD, 45'
3539380E |  | 143682.42 | 365 | 0020 | CONDUCTOR, ALUMINUM, 4/0 AND GREATER
3539380E |  | 209536.91 | 367 | 0020 | CONDUCTOR, ALUMINUM, LESS THEN 4/0
3539380E |  | 5986.76 | 367 | 0100 | FAULT INDICATOR
3539380E |  | 197563.33 | 367 | 5190 | SWITCHGEAR, PADMOUNT, 25KV
3539682E | 256077.98 |  |  |  | KRT/TAY-WILCO RANCH PHASE 3-2/ | KRT/TAY-WILCO RANCH PHASE 3-2/JJ | 2023-02-15
3539682E |  | 2560.77 | 364 | 0001 | SINGLE CROSSARM
3539682E |  | 2560.77 | 364 | 0280 | POLE, WOOD, 45'
3539682E |  | 48654.8 | 366 | 1010 | CONDUIT
3539682E |  | 17925.45 | 366 | 1150 | SECONDARY BOX
3539682E |  | 7682.33 | 366 | 1400 | PADS OR FOUNDATIONS, SMALL, LESS THAN 50 SQ FT
3539682E |  | 33290.13 | 367 | 0020 | CONDUCTOR, ALUMINUM, LESS THEN 4/0
3539682E |  | 115235.21 | 367 | 0025 | CONDUCTOR, ALUMINUM, 4/0 AND GREATER
3539682E |  | 2560.77 | 367 | 0100 | FAULT INDICATOR
3539682E |  | 2560.77 | 373 | 0025 | CONDUCTOR, ALUMINUM, UNDERGROUND
3539682E |  | 5121.55 | 373 | 1250 | LUMINAIRE, LED, 40W TO 150W
3539682E |  | 2560.77 | 373 | 1375 | CONDUIT
3539682E |  | 15364.66 | 373 | 1520 | STANDARD, METAL, ABOVE 25'
3539809E | 142305.86 |  |  |  | MCK/MCK - LINCOLN PROSPER COMP | MCK/MCK - LINCOLN PROSPER COMPLEX - PROSPER - MA | 2023-05-03
3539809E |  | 31307.28 | 366 | 1010 | CONDUIT
3539809E |  | 24191.99 | 366 | 1400 | PADS OR FOUNDATIONS, SMALL, LESS THAN 50 SQ FT
3539809E |  | 38422.58 | 367 | 0020 | CONDUCTOR, ALUMINUM, LESS THEN 4/0
3539809E |  | 7115.29 | 367 | 0100 | FAULT INDICATOR
3539809E |  | 41268.72 | 369 | 1200 | SERVICE, UNDERGROUND, GREATER THAN 4/0, SINGLE PH
3539890E | 155187.14 |  |  |  | DES/GRP - WOLFF GRAND PRAIRIE | DES/GRP - WOLFF GRAND PRAIRIE PHASE 2 - 2105 S. FORUM DR/RH | 2023-03-31
3539890E |  | 1551.86 | 364 | 0001 | SINGLE CROSSARM
3539890E |  | 1551.86 | 364 | 0260 | POLE, WOOD, 40'
3539890E |  | 35693.03 | 366 | 1010 | CONDUIT
3539890E |  | 26381.8 | 366 | 1400 | PADS OR FOUNDATIONS, SMALL, LESS THAN 50 SQ FT
3539890E |  | 43452.46 | 367 | 0020 | CONDUCTOR, ALUMINUM, LESS THEN 4/0
3539890E |  | 7759.35 | 367 | 0100 | FAULT INDICATOR
3539890E |  | 38796.78 | 369 | 1200 | SERVICE, UNDERGROUND, GREATER THAN 4/0, SINGLE PH
3539979E | 164350.93 |  |  |  | DES/GRP - LAKE RIDGE COMMONS T | DES/GRP - LAKE RIDGE COMMONS TOWNHOMES - LAKE RIDGE PKWY/RH | 2023-05-30
3539979E |  | 60809.87 | 366 | 1010 | CONDUIT
3539979E |  | 32870.18 | 366 | 1150 | SECONDARY BOX
3539979E |  | 8217.54 | 366 | 1400 | PADS OR FOUNDATIONS, SMALL, LESS THAN 50 SQ FT
3539979E |  | 41087.73 | 367 | 0020 | CONDUCTOR, ALUMINUM, LESS THEN 4/0
3539979E |  | 19722.11 | 367 | 0025 | CONDUCTOR, ALUMINUM, 4/0 AND GREATER
3539979E |  | 1643.5 | 367 | 0100 | FAULT INDICATOR
3540301E | 125709.76 |  |  |  | HEB/HUR - EDEN TOWN SQUARE - 7 | HEB/HUR - EDEN TOWN SQUARE - 750 BEDFORD EULESS ROAD/RH | 2023-05-26
3540301E |  | 1257.09 | 364 | 0001 | SINGLE CROSSARM
3540301E |  | 1257.09 | 364 | 0260 | POLE, WOOD, 40'
3540301E |  | 46512.65 | 366 | 1010 | CONDUIT
3540301E |  | 22627.75 | 366 | 1150 | SECONDARY BOX
3540301E |  | 10056.78 | 366 | 1400 | PADS OR FOUNDATIONS, SMALL, LESS THAN 50 SQ FT
3540301E |  | 17599.36 | 367 | 0020 | CONDUCTOR, ALUMINUM, LESS THEN 4/0
3540301E |  | 23884.85 | 367 | 0025 | CONDUCTOR, ALUMINUM, 4/0 AND GREATER
3540301E |  | 2514.19 | 367 | 0100 | FAULT INDICATOR
3540311E | 176100.65 |  |  |  | DES/DSW - AHS DALLAS NATIONAL | DES/DSW - AHS DALLAS NATIONAL - DALLAS - SM | 2023-01-09
3540311E |  | 3522.01 | 364 | 0001 | SINGLE CROSSARM
3540311E |  | 21132.07 | 364 | 0280 | POLE, WOOD, 45'
3540311E |  | 3522.01 | 364 | 0300 | POLE, WOOD, 50'
3540311E |  | 44025.15 | 366 | 1010 | CONDUIT
3540311E |  | 21132.07 | 366 | 1400 | PADS OR FOUNDATIONS, SMALL, LESS THAN 50 SQ FT
3540311E |  | 3522.01 | 366 | 1405 | PADS OR FOUNDATIONS, CONCRETE, 50 - 100 SQ FT
3540311E |  | 5283.01 | 366 | 1410 | PADS OR FOUNDATIONS, MEDIUM, 50-100 SQ FT
3540311E |  | 65157.3 | 367 | 0020 | CONDUCTOR, ALUMINUM, LESS THEN 4/0
3540311E |  | 7044.02 | 367 | 0100 | FAULT INDICATOR
3540311E |  | 1761 | 369 | 1300 | SERVICE, UNDERGROUND, 4/0 AND LESS,3 PHASES
3540491E | 587021.33 |  |  |  | DES UGCP RDOAK1303 R REPLACE U | DES UGCP RDOAK1303 R REPLACE UG CABLE 2471 S DALLAS AVE | 2023-03-31
3540491E |  | 88053.2 | 366 | 1010 | CONDUIT
3540491E |  | 93923.4 | 366 | 1100 | PRIMARY BOX
3540491E |  | 405044.73 | 367 | 0020 | CONDUCTOR, ALUMINUM, LESS THEN 4/0
3540514E | 128249.83 |  |  |  | HOT/WACO-LIBERTY OAKS/DH | HOT/WACO-LIBERTY OAKS/DH | 2023-03-31
3540514E |  | 8977.48 | 364 | 0280 | POLE, WOOD, 45'
3540514E |  | 3847.49 | 365 | 0010 | CONDUCTOR, ALUMINUM, LESS THAN 4/0
3540514E |  | 1282.49 | 365 | 0020 | CONDUCTOR, ALUMINUM, 4/0 AND GREATER
3540514E |  | 33345.07 | 366 | 1010 | CONDUIT
3540514E |  | 8977.48 | 366 | 1150 | SECONDARY BOX
3540514E |  | 5129.98 | 366 | 1400 | PADS OR FOUNDATIONS, SMALL, LESS THAN 50 SQ FT
3540514E |  | 21802.46 | 367 | 0020 | CONDUCTOR, ALUMINUM, LESS THEN 4/0
3540514E |  | 19237.47 | 367 | 0025 | CONDUCTOR, ALUMINUM, 4/0 AND GREATER
3540514E |  | 1282.49 | 367 | 0100 | FAULT INDICATOR
3540514E |  | 1282.49 | 373 | 0025 | CONDUCTOR, ALUMINUM, UNDERGROUND
3540514E |  | 3847.49 | 373 | 1250 | LUMINAIRE, LED, 40W TO 150W
3540514E |  | 3847.49 | 373 | 1375 | CONDUIT
3540514E |  | 15389.95 | 373 | 1520 | STANDARD, METAL, ABOVE 25'
3540726E | 351319.18 |  |  |  | DSW INCR-SEAS-PREP PRCRK0003 R | DSW INCR-SEAS-PREP PRCRK0003 RECON 5000FT-DALLAS-CLB | 2023-03-01
3540726E |  | 49184.68 | 364 | 0001 | SINGLE CROSSARM
3540726E |  | 56211.06 | 364 | 0280 | POLE, WOOD, 45'
3540726E |  | 91342.98 | 364 | 0300 | POLE, WOOD, 50'
3540726E |  | 151067.27 | 365 | 0020 | CONDUCTOR, ALUMINUM, 4/0 AND GREATER
3540726E |  | 3513.19 | 367 | 0100 | FAULT INDICATOR
3540976E | 144398.45 |  |  |  | DSW TRINITY GROVES PHASE III O | DSW TRINITY GROVES PHASE III OFFSITE 2020-0634 - SJH | 2023-01-03
3540976E |  | 1443.98 | 364 | 0001 | SINGLE CROSSARM
3540976E |  | 4331.95 | 364 | 0300 | POLE, WOOD, 50'
3540976E |  | 1443.98 | 365 | 0010 | CONDUCTOR, ALUMINUM, LESS THAN 4/0
3540976E |  | 43319.53 | 367 | 0025 | CONDUCTOR, ALUMINUM, 4/0 AND GREATER
3540976E |  | 1443.98 | 367 | 0100 | FAULT INDICATOR
3540976E |  | 92415.03 | 367 | 5190 | SWITCHGEAR, PADMOUNT, 25KV
3541041E | 291324.63 |  |  |  | FWN AUTO 2021-P121-TS-NMAIN024 | FWN AUTO 2021-P121-TS-NMAIN0241-NMAIN0282-SPRDL4811-RECON | 2023-03-30
3541041E |  | 61178.17 | 364 | 0001 | SINGLE CROSSARM
3541041E |  | 40785.44 | 364 | 0280 | POLE, WOOD, 45'
3541041E |  | 32045.7 | 364 | 0300 | POLE, WOOD, 50'
3541041E |  | 8739.73 | 364 | 0320 | POLE, WOOD, 55'
3541041E |  | 8739.73 | 364 | 0335 | POLE, WOOD, 60'
3541041E |  | 20392.72 | 365 | 0010 | CONDUCTOR, ALUMINUM, LESS THAN 4/0
3541041E |  | 119443.14 | 365 | 0020 | CONDUCTOR, ALUMINUM, 4/0 AND GREATER
3541304E | 443567.34 |  |  |  | MCK/MCK - TILLAGE FARMS PH 2 - | MCK/MCK - TILLAGE FARMS PH 2 - PRINCETON - CO | 2023-05-03
3541304E |  | 4435.67 | 364 | 0001 | SINGLE CROSSARM
3541304E |  | 4435.67 | 364 | 0260 | POLE, WOOD, 40'
3541304E |  | 97584.81 | 366 | 1010 | CONDUIT
3541304E |  | 35485.38 | 366 | 1150 | SECONDARY BOX
3541304E |  | 26614.04 | 366 | 1400 | PADS OR FOUNDATIONS, SMALL, LESS THAN 50 SQ FT
3541304E |  | 102020.53 | 367 | 0020 | CONDUCTOR, ALUMINUM, LESS THEN 4/0
3541304E |  | 44356.73 | 367 | 0025 | CONDUCTOR, ALUMINUM, 4/0 AND GREATER
3541304E |  | 8871.34 | 367 | 0100 | FAULT INDICATOR
3541304E |  | 4435.67 | 373 | 0025 | CONDUCTOR, ALUMINUM, UNDERGROUND
3541304E |  | 39921.06 | 373 | 1250 | LUMINAIRE, LED, 40W TO 150W
3541304E |  | 4435.67 | 373 | 1375 | CONDUIT
3541304E |  | 70970.77 | 373 | 1625 | STANDARD, OTHER, 25' AND UNDER
3541669E | 331790.93 |  |  |  | DNO:UGCP_SCHRD0005- REPLACE PI | DNO:UGCP_SCHRD0005- REPLACE PILC CABLE- 12511 SCHROEDER RD | 2023-06-12
3541669E |  | 3317.9 | 366 | 1010 | CONDUIT
3541669E |  | 328473.03 | 367 | 0015 | CONDUCTOR, COPPER, 2/0 AND GREATER
3541786E | 368483.01 |  |  |  | DNE:UGCP_LOMAL0011- REPLACE PI | DNE:UGCP_LOMAL0011- REPLACE PILC CABLE- 6919 LOMO ALTO DR | 2023-01-13
3541786E |  | 368483.01 | 367 | 0015 | CONDUCTOR, COPPER, 2/0 AND GREATER
3541791E | 502637.51 |  |  |  | DNE:UGCP_LOMAL0012- REPLACE PI | DNE:UGCP_LOMAL0012- REPLACE PILC CABLE- 6919 LOMO ALTO DR | 2023-03-28
3541791E |  | 5026.37 | 366 | 1010 | CONDUIT
3541791E |  | 497611.14 | 367 | 0015 | CONDUCTOR, COPPER, 2/0 AND GREATER
3541805E | 202274.75 |  |  |  | DNE:UGCP_LOMAL0013- REPLACE PI | DNE:UGCP_LOMAL0013- REPLACE PILC CABLE- 6919 LOMO ALTO DR | 2023-04-25
3541805E |  | 2022.74 | 366 | 1010 | CONDUIT
3541805E |  | 200252.01 | 367 | 0015 | CONDUCTOR, COPPER, 2/0 AND GREATER
3541914E | 772898.34 |  |  |  | DES INCR-SEAS-PREP CLMET0003 R | DES INCR-SEAS-PREP CLMET0003 RECON 4250FT-DALLAS-CLB | 2023-03-08
3541914E |  | 61831.86 | 364 | 0001 | SINGLE CROSSARM
3541914E |  | 15457.95 | 364 | 0280 | POLE, WOOD, 45'
3541914E |  | 46373.89 | 364 | 0300 | POLE, WOOD, 50'
3541914E |  | 38644.9 | 364 | 0320 | POLE, WOOD, 55'
3541914E |  | 216411.51 | 365 | 0020 | CONDUCTOR, ALUMINUM, 4/0 AND GREATER
3541914E |  | 7728.96 | 366 | 1010 | CONDUIT
3541914E |  | 378720.31 | 367 | 0025 | CONDUCTOR, ALUMINUM, 4/0 AND GREATER
3541914E |  | 7728.96 | 367 | 0100 | FAULT INDICATOR
3542148E | 461938.03 |  |  |  | KIL: RELOCATE DOWN GUY. LEGEND | KIL: RELOCATE DOWN GUY. LEGEND OAKS BLVD. OAM | 2023-01-10
3542148E |  | 55432.53 | 364 | 0001 | SINGLE CROSSARM
3542148E |  | 83148.82 | 364 | 0280 | POLE, WOOD, 45'
3542148E |  | 46193.79 | 364 | 0300 | POLE, WOOD, 50'
3542148E |  | 4619.36 | 365 | 0010 | CONDUCTOR, ALUMINUM, LESS THAN 4/0
3542148E |  | 55432.53 | 366 | 1010 | CONDUIT
3542148E |  | 157059.1 | 367 | 0025 | CONDUCTOR, ALUMINUM, 4/0 AND GREATER
3542148E |  | 46193.79 | 367 | 0100 | FAULT INDICATOR
3542148E |  | 13858.11 | 369 | 1100 | SERVICE, UNDERGROUND, 4/0 AND LESS, SINGLE PHASE
3543042E | 811353.74 |  |  |  | FWN INCR-SEAS-PREP BRCRK6543 R | FWN INCR-SEAS-PREP BRCRK6543 RECON 6000FT-FORT WORTH N0-CLB | 2023-01-23
3543042E |  | 211844.46 | 364 | 0001 | SINGLE CROSSARM
3543042E |  | 9168.29 | 364 | 0002 | DOUBLE CROSSARMS
3543042E |  | 124786.2 | 364 | 0260 | POLE, WOOD, 40'
3543042E |  | 369490.53 | 364 | 0280 | POLE, WOOD, 45'
3543042E |  | 14928.9 | 364 | 0300 | POLE, WOOD, 50'
3543042E |  | 81.13 | 365 | 0010 | CONDUCTOR, ALUMINUM, LESS THAN 4/0
3543042E |  | 4705.85 | 365 | 0020 | CONDUCTOR, ALUMINUM, 4/0 AND GREATER
3543042E |  | 76348.38 | 365 | 6015 | RECLOSER,SINGLE PHASE,13.2KV AND UNDER,0-3000 AMP
3543054E | 606846.04 |  |  |  | FWN INCR-SEAS-PREP GMINI5812 I | FWN INCR-SEAS-PREP GMINI5812 INSTALL 700FT-FORT WORTH N0-CLB | 2023-04-13
3543054E |  | 18205.37 | 364 | 0001 | SINGLE CROSSARM
3543054E |  | 42479.23 | 364 | 0280 | POLE, WOOD, 45'
3543054E |  | 6068.46 | 365 | 0010 | CONDUCTOR, ALUMINUM, LESS THAN 4/0
3543054E |  | 18205.37 | 366 | 1010 | CONDUIT
3543054E |  | 78889.98 | 366 | 1100 | PRIMARY BOX
3543054E |  | 24273.84 | 366 | 1410 | PADS OR FOUNDATIONS, MEDIUM, 50-100 SQ FT
3543054E |  | 394449.95 | 367 | 0025 | CONDUCTOR, ALUMINUM, 4/0 AND GREATER
3543054E |  | 24273.84 | 367 | 0100 | FAULT INDICATOR
3543095E | 342537.35 |  |  |  | KRT/KIL - OFFSITE THE VALLEY A | KRT/KIL - OFFSITE THE VALLEY AT THE GREAT HILLS CV | 2023-05-27
3543095E |  | 13701.49 | 364 | 0001 | SINGLE CROSSARM
3543095E |  | 20552.24 | 364 | 0280 | POLE, WOOD, 45'
3543095E |  | 3425.37 | 364 | 0300 | POLE, WOOD, 50'
3543095E |  | 20552.24 | 365 | 0010 | CONDUCTOR, ALUMINUM, LESS THAN 4/0
3543095E |  | 3425.37 | 365 | 0020 | CONDUCTOR, ALUMINUM, 4/0 AND GREATER
3543095E |  | 106186.61 | 366 | 1010 | CONDUIT
3543095E |  | 30828.36 | 366 | 1100 | PRIMARY BOX
3543095E |  | 3425.37 | 366 | 1410 | PADS OR FOUNDATIONS, MEDIUM, 50-100 SQ FT
3543095E |  | 65082.09 | 367 | 0025 | CONDUCTOR, ALUMINUM, 4/0 AND GREATER
3543095E |  | 3425.37 | 367 | 0100 | FAULT INDICATOR
3543095E |  | 71932.84 | 367 | 5190 | SWITCHGEAR, PADMOUNT, 25KV
3543640E | 270173.82 |  |  |  | DSW 8200 MOBERLY OFFSITE 3 | DSW 8200 MOBERLY OFFSITE 3 | 2023-03-31
3543640E |  | 45929.55 | 364 | 0001 | SINGLE CROSSARM
3543640E |  | 2701.74 | 364 | 0280 | POLE, WOOD, 45'
3543640E |  | 40526.07 | 364 | 0300 | POLE, WOOD, 50'
3543640E |  | 35122.6 | 364 | 0320 | POLE, WOOD, 55'
3543640E |  | 2701.74 | 365 | 0010 | CONDUCTOR, ALUMINUM, LESS THAN 4/0
3543640E |  | 108069.53 | 365 | 0020 | CONDUCTOR, ALUMINUM, 4/0 AND GREATER
3543640E |  | 32420.86 | 365 | 6010 | AIRBREAK SWITCH, WITH OR WITHOUT OPERATOR
3543640E |  | 2701.73 | 373 | 0020 | CONDUCTOR, ALUMINUM, OVERHEAD
3543845E | 151667.1 |  |  |  | SWE: 22-TS-2021 TRIPSAVERS PH. | SWE: 20-TS-2021 TRIPSAVERS PH.4_SWEETWATER FEEDERS_BA | 2023-04-04
3543845E |  | 4550.01 | 364 | 0001 | SINGLE CROSSARM
3543845E |  | 1516.67 | 364 | 0260 | POLE, WOOD, 40'
3543845E |  | 1516.67 | 364 | 0280 | POLE, WOOD, 45'
3543845E |  | 144083.75 | 365 | 6015 | RECLOSER,SINGLE PHASE,13.2KV AND UNDER,0-3000 AMP
3543908E | 203560.43 |  |  |  | FWN SAG GRAND SAGINAW BAILEY | FWN SAG GRAND SAGINAW BAILEY BOWELL AND WAGLEY ROBINSON | 2023-04-03
3543908E |  | 54961.31 | 366 | 1010 | CONDUIT
3543908E |  | 24427.25 | 366 | 1400 | PADS OR FOUNDATIONS, SMALL, LESS THAN 50 SQ FT
3543908E |  | 6106.81 | 366 | 1405 | PADS OR FOUNDATIONS, CONCRETE, 50 - 100 SQ FT
3543908E |  | 87531.01 | 367 | 0020 | CONDUCTOR, ALUMINUM, LESS THEN 4/0
3543908E |  | 8142.41 | 367 | 0100 | FAULT INDICATOR
3543908E |  | 8142.41 | 369 | 1100 | SERVICE, UNDERGROUND, 4/0 AND LESS, SINGLE PHASE
3543908E |  | 14249.23 | 369 | 1200 | SERVICE, UNDERGROUND, GREATER THAN 4/0, SINGLE PH
3544026E | 154579.3 |  |  |  | HOT/WACO-THE LAKES AT UNIVERSI | HOT/WACO-THE LAKES AT UNIVERSITY PARKS PHASE 4/MM | 2023-03-31
3544026E |  | 37099.03 | 366 | 1010 | CONDUIT
3544026E |  | 24732.69 | 366 | 1150 | SECONDARY BOX
3544026E |  | 9274.76 | 366 | 1400 | PADS OR FOUNDATIONS, SMALL, LESS THAN 50 SQ FT
3544026E |  | 32461.65 | 367 | 0020 | CONDUCTOR, ALUMINUM, LESS THEN 4/0
3544026E |  | 26278.48 | 367 | 0025 | CONDUCTOR, ALUMINUM, 4/0 AND GREATER
3544026E |  | 3091.59 | 367 | 0100 | FAULT INDICATOR
3544026E |  | 1545.79 | 373 | 0025 | CONDUCTOR, ALUMINUM, UNDERGROUND
3544026E |  | 4637.38 | 373 | 1200 | LUMINAIRE, OTHER, 100W
3544026E |  | 3091.59 | 373 | 1375 | CONDUIT
3544026E |  | 12366.34 | 373 | 1625 | STANDARD, OTHER, 25' AND UNDER
3544078E | 224496.73 |  |  |  | DSW:UGCP_BNTDR0004-REPLACE PIL | DSW:UGCP_BNTDR0004-REPLACE PILC CABLE- 4 MARJORIE AVE | 2023-02-27
3544078E |  | 2244.95 | 366 | 1010 | CONDUIT
3544078E |  | 222251.78 | 367 | 0015 | CONDUCTOR, COPPER, 2/0 AND GREATER
3544466E | 148278.34 |  |  |  | RRK: SADDLECREEK APTS JK | RRK: SADDLECREEK APTS JK | 2023-06-16
3544466E |  | 41517.93 | 366 | 1010 | CONDUIT
3544466E |  | 20758.96 | 366 | 1400 | PADS OR FOUNDATIONS, SMALL, LESS THAN 50 SQ FT
3544466E |  | 50414.66 | 367 | 0020 | CONDUCTOR, ALUMINUM, LESS THEN 4/0
3544466E |  | 5931.13 | 367 | 0100 | FAULT INDICATOR
3544466E |  | 5931.13 | 369 | 1100 | SERVICE, UNDERGROUND, 4/0 AND LESS, SINGLE PHASE
3544466E |  | 23724.53 | 369 | 1200 | SERVICE, UNDERGROUND, GREATER THAN 4/0, SINGLE PH
3544571E | 132103.3 |  |  |  | BEN/WPK - CANVAS AT WILLOW PAR | BEN/WPK - CANVAS AT WILLOW PARK - KINGS GATE RD & MEADOW DR | 2023-05-22
3544571E |  | 3963.09 | 364 | 0280 | POLE, WOOD, 45'
3544571E |  | 38310.06 | 366 | 1010 | CONDUIT
3544571E |  | 7926.19 | 366 | 1150 | SECONDARY BOX
3544571E |  | 11889.29 | 366 | 1400 | PADS OR FOUNDATIONS, SMALL, LESS THAN 50 SQ FT
3544571E |  | 33025.81 | 367 | 0020 | CONDUCTOR, ALUMINUM, LESS THEN 4/0
3544571E |  | 10568.26 | 367 | 0025 | CONDUCTOR, ALUMINUM, 4/0 AND GREATER
3544571E |  | 2642.05 | 367 | 0100 | FAULT INDICATOR
3544571E |  | 6605.15 | 369 | 1100 | SERVICE, UNDERGROUND, 4/0 AND LESS, SINGLE PHASE
3544571E |  | 15852.38 | 369 | 1200 | SERVICE, UNDERGROUND, GREATER THAN 4/0, SINGLE PH
3544571E |  | 1321.02 | 373 | 0025 | CONDUCTOR, ALUMINUM, UNDERGROUND
3544679E | 305881.53 |  |  |  | FWN/FNO: CITY POINT PH 3 - 48 | FWN/FNO: CITY POINT PH 3 - 48 LOTS | 2023-01-24
3544679E |  | 6117.63 | 364 | 0280 | POLE, WOOD, 45'
3544679E |  | 24470.52 | 366 | 1010 | CONDUIT
3544679E |  | 9176.44 | 366 | 1150 | SECONDARY BOX
3544679E |  | 9176.44 | 366 | 1400 | PADS OR FOUNDATIONS, SMALL, LESS THAN 50 SQ FT
3544679E |  | 30588.14 | 367 | 0020 | CONDUCTOR, ALUMINUM, LESS THEN 4/0
3544679E |  | 9176.44 | 367 | 0025 | CONDUCTOR, ALUMINUM, 4/0 AND GREATER
3544679E |  | 3058.81 | 367 | 0100 | FAULT INDICATOR
3544679E |  | 9176.44 | 373 | 0025 | CONDUCTOR, ALUMINUM, UNDERGROUND
3544679E |  | 91764.45 | 373 | 1250 | LUMINAIRE, LED, 40W TO 150W
3544679E |  | 18352.89 | 373 | 1375 | CONDUIT
3544679E |  | 94823.33 | 373 | 1515 | STANDARD, METAL, 25' AND UNDER
3544895E | 105214.7 |  |  |  | KIL/HKR - THE ENCLAVE AT INDIA | KIL/HKR - THE ENCLAVE AT INDIAN TRAIL - HARKER HEIGHTS/LA | 2023-06-16
3544895E |  | 1052.14 | 365 | 0010 | CONDUCTOR, ALUMINUM, LESS THAN 4/0
3544895E |  | 33668.75 | 366 | 1010 | CONDUIT
3544895E |  | 12625.76 | 366 | 1150 | SECONDARY BOX
3544895E |  | 10521.47 | 366 | 1400 | PADS OR FOUNDATIONS, SMALL, LESS THAN 50 SQ FT
3544895E |  | 17886.49 | 367 | 0020 | CONDUCTOR, ALUMINUM, LESS THEN 4/0
3544895E |  | 13677.91 | 367 | 0025 | CONDUCTOR, ALUMINUM, 4/0 AND GREATER
3544895E |  | 3156.44 | 367 | 0100 | FAULT INDICATOR
3544895E |  | 1052.14 | 373 | 0025 | CONDUCTOR, ALUMINUM, UNDERGROUND
3544895E |  | 1052.14 | 373 | 1220 | LUMINAIRE, OTHER, 250W
3544895E |  | 3156.44 | 373 | 1250 | LUMINAIRE, LED, 40W TO 150W
3544895E |  | 3156.44 | 373 | 1375 | CONDUIT
3544895E |  | 4208.58 | 373 | 1625 | STANDARD, OTHER, 25' AND UNDER
3545118E | 214288.49 |  |  |  | MDL: 4-NOVA-2021 RECLOSERS PH. | MDL: 4-NOVA-2021 RECLOSERS PH.4_MIDLAND FEEDERS_BA | 2023-04-04
3545118E |  | 4285.76 | 364 | 0001 | SINGLE CROSSARM
3545118E |  | 4285.76 | 364 | 0260 | POLE, WOOD, 40'
3545118E |  | 77143.84 | 365 | 5650 | DIST AUTOMATION CONTROL OVERHEAD
3545118E |  | 126430.26 | 365 | 6030 | RECLOSER,2 OR 3 PHASE,OVER 13.2KV,0-3000 AMP
3545118E |  | 2142.87 | 366 | 1010 | CONDUIT
3545138E | 1227609.89 |  |  |  | LDL INCR-SEAS-PREP CRNTH2402-2 | LDL INCR_SEAS_PREP CRNTH2402-2404 RECONDUCTOR OH-2 | 2023-03-02
3545138E |  | 122761 | 364 | 0001 | SINGLE CROSSARM
3545138E |  | 343730.76 | 364 | 0280 | POLE, WOOD, 45'
3545138E |  | 12276.1 | 364 | 0300 | POLE, WOOD, 50'
3545138E |  | 12276.1 | 364 | 0320 | POLE, WOOD, 55'
3545138E |  | 61380.5 | 364 | 0345 | POLE, OTHER, 60'
3545138E |  | 61380.5 | 364 | 0360 | POLE, OTHER, 65'
3545138E |  | 61380.5 | 364 | 0375 | POLE, OTHER, 70'
3545138E |  | 85932.69 | 365 | 0010 | CONDUCTOR, ALUMINUM, LESS THAN 4/0
3545138E |  | 429663.44 | 365 | 0020 | CONDUCTOR, ALUMINUM, 4/0 AND GREATER
3545138E |  | 12276.1 | 366 | 1010 | CONDUIT
3545138E |  | 12276.1 | 366 | 1200 | MANHOLE, 0-100 CU FT
3545138E |  | 12276.1 | 367 | 0020 | CONDUCTOR, ALUMINUM, LESS THEN 4/0
3545305E | 914616.09 |  |  |  | KRT/TEM-EAGLE HEIGHTS/LA | KRT/TEM-EAGLE HEIGHTS/LA | 2023-03-31
3545305E |  | 9146.15 | 364 | 0001 | SINGLE CROSSARM
3545305E |  | 9146.15 | 364 | 0280 | POLE, WOOD, 45'
3545305E |  | 320115.77 | 366 | 1010 | CONDUIT
3545305E |  | 45730.79 | 366 | 1150 | SECONDARY BOX
3545305E |  | 45730.79 | 366 | 1200 | MANHOLE, 0-100 CU FT
3545305E |  | 27438.47 | 366 | 1400 | PADS OR FOUNDATIONS, SMALL, LESS THAN 50 SQ FT
3545305E |  | 301823.3 | 367 | 0020 | CONDUCTOR, ALUMINUM, LESS THEN 4/0
3545305E |  | 91461.59 | 367 | 0025 | CONDUCTOR, ALUMINUM, 4/0 AND GREATER
3545305E |  | 9146.15 | 367 | 0100 | FAULT INDICATOR
3545305E |  | 9146.15 | 373 | 0025 | CONDUCTOR, ALUMINUM, UNDERGROUND
3545305E |  | 9146.15 | 373 | 1200 | LUMINAIRE, OTHER, 100W
3545305E |  | 9146.15 | 373 | 1375 | CONDUIT
3545305E |  | 27438.48 | 373 | 1520 | STANDARD, METAL, ABOVE 25'
3545319E | 642238.31 |  |  |  | TEM: ARMSTRONG PH 1 OFFSITE - | TEM: ARMSTRONG PH 1 OFFSITE - LA/RK | 2023-03-31
3545319E |  | 6422.38 | 364 | 0001 | SINGLE CROSSARM
3545319E |  | 314696.78 | 364 | 0280 | POLE, WOOD, 45'
3545319E |  | 269740.09 | 365 | 0010 | CONDUCTOR, ALUMINUM, LESS THAN 4/0
3545319E |  | 51379.06 | 365 | 6015 | RECLOSER,SINGLE PHASE,13.2KV AND UNDER,0-3000 AMP
3545529E | 693342.55 |  |  |  | PAL INCR-SEAS-PREP CRKET2402-C | PAL INCR-SEAS-PREP CRKET2402-CROCKETT-AAS | 2023-02-14
3545529E |  | 76267.67 | 364 | 0001 | SINGLE CROSSARM
3545529E |  | 277337.06 | 364 | 0300 | POLE, WOOD, 50'
3545529E |  | 277337.01 | 365 | 0020 | CONDUCTOR, ALUMINUM, 4/0 AND GREATER
3545529E |  | 62400.81 | 365 | 6010 | AIRBREAK SWITCH, WITH OR WITHOUT OPERATOR
3546054E | 135879.66 |  |  |  | WAX:OFFSITE BLUEBONNET ESTATE, | WAX:OFFSITE BLUEBONNET ESTATE, (NH) | 2022-12-19
3546054E |  | 3288.28 | 364 | 0001 | SINGLE CROSSARM
3546054E |  | 16427.85 | 364 | 0260 | POLE, WOOD, 40'
3546054E |  | 6277.64 | 364 | 0300 | POLE, WOOD, 50'
3546054E |  | 2717.58 | 365 | 0010 | CONDUCTOR, ALUMINUM, LESS THAN 4/0
3546054E |  | 28154.26 | 366 | 1010 | CONDUIT
3546054E |  | 7853.84 | 366 | 1410 | PADS OR FOUNDATIONS, MEDIUM, 50-100 SQ FT
3546054E |  | 11617.71 | 367 | 0020 | CONDUCTOR, ALUMINUM, LESS THEN 4/0
3546054E |  | 59542.5 | 367 | 5190 | SWITCHGEAR, PADMOUNT, 25KV
3546135E | 1260748.35 |  |  |  | TEX INCR-SEAS-PREP MNSTR1201 R | TEX INCR-SEAS-PREP MNSTR1201 RECON 11500FT-TEXOMA-CLB | 2023-03-22
3546135E |  | 138682.31 | 364 | 0001 | SINGLE CROSSARM
3546135E |  | 12607.48 | 364 | 0240 | POLE, WOOD, 35'
3546135E |  | 12607.48 | 364 | 0260 | POLE, WOOD, 40'
3546135E |  | 403439.47 | 364 | 0280 | POLE, WOOD, 45'
3546135E |  | 37822.45 | 364 | 0300 | POLE, WOOD, 50'
3546135E |  | 50429.93 | 365 | 0010 | CONDUCTOR, ALUMINUM, LESS THAN 4/0
3546135E |  | 579944.27 | 365 | 0020 | CONDUCTOR, ALUMINUM, 4/0 AND GREATER
3546135E |  | 12607.48 | 366 | 1150 | SECONDARY BOX
3546135E |  | 12607.48 | 367 | 0020 | CONDUCTOR, ALUMINUM, LESS THEN 4/0
3546168E | 171696.2 |  |  |  | MSQ/RIDGE LAKES PHASE 2-HEATH/ | MSQ/RIDGE LAKES PHASE 2-HEATH/ZG | 2023-02-13
3546168E |  | 3433.9 | 364 | 0260 | POLE, WOOD, 40'
3546168E |  | 56659.89 | 366 | 1010 | CONDUIT
3546168E |  | 8584.8 | 366 | 1150 | SECONDARY BOX
3546168E |  | 10301.75 | 366 | 1400 | PADS OR FOUNDATIONS, SMALL, LESS THAN 50 SQ FT
3546168E |  | 44641 | 367 | 0020 | CONDUCTOR, ALUMINUM, LESS THEN 4/0
3546168E |  | 22320.49 | 367 | 0025 | CONDUCTOR, ALUMINUM, 4/0 AND GREATER
3546168E |  | 3433.9 | 367 | 0100 | FAULT INDICATOR
3546168E |  | 8584.8 | 373 | 1250 | LUMINAIRE, LED, 40W TO 150W
3546168E |  | 5150.87 | 373 | 1375 | CONDUIT
3546168E |  | 8584.8 | 373 | 1625 | STANDARD, OTHER, 25' AND UNDER
3546220E | 478607.1 |  |  |  | COR INCR-SEAS-PREP CRSGL1301 R | COR INCR-SEAS-PREP CRSGL1301 RECON 10100FT-CORSICANA-CLB | 2023-05-25
3546220E |  | 52646.77 | 364 | 0001 | SINGLE CROSSARM
3546220E |  | 76577.13 | 364 | 0260 | POLE, WOOD, 40'
3546220E |  | 62218.91 | 364 | 0280 | POLE, WOOD, 45'
3546220E |  | 14358.21 | 364 | 0300 | POLE, WOOD, 50'
3546220E |  | 14358.21 | 364 | 0320 | POLE, WOOD, 55'
3546220E |  | 23930.34 | 364 | 0335 | POLE, WOOD, 60'
3546220E |  | 9572.13 | 364 | 0350 | POLE, WOOD, 65'
3546220E |  | 28716.42 | 365 | 0010 | CONDUCTOR, ALUMINUM, LESS THAN 4/0
3546220E |  | 157940.43 | 365 | 0020 | CONDUCTOR, ALUMINUM, 4/0 AND GREATER
3546220E |  | 4786.06 | 366 | 1010 | CONDUIT
3546220E |  | 33502.49 | 367 | 0025 | CONDUCTOR, ALUMINUM, 4/0 AND GREATER
3546312E | 462592.72 |  |  |  | PLA INCR-SEAS-PREP RENSW3122 E | PLA INCR-SEAS-PREP RENSW3122 EXTEND UG 1200FT- PLANO- DPH | 2023-03-22
3546312E |  | 97144.46 | 366 | 1010 | CONDUIT
3546312E |  | 115648.17 | 366 | 1100 | PRIMARY BOX
3546312E |  | 175785.26 | 367 | 0025 | CONDUCTOR, ALUMINUM, 4/0 AND GREATER
3546312E |  | 74014.83 | 367 | 5190 | SWITCHGEAR, PADMOUNT, 25KV
3546314E | 1118537.86 |  |  |  | MNW INCR-SEAS-PREP WTHRF2002 R | MNW INCR-SEAS-PREP WTHRF2002 RECON 13400FT-MINERAL WELLS-CLB | 2023-05-04
3546314E |  | 212522.19 | 364 | 0001 | SINGLE CROSSARM
3546314E |  | 11185.37 | 364 | 0002 | DOUBLE CROSSARMS
3546314E |  | 11185.37 | 364 | 0240 | POLE, WOOD, 35'
3546314E |  | 67112.27 | 364 | 0260 | POLE, WOOD, 40'
3546314E |  | 391488.28 | 364 | 0280 | POLE, WOOD, 45'
3546314E |  | 44741.51 | 364 | 0300 | POLE, WOOD, 50'
3546314E |  | 380302.87 | 365 | 0020 | CONDUCTOR, ALUMINUM, 4/0 AND GREATER
3546376E | 1495275.9 |  |  |  | MID INCR-SEAS-PREP TELPH2102 R | MID INCR-SEAS-PREP TELPH2102 RECON 13000'-MIDLAND-SCF | 2023-06-05
3546376E |  | 134574.83 | 364 | 0001 | SINGLE CROSSARM
3546376E |  | 14952.75 | 364 | 0002 | DOUBLE CROSSARMS
3546376E |  | 14952.75 | 364 | 0260 | POLE, WOOD, 40'
3546376E |  | 433630.01 | 364 | 0280 | POLE, WOOD, 45'
3546376E |  | 672874.19 | 365 | 0020 | CONDUCTOR, ALUMINUM, 4/0 AND GREATER
3546376E |  | 59811.03 | 365 | 5650 | DIST AUTOMATION CONTROL OVERHEAD
3546376E |  | 164480.34 | 365 | 6030 | RECLOSER,2 OR 3 PHASE,OVER 13.2KV,0-3000 AMP
3546419E | 351503.01 |  |  |  | BWD INCR SEAS PREP BMW RT023 R | BWD INCR SEAS PREP BMW RT023 REPLACE OH FDR EXIT 6,500 FT | 2023-02-16
3546419E |  | 31635.27 | 364 | 0001 | SINGLE CROSSARM
3546419E |  | 77330.65 | 364 | 0260 | POLE, WOOD, 40'
3546419E |  | 56240.48 | 364 | 0280 | POLE, WOOD, 45'
3546419E |  | 14060.12 | 364 | 0300 | POLE, WOOD, 50'
3546419E |  | 172236.49 | 365 | 0020 | CONDUCTOR, ALUMINUM, 4/0 AND GREATER
3546659E | 312018.54 |  |  |  | RRK: HUTTO OFFSITE BEN WHITE | RRK: HUTTO OFFSITE BEN WHITE CR 138 DEVELOPMENT - EF | 2023-05-03
3546659E |  | 3120.18 | 364 | 0001 | SINGLE CROSSARM
3546659E |  | 3120.18 | 364 | 0280 | POLE, WOOD, 45'
3546659E |  | 3120.18 | 364 | 0300 | POLE, WOOD, 50'
3546659E |  | 3120.18 | 365 | 0010 | CONDUCTOR, ALUMINUM, LESS THAN 4/0
3546659E |  | 34322.03 | 366 | 1100 | PRIMARY BOX
3546659E |  | 6240.36 | 366 | 1420 | PADS OR FOUNDATIONS, LARGE, OVER 100 SQ FT
3546659E |  | 162249.7 | 367 | 0025 | CONDUCTOR, ALUMINUM, 4/0 AND GREATER
3546659E |  | 15600.92 | 367 | 0100 | FAULT INDICATOR
3546659E |  | 81124.81 | 367 | 5190 | SWITCHGEAR, PADMOUNT, 25KV
3546677E | 282032.05 |  |  |  | MCK/PROSPER-LINCOLN PROSER APT | MCK/PROSPER-LINCOLN PROSER APTS OFFSITE-MA | 2023-04-12
3546677E |  | 59226.72 | 366 | 1010 | CONDUIT
3546677E |  | 31023.51 | 366 | 1100 | PRIMARY BOX
3546677E |  | 5640.63 | 366 | 1410 | PADS OR FOUNDATIONS, MEDIUM, 50-100 SQ FT
3546677E |  | 104351.91 | 367 | 0025 | CONDUCTOR, ALUMINUM, 4/0 AND GREATER
3546677E |  | 2820.31 | 367 | 0100 | FAULT INDICATOR
3546677E |  | 78968.97 | 367 | 5190 | SWITCHGEAR, PADMOUNT, 25KV
3546689E | 197010.49 |  |  |  | BEN/FTW - CREEKSIDE PHASE 3 - | BEN/FTW - CREEKSIDE PHASE 3 - MCCART AVE. AND W. RISINGER/RE | 2023-05-02
3546689E |  | 1970.1 | 364 | 0001 | SINGLE CROSSARM
3546689E |  | 5910.31 | 364 | 0300 | POLE, WOOD, 50'
3546689E |  | 63043.4 | 366 | 1010 | CONDUIT
3546689E |  | 31521.67 | 366 | 1150 | SECONDARY BOX
3546689E |  | 11820.62 | 366 | 1400 | PADS OR FOUNDATIONS, SMALL, LESS THAN 50 SQ FT
3546689E |  | 41372.2 | 367 | 0020 | CONDUCTOR, ALUMINUM, LESS THEN 4/0
3546689E |  | 37431.99 | 367 | 0025 | CONDUCTOR, ALUMINUM, 4/0 AND GREATER
3546689E |  | 3940.2 | 367 | 0100 | FAULT INDICATOR
3546706E | 434335.8 |  |  |  | HIL INCR-SEAS-PREP HLSBR1203 I | HIL INCR-SEAS-PREP HLSBR1203 INSTALL 8200FT-HILLSBORO-CLB | 2023-05-04
3546706E |  | 143330.81 | 364 | 0260 | POLE, WOOD, 40'
3546706E |  | 56463.65 | 364 | 0280 | POLE, WOOD, 45'
3546706E |  | 82523.8 | 364 | 0300 | POLE, WOOD, 50'
3546706E |  | 143330.84 | 365 | 0010 | CONDUCTOR, ALUMINUM, LESS THAN 4/0
3546706E |  | 4343.35 | 366 | 1010 | CONDUIT
3546706E |  | 4343.35 | 367 | 0020 | CONDUCTOR, ALUMINUM, LESS THEN 4/0
3546716E | 196492.76 |  |  |  | DNO: MMP_MSLSW0005-2021FDRMAIN | DNO: MMP_MSLSW0005-2021FDRMAINT | 2023-04-11
3546716E |  | 108071.06 | 364 | 0001 | SINGLE CROSSARM
3546716E |  | 13754.49 | 364 | 0260 | POLE, WOOD, 40'
3546716E |  | 15719.41 | 364 | 0280 | POLE, WOOD, 45'
3546716E |  | 47158.25 | 364 | 0300 | POLE, WOOD, 50'
3546716E |  | 9824.63 | 364 | 0320 | POLE, WOOD, 55'
3546716E |  | 1964.92 | 365 | 0010 | CONDUCTOR, ALUMINUM, LESS THAN 4/0
3546748E | 1647693.08 |  |  |  | WAC INCR-SEAS-PREP WATCO2603 R | WAC INCR-SEAS-PREP WATCO2603 RECON 15000FT-WACO-CLB | 2023-05-04
3546748E |  | 181246.23 | 364 | 0001 | SINGLE CROSSARM
3546748E |  | 16476.93 | 364 | 0002 | DOUBLE CROSSARMS
3546748E |  | 164769.3 | 364 | 0260 | POLE, WOOD, 40'
3546748E |  | 378969.4 | 364 | 0280 | POLE, WOOD, 45'
3546748E |  | 98861.58 | 364 | 0300 | POLE, WOOD, 50'
3546748E |  | 16476.93 | 364 | 0320 | POLE, WOOD, 55'
3546748E |  | 16476.93 | 365 | 0010 | CONDUCTOR, ALUMINUM, LESS THAN 4/0
3546748E |  | 724984.99 | 365 | 0020 | CONDUCTOR, ALUMINUM, 4/0 AND GREATER
3546748E |  | 32953.86 | 365 | 6010 | AIRBREAK SWITCH, WITH OR WITHOUT OPERATOR
3546748E |  | 16476.93 | 369 | 0100 | SERVICE, OVERHEAD, 4/0 AND LESS, SINGLE PHASE
3546899E | 518049.1 |  |  |  | MCK/MCK - CYPRESS CREEK PH 1- | MCK/MCK - CYPRESS CREEK PH 1- LOWRY CROSSING - CO | 2023-06-20
3546899E |  | 174841.62 | 366 | 1010 | CONDUIT
3546899E |  | 44914.85 | 366 | 1150 | SECONDARY BOX
3546899E |  | 26990.35 | 366 | 1400 | PADS OR FOUNDATIONS, SMALL, LESS THAN 50 SQ FT
3546899E |  | 92160.93 | 367 | 0020 | CONDUCTOR, ALUMINUM, LESS THEN 4/0
3546899E |  | 46831.63 | 367 | 0025 | CONDUCTOR, ALUMINUM, 4/0 AND GREATER
3546899E |  | 2072.19 | 373 | 0025 | CONDUCTOR, ALUMINUM, UNDERGROUND
3546899E |  | 42065.58 | 373 | 1250 | LUMINAIRE, LED, 40W TO 150W
3546899E |  | 4766.05 | 373 | 1375 | CONDUIT
3546899E |  | 83405.9 | 373 | 1625 | STANDARD, OTHER, 25' AND UNDER
3547059E | 1649781.19 |  |  |  | PAR INCR-SEAS-PREP DELTA1702 R | PAR INCR-SEAS-PREP DELTA1702 RECON 1250FT-PARIS-CLB | 2023-03-07
3547059E |  | 186260.26 | 364 | 0001 | SINGLE CROSSARM
3547059E |  | 45698.92 | 364 | 0260 | POLE, WOOD, 40'
3547059E |  | 473982.51 | 364 | 0280 | POLE, WOOD, 45'
3547059E |  | 102946.33 | 364 | 0300 | POLE, WOOD, 50'
3547059E |  | 41079.53 | 364 | 0320 | POLE, WOOD, 55'
3547059E |  | 29696.05 | 364 | 0335 | POLE, WOOD, 60'
3547059E |  | 23261.88 | 365 | 0010 | CONDUCTOR, ALUMINUM, LESS THAN 4/0
3547059E |  | 291186.36 | 365 | 0020 | CONDUCTOR, ALUMINUM, 4/0 AND GREATER
3547059E |  | 42894.29 | 365 | 5635 | DIST AUTOMATION REPEATER OVERHEAD
3547059E |  | 8578.83 | 365 | 5645 | DIST AUTOMATION COMMUNICATION UNIT RF OH
3547059E |  | 37450.01 | 365 | 5650 | DIST AUTOMATION CONTROL OVERHEAD
3547059E |  | 16992.73 | 365 | 5660 | DIST AUTOMATION POWER SUPPLY UNIT OH
3547059E |  | 107895.68 | 365 | 6000 | DIST AUTOMATION SWITCH OVERHEAD
3547059E |  | 196653.9 | 366 | 1010 | CONDUIT
3547059E |  | 824.87 | 366 | 1150 | SECONDARY BOX
3547059E |  | 164.95 | 367 | 0020 | CONDUCTOR, ALUMINUM, LESS THEN 4/0
3547059E |  | 27716.3 | 367 | 0025 | CONDUCTOR, ALUMINUM, 4/0 AND GREATER
3547059E |  | 16497.79 | 367 | 0100 | FAULT INDICATOR
3547100E | 400234.42 |  |  |  | KRT: TEM FLINTRIDGE OFFSITE - | KRT: TEM FLINTRIDGE OFFSITE - LMA/RK | 2023-03-31
3547100E |  | 32018.75 | 364 | 0001 | SINGLE CROSSARM
3547100E |  | 92053.91 | 364 | 0280 | POLE, WOOD, 45'
3547100E |  | 124072.7 | 365 | 0010 | CONDUCTOR, ALUMINUM, LESS THAN 4/0
3547100E |  | 24014.06 | 365 | 6015 | RECLOSER,SINGLE PHASE,13.2KV AND UNDER,0-3000 AMP
3547100E |  | 92053.91 | 365 | 6030 | RECLOSER,2 OR 3 PHASE,OVER 13.2KV,0-3000 AMP
3547100E |  | 20011.72 | 366 | 1010 | CONDUIT
3547100E |  | 16009.37 | 367 | 0020 | CONDUCTOR, ALUMINUM, LESS THEN 4/0
3547232E | 1589397.52 |  |  |  | KRT/KIL WARRIORS LEGACY LA | KRT/KIL-WARRIORS LEGACY/LA | 2023-06-05
3547232E |  | 15893.97 | 364 | 0001 | SINGLE CROSSARM
3547232E |  | 15893.97 | 364 | 0280 | POLE, WOOD, 45'
3547232E |  | 15893.97 | 364 | 0300 | POLE, WOOD, 50'
3547232E |  | 476819.3 | 366 | 1010 | CONDUIT
3547232E |  | 127151.8 | 366 | 1150 | SECONDARY BOX
3547232E |  | 79469.87 | 366 | 1400 | PADS OR FOUNDATIONS, SMALL, LESS THAN 50 SQ FT
3547232E |  | 15893.97 | 366 | 1420 | PADS OR FOUNDATIONS, LARGE, OVER 100 SQ FT
3547232E |  | 254303.6 | 367 | 0020 | CONDUCTOR, ALUMINUM, LESS THEN 4/0
3547232E |  | 254303.6 | 367 | 0025 | CONDUCTOR, ALUMINUM, 4/0 AND GREATER
3547232E |  | 31787.95 | 367 | 0100 | FAULT INDICATOR
3547232E |  | 95363.85 | 367 | 5190 | SWITCHGEAR, PADMOUNT, 25KV
3547232E |  | 15893.97 | 373 | 0025 | CONDUCTOR, ALUMINUM, UNDERGROUND
3547232E |  | 31787.95 | 373 | 1250 | LUMINAIRE, LED, 40W TO 150W
3547232E |  | 31787.95 | 373 | 1375 | CONDUIT
3547232E |  | 127151.8 | 373 | 1520 | STANDARD, METAL, ABOVE 25'
3547336E | 162314.25 |  |  |  | 2021 NMHN003 RIVERVIEW P1 S5B | 2021 NMHN003 RIVERVIEW P1 S5B | 2022-02-10
3547336E |  | 11361.99 | 364 | 0001 | SINGLE CROSSARM
3547336E |  | 34085.99 | 364 | 0320 | POLE, WOOD, 55'
3547336E |  | 6492.57 | 364 | 0335 | POLE, WOOD, 60'
3547336E |  | 35709.13 | 364 | 0350 | POLE, WOOD, 65'
3547336E |  | 8115.71 | 364 | 0390 | POLE, OTHER, 75'
3547336E |  | 66548.86 | 365 | 0020 | CONDUCTOR, ALUMINUM, 4/0 AND GREATER
3548222E | 260306.2 |  |  |  | TEM: MESA RIDGE URD OFFSITE | TEM: MESA RIDGE URD OFFSITE | 2023-06-16
3548222E |  | 2603.06 | 365 | 0010 | CONDUCTOR, ALUMINUM, LESS THAN 4/0
3548222E |  | 52061.24 | 366 | 1010 | CONDUIT
3548222E |  | 13015.31 | 366 | 1100 | PRIMARY BOX
3548222E |  | 5206.12 | 366 | 1410 | PADS OR FOUNDATIONS, MEDIUM, 50-100 SQ FT
3548222E |  | 111931.68 | 367 | 0025 | CONDUCTOR, ALUMINUM, 4/0 AND GREATER
3548222E |  | 2603.06 | 367 | 0100 | FAULT INDICATOR
3548222E |  | 72885.73 | 367 | 5190 | SWITCHGEAR, PADMOUNT, 25KV
3548526E | 153777.95 |  |  |  | DSW/DAL - WESTMORELAND STATION | DSW/DAL - WESTMORELAND STATION - 2700 S. WESTMORELAND RD/SM | 2023-03-31
3548526E |  | 3075.55 | 364 | 0001 | SINGLE CROSSARM
3548526E |  | 3075.55 | 364 | 0280 | POLE, WOOD, 45'
3548526E |  | 6151.12 | 364 | 0300 | POLE, WOOD, 50'
3548526E |  | 6151.12 | 364 | 0320 | POLE, WOOD, 55'
3548526E |  | 26142.24 | 366 | 1010 | CONDUIT
3548526E |  | 6151.12 | 366 | 1100 | PRIMARY BOX
3548526E |  | 12302.24 | 366 | 1400 | PADS OR FOUNDATIONS, SMALL, LESS THAN 50 SQ FT
3548526E |  | 53822.32 | 367 | 0020 | CONDUCTOR, ALUMINUM, LESS THEN 4/0
3548526E |  | 4613.33 | 367 | 0100 | FAULT INDICATOR
3548526E |  | 1537.78 | 369 | 1100 | SERVICE, UNDERGROUND, 4/0 AND LESS, SINGLE PHASE
3548526E |  | 9226.67 | 369 | 1200 | SERVICE, UNDERGROUND, GREATER THAN 4/0, SINGLE PH
3548526E |  | 1537.78 | 373 | 0020 | CONDUCTOR, ALUMINUM, OVERHEAD
3548526E |  | 1537.78 | 373 | 0025 | CONDUCTOR, ALUMINUM, UNDERGROUND
3548526E |  | 15377.79 | 373 | 1250 | LUMINAIRE, LED, 40W TO 150W
3548526E |  | 3075.56 | 373 | 1520 | STANDARD, METAL, ABOVE 25'
3548554E | 588367.58 |  |  |  | MSQ LAKEPOINTE HWY 78 TO FM 6 | MSQ LAKEPOINTE HWY 78 TO FM 6 EAST SIDE | 2023-04-17
3548554E |  | 53894.46 | 364 | 0001 | SINGLE CROSSARM
3548554E |  | 72428.04 | 364 | 0280 | POLE, WOOD, 45'
3548554E |  | 25358.63 | 364 | 0300 | POLE, WOOD, 50'
3548554E |  | 20592.86 | 365 | 0010 | CONDUCTOR, ALUMINUM, LESS THAN 4/0
3548554E |  | 61013.71 | 365 | 0020 | CONDUCTOR, ALUMINUM, 4/0 AND GREATER
3548554E |  | 181099.6 | 366 | 1010 | CONDUIT
3548554E |  | 12885.24 | 366 | 1100 | PRIMARY BOX
3548554E |  | 161095.04 | 367 | 0025 | CONDUCTOR, ALUMINUM, 4/0 AND GREATER
3548573E | 1801712.79 |  |  |  | MES: POLO RIDGE OFFSITE PART 2 | MES: POLO RIDGE OFFSITE PART 2:MW | 2023-04-07
3548573E |  | 90085.63 | 364 | 0001 | SINGLE CROSSARM
3548573E |  | 468445.31 | 364 | 0300 | POLE, WOOD, 50'
3548573E |  | 666633.81 | 365 | 0020 | CONDUCTOR, ALUMINUM, 4/0 AND GREATER
3548573E |  | 108102.75 | 365 | 6010 | AIRBREAK SWITCH, WITH OR WITHOUT OPERATOR
3548573E |  | 90085.63 | 366 | 1010 | CONDUIT
3548573E |  | 36034.24 | 366 | 1100 | PRIMARY BOX
3548573E |  | 342325.42 | 367 | 0025 | CONDUCTOR, ALUMINUM, 4/0 AND GREATER
3548759E | 123410.67 |  |  |  | FWS MCDONOUGH SUB - 69 5000 SO | FWS MCDONOUGH SUB - 69 5000 SOUTH FWY JE | 2023-03-08
3548759E |  | 22213.91 | 364 | 0001 | SINGLE CROSSARM
3548759E |  | 48130.2 | 364 | 0280 | POLE, WOOD, 45'
3548759E |  | 6170.53 | 365 | 0010 | CONDUCTOR, ALUMINUM, LESS THAN 4/0
3548759E |  | 19745.69 | 366 | 1010 | CONDUIT
3548759E |  | 27150.34 | 367 | 0020 | CONDUCTOR, ALUMINUM, LESS THEN 4/0
3548882E | 716625.05 |  |  |  | MCK INSPIRATION PH 8B LUCAS TX | MCK INSPIRATION PH 8B LUCAS TX ETJ 231 LOTS | 2023-03-28
3548882E |  | 7166.24 | 364 | 0001 | SINGLE CROSSARM
3548882E |  | 7166.24 | 364 | 0280 | POLE, WOOD, 45'
3548882E |  | 136158.76 | 366 | 1010 | CONDUIT
3548882E |  | 50163.75 | 366 | 1150 | SECONDARY BOX
3548882E |  | 7166.24 | 366 | 1200 | MANHOLE, 0-100 CU FT
3548882E |  | 35831.24 | 366 | 1400 | PADS OR FOUNDATIONS, SMALL, LESS THAN 50 SQ FT
3548882E |  | 157657.62 | 367 | 0020 | CONDUCTOR, ALUMINUM, LESS THEN 4/0
3548882E |  | 93161.25 | 367 | 0025 | CONDUCTOR, ALUMINUM, 4/0 AND GREATER
3548882E |  | 14332.49 | 367 | 0100 | FAULT INDICATOR
3548882E |  | 7166.24 | 373 | 0025 | CONDUCTOR, ALUMINUM, UNDERGROUND
3548882E |  | 57329.99 | 373 | 1250 | LUMINAIRE, LED, 40W TO 150W
3548882E |  | 14332.49 | 373 | 1375 | CONDUIT
3548882E |  | 128992.5 | 373 | 1625 | STANDARD, OTHER, 25' AND UNDER
3549142E | 150517.74 |  |  |  | 2021NSTN001R01 DRIVER P1 P2 S1 | 2021NSTN001R01 DRIVER P1 P2 S18 S19 S20 | 2023-02-10
3549142E |  | 27981.24 | 364 | 0001 | SINGLE CROSSARM
3549142E |  | 2829.73 | 364 | 0280 | POLE, WOOD, 45'
3549142E |  | 31473.25 | 364 | 0300 | POLE, WOOD, 50'
3549142E |  | 14600.21 | 365 | 0020 | CONDUCTOR, ALUMINUM, 4/0 AND GREATER
3549142E |  | 46735.82 | 365 | 6015 | RECLOSER,SINGLE PHASE,13.2KV AND UNDER,0-3000 AMP
3549142E |  | 5403.58 | 366 | 1010 | CONDUIT
3549142E |  | 3311.38 | 367 | 0025 | CONDUCTOR, ALUMINUM, 4/0 AND GREATER
3549142E |  | 18182.53 | 367 | 0100 | FAULT INDICATOR
3549236E | 231269.32 |  |  |  | PAL: OFFSITE SOUTHEAST WATER S | PAL: OFFSITE SOUTHEAST WATER SUPPLY - FM 977 - RK | 2023-01-11
3549236E |  | 39315.76 | 364 | 0001 | SINGLE CROSSARM
3549236E |  | 2312.67 | 364 | 0240 | POLE, WOOD, 35'
3549236E |  | 67068.2 | 364 | 0280 | POLE, WOOD, 45'
3549236E |  | 9250.76 | 364 | 0300 | POLE, WOOD, 50'
3549236E |  | 53191.92 | 365 | 0010 | CONDUCTOR, ALUMINUM, LESS THAN 4/0
3549236E |  | 60130.01 | 365 | 6015 | RECLOSER,SINGLE PHASE,13.2KV AND UNDER,0-3000 AMP
3549511E | 179946.82 |  |  |  | DST/GP/CANVAS AT GRAND PRARIE/ | DST/GP/CANVAS AT GRAND PRARIE/RH | 2023-05-24
3549511E |  | 1799.46 | 364 | 0001 | SINGLE CROSSARM
3549511E |  | 10796.8 | 364 | 0300 | POLE, WOOD, 50'
3549511E |  | 48585.71 | 366 | 1010 | CONDUIT
3549511E |  | 23393.08 | 366 | 1150 | SECONDARY BOX
3549511E |  | 14395.74 | 366 | 1400 | PADS OR FOUNDATIONS, SMALL, LESS THAN 50 SQ FT
3549511E |  | 30590.95 | 367 | 0020 | CONDUCTOR, ALUMINUM, LESS THEN 4/0
3549511E |  | 30590.95 | 367 | 0025 | CONDUCTOR, ALUMINUM, 4/0 AND GREATER
3549511E |  | 5398.39 | 367 | 0100 | FAULT INDICATOR
3549511E |  | 14395.74 | 369 | 1100 | SERVICE, UNDERGROUND, 4/0 AND LESS, SINGLE PHASE
3549594E | 268509.98 |  |  |  | KRT/TEM-GREEN HOUSE MANUFACTUR | KRT/TEM-GREEN HOUSE MANUFACTURING/DH/PWR | 2023-04-12
3549594E |  | 24165.89 | 364 | 0001 | SINGLE CROSSARM
3549594E |  | 45646.69 | 364 | 0300 | POLE, WOOD, 50'
3549594E |  | 21480.79 | 364 | 0320 | POLE, WOOD, 55'
3549594E |  | 8055.29 | 365 | 0010 | CONDUCTOR, ALUMINUM, LESS THAN 4/0
3549594E |  | 64442.39 | 365 | 0020 | CONDUCTOR, ALUMINUM, 4/0 AND GREATER
3549594E |  | 104718.93 | 365 | 6030 | RECLOSER,2 OR 3 PHASE,OVER 13.2KV,0-3000 AMP
3549629E | 469814.69 |  |  |  | NET: DATA COMMUNICATION FIBER | NET: DATA COMMUNICATION FIBER INSTALLATION_DALLAS | 2022-11-09
3549629E |  | 469814.69 | 367 | 2100 | UG Fiber Optic Cable, > 72 fiber count
3549801E | 249069.23 |  |  |  | KRT/TAY-HIGHLANDS NORTH SECTIO | KRT/TAY-HIGHLANDS NORTH SECTION 4/JJ | 2023-02-15
3549801E |  | 79702.15 | 366 | 1010 | CONDUIT
3549801E |  | 27397.61 | 366 | 1150 | SECONDARY BOX
3549801E |  | 9962.77 | 366 | 1400 | PADS OR FOUNDATIONS, SMALL, LESS THAN 50 SQ FT
3549801E |  | 42341.77 | 367 | 0020 | CONDUCTOR, ALUMINUM, LESS THEN 4/0
3549801E |  | 47323.16 | 367 | 0025 | CONDUCTOR, ALUMINUM, 4/0 AND GREATER
3549801E |  | 2490.69 | 367 | 0100 | FAULT INDICATOR
3549801E |  | 7472.08 | 373 | 1250 | LUMINAIRE, LED, 40W TO 150W
3549801E |  | 7472.08 | 373 | 1375 | CONDUIT
3549801E |  | 24906.92 | 373 | 1520 | STANDARD, METAL, ABOVE 25'
3549955E | 507610.02 |  |  |  | BEN: HULEN TRAILS PH 2 - GS | BEN: HULEN TRAILS PH 2 - GS | 2023-04-14
3549955E |  | 5076.08 | 364 | 0001 | SINGLE CROSSARM
3549955E |  | 5076.08 | 364 | 0280 | POLE, WOOD, 45'
3549955E |  | 147207.03 | 366 | 1010 | CONDUIT
3549955E |  | 60913.18 | 366 | 1150 | SECONDARY BOX
3549955E |  | 25380.49 | 366 | 1400 | PADS OR FOUNDATIONS, SMALL, LESS THAN 50 SQ FT
3549955E |  | 111674.19 | 367 | 0020 | CONDUCTOR, ALUMINUM, LESS THEN 4/0
3549955E |  | 142130.79 | 367 | 0025 | CONDUCTOR, ALUMINUM, 4/0 AND GREATER
3549955E |  | 10152.18 | 367 | 0100 | FAULT INDICATOR
3549963E | 577851.06 |  |  |  | MCK/MCK - THE WOODS AT LINDSEY | MCK/MCK - THE WOODS AT LINDSEY PLACE - ANNA - MA | 2023-02-01
3549963E |  | 167576.84 | 366 | 1010 | CONDUIT
3549963E |  | 52006.59 | 366 | 1150 | SECONDARY BOX
3549963E |  | 28892.55 | 366 | 1400 | PADS OR FOUNDATIONS, SMALL, LESS THAN 50 SQ FT
3549963E |  | 104013.19 | 367 | 0020 | CONDUCTOR, ALUMINUM, LESS THEN 4/0
3549963E |  | 57785.1 | 367 | 0025 | CONDUCTOR, ALUMINUM, 4/0 AND GREATER
3549963E |  | 11557.02 | 367 | 0100 | FAULT INDICATOR
3549963E |  | 5778.51 | 373 | 0025 | CONDUCTOR, ALUMINUM, UNDERGROUND
3549963E |  | 52006.59 | 373 | 1250 | LUMINAIRE, LED, 40W TO 150W
3549963E |  | 11557.02 | 373 | 1375 | CONDUIT
3549963E |  | 86677.65 | 373 | 1625 | STANDARD, OTHER, 25' AND UNDER
3550285E | 183229.78 |  |  |  | WAC: CALLAN VILLAGE PH. 2 OFFS | WAC: CALLAN VILLAGE PH. 2 OFFSITE/MM | 2023-06-16
3550285E |  | 31149.06 | 364 | 0001 | SINGLE CROSSARM
3550285E |  | 3664.59 | 364 | 0260 | POLE, WOOD, 40'
3550285E |  | 47639.74 | 364 | 0280 | POLE, WOOD, 45'
3550285E |  | 10993.78 | 364 | 0300 | POLE, WOOD, 50'
3550285E |  | 1832.29 | 365 | 0010 | CONDUCTOR, ALUMINUM, LESS THAN 4/0
3550285E |  | 87950.32 | 365 | 0020 | CONDUCTOR, ALUMINUM, 4/0 AND GREATER
3550553E | 295421.04 |  |  |  | MCK/MCK - HERITAGE CREEKSIDE - | MCK/MCK - HERITAGE CREEKSIDE - PLANO - BS | 2023-04-06
3550553E |  | 94534.84 | 366 | 1010 | CONDUIT
3550553E |  | 11816.83 | 366 | 1100 | PRIMARY BOX
3550553E |  | 11816.83 | 366 | 1400 | PADS OR FOUNDATIONS, SMALL, LESS THAN 50 SQ FT
3550553E |  | 8862.62 | 366 | 1410 | PADS OR FOUNDATIONS, MEDIUM, 50-100 SQ FT
3550553E |  | 17725.25 | 367 | 0020 | CONDUCTOR, ALUMINUM, LESS THEN 4/0
3550553E |  | 35450.52 | 367 | 0025 | CONDUCTOR, ALUMINUM, 4/0 AND GREATER
3550553E |  | 2954.19 | 367 | 0100 | FAULT INDICATOR
3550553E |  | 67946.82 | 367 | 5190 | SWITCHGEAR, PADMOUNT, 25KV
3550553E |  | 44313.14 | 369 | 1200 | SERVICE, UNDERGROUND, GREATER THAN 4/0, SINGLE PH
3550605E | 303232.19 |  |  |  | BEN: DEER CREEK PH 1 GS/ | BEN: DEER CREEK PH 1 GS/ | 2023-04-27
3550605E |  | 3032.32 | 364 | 0001 | SINGLE CROSSARM
3550605E |  | 6064.64 | 364 | 0280 | POLE, WOOD, 45'
3550605E |  | 94002.01 | 366 | 1010 | CONDUIT
3550605E |  | 27290.89 | 366 | 1150 | SECONDARY BOX
3550605E |  | 30323.21 | 366 | 1400 | PADS OR FOUNDATIONS, SMALL, LESS THAN 50 SQ FT
3550605E |  | 84905.01 | 367 | 0020 | CONDUCTOR, ALUMINUM, LESS THEN 4/0
3550605E |  | 48517.15 | 367 | 0025 | CONDUCTOR, ALUMINUM, 4/0 AND GREATER
3550605E |  | 9096.96 | 367 | 0100 | FAULT INDICATOR
3550625E | 179517.71 |  |  |  | MCK-PRINCETON:TILLAGE FARMS OF | MCK-PRINCETON:TILLAGE FARMS OFFSITE-CCO | 2022-06-24
3550625E |  | 7180.69 | 364 | 0001 | SINGLE CROSSARM
3550625E |  | 1795.15 | 364 | 0260 | POLE, WOOD, 40'
3550625E |  | 26927.64 | 364 | 0280 | POLE, WOOD, 45'
3550625E |  | 5385.51 | 365 | 0010 | CONDUCTOR, ALUMINUM, LESS THAN 4/0
3550625E |  | 32313.17 | 365 | 0020 | CONDUCTOR, ALUMINUM, 4/0 AND GREATER
3550625E |  | 8975.87 | 366 | 1010 | CONDUIT
3550625E |  | 8975.87 | 366 | 1100 | PRIMARY BOX
3550625E |  | 1795.15 | 366 | 1150 | SECONDARY BOX
3550625E |  | 3590.32 | 366 | 1410 | PADS OR FOUNDATIONS, MEDIUM, 50-100 SQ FT
3550625E |  | 1795.15 | 367 | 0020 | CONDUCTOR, ALUMINUM, LESS THEN 4/0
3550625E |  | 32313.17 | 367 | 0025 | CONDUCTOR, ALUMINUM, 4/0 AND GREATER
3550625E |  | 3590.32 | 367 | 0100 | FAULT INDICATOR
3550625E |  | 44879.7 | 367 | 5190 | SWITCHGEAR, PADMOUNT, 25KV
3550629E | 1867818.67 |  |  |  | MCK-PRINCETON:BRIDGEWATER 4B O | MCK-PRINCETON:BRIDGEWATER 4B OFFSITE-CCO | 2023-03-31
3550629E |  | 18678.19 | 364 | 0001 | SINGLE CROSSARM
3550629E |  | 1251438.5 | 364 | 0260 | POLE, WOOD, 40'
3550629E |  | 149425.5 | 364 | 0280 | POLE, WOOD, 45'
3550629E |  | 130747.31 | 365 | 6015 | RECLOSER,SINGLE PHASE,13.2KV AND UNDER,0-3000 AMP
3550629E |  | 298850.98 | 365 | 6030 | RECLOSER,2 OR 3 PHASE,OVER 13.2KV,0-3000 AMP
3550629E |  | 18678.19 | 367 | 0020 | CONDUCTOR, ALUMINUM, LESS THEN 4/0
3550688E | 168129.76 |  |  |  | DES/FER - LENNAR AT FERRIS SPR | DES/FER - LENNAR AT FERRIS SPRINGS - SOUTH OF FM660/DT | 2023-05-23
3550688E |  | 1681.29 | 364 | 0001 | SINGLE CROSSARM
3550688E |  | 3362.59 | 364 | 0280 | POLE, WOOD, 45'
3550688E |  | 3362.59 | 364 | 0300 | POLE, WOOD, 50'
3550688E |  | 48757.69 | 366 | 1010 | CONDUIT
3550688E |  | 23538.16 | 366 | 1150 | SECONDARY BOX
3550688E |  | 15131.67 | 366 | 1400 | PADS OR FOUNDATIONS, SMALL, LESS THAN 50 SQ FT
3550688E |  | 1681.29 | 366 | 1410 | PADS OR FOUNDATIONS, MEDIUM, 50-100 SQ FT
3550688E |  | 43713.73 | 367 | 0020 | CONDUCTOR, ALUMINUM, LESS THEN 4/0
3550688E |  | 21856.86 | 367 | 0025 | CONDUCTOR, ALUMINUM, 4/0 AND GREATER
3550688E |  | 5043.89 | 367 | 0100 | FAULT INDICATOR
3551089E | 303483.12 |  |  |  | MCK/MCK-TUPPS BREWERY OFFSITE- | MCK/MCK-TUPPS BREWERY OFFSITE-MA | 2023-05-04
3551089E |  | 45522.47 | 364 | 0001 | SINGLE CROSSARM
3551089E |  | 3034.83 | 364 | 0002 | DOUBLE CROSSARMS
3551089E |  | 103184.26 | 364 | 0280 | POLE, WOOD, 45'
3551089E |  | 3034.83 | 365 | 0010 | CONDUCTOR, ALUMINUM, LESS THAN 4/0
3551089E |  | 148706.73 | 365 | 0020 | CONDUCTOR, ALUMINUM, 4/0 AND GREATER
3551393E | 2106674.13 |  |  |  | MHN SHIFTING SANDS-WINK TUB RE | MHN SHIFTING SANDS-WINK TUB REBUILD NORTH | 2023-03-02
3551393E |  | 210667.4 | 364 | 0001 | SINGLE CROSSARM
3551393E |  | 21066.73 | 364 | 0260 | POLE, WOOD, 40'
3551393E |  | 442401.56 | 364 | 0280 | POLE, WOOD, 45'
3551393E |  | 42133.47 | 364 | 0300 | POLE, WOOD, 50'
3551393E |  | 252800.89 | 365 | 0010 | CONDUCTOR, ALUMINUM, LESS THAN 4/0
3551393E |  | 1095470.61 | 365 | 0020 | CONDUCTOR, ALUMINUM, 4/0 AND GREATER
3551393E |  | 42133.47 | 365 | 6010 | AIRBREAK SWITCH, WITH OR WITHOUT OPERATOR
3551533E | 363048.84 |  |  |  | ODE:LEECO-YUKON RIDGE PHASE 1 | ODE:LEECO-YUKON RIDGE PHASE 1 (100 LOTS) DH | 2023-04-03
3551533E |  | 3630.47 | 364 | 0001 | SINGLE CROSSARM
3551533E |  | 3630.47 | 364 | 0260 | POLE, WOOD, 40'
3551533E |  | 105284.32 | 366 | 1010 | CONDUIT
3551533E |  | 47196.34 | 366 | 1150 | SECONDARY BOX
3551533E |  | 18152.43 | 366 | 1400 | PADS OR FOUNDATIONS, SMALL, LESS THAN 50 SQ FT
3551533E |  | 68979.27 | 367 | 0020 | CONDUCTOR, ALUMINUM, LESS THEN 4/0
3551533E |  | 47196.34 | 367 | 0025 | CONDUCTOR, ALUMINUM, 4/0 AND GREATER
3551533E |  | 3630.47 | 367 | 0100 | FAULT INDICATOR
3551533E |  | 3630.47 | 373 | 0025 | CONDUCTOR, ALUMINUM, UNDERGROUND
3551533E |  | 14521.94 | 373 | 1250 | LUMINAIRE, LED, 40W TO 150W
3551533E |  | 7260.96 | 373 | 1375 | CONDUIT
3551533E |  | 39935.36 | 373 | 1515 | STANDARD, METAL, 25' AND UNDER
3551629E | 226159.63 |  |  |  | SSP INCR SEAS PREP TEX RT087 B | SSP INCR SEAS PREP TEX RT087 BEN FRANKLIN DG | 2023-03-31
3551629E |  | 9046.37 | 364 | 0001 | SINGLE CROSSARM
3551629E |  | 58801.49 | 364 | 0335 | POLE, WOOD, 60'
3551629E |  | 158311.77 | 365 | 5635 | DIST AUTOMATION REPEATER OVERHEAD
3551880E | 102843.15 |  |  |  | ARL/FTW - BLUE LAGOON DREAM - | ARL/FTW - BLUE LAGOON DREAM - 8300 JOHN T WHITE ROAD/KW | 2023-06-05
3551880E |  | 1028.43 | 364 | 0001 | SINGLE CROSSARM
3551880E |  | 4113.72 | 364 | 0300 | POLE, WOOD, 50'
3551880E |  | 37023.57 | 366 | 1010 | CONDUIT
3551880E |  | 13369.6 | 366 | 1150 | SECONDARY BOX
3551880E |  | 7199.02 | 366 | 1400 | PADS OR FOUNDATIONS, SMALL, LESS THAN 50 SQ FT
3551880E |  | 24682.35 | 367 | 0020 | CONDUCTOR, ALUMINUM, LESS THEN 4/0
3551880E |  | 13369.6 | 367 | 0025 | CONDUCTOR, ALUMINUM, 4/0 AND GREATER
3551880E |  | 2056.86 | 367 | 0100 | FAULT INDICATOR
3552004E | 513409.58 |  |  |  | DES/WAX - LA PAZ RANCH PH 3 - | DES/WAX - LA PAZ RANCH PH 3 - MIDLOTHIAN - DT | 2023-03-08
3552004E |  | 5134.1 | 365 | 0010 | CONDUCTOR, ALUMINUM, LESS THAN 4/0
3552004E |  | 179693.34 | 366 | 1010 | CONDUIT
3552004E |  | 10268.19 | 366 | 1150 | SECONDARY BOX
3552004E |  | 5134.1 | 366 | 1200 | MANHOLE, 0-100 CU FT
3552004E |  | 25670.47 | 366 | 1400 | PADS OR FOUNDATIONS, SMALL, LESS THAN 50 SQ FT
3552004E |  | 189961.56 | 367 | 0020 | CONDUCTOR, ALUMINUM, LESS THEN 4/0
3552004E |  | 41072.76 | 367 | 0025 | CONDUCTOR, ALUMINUM, 4/0 AND GREATER
3552004E |  | 5134.1 | 367 | 0100 | FAULT INDICATOR
3552004E |  | 5134.1 | 373 | 0025 | CONDUCTOR, ALUMINUM, UNDERGROUND
3552004E |  | 5134.1 | 373 | 1200 | LUMINAIRE, OTHER, 100W
3552004E |  | 10268.19 | 373 | 1375 | CONDUIT
3552004E |  | 30804.57 | 373 | 1625 | STANDARD, OTHER, 25' AND UNDER
3552032E | 128228.87 |  |  |  | BEN: OFFSITE HULEN TRAILS PH 2 | BEN: OFFSITE HULEN TRAILS PH 2 - GS/ | 2023-03-31
3552032E |  | 19234.33 | 364 | 0001 | SINGLE CROSSARM
3552032E |  | 33339.51 | 364 | 0280 | POLE, WOOD, 45'
3552032E |  | 20516.62 | 364 | 0300 | POLE, WOOD, 50'
3552032E |  | 7693.73 | 365 | 0010 | CONDUCTOR, ALUMINUM, LESS THAN 4/0
3552032E |  | 47444.68 | 365 | 0020 | CONDUCTOR, ALUMINUM, 4/0 AND GREATER
3552272E | 325480.45 |  |  |  | FWN/FTW - MADERO PH 1 - MADERO | FWN/FTW - MADERO PH 1 - MADERO PH 1 - NE OF SENDERA RANCH/MW | 2023-04-12
3552272E |  | 123682.63 | 366 | 1010 | CONDUIT
3552272E |  | 42312.45 | 366 | 1150 | SECONDARY BOX
3552272E |  | 16274.01 | 366 | 1400 | PADS OR FOUNDATIONS, SMALL, LESS THAN 50 SQ FT
3552272E |  | 74860.49 | 367 | 0020 | CONDUCTOR, ALUMINUM, LESS THEN 4/0
3552272E |  | 65096.08 | 367 | 0025 | CONDUCTOR, ALUMINUM, 4/0 AND GREATER
3552272E |  | 3254.79 | 367 | 0100 | FAULT INDICATOR
3552312E | 5093244.89 |  |  |  | MSQ SAPPHIRE BAY WEST BORE | MSQ SAPPHIRE BAY WEST BORE | 2022-02-01
3552312E |  | 2546622.45 | 366 | 1030 | DUCT BANK, 5 - 8 HOLES
3552312E |  | 2495689.99 | 366 | 1240 | MANHOLE, OVER 400 CU FT
3552312E |  | 50932.45 | 367 | 0020 | CONDUCTOR, ALUMINUM, LESS THEN 4/0
3552435E | 246841.3 |  |  |  | KRT/TEM-SOUTH POINTE PH III/DC | KRT/TEM-SOUTH POINTE PH III/DC | 2023-05-30
3552435E |  | 2468.41 | 364 | 0001 | SINGLE CROSSARM
3552435E |  | 4936.82 | 364 | 0260 | POLE, WOOD, 40'
3552435E |  | 56773.56 | 366 | 1010 | CONDUIT
3552435E |  | 32089.36 | 366 | 1150 | SECONDARY BOX
3552435E |  | 12342.06 | 366 | 1400 | PADS OR FOUNDATIONS, SMALL, LESS THAN 50 SQ FT
3552435E |  | 49368.26 | 367 | 0020 | CONDUCTOR, ALUMINUM, LESS THEN 4/0
3552435E |  | 37026.19 | 367 | 0025 | CONDUCTOR, ALUMINUM, 4/0 AND GREATER
3552435E |  | 4936.82 | 367 | 0100 | FAULT INDICATOR
3552435E |  | 2468.41 | 373 | 0025 | CONDUCTOR, ALUMINUM, UNDERGROUND
3552435E |  | 7405.23 | 373 | 1200 | LUMINAIRE, OTHER, 100W
3552435E |  | 4936.82 | 373 | 1375 | CONDUIT
3552435E |  | 32089.36 | 373 | 1520 | STANDARD, METAL, ABOVE 25'
3552606E | 475293.59 |  |  |  | DES CED COTTAGES AT CEDAR HIL | DES/CED - COTTAGES AT CEDAR HILL - CORNER OF N. JOE WILSON | 2023-03-31
3552606E |  | 9505.86 | 364 | 0280 | POLE, WOOD, 45'
3552606E |  | 128329.35 | 366 | 1010 | CONDUIT
3552606E |  | 47529.35 | 366 | 1150 | SECONDARY BOX
3552606E |  | 38023.48 | 366 | 1400 | PADS OR FOUNDATIONS, SMALL, LESS THAN 50 SQ FT
3552606E |  | 99811.64 | 367 | 0020 | CONDUCTOR, ALUMINUM, LESS THEN 4/0
3552606E |  | 38023.48 | 367 | 0025 | CONDUCTOR, ALUMINUM, 4/0 AND GREATER
3552606E |  | 9505.86 | 367 | 0100 | FAULT INDICATOR
3552606E |  | 104564.57 | 369 | 1100 | SERVICE, UNDERGROUND, 4/0 AND LESS, SINGLE PHASE
3552664E | 773738.37 |  |  |  | FWN/FWN: BELTMILL PH 1 OFFSITE | FWN/FWN: BELTMILL PH 1 OFFSITE | 2023-04-06
3552664E |  | 1470.1 | 365 | 0010 | CONDUCTOR, ALUMINUM, LESS THAN 4/0
3552664E |  | 205969.15 | 366 | 1010 | CONDUIT
3552664E |  | 47662.28 | 366 | 1100 | PRIMARY BOX
3552664E |  | 19730.33 | 366 | 1410 | PADS OR FOUNDATIONS, MEDIUM, 50-100 SQ FT
3552664E |  | 340677.01 | 367 | 0025 | CONDUCTOR, ALUMINUM, 4/0 AND GREATER
3552664E |  | 158229.5 | 367 | 5190 | SWITCHGEAR, PADMOUNT, 25KV
3553028E | 524078.76 |  |  |  | HEB/NRL - J. RAMSEY - I 35 AN | HEB/NRL - J. RAMSEY - I 35 AND DALE EARNHARDT WAY/RD | 2023-03-31
3553028E |  | 5240.78 | 364 | 0001 | SINGLE CROSSARM
3553028E |  | 5240.78 | 364 | 0320 | POLE, WOOD, 55'
3553028E |  | 5240.78 | 365 | 0010 | CONDUCTOR, ALUMINUM, LESS THAN 4/0
3553028E |  | 78611.81 | 366 | 1100 | PRIMARY BOX
3553028E |  | 10481.57 | 366 | 1410 | PADS OR FOUNDATIONS, MEDIUM, 50-100 SQ FT
3553028E |  | 293484.14 | 367 | 0020 | CONDUCTOR, ALUMINUM, LESS THEN 4/0
3553028E |  | 120538.12 | 367 | 5190 | SWITCHGEAR, PADMOUNT, 25KV
3553028E |  | 5240.78 | 369 | 1300 | SERVICE, UNDERGROUND, 4/0 AND LESS,3 PHASES
3553054E | 323462.88 |  |  |  | MCK 2021MMCK102DAN INST INTELL | MCK 2021MMCK102DAN INST INTELL, FRISCO | 2023-03-31
3553054E |  | 3234.62 | 364 | 0001 | SINGLE CROSSARM
3553054E |  | 3234.62 | 364 | 0280 | POLE, WOOD, 45'
3553054E |  | 3234.62 | 364 | 0300 | POLE, WOOD, 50'
3553054E |  | 3234.62 | 365 | 0010 | CONDUCTOR, ALUMINUM, LESS THAN 4/0
3553054E |  | 19407.76 | 365 | 5645 | DIST AUTOMATION COMMUNICATION UNIT RF OH
3553054E |  | 29111.65 | 365 | 5650 | DIST AUTOMATION CONTROL OVERHEAD
3553054E |  | 12938.5 | 365 | 5660 | DIST AUTOMATION POWER SUPPLY UNIT OH
3553054E |  | 249066.49 | 365 | 6000 | DIST AUTOMATION SWITCH OVERHEAD
3553056E | 227865.86 |  |  |  | KRT/TEM:WATERS EDGE PHASE 1/JJ | KRT/TEM:WATERS EDGE PHASE 1/JJ | 2023-06-05
3553056E |  | 2278.66 | 364 | 0001 | SINGLE CROSSARM
3553056E |  | 4557.32 | 364 | 0300 | POLE, WOOD, 50'
3553056E |  | 68359.75 | 366 | 1010 | CONDUIT
3553056E |  | 11393.29 | 366 | 1200 | MANHOLE, 0-100 CU FT
3553056E |  | 15950.61 | 366 | 1400 | PADS OR FOUNDATIONS, SMALL, LESS THAN 50 SQ FT
3553056E |  | 84310.37 | 367 | 0020 | CONDUCTOR, ALUMINUM, LESS THEN 4/0
3553056E |  | 4557.32 | 367 | 0100 | FAULT INDICATOR
3553056E |  | 36458.54 | 369 | 1200 | SERVICE, UNDERGROUND, GREATER THAN 4/0, SINGLE PH
3553198E | 156945.63 |  |  |  | DES GRP CREEKSIDE AT GRAND PR | DES GRP CREEKSIDE AT GRAND PRAIRIE 2425 BARDIN RD RH | 2023-05-23
3553198E |  | 1569.45 | 364 | 0001 | SINGLE CROSSARM
3553198E |  | 3138.91 | 364 | 0260 | POLE, WOOD, 40'
3553198E |  | 36097.49 | 366 | 1010 | CONDUIT
3553198E |  | 18833.47 | 366 | 1400 | PADS OR FOUNDATIONS, SMALL, LESS THAN 50 SQ FT
3553198E |  | 54931.01 | 367 | 0020 | CONDUCTOR, ALUMINUM, LESS THEN 4/0
3553198E |  | 4708.36 | 367 | 0100 | FAULT INDICATOR
3553198E |  | 6277.82 | 369 | 1100 | SERVICE, UNDERGROUND, 4/0 AND LESS, SINGLE PHASE
3553198E |  | 31389.12 | 369 | 1200 | SERVICE, UNDERGROUND, GREATER THAN 4/0, SINGLE PH
3553215E | 175879.16 |  |  |  | DEC/BOYD: OH TO UG RELOCATION | DEC/BOYD: OH TO UG RELOCATION SPRINGHILL SOUTH:MW | 2023-05-24
3553215E |  | 7035.16 | 364 | 0001 | SINGLE CROSSARM
3553215E |  | 7035.16 | 364 | 0260 | POLE, WOOD, 40'
3553215E |  | 3517.58 | 364 | 0280 | POLE, WOOD, 45'
3553215E |  | 1758.79 | 365 | 0010 | CONDUCTOR, ALUMINUM, LESS THAN 4/0
3553215E |  | 49246.16 | 366 | 1010 | CONDUIT
3553215E |  | 33417.04 | 366 | 1100 | PRIMARY BOX
3553215E |  | 73869.27 | 367 | 0020 | CONDUCTOR, ALUMINUM, LESS THEN 4/0
3553360E | 113252.04 |  |  |  | MEX MMP TEGMN3040 2021 FDR MAI | MEX MMP TEGMN3040 2021 FDR MAINT PWR | 2023-02-22
3553360E |  | 36240.64 | 364 | 0001 | SINGLE CROSSARM
3553360E |  | 4530.06 | 364 | 0002 | DOUBLE CROSSARMS
3553360E |  | 36240.71 | 364 | 0260 | POLE, WOOD, 40'
3553360E |  | 29445.52 | 364 | 0280 | POLE, WOOD, 45'
3553360E |  | 6795.11 | 364 | 0300 | POLE, WOOD, 50'
3553805E | 101035.67 |  |  |  | CLE RPB(UG SWGR XFMR)1600 EDGE | CLE RPB(UG SWGR XFMR)1600 EDGEWOOD CT AMUD WATER TRTMNT | 2023-01-09
3553805E |  | 6062.13 | 366 | 1010 | CONDUIT
3553805E |  | 13134.63 | 366 | 1420 | PADS OR FOUNDATIONS, LARGE, OVER 100 SQ FT
3553805E |  | 22227.83 | 367 | 0020 | CONDUCTOR, ALUMINUM, LESS THEN 4/0
3553805E |  | 59611.08 | 367 | 5190 | SWITCHGEAR, PADMOUNT, 25KV
3553866E | 151127.09 |  |  |  | ARL/MAN - NAHVI ROAD - REGENC | ARL/MAN - NAHVI ROAD - REGENCY PKWY AND NAVHI ROAD/AW | 2023-05-23
3553866E |  | 30225.41 | 366 | 1010 | CONDUIT
3553866E |  | 3022.54 | 366 | 1200 | MANHOLE, 0-100 CU FT
3553866E |  | 18135.25 | 366 | 1400 | PADS OR FOUNDATIONS, SMALL, LESS THAN 50 SQ FT
3553866E |  | 42315.58 | 367 | 0020 | CONDUCTOR, ALUMINUM, LESS THEN 4/0
3553866E |  | 6045.08 | 367 | 0100 | FAULT INDICATOR
3553866E |  | 51383.23 | 369 | 1200 | SERVICE, UNDERGROUND, GREATER THAN 4/0, SINGLE PH
3553874E | 619391.85 |  |  |  | NET VLT PROT SY UPGRADE DALLAS | MAJESTIC | 2023-05-18
3553874E |  | 18581.75 | 367 | 0015 | CONDUCTOR, COPPER, 2/0 AND GREATER
3553874E |  | 278726.35 | 367 | 5050 | SWITCH, VACUUM, THREE PHASE
3553874E |  | 68133.1 | 367 | 5620 | MICRO-PROCESSOR AUTOMATION & CONTROL UNIT
3553874E |  | 253950.65 | 367 | 5650 | DIST AUTOMATION CONTROL UNDERGROUND
3553875E | 650694.12 |  |  |  | CONVENTION CENTER | CONVENTION CENTER | 2023-05-18
3553875E |  | 6506.93 | 367 | 0010 | CONDUCTOR, COPPER, LESS THEN 2/0
3553875E |  | 13013.87 | 367 | 0015 | CONDUCTOR, COPPER, 2/0 AND GREATER
3553875E |  | 234249.87 | 367 | 5050 | SWITCH, VACUUM, THREE PHASE
3553875E |  | 52055.52 | 367 | 5620 | MICRO-PROCESSOR AUTOMATION & CONTROL UNIT
3553875E |  | 344867.93 | 367 | 5650 | DIST AUTOMATION CONTROL UNDERGROUND
3553876E | 1026795.53 |  |  |  | CONTINENTAL PLAZA / 777 MAIN | CONTINENTAL PLAZA / 777 MAIN | 2023-05-23
3553876E |  | 10267.95 | 367 | 0010 | CONDUCTOR, COPPER, LESS THEN 2/0
3553876E |  | 10267.95 | 367 | 0015 | CONDUCTOR, COPPER, 2/0 AND GREATER
3553876E |  | 472325.93 | 367 | 5050 | SWITCH, VACUUM, THREE PHASE
3553876E |  | 533933.7 | 367 | 5650 | DIST AUTOMATION CONTROL UNDERGROUND
3553878E | 748145.67 |  |  |  | MCCASLIN - 2022 RETROFIT VAULT | MCCASLIN | 2023-05-24
3553878E |  | 7481.44 | 367 | 0010 | CONDUCTOR, COPPER, LESS THEN 2/0
3553878E |  | 7481.44 | 367 | 0015 | CONDUCTOR, COPPER, 2/0 AND GREATER
3553878E |  | 276813.89 | 367 | 5050 | SWITCH, VACUUM, THREE PHASE
3553878E |  | 67333.1 | 367 | 5620 | MICRO-PROCESSOR AUTOMATION & CONTROL UNIT
3553878E |  | 389035.8 | 367 | 5650 | DIST AUTOMATION CONTROL UNDERGROUND
3553982E | 247314.64 |  |  |  | TEX - SHERMAN MULTI-FAMILY APA | TEX - SHERMAN MULTI-FAMILY APARTMENTS - SHERMAN TX | 2023-04-20
3553982E |  | 7419.43 | 364 | 0001 | SINGLE CROSSARM
3553982E |  | 14838.86 | 364 | 0280 | POLE, WOOD, 45'
3553982E |  | 2473.13 | 365 | 0010 | CONDUCTOR, ALUMINUM, LESS THAN 4/0
3553982E |  | 2473.13 | 365 | 0020 | CONDUCTOR, ALUMINUM, 4/0 AND GREATER
3553982E |  | 56882.35 | 366 | 1010 | CONDUIT
3553982E |  | 12365.72 | 366 | 1400 | PADS OR FOUNDATIONS, SMALL, LESS THAN 50 SQ FT
3553982E |  | 4946.27 | 366 | 1410 | PADS OR FOUNDATIONS, MEDIUM, 50-100 SQ FT
3553982E |  | 61828.83 | 367 | 0020 | CONDUCTOR, ALUMINUM, LESS THEN 4/0
3553982E |  | 4946.27 | 367 | 0100 | FAULT INDICATOR
3553982E |  | 54409.2 | 367 | 5190 | SWITCHGEAR, PADMOUNT, 25KV
3553982E |  | 24731.45 | 369 | 1200 | SERVICE, UNDERGROUND, GREATER THAN 4/0, SINGLE PH
3554420E | 592468.55 |  |  |  | MCK/LDL - ASHFORD PHASE 1 - CO | MCK/LDL - ASHFORD PHASE 1 - CORINTH - RD | 2023-06-20
3554420E |  | 5924.68 | 365 | 0010 | CONDUCTOR, ALUMINUM, LESS THAN 4/0
3554420E |  | 248836.83 | 366 | 1010 | CONDUIT
3554420E |  | 53322.16 | 366 | 1150 | SECONDARY BOX
3554420E |  | 23698.74 | 366 | 1400 | PADS OR FOUNDATIONS, SMALL, LESS THAN 50 SQ FT
3554420E |  | 5924.68 | 366 | 1410 | PADS OR FOUNDATIONS, MEDIUM, 50-100 SQ FT
3554420E |  | 118493.71 | 367 | 0020 | CONDUCTOR, ALUMINUM, LESS THEN 4/0
3554420E |  | 47397.48 | 367 | 0025 | CONDUCTOR, ALUMINUM, 4/0 AND GREATER
3554420E |  | 5924.68 | 367 | 0100 | FAULT INDICATOR
3554420E |  | 82945.59 | 367 | 5190 | SWITCHGEAR, PADMOUNT, 25KV
3554488E | 117630.69 |  |  |  | RRK: SWITCH PRIME RELOCATE URD | RRK: SWITCH PRIME RELOCATE URD 3 PH JK | 2023-02-15
3554488E |  | 117630.69 | 367 | 0025 | CONDUCTOR, ALUMINUM, 4/0 AND GREATER
3555297E | 127478.07 |  |  |  | DEC:OFFSITE RECONDUCTOR COUNTY | DEC:OFFSITE RECONDUCTOR COUNTY RD 3424, BRIDGEPORT | 2023-03-30
3555297E |  | 56090.34 | 364 | 0260 | POLE, WOOD, 40'
3555297E |  | 12747.81 | 364 | 0280 | POLE, WOOD, 45'
3555297E |  | 58639.92 | 365 | 0010 | CONDUCTOR, ALUMINUM, LESS THAN 4/0
3555864E | 102520.35 |  |  |  | NRH-GLENVIEW DRIVE-MAK | NRH-GLENVIEW DRIVE-MAK | 2023-01-25
3555864E |  | 19478.85 | 364 | 0001 | SINGLE CROSSARM
3555864E |  | 63562.67 | 364 | 0280 | POLE, WOOD, 45'
3555864E |  | 18453.65 | 364 | 0320 | POLE, WOOD, 55'
3555864E |  | 1025.18 | 365 | 0010 | CONDUCTOR, ALUMINUM, LESS THAN 4/0
3555982E | 1047956.03 |  |  |  | BEN FTW WALSH RANCH QUAIL VA | BEN FTW WALSH RANCH QUAIL VALLEY NEAR OLD WEATHERFORD | 2023-05-30
3555982E |  | 356305.07 | 366 | 1010 | CONDUIT
3555982E |  | 20959.12 | 366 | 1100 | PRIMARY BOX
3555982E |  | 73356.92 | 366 | 1150 | SECONDARY BOX
3555982E |  | 10479.56 | 366 | 1200 | MANHOLE, 0-100 CU FT
3555982E |  | 41918.24 | 366 | 1400 | PADS OR FOUNDATIONS, SMALL, LESS THAN 50 SQ FT
3555982E |  | 10479.56 | 366 | 1410 | PADS OR FOUNDATIONS, MEDIUM, 50-100 SQ FT
3555982E |  | 10479.56 | 366 | 1420 | PADS OR FOUNDATIONS, LARGE, OVER 100 SQ FT
3555982E |  | 199111.64 | 367 | 0020 | CONDUCTOR, ALUMINUM, LESS THEN 4/0
3555982E |  | 178152.52 | 367 | 0025 | CONDUCTOR, ALUMINUM, 4/0 AND GREATER
3555982E |  | 10479.56 | 367 | 0100 | FAULT INDICATOR
3555982E |  | 136234.28 | 367 | 5190 | SWITCHGEAR, PADMOUNT, 25KV
3556057E | 569651.45 |  |  |  | STN MCCLURE OIL BLOODWORTH PME | STN MCCLURE OIL BLOODWORTH PME OFFSITE-MB-PWR | 2023-03-08
3556057E |  | 51268.61 | 364 | 0001 | SINGLE CROSSARM
3556057E |  | 5696.49 | 364 | 0280 | POLE, WOOD, 45'
3556057E |  | 136716.34 | 364 | 0300 | POLE, WOOD, 50'
3556057E |  | 5696.49 | 364 | 0320 | POLE, WOOD, 55'
3556057E |  | 5696.49 | 364 | 0335 | POLE, WOOD, 60'
3556057E |  | 39875.59 | 365 | 0010 | CONDUCTOR, ALUMINUM, LESS THAN 4/0
3556057E |  | 273432.88 | 365 | 0020 | CONDUCTOR, ALUMINUM, 4/0 AND GREATER
3556057E |  | 17089.53 | 365 | 6010 | AIRBREAK SWITCH, WITH OR WITHOUT OPERATOR
3556057E |  | 11393.01 | 366 | 1010 | CONDUIT
3556057E |  | 17089.53 | 367 | 0025 | CONDUCTOR, ALUMINUM, 4/0 AND GREATER
3556057E |  | 5696.49 | 367 | 0100 | FAULT INDICATOR
3556112E | 889065.48 |  |  |  | AND NGL WATER SOLUTIONS SALTY | AND NGL WATER SOLUTIONS SALTY DOG ADDED LOAD OFFSITE 2-AF-BG | 2023-02-22
3556112E |  | 80015.89 | 364 | 0001 | SINGLE CROSSARM
3556112E |  | 231157.02 | 364 | 0300 | POLE, WOOD, 50'
3556112E |  | 26671.96 | 364 | 0320 | POLE, WOOD, 55'
3556112E |  | 71125.23 | 365 | 0010 | CONDUCTOR, ALUMINUM, LESS THAN 4/0
3556112E |  | 480095.38 | 365 | 0020 | CONDUCTOR, ALUMINUM, 4/0 AND GREATER
3556116E | 907585.5 |  |  |  | AND NGL WATER SOLUTIONS SALTY | AND NGL WATER SOLUTIONS SALTY DOG ADDED LOAD OFFSITE 4-AF-BG | 2023-04-03
3556116E |  | 90758.55 | 364 | 0001 | SINGLE CROSSARM
3556116E |  | 290427.36 | 364 | 0300 | POLE, WOOD, 50'
3556116E |  | 63530.98 | 365 | 0010 | CONDUCTOR, ALUMINUM, LESS THAN 4/0
3556116E |  | 462868.61 | 365 | 0020 | CONDUCTOR, ALUMINUM, 4/0 AND GREATER
3556117E | 742844.62 |  |  |  | AND NGL WATER SOLUTIONS SALTY | AND NGL WATER SOLUTIONS SALTY DOG ADDED LOAD OFFSITE 5-AF-BG | 2023-04-03
3556117E |  | 92632.72 | 364 | 0001 | SINGLE CROSSARM
3556117E |  | 5125.62 | 364 | 0260 | POLE, WOOD, 40'
3556117E |  | 12702.63 | 364 | 0280 | POLE, WOOD, 45'
3556117E |  | 312514.78 | 364 | 0300 | POLE, WOOD, 50'
3556117E |  | 6314.17 | 364 | 0320 | POLE, WOOD, 55'
3556117E |  | 44199.25 | 365 | 0010 | CONDUCTOR, ALUMINUM, LESS THAN 4/0
3556117E |  | 269355.45 | 365 | 0020 | CONDUCTOR, ALUMINUM, 4/0 AND GREATER
3556214E | 1612370.85 |  |  |  | 2022MMCK003 SW2601 MCK P1 - 1 | 2022MMCK003 SW2601 MCK P1 - 1 | 2023-05-26
3556214E |  | 112865.95 | 364 | 0001 | SINGLE CROSSARM
3556214E |  | 16123.7 | 364 | 0260 | POLE, WOOD, 40'
3556214E |  | 370845.29 | 364 | 0280 | POLE, WOOD, 45'
3556214E |  | 16123.7 | 364 | 0300 | POLE, WOOD, 50'
3556214E |  | 80618.54 | 364 | 0360 | POLE, OTHER, 65'
3556214E |  | 257979.33 | 364 | 0375 | POLE, OTHER, 70'
3556214E |  | 112865.95 | 365 | 0010 | CONDUCTOR, ALUMINUM, LESS THAN 4/0
3556214E |  | 580453.59 | 365 | 0020 | CONDUCTOR, ALUMINUM, 4/0 AND GREATER
3556214E |  | 16123.7 | 366 | 1010 | CONDUIT
3556214E |  | 16123.7 | 366 | 1150 | SECONDARY BOX
3556214E |  | 16123.7 | 367 | 0020 | CONDUCTOR, ALUMINUM, LESS THEN 4/0
3556214E |  | 16123.7 | 369 | 0100 | SERVICE, OVERHEAD, 4/0 AND LESS, SINGLE PHASE
3556301E | 204028.94 |  |  |  | DNE: 2020-1106 LKMNT-008 - OFF | DNE: 2020-1106 LKMNT-008 - OFFSITE - DALLAS LOVE HANGERS-SJH | 2023-03-27
3556301E |  | 48966.93 | 364 | 0001 | SINGLE CROSSARM
3556301E |  | 40805.78 | 364 | 0280 | POLE, WOOD, 45'
3556301E |  | 114256.23 | 365 | 0020 | CONDUCTOR, ALUMINUM, 4/0 AND GREATER
3556380E | 494190.95 |  |  |  | KRT/SAL EAGLE RANCH SUBDIVISIO | KRT/SAL EAGLE RANCH SUBDIVISION DH | 2023-06-21
3556380E |  | 4941.9 | 364 | 0001 | SINGLE CROSSARM
3556380E |  | 4941.9 | 364 | 0280 | POLE, WOOD, 45'
3556380E |  | 182850.71 | 366 | 1010 | CONDUIT
3556380E |  | 24709.54 | 366 | 1150 | SECONDARY BOX
3556380E |  | 29651.45 | 366 | 1200 | MANHOLE, 0-100 CU FT
3556380E |  | 14825.72 | 366 | 1400 | PADS OR FOUNDATIONS, SMALL, LESS THAN 50 SQ FT
3556380E |  | 168024.92 | 367 | 0020 | CONDUCTOR, ALUMINUM, LESS THEN 4/0
3556380E |  | 59302.91 | 367 | 0025 | CONDUCTOR, ALUMINUM, 4/0 AND GREATER
3556380E |  | 4941.9 | 367 | 0100 | FAULT INDICATOR
3556598E | 1742522.35 |  |  |  | KRT:TEM GREEN HOUSE MFCT OFFSI | KRT:TEM GREEN HOUSE MFCT CAPACITOR.DH | 2023-04-12
3556598E |  | 104551.34 | 364 | 0001 | SINGLE CROSSARM
3556598E |  | 121976.56 | 364 | 0280 | POLE, WOOD, 45'
3556598E |  | 156827.01 | 364 | 0300 | POLE, WOOD, 50'
3556598E |  | 69700.89 | 364 | 0320 | POLE, WOOD, 55'
3556598E |  | 52275.67 | 364 | 0335 | POLE, WOOD, 60'
3556598E |  | 209102.68 | 364 | 0345 | POLE, OTHER, 60'
3556598E |  | 17425.22 | 365 | 0010 | CONDUCTOR, ALUMINUM, LESS THAN 4/0
3556598E |  | 470481.07 | 365 | 0020 | CONDUCTOR, ALUMINUM, 4/0 AND GREATER
3556598E |  | 139401.78 | 366 | 1010 | CONDUIT
3556598E |  | 383354.91 | 367 | 0025 | CONDUCTOR, ALUMINUM, 4/0 AND GREATER
3556598E |  | 17425.22 | 367 | 0100 | FAULT INDICATOR
3556691E | 110633.41 |  |  |  | FWN PMP AGING POLE ASSET LIFE | FWN PMP AGING POLE ASSET LIFE EXT RESTORATION WR 3 | 2023-04-27
3556691E |  | 110633.41 | 364 | 0280 | POLE, WOOD, 45'
3556704E | 106926.67 |  |  |  | HEB PMP AGING POLE ASSET LIFE | HEB PMP AGING POLE ASSET LIFE EXT RESTORATION WR 2 | 2023-04-27
3556704E |  | 106926.67 | 364 | 0280 | POLE, WOOD, 45'
3556705E | 102498.29 |  |  |  | HEB PMP AGING POLE ASSET LIFE | HEB PMP AGING POLE ASSET LIFE EXT RESTORATION WR 3 | 2023-04-27
3556705E |  | 102498.29 | 364 | 0280 | POLE, WOOD, 45'
3556707E | 112241.85 |  |  |  | HEB PMP AGING POLE ASSET LIFE | HEB PMP AGING POLE ASSET LIFE EXT RESTORATION WR 4 | 2023-04-27
3556707E |  | 112241.85 | 364 | 0280 | POLE, WOOD, 45'
3556853E | 102460.61 |  |  |  | WYLIE COLLIN COUNTY PARK BLVD | WYLIE COLLIN COUNTY PARK BLVD EXTENSION CED | 2023-05-04
3556853E |  | 11270.66 | 364 | 0001 | SINGLE CROSSARM
3556853E |  | 6147.62 | 364 | 0240 | POLE, WOOD, 35'
3556853E |  | 45082.73 | 364 | 0280 | POLE, WOOD, 45'
3556853E |  | 5123.02 | 364 | 0300 | POLE, WOOD, 50'
3556853E |  | 20492.12 | 365 | 0010 | CONDUCTOR, ALUMINUM, LESS THAN 4/0
3556853E |  | 11270.66 | 365 | 0020 | CONDUCTOR, ALUMINUM, 4/0 AND GREATER
3556853E |  | 3073.8 | 369 | 0100 | SERVICE, OVERHEAD, 4/0 AND LESS, SINGLE PHASE
3556863E | 126872.44 |  |  |  | PAR FARMERS BANK BLDG 2950 LAM | PAR FARMERS BANK BLDG 2950 LAMAR AVE PARIS TX | 2023-03-31
3556863E |  | 13955.96 | 364 | 0001 | SINGLE CROSSARM
3556863E |  | 7612.34 | 364 | 0300 | POLE, WOOD, 50'
3556863E |  | 8881.06 | 364 | 0320 | POLE, WOOD, 55'
3556863E |  | 73586.05 | 364 | 0360 | POLE, OTHER, 65'
3556863E |  | 5074.9 | 365 | 0010 | CONDUCTOR, ALUMINUM, LESS THAN 4/0
3556863E |  | 17762.13 | 367 | 0020 | CONDUCTOR, ALUMINUM, LESS THEN 4/0
3557122E | 1123467.82 |  |  |  | STN PIONEER NATURAL JORDAN 23- | STN PIONEER NATURAL JORDAN 23-24 PME OFF SITE PT 1 CNC-SE | 2023-03-08
3557122E |  | 112346.76 | 364 | 0001 | SINGLE CROSSARM
3557122E |  | 11234.66 | 364 | 0280 | POLE, WOOD, 45'
3557122E |  | 303336.29 | 364 | 0300 | POLE, WOOD, 50'
3557122E |  | 33704.02 | 364 | 0320 | POLE, WOOD, 55'
3557122E |  | 89877.4 | 365 | 0010 | CONDUCTOR, ALUMINUM, LESS THAN 4/0
3557122E |  | 561734.03 | 365 | 0020 | CONDUCTOR, ALUMINUM, 4/0 AND GREATER
3557122E |  | 11234.66 | 369 | 0300 | SERVICE, OVERHEAD, 4/0 AND LESS, 3 PHASE
3557123E | 125768.05 |  |  |  | STN PIONEER NATURAL JORDAN 23- | STN PIONEER NATURAL JORDAN 23-24 PME OFF SITE PT 2 CNC-SE | 2023-04-03
3557123E |  | 30184.34 | 364 | 0001 | SINGLE CROSSARM
3557123E |  | 23895.92 | 364 | 0260 | POLE, WOOD, 40'
3557123E |  | 52822.6 | 364 | 0280 | POLE, WOOD, 45'
3557123E |  | 15092.17 | 364 | 0300 | POLE, WOOD, 50'
3557123E |  | 1257.67 | 367 | 0020 | CONDUCTOR, ALUMINUM, LESS THEN 4/0
3557123E |  | 2515.35 | 369 | 0100 | SERVICE, OVERHEAD, 4/0 AND LESS, SINGLE PHASE
3557237E | 469225.33 |  |  |  | WAC:WACO BSR STANDING WAVE OFF | WAC:WACO BSR STANDING WAVE OFFSITE. DH | 2023-05-30
3557237E |  | 46922.52 | 364 | 0001 | SINGLE CROSSARM
3557237E |  | 4692.24 | 364 | 0002 | DOUBLE CROSSARMS
3557237E |  | 121998.58 | 364 | 0280 | POLE, WOOD, 45'
3557237E |  | 4692.24 | 364 | 0300 | POLE, WOOD, 50'
3557237E |  | 9384.5 | 364 | 0320 | POLE, WOOD, 55'
3557237E |  | 4692.24 | 364 | 0335 | POLE, WOOD, 60'
3557237E |  | 23461.25 | 365 | 0010 | CONDUCTOR, ALUMINUM, LESS THAN 4/0
3557237E |  | 234612.78 | 365 | 0020 | CONDUCTOR, ALUMINUM, 4/0 AND GREATER
3557237E |  | 4692.24 | 366 | 1010 | CONDUIT
3557237E |  | 9384.5 | 367 | 0025 | CONDUCTOR, ALUMINUM, 4/0 AND GREATER
3557237E |  | 4692.24 | 367 | 0100 | FAULT INDICATOR
3557259E | 255884.71 |  |  |  | 2022MIRV003 INWOOD RD SUB P2 S | 2022MIRV003 INWOOD RD SUB P2 S13 S25 | 2022-09-19
3557259E |  | 46059.24 | 364 | 0001 | SINGLE CROSSARM
3557259E |  | 10235.37 | 364 | 0290 | POLE, CONCRETE, 45'
3557259E |  | 38382.7 | 364 | 0300 | POLE, WOOD, 50'
3557259E |  | 40941.54 | 364 | 0320 | POLE, WOOD, 55'
3557259E |  | 23029.61 | 364 | 0335 | POLE, WOOD, 60'
3557259E |  | 2558.83 | 365 | 0010 | CONDUCTOR, ALUMINUM, LESS THAN 4/0
3557259E |  | 79324.39 | 365 | 0020 | CONDUCTOR, ALUMINUM, 4/0 AND GREATER
3557259E |  | 7676.54 | 365 | 6010 | AIRBREAK SWITCH, WITH OR WITHOUT OPERATOR
3557259E |  | 2558.83 | 367 | 0020 | CONDUCTOR, ALUMINUM, LESS THEN 4/0
3557259E |  | 2558.83 | 369 | 1100 | SERVICE, UNDERGROUND, 4/0 AND LESS, SINGLE PHASE
3557259E |  | 2558.83 | 369 | 1400 | SERVICE, UNDERGROUND, GREATER THAN 4/0, 3 PHASES
3557272E | 112170.13 |  |  |  | MCK/MCK - WATTERS EDGE AT THE | MCK/MCK - WATTERS EDGE AT THE FARM - ALLEN - MA | 2023-05-04
3557272E |  | 29164.26 | 366 | 1010 | CONDUIT
3557272E |  | 24677.42 | 366 | 1150 | SECONDARY BOX
3557272E |  | 12338.71 | 366 | 1400 | PADS OR FOUNDATIONS, SMALL, LESS THAN 50 SQ FT
3557272E |  | 22434.02 | 367 | 0020 | CONDUCTOR, ALUMINUM, LESS THEN 4/0
3557272E |  | 20190.62 | 367 | 0025 | CONDUCTOR, ALUMINUM, 4/0 AND GREATER
3557272E |  | 3365.1 | 367 | 0100 | FAULT INDICATOR
3557335E | 306812.21 |  |  |  | 2022MWAX204 RICE 0208 P1 S2 | 2022MWAX204 RICE 0208 P1 S2 | 2023-06-02
3557335E |  | 24544.97 | 364 | 0001 | SINGLE CROSSARM
3557335E |  | 15340.61 | 364 | 0260 | POLE, WOOD, 40'
3557335E |  | 67498.68 | 364 | 0280 | POLE, WOOD, 45'
3557335E |  | 3068.12 | 365 | 0010 | CONDUCTOR, ALUMINUM, LESS THAN 4/0
3557335E |  | 196359.83 | 365 | 0020 | CONDUCTOR, ALUMINUM, 4/0 AND GREATER
3557485E | 226351.63 |  |  |  | MCK/DNO - GALATYN PARK STATION | MCK/DNO - GALATYN PARK STATION - RICHARDSON - BS | 2023-05-17
3557485E |  | 76959.58 | 366 | 1010 | CONDUIT
3557485E |  | 2263.51 | 366 | 1400 | PADS OR FOUNDATIONS, SMALL, LESS THAN 50 SQ FT
3557485E |  | 29425.71 | 366 | 1410 | PADS OR FOUNDATIONS, MEDIUM, 50-100 SQ FT
3557485E |  | 40743.29 | 367 | 0020 | CONDUCTOR, ALUMINUM, LESS THEN 4/0
3557485E |  | 18108.13 | 367 | 0025 | CONDUCTOR, ALUMINUM, 4/0 AND GREATER
3557485E |  | 2263.51 | 367 | 0100 | FAULT INDICATOR
3557485E |  | 56587.9 | 367 | 5190 | SWITCHGEAR, PADMOUNT, 25KV
3557500E | 159011.4 |  |  |  | CLE: OFFSITE - BAKER FARMS - G | CLE: OFFSITE - BAKER FARMS - GS/ | 2023-05-30
3557500E |  | 7950.57 | 364 | 0001 | SINGLE CROSSARM
3557500E |  | 31802.28 | 364 | 0280 | POLE, WOOD, 45'
3557500E |  | 34982.5 | 365 | 0020 | CONDUCTOR, ALUMINUM, 4/0 AND GREATER
3557500E |  | 84276.05 | 365 | 6030 | RECLOSER,2 OR 3 PHASE,OVER 13.2KV,0-3000 AMP
3557957E | 180848.24 |  |  |  | MTN/MSQ-THE SWBC ROCKWALL 2LP/ | MTN/MSQ-THE SWBC ROCKWALL 2LP/JJ | 2023-01-09
3557957E |  | 56062.95 | 366 | 1010 | CONDUIT
3557957E |  | 5425.44 | 366 | 1200 | MANHOLE, 0-100 CU FT
3557957E |  | 19893.3 | 366 | 1400 | PADS OR FOUNDATIONS, SMALL, LESS THAN 50 SQ FT
3557957E |  | 70530.85 | 367 | 0020 | CONDUCTOR, ALUMINUM, LESS THEN 4/0
3557957E |  | 5425.44 | 367 | 0100 | FAULT INDICATOR
3557957E |  | 7233.92 | 369 | 1100 | SERVICE, UNDERGROUND, 4/0 AND LESS, SINGLE PHASE
3557957E |  | 16276.34 | 369 | 1200 | SERVICE, UNDERGROUND, GREATER THAN 4/0, SINGLE PH
3558002E | 221910.14 |  |  |  | KRT/TAY-SIENNA SOUTH - BLOCK A | KRT/TAY-SIENNA SOUTH - BLOCK A - LOTS 3 & 4/CV | 2023-06-16
3558002E |  | 88764.08 | 366 | 1010 | CONDUIT
3558002E |  | 26629.21 | 366 | 1150 | SECONDARY BOX
3558002E |  | 2219.1 | 366 | 1200 | MANHOLE, 0-100 CU FT
3558002E |  | 15533.7 | 366 | 1400 | PADS OR FOUNDATIONS, SMALL, LESS THAN 50 SQ FT
3558002E |  | 51039.33 | 367 | 0020 | CONDUCTOR, ALUMINUM, LESS THEN 4/0
3558002E |  | 33286.52 | 367 | 0025 | CONDUCTOR, ALUMINUM, 4/0 AND GREATER
3558002E |  | 4438.2 | 367 | 0100 | FAULT INDICATOR
3558018E | 345912.23 |  |  |  | MCK AUTO 2022-P-029-AAH-LAVON1 | MCK AUTO 2022-P-029-AAH-LAVON1401-LAVON1402-LAVON1406-RECON | 2023-03-23
3558018E |  | 41509.46 | 364 | 0001 | SINGLE CROSSARM
3558018E |  | 127987.52 | 364 | 0280 | POLE, WOOD, 45'
3558018E |  | 10377.36 | 364 | 0300 | POLE, WOOD, 50'
3558018E |  | 38050.34 | 365 | 0010 | CONDUCTOR, ALUMINUM, LESS THAN 4/0
3558018E |  | 127987.55 | 365 | 0020 | CONDUCTOR, ALUMINUM, 4/0 AND GREATER
3558024E | 597445.73 |  |  |  | MCK AUTO 2022-P-031-RS-PWEST13 | MCK AUTO 2022-P-031-RS-PWEST1301-PWEST1304-DA | 2023-03-30
3558024E |  | 11948.92 | 364 | 0001 | SINGLE CROSSARM
3558024E |  | 23897.83 | 364 | 0335 | POLE, WOOD, 60'
3558024E |  | 11948.92 | 365 | 5635 | DIST AUTOMATION REPEATER OVERHEAD
3558024E |  | 35846.75 | 365 | 5645 | DIST AUTOMATION COMMUNICATION UNIT RF OH
3558024E |  | 125463.62 | 365 | 5650 | DIST AUTOMATION CONTROL OVERHEAD
3558024E |  | 59744.57 | 365 | 5660 | DIST AUTOMATION POWER SUPPLY UNIT OH
3558024E |  | 328595.12 | 365 | 6000 | DIST AUTOMATION SWITCH OVERHEAD
3558037E | 213972.39 |  |  |  | MCK AUTO 2022-P-040-AAM-ROLTR2 | MCK AUTO 2022-P-040-AAM-ROLTR2912-WRIDG3054-DA | 2023-02-16
3558037E |  | 4279.43 | 364 | 0001 | SINGLE CROSSARM
3558037E |  | 2139.71 | 364 | 0335 | POLE, WOOD, 60'
3558037E |  | 6419.16 | 364 | 0365 | POLE, WOOD, 70'
3558037E |  | 10698.6 | 365 | 5645 | DIST AUTOMATION COMMUNICATION UNIT RF OH
3558037E |  | 44934.18 | 365 | 5650 | DIST AUTOMATION CONTROL OVERHEAD
3558037E |  | 19257.51 | 365 | 5660 | DIST AUTOMATION POWER SUPPLY UNIT OH
3558037E |  | 126243.8 | 365 | 6000 | DIST AUTOMATION SWITCH OVERHEAD
3558041E | 213380.63 |  |  |  | LUF AUTO 2022-P-048-AAF-LFSTH1 | LUF AUTO 2022-P-048-AAF-LFSTH1408-LFSTH1404-DA | 2023-02-22
3558041E |  | 4267.6 | 364 | 0001 | SINGLE CROSSARM
3558041E |  | 14936.62 | 364 | 0335 | POLE, WOOD, 60'
3558041E |  | 27739.47 | 365 | 5635 | DIST AUTOMATION REPEATER OVERHEAD
3558041E |  | 10669.02 | 365 | 5645 | DIST AUTOMATION COMMUNICATION UNIT RF OH
3558041E |  | 38408.5 | 365 | 5650 | DIST AUTOMATION CONTROL OVERHEAD
3558041E |  | 17070.43 | 365 | 5660 | DIST AUTOMATION POWER SUPPLY UNIT OH
3558041E |  | 100288.99 | 365 | 6000 | DIST AUTOMATION SWITCH OVERHEAD
3558046E | 410549.68 |  |  |  | PAL AUTO 2022-P-050-YN-LNGLK16 | PAL AUTO 2022-P-050-YN-LNGLK1602-PLSTH1305-DA | 2023-03-31
3558046E |  | 12316.48 | 364 | 0001 | SINGLE CROSSARM
3558046E |  | 4105.49 | 364 | 0280 | POLE, WOOD, 45'
3558046E |  | 12316.48 | 364 | 0320 | POLE, WOOD, 55'
3558046E |  | 36949.47 | 364 | 0335 | POLE, WOOD, 60'
3558046E |  | 4105.49 | 365 | 0010 | CONDUCTOR, ALUMINUM, LESS THAN 4/0
3558046E |  | 86215.43 | 365 | 5635 | DIST AUTOMATION REPEATER OVERHEAD
3558046E |  | 12316.48 | 365 | 5645 | DIST AUTOMATION COMMUNICATION UNIT RF OH
3558046E |  | 53371.46 | 365 | 5650 | DIST AUTOMATION CONTROL OVERHEAD
3558046E |  | 24632.98 | 365 | 5660 | DIST AUTOMATION POWER SUPPLY UNIT OH
3558046E |  | 127270.45 | 365 | 6000 | DIST AUTOMATION SWITCH OVERHEAD
3558046E |  | 12316.48 | 365 | 6010 | AIRBREAK SWITCH, WITH OR WITHOUT OPERATOR
3558046E |  | 24632.99 | 365 | 6030 | RECLOSER,2 OR 3 PHASE,OVER 13.2KV,0-3000 AMP
3558048E | 892296.66 |  |  |  | PAR AUTO 2022-P-051-QL-CLKVL12 | PAR AUTO 2022-P-051-QL-CLKVL1203-CLKVL1202-BAGWL1202-RECON | 2023-03-22
3558048E |  | 80306.69 | 364 | 0001 | SINGLE CROSSARM
3558048E |  | 8922.96 | 364 | 0260 | POLE, WOOD, 40'
3558048E |  | 205228.36 | 364 | 0280 | POLE, WOOD, 45'
3558048E |  | 62460.75 | 364 | 0300 | POLE, WOOD, 50'
3558048E |  | 53537.79 | 364 | 0310 | POLE, CONCRETE, 50'
3558048E |  | 8922.96 | 364 | 0335 | POLE, WOOD, 60'
3558048E |  | 89229.66 | 364 | 0375 | POLE, OTHER, 70'
3558048E |  | 107075.59 | 365 | 0010 | CONDUCTOR, ALUMINUM, LESS THAN 4/0
3558048E |  | 187382.28 | 365 | 0020 | CONDUCTOR, ALUMINUM, 4/0 AND GREATER
3558048E |  | 44614.82 | 365 | 6010 | AIRBREAK SWITCH, WITH OR WITHOUT OPERATOR
3558048E |  | 8922.96 | 366 | 1010 | CONDUIT
3558048E |  | 8922.96 | 366 | 1150 | SECONDARY BOX
3558048E |  | 8922.96 | 367 | 0020 | CONDUCTOR, ALUMINUM, LESS THEN 4/0
3558048E |  | 8922.96 | 369 | 0100 | SERVICE, OVERHEAD, 4/0 AND LESS, SINGLE PHASE
3558048E |  | 8922.96 | 373 | 0020 | CONDUCTOR, ALUMINUM, OVERHEAD
3558050E | 241546.7 |  |  |  | PAR AUTO 2022-P-051-QL-CLKVL12 | PAR AUTO 2022-P-051-QL-CLKVL1203-CLKVL1202-BAGWL1202-DA | 2023-06-01
3558050E |  | 2415.46 | 364 | 0001 | SINGLE CROSSARM
3558050E |  | 7246.4 | 364 | 0335 | POLE, WOOD, 60'
3558050E |  | 12077.33 | 365 | 5635 | DIST AUTOMATION REPEATER OVERHEAD
3558050E |  | 12077.33 | 365 | 5645 | DIST AUTOMATION COMMUNICATION UNIT RF OH
3558050E |  | 53140.27 | 365 | 5650 | DIST AUTOMATION CONTROL OVERHEAD
3558050E |  | 21739.2 | 365 | 5660 | DIST AUTOMATION POWER SUPPLY UNIT OH
3558050E |  | 132850.71 | 365 | 6000 | DIST AUTOMATION SWITCH OVERHEAD
3558054E | 332006.24 |  |  |  | SUL AUTO 2022-P-053-VI-MRTSP15 | SUL AUTO 2022-P-053-VI-MRTSP1502-SSPNG1201-RECON | 2023-02-28
3558054E |  | 46480.85 | 364 | 0001 | SINGLE CROSSARM
3558054E |  | 6640.09 | 364 | 0002 | DOUBLE CROSSARMS
3558054E |  | 76361.41 | 364 | 0280 | POLE, WOOD, 45'
3558054E |  | 49800.92 | 364 | 0300 | POLE, WOOD, 50'
3558054E |  | 9960.16 | 364 | 0335 | POLE, WOOD, 60'
3558054E |  | 29880.53 | 365 | 0010 | CONDUCTOR, ALUMINUM, LESS THAN 4/0
3558054E |  | 96282.06 | 365 | 0020 | CONDUCTOR, ALUMINUM, 4/0 AND GREATER
3558054E |  | 3320.03 | 366 | 1010 | CONDUIT
3558054E |  | 9960.16 | 366 | 1150 | SECONDARY BOX
3558054E |  | 3320.03 | 367 | 0025 | CONDUCTOR, ALUMINUM, 4/0 AND GREATER
3558061E | 389805.91 |  |  |  | TEX AUTO 2022-P-058-AAW-SHNRW1 | TEX AUTO 2022-P-058-AAW-SHNRW1610-SHMNE1409-RECON | 2023-03-30
3558061E |  | 42878.64 | 364 | 0001 | SINGLE CROSSARM
3558061E |  | 74063.12 | 364 | 0280 | POLE, WOOD, 45'
3558061E |  | 66266.99 | 364 | 0300 | POLE, WOOD, 50'
3558061E |  | 7796.11 | 364 | 0320 | POLE, WOOD, 55'
3558061E |  | 7796.11 | 364 | 0335 | POLE, WOOD, 60'
3558061E |  | 46776.69 | 365 | 0010 | CONDUCTOR, ALUMINUM, LESS THAN 4/0
3558061E |  | 128636.04 | 365 | 0020 | CONDUCTOR, ALUMINUM, 4/0 AND GREATER
3558061E |  | 3898.05 | 366 | 1010 | CONDUIT
3558061E |  | 7796.11 | 366 | 1150 | SECONDARY BOX
3558061E |  | 3898.05 | 367 | 0025 | CONDUCTOR, ALUMINUM, 4/0 AND GREATER
3558062E | 337660.7 |  |  |  | TEX AUTO 2022-P-058-AAW-SHNRW1 | TEX AUTO 2022-P-058-AAW-SHNRW1610-SHMNE1409-DA | 2023-04-12
3558062E |  | 3376.6 | 364 | 0001 | SINGLE CROSSARM
3558062E |  | 27012.85 | 364 | 0335 | POLE, WOOD, 60'
3558062E |  | 3376.6 | 365 | 0010 | CONDUCTOR, ALUMINUM, LESS THAN 4/0
3558062E |  | 57402.31 | 365 | 5635 | DIST AUTOMATION REPEATER OVERHEAD
3558062E |  | 13506.42 | 365 | 5645 | DIST AUTOMATION COMMUNICATION UNIT RF OH
3558062E |  | 60778.92 | 365 | 5650 | DIST AUTOMATION CONTROL OVERHEAD
3558062E |  | 27012.85 | 365 | 5660 | DIST AUTOMATION POWER SUPPLY UNIT OH
3558062E |  | 145194.15 | 365 | 6000 | DIST AUTOMATION SWITCH OVERHEAD
3558109E | 489114.03 |  |  |  | WFS AUTO 2022-P-068-YW-PRKWY15 | WFS AUTO 2022-P-068-YW-PRKWY1511-PRKWY1542-RECON | 2023-05-10
3558109E |  | 24455.71 | 364 | 0001 | SINGLE CROSSARM
3558109E |  | 4891.14 | 364 | 0260 | POLE, WOOD, 40'
3558109E |  | 112496.23 | 364 | 0280 | POLE, WOOD, 45'
3558109E |  | 9782.28 | 364 | 0300 | POLE, WOOD, 50'
3558109E |  | 29346.84 | 365 | 0010 | CONDUCTOR, ALUMINUM, LESS THAN 4/0
3558109E |  | 92931.67 | 365 | 0020 | CONDUCTOR, ALUMINUM, 4/0 AND GREATER
3558109E |  | 63584.82 | 366 | 1010 | CONDUIT
3558109E |  | 58693.68 | 366 | 1100 | PRIMARY BOX
3558109E |  | 9782.28 | 366 | 1150 | SECONDARY BOX
3558109E |  | 14673.42 | 367 | 0020 | CONDUCTOR, ALUMINUM, LESS THEN 4/0
3558109E |  | 58693.68 | 367 | 0025 | CONDUCTOR, ALUMINUM, 4/0 AND GREATER
3558109E |  | 9782.28 | 367 | 0100 | FAULT INDICATOR
3558119E | 118221.95 |  |  |  | 22-P128-UE-KIL-CPRCV1401-CPRCV | 22-P128-UE-KIL-CPRCV1401-CPRCV1405-RECON | 2023-04-28
3558119E |  | 18915.51 | 364 | 0001 | SINGLE CROSSARM
3558119E |  | 37831.03 | 364 | 0280 | POLE, WOOD, 45'
3558119E |  | 9457.75 | 364 | 0335 | POLE, WOOD, 60'
3558119E |  | 18915.51 | 365 | 0010 | CONDUCTOR, ALUMINUM, LESS THAN 4/0
3558119E |  | 33102.15 | 365 | 0020 | CONDUCTOR, ALUMINUM, 4/0 AND GREATER
3558121E | 247954.86 |  |  |  | 22-P128-UE-KIL-CPRCV1401-CPRCV | 22-P128-UE-KIL-CPRCV1401-CPRCV1405-DA | 2023-04-25
3558121E |  | 2479.53 | 364 | 0001 | SINGLE CROSSARM
3558121E |  | 4959.08 | 364 | 0335 | POLE, WOOD, 60'
3558121E |  | 14877.28 | 365 | 5645 | DIST AUTOMATION COMMUNICATION UNIT RF OH
3558121E |  | 57029.61 | 365 | 5650 | DIST AUTOMATION CONTROL OVERHEAD
3558121E |  | 24795.48 | 365 | 5660 | DIST AUTOMATION POWER SUPPLY UNIT OH
3558121E |  | 143813.88 | 365 | 6000 | DIST AUTOMATION SWITCH OVERHEAD
3558122E | 254637.94 |  |  |  | 22-P129-UF-KIL-CPRCV1403-CPRCV | 22-P129-UF-KIL-CPRCV1403-CPRCV1406-DA | 2023-03-29
3558122E |  | 2546.38 | 364 | 0001 | SINGLE CROSSARM
3558122E |  | 5092.76 | 364 | 0335 | POLE, WOOD, 60'
3558122E |  | 7639.14 | 365 | 5635 | DIST AUTOMATION REPEATER OVERHEAD
3558122E |  | 15278.28 | 365 | 5645 | DIST AUTOMATION COMMUNICATION UNIT RF OH
3558122E |  | 58566.73 | 365 | 5650 | DIST AUTOMATION CONTROL OVERHEAD
3558122E |  | 25463.8 | 365 | 5660 | DIST AUTOMATION POWER SUPPLY UNIT OH
3558122E |  | 140050.85 | 365 | 6000 | DIST AUTOMATION SWITCH OVERHEAD
3558126E | 239222.57 |  |  |  | 22-P132-XJ-COR-CRSWS1402-CRSCN | 22-P132-XJ-COR-CRSWS1402-CRSCN1203-DA | 2023-04-25
3558126E |  | 2392.21 | 364 | 0001 | SINGLE CROSSARM
3558126E |  | 9568.89 | 364 | 0335 | POLE, WOOD, 60'
3558126E |  | 2392.21 | 365 | 0010 | CONDUCTOR, ALUMINUM, LESS THAN 4/0
3558126E |  | 11961.11 | 365 | 5635 | DIST AUTOMATION REPEATER OVERHEAD
3558126E |  | 11961.11 | 365 | 5645 | DIST AUTOMATION COMMUNICATION UNIT RF OH
3558126E |  | 50236.72 | 365 | 5650 | DIST AUTOMATION CONTROL OVERHEAD
3558126E |  | 21530.02 | 365 | 5660 | DIST AUTOMATION POWER SUPPLY UNIT OH
3558126E |  | 129180.3 | 365 | 6000 | DIST AUTOMATION SWITCH OVERHEAD
3558127E | 258167.89 |  |  |  | 22-P133-OA-COR-CRSGL1302-CRSWS | 22-P133-OA-COR-CRSGL1302-CRSWS1403-DA | 2023-04-25
3558127E |  | 2581.66 | 364 | 0001 | SINGLE CROSSARM
3558127E |  | 7745.02 | 364 | 0335 | POLE, WOOD, 60'
3558127E |  | 2581.66 | 365 | 0010 | CONDUCTOR, ALUMINUM, LESS THAN 4/0
3558127E |  | 20653.41 | 365 | 5635 | DIST AUTOMATION REPEATER OVERHEAD
3558127E |  | 12908.38 | 365 | 5645 | DIST AUTOMATION COMMUNICATION UNIT RF OH
3558127E |  | 54215.24 | 365 | 5650 | DIST AUTOMATION CONTROL OVERHEAD
3558127E |  | 23235.09 | 365 | 5660 | DIST AUTOMATION POWER SUPPLY UNIT OH
3558127E |  | 134247.43 | 365 | 6000 | DIST AUTOMATION SWITCH OVERHEAD
3558130E | 216347.42 |  |  |  | 22-P135-QG-MEX-MEXIA4012-MEXIA | 22-P135-QG-MEX-MEXIA4012-MEXIA4040-RECON | 2023-04-21
3558130E |  | 38942.52 | 364 | 0001 | SINGLE CROSSARM
3558130E |  | 58413.79 | 364 | 0280 | POLE, WOOD, 45'
3558130E |  | 12980.83 | 364 | 0300 | POLE, WOOD, 50'
3558130E |  | 12980.83 | 365 | 0010 | CONDUCTOR, ALUMINUM, LESS THAN 4/0
3558130E |  | 86539.07 | 365 | 0020 | CONDUCTOR, ALUMINUM, 4/0 AND GREATER
3558130E |  | 2163.46 | 366 | 1010 | CONDUIT
3558130E |  | 2163.46 | 366 | 1150 | SECONDARY BOX
3558130E |  | 2163.46 | 367 | 0020 | CONDUCTOR, ALUMINUM, LESS THEN 4/0
3558131E | 246647.9 |  |  |  | 22-P135-QG-MEX-MEXIA4012-MEXIA | 22-P135-QG-MEX-MEXIA4012-MEXIA4040-DA | 2023-04-25
3558131E |  | 4932.95 | 364 | 0001 | SINGLE CROSSARM
3558131E |  | 2466.46 | 364 | 0002 | DOUBLE CROSSARMS
3558131E |  | 2466.46 | 364 | 0280 | POLE, WOOD, 45'
3558131E |  | 7399.42 | 364 | 0335 | POLE, WOOD, 60'
3558131E |  | 2466.46 | 365 | 0010 | CONDUCTOR, ALUMINUM, LESS THAN 4/0
3558131E |  | 12332.37 | 365 | 5645 | DIST AUTOMATION COMMUNICATION UNIT RF OH
3558131E |  | 51796.04 | 365 | 5650 | DIST AUTOMATION CONTROL OVERHEAD
3558131E |  | 22198.3 | 365 | 5660 | DIST AUTOMATION POWER SUPPLY UNIT OH
3558131E |  | 123324.11 | 365 | 6000 | DIST AUTOMATION SWITCH OVERHEAD
3558131E |  | 17265.33 | 365 | 6010 | AIRBREAK SWITCH, WITH OR WITHOUT OPERATOR
3558133E | 562111.61 |  |  |  | 22-P136-YH-MID-YH-ADMDS6521-65 | 22-P136-YH-MID-YH-ADMDS6521-6511-GODRD8151-RECON | 2023-03-30
3558133E |  | 61832.28 | 364 | 0001 | SINGLE CROSSARM
3558133E |  | 118043.43 | 364 | 0280 | POLE, WOOD, 45'
3558133E |  | 11242.22 | 364 | 0300 | POLE, WOOD, 50'
3558133E |  | 5621.11 | 364 | 0335 | POLE, WOOD, 60'
3558133E |  | 95558.97 | 364 | 0345 | POLE, OTHER, 60'
3558133E |  | 33726.69 | 365 | 0010 | CONDUCTOR, ALUMINUM, LESS THAN 4/0
3558133E |  | 213602.47 | 365 | 0020 | CONDUCTOR, ALUMINUM, 4/0 AND GREATER
3558133E |  | 5621.11 | 366 | 1010 | CONDUIT
3558133E |  | 5621.11 | 366 | 1150 | SECONDARY BOX
3558133E |  | 5621.11 | 367 | 0020 | CONDUCTOR, ALUMINUM, LESS THEN 4/0
3558133E |  | 5621.11 | 367 | 0025 | CONDUCTOR, ALUMINUM, 4/0 AND GREATER
3558134E | 452087.23 |  |  |  | 22-P136-YH-MID-ADMDS6521-6511- | 22-P136-YH-MID-ADMDS6521-6511-GODRD8151-DA | 2023-03-30
3558134E |  | 9041.72 | 364 | 0001 | SINGLE CROSSARM
3558134E |  | 18083.47 | 364 | 0335 | POLE, WOOD, 60'
3558134E |  | 27125.22 | 365 | 5635 | DIST AUTOMATION REPEATER OVERHEAD
3558134E |  | 27125.22 | 365 | 5645 | DIST AUTOMATION COMMUNICATION UNIT RF OH
3558134E |  | 103980.05 | 365 | 5650 | DIST AUTOMATION CONTROL OVERHEAD
3558134E |  | 45208.71 | 365 | 5660 | DIST AUTOMATION POWER SUPPLY UNIT OH
3558134E |  | 221522.84 | 365 | 6000 | DIST AUTOMATION SWITCH OVERHEAD
3558138E | 559012.49 |  |  |  | 22-P137-GI-MID-GODRD8141-MDLNW | 22-P137-GI-MID-GODRD8141-MDLNW1594-DA | 2023-03-30
3558138E |  | 11180.24 | 364 | 0001 | SINGLE CROSSARM
3558138E |  | 16770.37 | 364 | 0335 | POLE, WOOD, 60'
3558138E |  | 5590.12 | 365 | 5635 | DIST AUTOMATION REPEATER OVERHEAD
3558138E |  | 33540.74 | 365 | 5645 | DIST AUTOMATION COMMUNICATION UNIT RF OH
3558138E |  | 122982.74 | 365 | 5650 | DIST AUTOMATION CONTROL OVERHEAD
3558138E |  | 55901.24 | 365 | 5660 | DIST AUTOMATION POWER SUPPLY UNIT OH
3558138E |  | 313047.04 | 365 | 6000 | DIST AUTOMATION SWITCH OVERHEAD
3558143E | 557151.36 |  |  |  | 22-P140-YJ-MID-MDAIR2911-MDAIR | 22-P140-YJ-MID-MDAIR2911-MDAIR2912R1-RECON | 2023-05-15
3558143E |  | 27857.56 | 364 | 0001 | SINGLE CROSSARM
3558143E |  | 117001.78 | 364 | 0280 | POLE, WOOD, 45'
3558143E |  | 39000.58 | 364 | 0300 | POLE, WOOD, 50'
3558143E |  | 289718.81 | 365 | 0020 | CONDUCTOR, ALUMINUM, 4/0 AND GREATER
3558143E |  | 44572.1 | 365 | 6010 | AIRBREAK SWITCH, WITH OR WITHOUT OPERATOR
3558143E |  | 5571.5 | 366 | 1010 | CONDUIT
3558143E |  | 5571.5 | 366 | 1150 | SECONDARY BOX
3558143E |  | 16714.53 | 367 | 0020 | CONDUCTOR, ALUMINUM, LESS THEN 4/0
3558143E |  | 5571.5 | 367 | 0025 | CONDUCTOR, ALUMINUM, 4/0 AND GREATER
3558143E |  | 5571.5 | 369 | 1400 | SERVICE, UNDERGROUND, GREATER THAN 4/0, 3 PHASES
3558144E | 330772.53 |  |  |  | 22-P140-YJ-MID-MDAIR2911-MDAIR | 22-P140-YJ-MID-MDAIR2911-MDAIR2912R1-DA | 2023-04-28
3558144E |  | 10055.48 | 364 | 0001 | SINGLE CROSSARM
3558144E |  | 3373.87 | 364 | 0280 | POLE, WOOD, 45'
3558144E |  | 22525.6 | 364 | 0335 | POLE, WOOD, 60'
3558144E |  | 826.93 | 365 | 0010 | CONDUCTOR, ALUMINUM, LESS THAN 4/0
3558144E |  | 12966.28 | 365 | 5635 | DIST AUTOMATION REPEATER OVERHEAD
3558144E |  | 14256.29 | 365 | 5645 | DIST AUTOMATION COMMUNICATION UNIT RF OH
3558144E |  | 94270.17 | 365 | 5650 | DIST AUTOMATION CONTROL OVERHEAD
3558144E |  | 26164.1 | 365 | 5660 | DIST AUTOMATION POWER SUPPLY UNIT OH
3558144E |  | 146333.81 | 365 | 6000 | DIST AUTOMATION SWITCH OVERHEAD
3558149E | 397825.89 |  |  |  | 22-P143-JN-ODE-MKNGB5352-GODRD | 22-P143-JN-ODE-MKNGB5352-GODRD8131-DA | 2023-05-30
3558149E |  | 3978.25 | 364 | 0001 | SINGLE CROSSARM
3558149E |  | 15913.03 | 364 | 0335 | POLE, WOOD, 60'
3558149E |  | 7956.51 | 365 | 5635 | DIST AUTOMATION REPEATER OVERHEAD
3558149E |  | 23869.54 | 365 | 5645 | DIST AUTOMATION COMMUNICATION UNIT RF OH
3558149E |  | 87521.68 | 365 | 5650 | DIST AUTOMATION CONTROL OVERHEAD
3558149E |  | 39782.58 | 365 | 5660 | DIST AUTOMATION POWER SUPPLY UNIT OH
3558149E |  | 218804.3 | 365 | 6000 | DIST AUTOMATION SWITCH OVERHEAD
3558172E | 248290.21 |  |  |  | 22-P152-AAT-HIL-HLSBR1202-HLSB | 22-P152-AAT-HIL-HLSBR1202-HLSBR1204-DA | 2023-04-26
3558172E |  | 2482.89 | 364 | 0001 | SINGLE CROSSARM
3558172E |  | 12414.51 | 364 | 0335 | POLE, WOOD, 60'
3558172E |  | 2482.89 | 365 | 0030 | CONDUCTOR, OTHER THAN ALUMINUM, LESS THAN 2/0
3558172E |  | 17380.3 | 365 | 5635 | DIST AUTOMATION REPEATER OVERHEAD
3558172E |  | 12414.51 | 365 | 5645 | DIST AUTOMATION COMMUNICATION UNIT RF OH
3558172E |  | 52140.93 | 365 | 5650 | DIST AUTOMATION CONTROL OVERHEAD
3558172E |  | 22346.11 | 365 | 5660 | DIST AUTOMATION POWER SUPPLY UNIT OH
3558172E |  | 126628.07 | 365 | 6000 | DIST AUTOMATION SWITCH OVERHEAD
3558345E | 190299.11 |  |  |  | DSW/DAL - CEDAR LAKE APARTMENT | DSW/DAL - CEDAR LAKE APARTMENTS - CAMP WISDOM ROAD/RMD | 2023-03-31
3558345E |  | 1902.99 | 364 | 0001 | SINGLE CROSSARM
3558345E |  | 3805.98 | 364 | 0300 | POLE, WOOD, 50'
3558345E |  | 51380.76 | 366 | 1010 | CONDUIT
3558345E |  | 7611.96 | 366 | 1200 | MANHOLE, 0-100 CU FT
3558345E |  | 20932.9 | 366 | 1400 | PADS OR FOUNDATIONS, SMALL, LESS THAN 50 SQ FT
3558345E |  | 68507.71 | 367 | 0020 | CONDUCTOR, ALUMINUM, LESS THEN 4/0
3558345E |  | 7611.96 | 367 | 0100 | FAULT INDICATOR
3558345E |  | 28544.85 | 369 | 1200 | SERVICE, UNDERGROUND, GREATER THAN 4/0, SINGLE PH
3558473E | 176380.97 |  |  |  | DES - MEADOW RIDGE OFFSITE - D | DES - MEADOW RIDGE OFFSITE - DT | 2023-05-17
3558473E |  | 40567.62 | 364 | 0001 | SINGLE CROSSARM
3558473E |  | 65260.95 | 364 | 0260 | POLE, WOOD, 40'
3558473E |  | 70552.4 | 365 | 0020 | CONDUCTOR, ALUMINUM, 4/0 AND GREATER
3559005E | 256144.13 |  |  |  | KRT/KIL-THE SETTLEMENT ON STAG | KRT/KIL-THE SETTLEMENT ON STAGECOACH/JJ | 2023-05-27
3559005E |  | 5122.88 | 364 | 0300 | POLE, WOOD, 50'
3559005E |  | 89650.47 | 366 | 1010 | CONDUIT
3559005E |  | 20491.53 | 366 | 1150 | SECONDARY BOX
3559005E |  | 5122.88 | 366 | 1200 | MANHOLE, 0-100 CU FT
3559005E |  | 10245.76 | 366 | 1400 | PADS OR FOUNDATIONS, SMALL, LESS THAN 50 SQ FT
3559005E |  | 56351.71 | 367 | 0020 | CONDUCTOR, ALUMINUM, LESS THEN 4/0
3559005E |  | 46105.94 | 367 | 0025 | CONDUCTOR, ALUMINUM, 4/0 AND GREATER
3559005E |  | 2561.44 | 367 | 0100 | FAULT INDICATOR
3559005E |  | 2561.44 | 373 | 0025 | CONDUCTOR, ALUMINUM, UNDERGROUND
3559005E |  | 2561.44 | 373 | 1200 | LUMINAIRE, OTHER, 100W
3559005E |  | 5122.88 | 373 | 1375 | CONDUIT
3559005E |  | 10245.76 | 373 | 1625 | STANDARD, OTHER, 25' AND UNDER
3559207E | 161292.53 |  |  |  | KRT/RRK-SALERNO PH 8/JJ | KRT/RRK-SALERNO PH 8/JJ | 2023-06-16
3559207E |  | 29032.65 | 366 | 1010 | CONDUIT
3559207E |  | 16129.25 | 366 | 1150 | SECONDARY BOX
3559207E |  | 6451.7 | 366 | 1400 | PADS OR FOUNDATIONS, SMALL, LESS THAN 50 SQ FT
3559207E |  | 30645.58 | 367 | 0020 | CONDUCTOR, ALUMINUM, LESS THEN 4/0
3559207E |  | 30645.58 | 367 | 0025 | CONDUCTOR, ALUMINUM, 4/0 AND GREATER
3559207E |  | 1612.92 | 373 | 0025 | CONDUCTOR, ALUMINUM, UNDERGROUND
3559207E |  | 8064.62 | 373 | 1250 | LUMINAIRE, LED, 40W TO 150W
3559207E |  | 4838.77 | 373 | 1375 | CONDUIT
3559207E |  | 33871.46 | 373 | 1520 | STANDARD, METAL, ABOVE 25'
3559376E | 580189.88 |  |  |  | BMW MNW LIPAN 1303 OFFSITE 136 | BMW MNW LIPAN 1303 OFFSITE 13610 S US HWY 281 ILD | 2023-02-22
3559376E |  | 75424.66 | 364 | 0001 | SINGLE CROSSARM
3559376E |  | 133443.64 | 364 | 0280 | POLE, WOOD, 45'
3559376E |  | 17405.66 | 364 | 0300 | POLE, WOOD, 50'
3559376E |  | 145047.45 | 364 | 0400 | POLE, OTHER, 80'
3559376E |  | 40613.26 | 365 | 0010 | CONDUCTOR, ALUMINUM, LESS THAN 4/0
3559376E |  | 168255.21 | 365 | 0020 | CONDUCTOR, ALUMINUM, 4/0 AND GREATER
3559662E | 513529.13 |  |  |  | 2022NODE003 PLEASANT FARMS FLX | 2022NODE003 PLEASANT FARMS FLX P1 - S1 S2 S3 S4 S5 S6 | 2023-03-02
3559662E |  | 35947.02 | 364 | 0001 | SINGLE CROSSARM
3559662E |  | 10270.57 | 364 | 0280 | POLE, WOOD, 45'
3559662E |  | 20541.15 | 364 | 0300 | POLE, WOOD, 50'
3559662E |  | 35947.02 | 364 | 0320 | POLE, WOOD, 55'
3559662E |  | 30811.74 | 365 | 0020 | CONDUCTOR, ALUMINUM, 4/0 AND GREATER
3559662E |  | 128382.27 | 365 | 6010 | AIRBREAK SWITCH, WITH OR WITHOUT OPERATOR
3559662E |  | 97570.52 | 366 | 1010 | CONDUIT
3559662E |  | 148923.56 | 367 | 0025 | CONDUCTOR, ALUMINUM, 4/0 AND GREATER
3559662E |  | 5135.28 | 367 | 0100 | FAULT INDICATOR
3559667E | 458622.45 |  |  |  | 2022NODE033 PLEASANT FARMS FLX | 2022NODE033 PLEASANT FARMS FLX P1-S7 S8 S9 | 2023-03-31
3559667E |  | 82552.04 | 364 | 0001 | SINGLE CROSSARM
3559667E |  | 27517.34 | 364 | 0260 | POLE, WOOD, 40'
3559667E |  | 178862.78 | 364 | 0280 | POLE, WOOD, 45'
3559667E |  | 4586.22 | 364 | 0335 | POLE, WOOD, 60'
3559667E |  | 105483.16 | 365 | 0010 | CONDUCTOR, ALUMINUM, LESS THAN 4/0
3559667E |  | 4586.22 | 365 | 0020 | CONDUCTOR, ALUMINUM, 4/0 AND GREATER
3559667E |  | 13758.67 | 365 | 5635 | DIST AUTOMATION REPEATER OVERHEAD
3559667E |  | 41276.02 | 365 | 6015 | RECLOSER,SINGLE PHASE,13.2KV AND UNDER,0-3000 AMP
3559813E | 487467.07 |  |  |  | RRK INCR-SEAS-PREP CPLND1101 R | RRK INCR-SEAS-PREP CPLND1101 RECONDUCTOR TO 4/0 13500 FT | 2023-04-25
3559813E |  | 38997.35 | 364 | 0001 | SINGLE CROSSARM
3559813E |  | 4874.65 | 364 | 0240 | POLE, WOOD, 35'
3559813E |  | 151114.78 | 364 | 0280 | POLE, WOOD, 45'
3559813E |  | 53621.37 | 365 | 0010 | CONDUCTOR, ALUMINUM, LESS THAN 4/0
3559813E |  | 204736.25 | 365 | 0020 | CONDUCTOR, ALUMINUM, 4/0 AND GREATER
3559813E |  | 34122.67 | 365 | 6015 | RECLOSER,SINGLE PHASE,13.2KV AND UNDER,0-3000 AMP
3559897E | 1200604.51 |  |  |  | MCK/PRI BRIDGEWATER PHASE 3 OF | MCK/PRI: BRIDGEWATER PHASE 3 OFFSITE PORTION 1: MW | 2023-03-02
3559897E |  | 84042.3 | 364 | 0001 | SINGLE CROSSARM
3559897E |  | 12006.03 | 364 | 0240 | POLE, WOOD, 35'
3559897E |  | 108054.39 | 364 | 0280 | POLE, WOOD, 45'
3559897E |  | 24012.08 | 364 | 0300 | POLE, WOOD, 50'
3559897E |  | 216108.79 | 364 | 0360 | POLE, OTHER, 65'
3559897E |  | 168084.62 | 364 | 0375 | POLE, OTHER, 70'
3559897E |  | 60030.21 | 365 | 0010 | CONDUCTOR, ALUMINUM, LESS THAN 4/0
3559897E |  | 348175.44 | 365 | 0020 | CONDUCTOR, ALUMINUM, 4/0 AND GREATER
3559897E |  | 168084.62 | 365 | 6030 | RECLOSER,2 OR 3 PHASE,OVER 13.2KV,0-3000 AMP
3559897E |  | 12006.03 | 367 | 0020 | CONDUCTOR, ALUMINUM, LESS THEN 4/0
3559898E | 338097.19 |  |  |  | MCK/PRI: BRIDGEWATER PHASE OFF | MCK/PRI: BRIDGEWATER PHASE OFFSITE PORTION 3 CONVERSION: MW | 2023-02-16
3559898E |  | 27047.77 | 364 | 0001 | SINGLE CROSSARM
3559898E |  | 20285.83 | 364 | 0260 | POLE, WOOD, 40'
3559898E |  | 43952.65 | 364 | 0280 | POLE, WOOD, 45'
3559898E |  | 3380.98 | 364 | 0300 | POLE, WOOD, 50'
3559898E |  | 27047.77 | 364 | 0330 | POLE, CONCRETE, 55'
3559898E |  | 30428.76 | 364 | 0345 | POLE, OTHER, 60'
3559898E |  | 33809.72 | 364 | 0375 | POLE, OTHER, 70'
3559898E |  | 16904.87 | 365 | 0010 | CONDUCTOR, ALUMINUM, LESS THAN 4/0
3559898E |  | 121714.92 | 365 | 0020 | CONDUCTOR, ALUMINUM, 4/0 AND GREATER
3559898E |  | 3380.98 | 366 | 1010 | CONDUIT
3559898E |  | 3380.98 | 366 | 1405 | PADS OR FOUNDATIONS, CONCRETE, 50 - 100 SQ FT
3559898E |  | 3380.98 | 367 | 0020 | CONDUCTOR, ALUMINUM, LESS THEN 4/0
3559898E |  | 3380.98 | 367 | 0100 | FAULT INDICATOR
3560125E | 147043.61 |  |  |  | MTN/MSQ-HERITAGE/CR | MTN/MSQ-HERITAGE/CR | 2023-05-03
3560125E |  | 1470.43 | 364 | 0001 | SINGLE CROSSARM
3560125E |  | 1470.43 | 364 | 0300 | POLE, WOOD, 50'
3560125E |  | 2940.87 | 364 | 0320 | POLE, WOOD, 55'
3560125E |  | 39701.83 | 366 | 1010 | CONDUIT
3560125E |  | 8822.61 | 366 | 1150 | SECONDARY BOX
3560125E |  | 7352.18 | 366 | 1400 | PADS OR FOUNDATIONS, SMALL, LESS THAN 50 SQ FT
3560125E |  | 27938.28 | 367 | 0020 | CONDUCTOR, ALUMINUM, LESS THEN 4/0
3560125E |  | 19115.66 | 367 | 0025 | CONDUCTOR, ALUMINUM, 4/0 AND GREATER
3560125E |  | 2940.87 | 367 | 0100 | FAULT INDICATOR
3560125E |  | 2940.87 | 373 | 0025 | CONDUCTOR, ALUMINUM, UNDERGROUND
3560125E |  | 10293.05 | 373 | 1250 | LUMINAIRE, LED, 40W TO 150W
3560125E |  | 10293.05 | 373 | 1375 | CONDUIT
3560125E |  | 11763.48 | 373 | 1625 | STANDARD, OTHER, 25' AND UNDER
3560192E | 617502.82 |  |  |  | 2022MDES005 DUNCANVILLE MAF P1 | 2022MDES005 DUNCANVILLE MAF P1 - S1 | 2023-06-22
3560192E |  | 43225.19 | 364 | 0001 | SINGLE CROSSARM
3560192E |  | 74100.33 | 364 | 0280 | POLE, WOOD, 45'
3560192E |  | 61750.28 | 364 | 0300 | POLE, WOOD, 50'
3560192E |  | 6175.02 | 364 | 0335 | POLE, WOOD, 60'
3560192E |  | 49400.22 | 364 | 0345 | POLE, OTHER, 60'
3560192E |  | 67925.31 | 364 | 0375 | POLE, OTHER, 70'
3560192E |  | 37050.16 | 365 | 0010 | CONDUCTOR, ALUMINUM, LESS THAN 4/0
3560192E |  | 92625.42 | 365 | 0020 | CONDUCTOR, ALUMINUM, 4/0 AND GREATER
3560192E |  | 92625.48 | 365 | 6010 | AIRBREAK SWITCH, WITH OR WITHOUT OPERATOR
3560192E |  | 24700.11 | 366 | 1010 | CONDUIT
3560192E |  | 61750.28 | 367 | 0025 | CONDUCTOR, ALUMINUM, 4/0 AND GREATER
3560192E |  | 6175.02 | 367 | 0100 | FAULT INDICATOR
3560194E | 148033.62 |  |  |  | 2022MDES005 DUNCANVILLE MAF P1 | 2022MDES005 DUNCANVILLE MAF P1 - S1 | 2023-02-16
3560194E |  | 1480.32 | 364 | 0001 | SINGLE CROSSARM
3560194E |  | 19244.36 | 364 | 0280 | POLE, WOOD, 45'
3560194E |  | 31087.05 | 364 | 0300 | POLE, WOOD, 50'
3560194E |  | 32567.39 | 364 | 0345 | POLE, OTHER, 60'
3560194E |  | 14803.35 | 365 | 0010 | CONDUCTOR, ALUMINUM, LESS THAN 4/0
3560194E |  | 48851.15 | 365 | 0020 | CONDUCTOR, ALUMINUM, 4/0 AND GREATER
3560209E | 245580.71 |  |  |  | 2022MDES005 DUNCANVILLE MAF P1 | 2022MDES005 DUNCANVILLE MAF P1 - S1 | 2023-03-31
3560209E |  | 2455.79 | 364 | 0001 | SINGLE CROSSARM
3560209E |  | 2455.79 | 364 | 0002 | DOUBLE CROSSARMS
3560209E |  | 19646.44 | 364 | 0280 | POLE, WOOD, 45'
3560209E |  | 7367.41 | 364 | 0300 | POLE, WOOD, 50'
3560209E |  | 4911.6 | 365 | 0010 | CONDUCTOR, ALUMINUM, LESS THAN 4/0
3560209E |  | 36837.09 | 365 | 0020 | CONDUCTOR, ALUMINUM, 4/0 AND GREATER
3560209E |  | 41748.7 | 366 | 1010 | CONDUIT
3560209E |  | 44204.52 | 366 | 1100 | PRIMARY BOX
3560209E |  | 81041.76 | 367 | 0025 | CONDUCTOR, ALUMINUM, 4/0 AND GREATER
3560209E |  | 4911.61 | 367 | 0100 | FAULT INDICATOR
3560422E | 268626.27 |  |  |  | KRT PFLGV: SE LOOP PH2 RELOCAT | KRT PFLGV: SE LOOP PH2 RELOCATION TD | 2023-04-04
3560422E |  | 32235.16 | 364 | 0001 | SINGLE CROSSARM
3560422E |  | 77901.61 | 364 | 0280 | POLE, WOOD, 45'
3560422E |  | 21490.1 | 364 | 0300 | POLE, WOOD, 50'
3560422E |  | 16117.58 | 365 | 0010 | CONDUCTOR, ALUMINUM, LESS THAN 4/0
3560422E |  | 77901.61 | 365 | 0020 | CONDUCTOR, ALUMINUM, 4/0 AND GREATER
3560422E |  | 5372.53 | 366 | 1010 | CONDUIT
3560422E |  | 37607.68 | 367 | 0020 | CONDUCTOR, ALUMINUM, LESS THEN 4/0
3560520E | 704866.26 |  |  |  | 2022NWFS081R02 PECAN SUB -1 S7 | 2022NWFS081R01 HOLIDAY SUB -1 S1 THRU S7 | 2023-03-12
3560520E |  | 35243.29 | 364 | 0001 | SINGLE CROSSARM
3560520E |  | 42291.96 | 364 | 0280 | POLE, WOOD, 45'
3560520E |  | 14097.31 | 364 | 0300 | POLE, WOOD, 50'
3560520E |  | 7048.65 | 364 | 0335 | POLE, WOOD, 60'
3560520E |  | 7048.65 | 365 | 0010 | CONDUCTOR, ALUMINUM, LESS THAN 4/0
3560520E |  | 84583.93 | 365 | 0020 | CONDUCTOR, ALUMINUM, 4/0 AND GREATER
3560520E |  | 63437.94 | 365 | 5650 | DIST AUTOMATION CONTROL OVERHEAD
3560520E |  | 56389.28 | 365 | 6010 | AIRBREAK SWITCH, WITH OR WITHOUT OPERATOR
3560520E |  | 70486.61 | 366 | 1010 | CONDUIT
3560520E |  | 21145.97 | 366 | 1100 | PRIMARY BOX
3560520E |  | 288995.36 | 367 | 0025 | CONDUCTOR, ALUMINUM, 4/0 AND GREATER
3560520E |  | 14097.31 | 367 | 0100 | FAULT INDICATOR
3560550E | 342965.27 |  |  |  | BEN/FTW - MODERA WALSH - HIGH | BEN/FTW - MODERA WALSH - HIGHLAND HILLS DRIVE, FT WORTH/RE | 2023-05-30
3560550E |  | 106319.23 | 366 | 1010 | CONDUIT
3560550E |  | 13718.61 | 366 | 1200 | MANHOLE, 0-100 CU FT
3560550E |  | 34296.52 | 366 | 1400 | PADS OR FOUNDATIONS, SMALL, LESS THAN 50 SQ FT
3560550E |  | 123467.53 | 367 | 0020 | CONDUCTOR, ALUMINUM, LESS THEN 4/0
3560550E |  | 10288.95 | 367 | 0100 | FAULT INDICATOR
3560550E |  | 20577.91 | 369 | 1100 | SERVICE, UNDERGROUND, 4/0 AND LESS, SINGLE PHASE
3560550E |  | 34296.52 | 369 | 1200 | SERVICE, UNDERGROUND, GREATER THAN 4/0, SINGLE PH
3560584E | 1121643.22 |  |  |  | 2022NTAY002 TAYLOR W SUB P1/P2 | 2022NTAY002 TAYLOR W SUB P1/P2 - S9 THRU S12 | 2023-05-04
3560584E |  | 78515.01 | 364 | 0001 | SINGLE CROSSARM
3560584E |  | 56082.15 | 364 | 0260 | POLE, WOOD, 40'
3560584E |  | 213112.2 | 364 | 0280 | POLE, WOOD, 45'
3560584E |  | 22432.86 | 364 | 0300 | POLE, WOOD, 50'
3560584E |  | 100947.88 | 365 | 0010 | CONDUCTOR, ALUMINUM, LESS THAN 4/0
3560584E |  | 605687.4 | 365 | 0020 | CONDUCTOR, ALUMINUM, 4/0 AND GREATER
3560584E |  | 11216.43 | 366 | 1010 | CONDUIT
3560584E |  | 11216.43 | 366 | 1100 | PRIMARY BOX
3560584E |  | 11216.43 | 367 | 0020 | CONDUCTOR, ALUMINUM, LESS THEN 4/0
3560584E |  | 11216.43 | 367 | 0100 | FAULT INDICATOR
3560586E | 411387.28 |  |  |  | 2022NTAY002 TAYLOR W SUB P1/P2 | 2022NTAY002 TAYLOR W SUB P1/P2 - S17 S18 | 2023-05-04
3560586E |  | 8227.74 | 364 | 0001 | SINGLE CROSSARM
3560586E |  | 213921.41 | 364 | 0260 | POLE, WOOD, 40'
3560586E |  | 185124.26 | 364 | 0280 | POLE, WOOD, 45'
3560586E |  | 4113.87 | 367 | 0020 | CONDUCTOR, ALUMINUM, LESS THEN 4/0
3560614E | 956852.25 |  |  |  | DNO-P004-OI-DNO-LMBLN0001-DEND | DNO-P004-OI-DNO-LMBLN0001-DENDR0003-DA-5210' RECONDUCTOR | 2023-03-31
3560614E |  | 191370.45 | 364 | 0001 | SINGLE CROSSARM
3560614E |  | 9568.51 | 364 | 0002 | DOUBLE CROSSARMS
3560614E |  | 57411.12 | 364 | 0280 | POLE, WOOD, 45'
3560614E |  | 28705.56 | 364 | 0300 | POLE, WOOD, 50'
3560614E |  | 57411.12 | 364 | 0320 | POLE, WOOD, 55'
3560614E |  | 143527.82 | 364 | 0335 | POLE, WOOD, 60'
3560614E |  | 38274.09 | 364 | 0350 | POLE, WOOD, 65'
3560614E |  | 19137.04 | 365 | 0010 | CONDUCTOR, ALUMINUM, LESS THAN 4/0
3560614E |  | 382740.99 | 365 | 0020 | CONDUCTOR, ALUMINUM, 4/0 AND GREATER
3560614E |  | 9568.51 | 366 | 1010 | CONDUIT
3560614E |  | 9568.51 | 366 | 1150 | SECONDARY BOX
3560614E |  | 9568.53 | 367 | 0020 | CONDUCTOR, ALUMINUM, LESS THEN 4/0
3560616E | 335395.47 |  |  |  | DNO-22-P006-ZT-DNO-MSLSW0002-L | DNO-22-P006-ZT-DNO-MSLSW0002-LKMNT0007-DA-1460' RECONDUCTOR | 2023-04-04
3560616E |  | 36893.5 | 364 | 0001 | SINGLE CROSSARM
3560616E |  | 6707.9 | 364 | 0280 | POLE, WOOD, 45'
3560616E |  | 43601.41 | 364 | 0300 | POLE, WOOD, 50'
3560616E |  | 40247.45 | 364 | 0320 | POLE, WOOD, 55'
3560616E |  | 97264.73 | 365 | 0020 | CONDUCTOR, ALUMINUM, 4/0 AND GREATER
3560616E |  | 33539.54 | 365 | 6010 | AIRBREAK SWITCH, WITH OR WITHOUT OPERATOR
3560616E |  | 70433.04 | 367 | 0025 | CONDUCTOR, ALUMINUM, 4/0 AND GREATER
3560616E |  | 6707.9 | 367 | 0100 | FAULT INDICATOR
3560623E | 403388.23 |  |  |  | DNO-22-P019-OG-DNO-CNEXP0004-N | DNO-22-P019-OG-DNO-CNEXP0004-NHNSW0002-FIBER-DA-3560' RECOND | 2023-03-31
3560623E |  | 48406.57 | 364 | 0001 | SINGLE CROSSARM
3560623E |  | 4033.87 | 364 | 0002 | DOUBLE CROSSARMS
3560623E |  | 68575.99 | 364 | 0280 | POLE, WOOD, 45'
3560623E |  | 24203.28 | 364 | 0300 | POLE, WOOD, 50'
3560623E |  | 16135.51 | 365 | 0010 | CONDUCTOR, ALUMINUM, LESS THAN 4/0
3560623E |  | 133118.24 | 365 | 0020 | CONDUCTOR, ALUMINUM, 4/0 AND GREATER
3560623E |  | 76643.75 | 365 | 6010 | AIRBREAK SWITCH, WITH OR WITHOUT OPERATOR
3560623E |  | 8067.75 | 366 | 1010 | CONDUIT
3560623E |  | 16135.51 | 367 | 0025 | CONDUCTOR, ALUMINUM, 4/0 AND GREATER
3560623E |  | 8067.76 | 367 | 0100 | FAULT INDICATOR
3560624E | 378912.44 |  |  |  | DNO-P021-OH-DNO-CNEXP0006-CNEX | DNO-P021-OH-DNO-CNEXP0006-CNEXP0003-FIBER-DA-1440' RECOND | 2023-03-31
3560624E |  | 68204.24 | 364 | 0001 | SINGLE CROSSARM
3560624E |  | 49258.62 | 364 | 0280 | POLE, WOOD, 45'
3560624E |  | 90938.99 | 364 | 0300 | POLE, WOOD, 50'
3560624E |  | 11367.37 | 364 | 0320 | POLE, WOOD, 55'
3560624E |  | 151564.98 | 365 | 0020 | CONDUCTOR, ALUMINUM, 4/0 AND GREATER
3560624E |  | 7578.24 | 367 | 0020 | CONDUCTOR, ALUMINUM, LESS THEN 4/0
3560626E | 602093.22 |  |  |  | DNO-22-P042-XL-DNO-ALPHA0003-N | DNO-22-P042-XL-DNO-ALPHA0003-NHNSW0006-DA-8100' RECONDUCTOR | 2023-03-31
3560626E |  | 54188.37 | 364 | 0001 | SINGLE CROSSARM
3560626E |  | 42146.51 | 364 | 0280 | POLE, WOOD, 45'
3560626E |  | 66230.25 | 364 | 0300 | POLE, WOOD, 50'
3560626E |  | 30104.65 | 364 | 0320 | POLE, WOOD, 55'
3560626E |  | 36125.58 | 364 | 0350 | POLE, WOOD, 65'
3560626E |  | 12041.84 | 365 | 0010 | CONDUCTOR, ALUMINUM, LESS THAN 4/0
3560626E |  | 361256.02 | 365 | 0020 | CONDUCTOR, ALUMINUM, 4/0 AND GREATER
3560711E | 281364.35 |  |  |  | KRT/RRK-PATTERSON RANCH PHASE | KRT/RRK-PATTERSON RANCH PHASE 1 JK | 2023-06-12
3560711E |  | 118370.01 | 366 | 1010 | CONDUIT
3560711E |  | 43695.88 | 366 | 1150 | SECONDARY BOX
3560711E |  | 1519.36 | 366 | 1200 | MANHOLE, 0-100 CU FT
3560711E |  | 15559.44 | 366 | 1400 | PADS OR FOUNDATIONS, SMALL, LESS THAN 50 SQ FT
3560711E |  | 56976.28 | 367 | 0020 | CONDUCTOR, ALUMINUM, LESS THEN 4/0
3560711E |  | 34748.49 | 367 | 0025 | CONDUCTOR, ALUMINUM, 4/0 AND GREATER
3560711E |  | 10494.89 | 367 | 0100 | FAULT INDICATOR
3560793E | 278566.05 |  |  |  | BEN: MAYFAIR SOUTH PH 2 - GS/L | BEN: MAYFAIR SOUTH PH 2 - GS/LS | 2023-03-31
3560793E |  | 2785.66 | 364 | 0001 | SINGLE CROSSARM
3560793E |  | 5571.32 | 364 | 0260 | POLE, WOOD, 40'
3560793E |  | 83569.82 | 366 | 1010 | CONDUIT
3560793E |  | 19499.62 | 366 | 1150 | SECONDARY BOX
3560793E |  | 2785.66 | 366 | 1200 | MANHOLE, 0-100 CU FT
3560793E |  | 19499.62 | 366 | 1400 | PADS OR FOUNDATIONS, SMALL, LESS THAN 50 SQ FT
3560793E |  | 83569.82 | 367 | 0020 | CONDUCTOR, ALUMINUM, LESS THEN 4/0
3560793E |  | 55713.21 | 367 | 0025 | CONDUCTOR, ALUMINUM, 4/0 AND GREATER
3560793E |  | 5571.32 | 367 | 0100 | FAULT INDICATOR
3560826E | 545632.19 |  |  |  | ARL/MAN - NAHVI ROAD - REGENC | ARL/MAN - NAHVI ROAD - REGENCY PKWY AND NAVHI RD OFFSITE/AW | 2023-05-02
3560826E |  | 302498.54 | 366 | 1010 | CONDUIT
3560826E |  | 16096.14 | 366 | 1100 | PRIMARY BOX
3560826E |  | 6383.89 | 366 | 1410 | PADS OR FOUNDATIONS, MEDIUM, 50-100 SQ FT
3560826E |  | 126641.22 | 367 | 0025 | CONDUCTOR, ALUMINUM, 4/0 AND GREATER
3560826E |  | 11894.77 | 367 | 0100 | FAULT INDICATOR
3560826E |  | 82117.63 | 367 | 5190 | SWITCHGEAR, PADMOUNT, 25KV
3560859E | 466905.67 |  |  |  | TAY 2022NTAY004_FM973_P1-S1 | TAY 2022NTAY004_FM973_P1-S1 | 2023-02-21
3560859E |  | 79373.96 | 364 | 0001 | SINGLE CROSSARM
3560859E |  | 88712.05 | 364 | 0280 | POLE, WOOD, 45'
3560859E |  | 4669.04 | 364 | 0300 | POLE, WOOD, 50'
3560859E |  | 60697.72 | 365 | 0010 | CONDUCTOR, ALUMINUM, LESS THAN 4/0
3560859E |  | 233452.9 | 365 | 0020 | CONDUCTOR, ALUMINUM, 4/0 AND GREATER
3560958E | 112832.84 |  |  |  | TAY_2022NTAY004_P1-S9-MJ | TAY_2022NTAY004_P1-S9-MJ | 2022-10-11
3560958E |  | 112832.84 | 364 | 0260 | POLE, WOOD, 40'
3561000E | 198721.7 |  |  |  | IRV/THE STAR AT VALLEY RANCH-I | IRV/THE STAR AT VALLEY RANCH-IRVING OFFSITE /ABW | 2023-03-06
3561000E |  | 31795.46 | 366 | 1010 | CONDUIT
3561000E |  | 7948.85 | 366 | 1410 | PADS OR FOUNDATIONS, MEDIUM, 50-100 SQ FT
3561000E |  | 57629.29 | 367 | 0025 | CONDUCTOR, ALUMINUM, 4/0 AND GREATER
3561000E |  | 3974.41 | 367 | 0100 | FAULT INDICATOR
3561000E |  | 97373.69 | 367 | 5190 | SWITCHGEAR, PADMOUNT, 25KV
3561164E | 624721.36 |  |  |  | DES/CDH - STONEHILL PHASE 1 - | DES/CDH - STONEHILL PHASE 1 - BEAR CREEK ROAD/DT | 2023-05-18
3561164E |  | 6247.21 | 364 | 0001 | SINGLE CROSSARM
3561164E |  | 6247.21 | 364 | 0260 | POLE, WOOD, 40'
3561164E |  | 199910.89 | 366 | 1010 | CONDUIT
3561164E |  | 56224.92 | 366 | 1150 | SECONDARY BOX
3561164E |  | 24988.85 | 366 | 1400 | PADS OR FOUNDATIONS, SMALL, LESS THAN 50 SQ FT
3561164E |  | 106202.63 | 367 | 0020 | CONDUCTOR, ALUMINUM, LESS THEN 4/0
3561164E |  | 118697.05 | 367 | 0025 | CONDUCTOR, ALUMINUM, 4/0 AND GREATER
3561164E |  | 6247.21 | 367 | 0100 | FAULT INDICATOR
3561164E |  | 6247.21 | 373 | 0025 | CONDUCTOR, ALUMINUM, UNDERGROUND
3561164E |  | 31236.06 | 373 | 1250 | LUMINAIRE, LED, 40W TO 150W
3561164E |  | 24988.85 | 373 | 1375 | CONDUIT
3561164E |  | 6247.21 | 373 | 1520 | STANDARD, METAL, ABOVE 25'
3561164E |  | 31236.06 | 373 | 1625 | STANDARD, OTHER, 25' AND UNDER
3561179E | 472341.34 |  |  |  | MCK AIRPORT TRADE CENTER 1955 | MCK AIRPORT TRADE CENTER 1955 FM 546 MCKINNEY TX | 2023-03-31
3561179E |  | 4723.41 | 365 | 0010 | CONDUCTOR, ALUMINUM, LESS THAN 4/0
3561179E |  | 103915.08 | 366 | 1010 | CONDUIT
3561179E |  | 9446.82 | 366 | 1100 | PRIMARY BOX
3561179E |  | 14170.23 | 366 | 1410 | PADS OR FOUNDATIONS, MEDIUM, 50-100 SQ FT
3561179E |  | 14170.23 | 366 | 1420 | PADS OR FOUNDATIONS, LARGE, OVER 100 SQ FT
3561179E |  | 9446.82 | 367 | 0020 | CONDUCTOR, ALUMINUM, LESS THEN 4/0
3561179E |  | 127532.15 | 367 | 0025 | CONDUCTOR, ALUMINUM, 4/0 AND GREATER
3561179E |  | 9446.82 | 367 | 0100 | FAULT INDICATOR
3561179E |  | 174766.37 | 367 | 5190 | SWITCHGEAR, PADMOUNT, 25KV
3561179E |  | 4723.41 | 369 | 1300 | SERVICE, UNDERGROUND, 4/0 AND LESS,3 PHASES
3561294E | 208812.34 |  |  |  | DEC JRD 1078 E BYPASS 287 ALVO | DEC JRD 1078 E BYPASS 287 ALVORD TX 76225 | 2023-03-31
3561294E |  | 18793.11 | 364 | 0001 | SINGLE CROSSARM
3561294E |  | 4176.25 | 364 | 0260 | POLE, WOOD, 40'
3561294E |  | 56379.33 | 364 | 0280 | POLE, WOOD, 45'
3561294E |  | 31321.85 | 364 | 0300 | POLE, WOOD, 50'
3561294E |  | 64731.83 | 365 | 0010 | CONDUCTOR, ALUMINUM, LESS THAN 4/0
3561294E |  | 33409.97 | 365 | 6015 | RECLOSER,SINGLE PHASE,13.2KV AND UNDER,0-3000 AMP
3561405E | 1095750.04 |  |  |  | RRK: CR 111 PH 2 RELOCATION TD | RRK: CR 111 PH 2 RELOCATION TD | 2023-03-31
3561405E |  | 120532.48 | 364 | 0001 | SINGLE CROSSARM
3561405E |  | 10957.5 | 364 | 0260 | POLE, WOOD, 40'
3561405E |  | 273937.51 | 364 | 0280 | POLE, WOOD, 45'
3561405E |  | 87660 | 364 | 0300 | POLE, WOOD, 50'
3561405E |  | 10957.5 | 364 | 0320 | POLE, WOOD, 55'
3561405E |  | 76702.5 | 365 | 0010 | CONDUCTOR, ALUMINUM, LESS THAN 4/0
3561405E |  | 350640.05 | 365 | 0020 | CONDUCTOR, ALUMINUM, 4/0 AND GREATER
3561405E |  | 21915 | 365 | 6010 | AIRBREAK SWITCH, WITH OR WITHOUT OPERATOR
3561405E |  | 21915 | 366 | 1010 | CONDUIT
3561405E |  | 32872.5 | 367 | 0020 | CONDUCTOR, ALUMINUM, LESS THEN 4/0
3561405E |  | 87660 | 367 | 0025 | CONDUCTOR, ALUMINUM, 4/0 AND GREATER
3561427E | 271634.7 |  |  |  | LUF/RELAND ESTATES-LUFKIN/TM | LUF/RELAND ESTATES-LUFKIN/TM | 2023-03-27
3561427E |  | 2716.34 | 364 | 0001 | SINGLE CROSSARM
3561427E |  | 16298.08 | 364 | 0260 | POLE, WOOD, 40'
3561427E |  | 8149.04 | 364 | 0280 | POLE, WOOD, 45'
3561427E |  | 2716.34 | 365 | 0010 | CONDUCTOR, ALUMINUM, LESS THAN 4/0
3561427E |  | 2716.34 | 365 | 0020 | CONDUCTOR, ALUMINUM, 4/0 AND GREATER
3561427E |  | 76057.77 | 366 | 1010 | CONDUIT
3561427E |  | 32596.16 | 366 | 1150 | SECONDARY BOX
3561427E |  | 13581.73 | 366 | 1400 | PADS OR FOUNDATIONS, SMALL, LESS THAN 50 SQ FT
3561427E |  | 67908.67 | 367 | 0020 | CONDUCTOR, ALUMINUM, LESS THEN 4/0
3561427E |  | 46177.89 | 367 | 0025 | CONDUCTOR, ALUMINUM, 4/0 AND GREATER
3561427E |  | 2716.34 | 367 | 0100 | FAULT INDICATOR
3561489E | 136470.32 |  |  |  | KRT/RRK-GRACE PLACE BY BIG/JK | KRT/RRK-GRACE PLACE BY BIG/JK | 2023-03-31
3561489E |  | 8188.22 | 364 | 0260 | POLE, WOOD, 40'
3561489E |  | 5458.8 | 365 | 0010 | CONDUCTOR, ALUMINUM, LESS THAN 4/0
3561489E |  | 45035.28 | 366 | 1010 | CONDUIT
3561489E |  | 9552.91 | 366 | 1150 | SECONDARY BOX
3561489E |  | 5458.8 | 366 | 1200 | MANHOLE, 0-100 CU FT
3561489E |  | 8188.21 | 366 | 1400 | PADS OR FOUNDATIONS, SMALL, LESS THAN 50 SQ FT
3561489E |  | 43670.49 | 367 | 0020 | CONDUCTOR, ALUMINUM, LESS THEN 4/0
3561489E |  | 9552.91 | 367 | 0025 | CONDUCTOR, ALUMINUM, 4/0 AND GREATER
3561489E |  | 1364.7 | 367 | 0100 | FAULT INDICATOR
3561634E | 367012.62 |  |  |  | WAX: VICTRON TOWNHOME OFFSITE: | WAX: VICTRON TOWNHOME OFFSITE: MW | 2023-01-30
3561634E |  | 3670.12 | 364 | 0001 | SINGLE CROSSARM
3561634E |  | 3670.12 | 364 | 0280 | POLE, WOOD, 45'
3561634E |  | 44041.51 | 365 | 6010 | AIRBREAK SWITCH, WITH OR WITHOUT OPERATOR
3561634E |  | 106433.65 | 366 | 1010 | CONDUIT
3561634E |  | 7340.24 | 366 | 1100 | PRIMARY BOX
3561634E |  | 11010.37 | 366 | 1410 | PADS OR FOUNDATIONS, MEDIUM, 50-100 SQ FT
3561634E |  | 62392.14 | 367 | 0025 | CONDUCTOR, ALUMINUM, 4/0 AND GREATER
3561634E |  | 3670.12 | 367 | 0100 | FAULT INDICATOR
3561634E |  | 124784.35 | 367 | 5190 | SWITCHGEAR, PADMOUNT, 25KV
3561735E | 2128828.09 |  |  |  | 2022 NTEM003 TEMPLE 1205 P1 S | 2022 NTEM003 TEMPLE 1205 P1 S 1-3-4 | 2023-05-04
3561735E |  | 106441.4 | 364 | 0001 | SINGLE CROSSARM
3561735E |  | 21288.27 | 364 | 0260 | POLE, WOOD, 40'
3561735E |  | 255459.36 | 364 | 0280 | POLE, WOOD, 45'
3561735E |  | 404477.33 | 364 | 0300 | POLE, WOOD, 50'
3561735E |  | 85153.11 | 364 | 0320 | POLE, WOOD, 55'
3561735E |  | 42576.55 | 364 | 0330 | POLE, CONCRETE, 55'
3561735E |  | 21288.27 | 364 | 0335 | POLE, WOOD, 60'
3561735E |  | 85153.11 | 364 | 0345 | POLE, OTHER, 60'
3561735E |  | 127729.68 | 365 | 0010 | CONDUCTOR, ALUMINUM, LESS THAN 4/0
3561735E |  | 766378.27 | 365 | 0020 | CONDUCTOR, ALUMINUM, 4/0 AND GREATER
3561735E |  | 63864.83 | 365 | 6030 | RECLOSER,2 OR 3 PHASE,OVER 13.2KV,0-3000 AMP
3561735E |  | 21288.27 | 366 | 1010 | CONDUIT
3561735E |  | 21288.27 | 366 | 1150 | SECONDARY BOX
3561735E |  | 21288.27 | 367 | 0020 | CONDUCTOR, ALUMINUM, LESS THEN 4/0
3561735E |  | 63864.83 | 367 | 0025 | CONDUCTOR, ALUMINUM, 4/0 AND GREATER
3561735E |  | 21288.27 | 367 | 0100 | FAULT INDICATOR
3561737E | 957872.94 |  |  |  | 2022 NTEM003 TEMPLE 1205 P1 S | 2022 NTEM003 TEMPLE 1205 P1 S 2-3 | 2023-06-01
3561737E |  | 19157.45 | 364 | 0001 | SINGLE CROSSARM
3561737E |  | 134102.21 | 364 | 0280 | POLE, WOOD, 45'
3561737E |  | 57472.37 | 364 | 0300 | POLE, WOOD, 50'
3561737E |  | 86208.56 | 364 | 0310 | POLE, CONCRETE, 50'
3561737E |  | 9578.72 | 364 | 0320 | POLE, WOOD, 55'
3561737E |  | 86208.56 | 364 | 0330 | POLE, CONCRETE, 55'
3561737E |  | 19157.45 | 364 | 0335 | POLE, WOOD, 60'
3561737E |  | 28736.18 | 364 | 0345 | POLE, OTHER, 60'
3561737E |  | 47893.64 | 364 | 0360 | POLE, OTHER, 65'
3561737E |  | 57472.37 | 364 | 0375 | POLE, OTHER, 70'
3561737E |  | 57472.37 | 365 | 0010 | CONDUCTOR, ALUMINUM, LESS THAN 4/0
3561737E |  | 306519.45 | 365 | 0020 | CONDUCTOR, ALUMINUM, 4/0 AND GREATER
3561737E |  | 9578.72 | 365 | 6010 | AIRBREAK SWITCH, WITH OR WITHOUT OPERATOR
3561737E |  | 9578.72 | 366 | 1010 | CONDUIT
3561737E |  | 19157.45 | 367 | 0025 | CONDUCTOR, ALUMINUM, 4/0 AND GREATER
3561737E |  | 9578.72 | 367 | 0100 | FAULT INDICATOR
3561742E | 816602.87 |  |  |  | MDL TARGA RESOURCES PEGASUS 1 | MDL TARGA RESOURCES PEGASUS 1 COMPRESSOR STATION-AC-PE | 2023-01-10
3561742E |  | 89826.31 | 364 | 0001 | SINGLE CROSSARM
3561742E |  | 8166.02 | 364 | 0280 | POLE, WOOD, 45'
3561742E |  | 179652.63 | 364 | 0300 | POLE, WOOD, 50'
3561742E |  | 32664.09 | 364 | 0320 | POLE, WOOD, 55'
3561742E |  | 8166.02 | 364 | 0335 | POLE, WOOD, 60'
3561742E |  | 57162.19 | 365 | 0010 | CONDUCTOR, ALUMINUM, LESS THAN 4/0
3561742E |  | 391969.47 | 365 | 0020 | CONDUCTOR, ALUMINUM, 4/0 AND GREATER
3561742E |  | 16332.05 | 365 | 6010 | AIRBREAK SWITCH, WITH OR WITHOUT OPERATOR
3561742E |  | 32664.09 | 365 | 6030 | RECLOSER,2 OR 3 PHASE,OVER 13.2KV,0-3000 AMP
3561786E | 440223.99 |  |  |  | KRT/TEM ARMSTRONG ESTATES PH 2 | KRT/TEM-ARMSTRONG ESTATES PH 2 /LA | 2023-03-31
3561786E |  | 8804.49 | 364 | 0001 | SINGLE CROSSARM
3561786E |  | 35217.93 | 364 | 0280 | POLE, WOOD, 45'
3561786E |  | 35217.93 | 365 | 0010 | CONDUCTOR, ALUMINUM, LESS THAN 4/0
3561786E |  | 149676.08 | 366 | 1010 | CONDUIT
3561786E |  | 13206.74 | 366 | 1150 | SECONDARY BOX
3561786E |  | 17608.96 | 366 | 1400 | PADS OR FOUNDATIONS, SMALL, LESS THAN 50 SQ FT
3561786E |  | 127664.97 | 367 | 0020 | CONDUCTOR, ALUMINUM, LESS THEN 4/0
3561786E |  | 48424.64 | 367 | 0025 | CONDUCTOR, ALUMINUM, 4/0 AND GREATER
3561786E |  | 4402.25 | 367 | 0100 | FAULT INDICATOR
3561795E | 883141.61 |  |  |  | MDL TARGA RESOURCES SHINNERY O | MDL TARGA RESOURCES SHINNERY OAK COMPRESSORS STATION | 2023-03-08
3561795E |  | 79482.74 | 364 | 0001 | SINGLE CROSSARM
3561795E |  | 211953.98 | 364 | 0300 | POLE, WOOD, 50'
3561795E |  | 17662.82 | 364 | 0320 | POLE, WOOD, 55'
3561795E |  | 8831.4 | 364 | 0335 | POLE, WOOD, 60'
3561795E |  | 70651.32 | 364 | 0345 | POLE, OTHER, 60'
3561795E |  | 61819.9 | 365 | 0010 | CONDUCTOR, ALUMINUM, LESS THAN 4/0
3561795E |  | 432739.45 | 365 | 0020 | CONDUCTOR, ALUMINUM, 4/0 AND GREATER
3561922E | 334305.76 |  |  |  | HEB:OFFSITE J RAMSEY | HEB:OFFSITE J RAMSEY | 2023-04-03
3561922E |  | 3343.05 | 364 | 0001 | SINGLE CROSSARM
3561922E |  | 3343.05 | 364 | 0280 | POLE, WOOD, 45'
3561922E |  | 3343.05 | 366 | 1010 | CONDUIT
3561922E |  | 320933.56 | 367 | 0025 | CONDUCTOR, ALUMINUM, 4/0 AND GREATER
3561922E |  | 3343.05 | 367 | 0100 | FAULT INDICATOR
3561930E | 340137.18 |  |  |  | 2022NODE003 PLEASANT FARMS FLX | 2022NODE003 PLEASANT FARMS FLX S15, S16, S17 | 2023-04-25
3561930E |  | 17006.84 | 364 | 0001 | SINGLE CROSSARM
3561930E |  | 6802.73 | 364 | 0280 | POLE, WOOD, 45'
3561930E |  | 13605.47 | 364 | 0300 | POLE, WOOD, 50'
3561930E |  | 3401.36 | 364 | 0320 | POLE, WOOD, 55'
3561930E |  | 3401.36 | 364 | 0335 | POLE, WOOD, 60'
3561930E |  | 37415.08 | 364 | 0360 | POLE, OTHER, 65'
3561930E |  | 30612.33 | 365 | 0020 | CONDUCTOR, ALUMINUM, 4/0 AND GREATER
3561930E |  | 6802.73 | 365 | 5645 | DIST AUTOMATION COMMUNICATION UNIT RF OH
3561930E |  | 30612.33 | 365 | 5650 | DIST AUTOMATION CONTROL OVERHEAD
3561930E |  | 13605.47 | 365 | 5660 | DIST AUTOMATION POWER SUPPLY UNIT OH
3561930E |  | 88435.84 | 365 | 6000 | DIST AUTOMATION SWITCH OVERHEAD
3561930E |  | 20408.22 | 365 | 6010 | AIRBREAK SWITCH, WITH OR WITHOUT OPERATOR
3561930E |  | 68027.42 | 365 | 6015 | RECLOSER,SINGLE PHASE,13.2KV AND UNDER,0-3000 AMP
3561933E | 648124.37 |  |  |  | 2022NODE003 PLEASANT FARMS FLX | 2022NODE003 PLEASANT FARMS FLX S14, S18, S24, S26, S27 | 2023-05-15
3561933E |  | 77774.92 | 364 | 0001 | SINGLE CROSSARM
3561933E |  | 6481.24 | 364 | 0002 | DOUBLE CROSSARMS
3561933E |  | 207399.79 | 364 | 0280 | POLE, WOOD, 45'
3561933E |  | 6481.24 | 364 | 0300 | POLE, WOOD, 50'
3561933E |  | 71293.67 | 365 | 0010 | CONDUCTOR, ALUMINUM, LESS THAN 4/0
3561933E |  | 252768.55 | 365 | 0020 | CONDUCTOR, ALUMINUM, 4/0 AND GREATER
3561933E |  | 25924.96 | 365 | 6010 | AIRBREAK SWITCH, WITH OR WITHOUT OPERATOR
3562015E | 105245.32 |  |  |  | MEX TARGA MIDSTREAM PS 10 EXCL | MEX TARGA MIDSTREAM PS 10 EXCLUDED OFFSITE | 2022-10-07
3562015E |  | 712.47 | 364 | 0001 | SINGLE CROSSARM
3562015E |  | 2784.89 | 364 | 0280 | POLE, WOOD, 45'
3562015E |  | -2857.44 | 364 | 0300 | POLE, WOOD, 50'
3562015E |  | 2922.4 | 364 | 0320 | POLE, WOOD, 55'
3562015E |  | -12887.14 | 364 | 0335 | POLE, WOOD, 60'
3562015E |  | -14894.6 | 364 | 0360 | POLE, OTHER, 65'
3562015E |  | -11664.7 | 364 | 0400 | POLE, OTHER, 80'
3562015E |  | -14587.1 | 365 | 0010 | CONDUCTOR, ALUMINUM, LESS THAN 4/0
3562015E |  | 55135.81 | 365 | 0020 | CONDUCTOR, ALUMINUM, 4/0 AND GREATER
3562015E |  | 37123.91 | 365 | 6010 | AIRBREAK SWITCH, WITH OR WITHOUT OPERATOR
3562015E |  | 549304.31 | 366 | 1010 | CONDUIT
3562015E |  | -20682.03 | 366 | 1100 | PRIMARY BOX
3562015E |  | -470127.8 | 367 | 0025 | CONDUCTOR, ALUMINUM, 4/0 AND GREATER
3562015E |  | 4962.34 | 367 | 0100 | FAULT INDICATOR
3562136E | 433329.24 |  |  |  | COR:STREETMAN CLEAN ENERGY OFF | COR:STREETMAN CLEAN ENERGY OFFSITE 3.MM | 2023-04-06
3562136E |  | 43332.93 | 364 | 0001 | SINGLE CROSSARM
3562136E |  | 112665.61 | 364 | 0280 | POLE, WOOD, 45'
3562136E |  | 12999.88 | 364 | 0300 | POLE, WOOD, 50'
3562136E |  | 30333.05 | 365 | 0010 | CONDUCTOR, ALUMINUM, LESS THAN 4/0
3562136E |  | 233997.77 | 365 | 0020 | CONDUCTOR, ALUMINUM, 4/0 AND GREATER
3562139E | 1040349.75 |  |  |  | TEM:TEM GREEN HOUSE MFC OFFSIT | TEM:TEM GREEN HOUSE MFC OFFSITE 2.DH | 2023-03-31
3562139E |  | 20806.98 | 364 | 0001 | SINGLE CROSSARM
3562139E |  | 83227.96 | 364 | 0280 | POLE, WOOD, 45'
3562139E |  | 93631.46 | 364 | 0300 | POLE, WOOD, 50'
3562139E |  | 52017.46 | 364 | 0330 | POLE, CONCRETE, 55'
3562139E |  | 197666.43 | 364 | 0360 | POLE, OTHER, 65'
3562139E |  | 31210.47 | 365 | 0010 | CONDUCTOR, ALUMINUM, LESS THAN 4/0
3562139E |  | 249684.15 | 365 | 0020 | CONDUCTOR, ALUMINUM, 4/0 AND GREATER
3562139E |  | 72824.46 | 365 | 6010 | AIRBREAK SWITCH, WITH OR WITHOUT OPERATOR
3562139E |  | 83227.96 | 366 | 1010 | CONDUIT
3562139E |  | 145648.94 | 367 | 0025 | CONDUCTOR, ALUMINUM, 4/0 AND GREATER
3562139E |  | 10403.48 | 367 | 0100 | FAULT INDICATOR
3562141E | 1842165.4 |  |  |  | TEM:TEM GREEN HOUSE MFC OFFSIT | TEM:TEM GREEN HOUSE MFC OFFSITE 3.DH | 2023-03-31
3562141E |  | 55264.95 | 364 | 0001 | SINGLE CROSSARM
3562141E |  | 73686.6 | 364 | 0280 | POLE, WOOD, 45'
3562141E |  | 497384.65 | 364 | 0300 | POLE, WOOD, 50'
3562141E |  | 110529.92 | 364 | 0320 | POLE, WOOD, 55'
3562141E |  | 18421.65 | 364 | 0335 | POLE, WOOD, 60'
3562141E |  | 257903.14 | 365 | 0010 | CONDUCTOR, ALUMINUM, LESS THAN 4/0
3562141E |  | 644757.98 | 365 | 0020 | CONDUCTOR, ALUMINUM, 4/0 AND GREATER
3562141E |  | 18421.65 | 365 | 1000 | FAULT INDICATOR
3562141E |  | 73686.6 | 366 | 1010 | CONDUIT
3562141E |  | 92108.26 | 367 | 0025 | CONDUCTOR, ALUMINUM, 4/0 AND GREATER
3562142E | 1003439.48 |  |  |  | TEM:TEM GREEN HOUSE MFC OFFSIT | TEM:TEM GREEN HOUSE MFC OFFSITE 4.DH | 2023-04-12
3562142E |  | 10034.38 | 364 | 0001 | SINGLE CROSSARM
3562142E |  | 270928.65 | 364 | 0300 | POLE, WOOD, 50'
3562142E |  | 50171.97 | 364 | 0320 | POLE, WOOD, 55'
3562142E |  | 10034.38 | 364 | 0335 | POLE, WOOD, 60'
3562142E |  | 70240.74 | 365 | 0010 | CONDUCTOR, ALUMINUM, LESS THAN 4/0
3562142E |  | 461582.31 | 365 | 0020 | CONDUCTOR, ALUMINUM, 4/0 AND GREATER
3562142E |  | 10034.38 | 365 | 1000 | FAULT INDICATOR
3562142E |  | 30103.17 | 365 | 6010 | AIRBREAK SWITCH, WITH OR WITHOUT OPERATOR
3562142E |  | 70240.74 | 366 | 1100 | PRIMARY BOX
3562142E |  | 10034.38 | 366 | 1150 | SECONDARY BOX
3562142E |  | 10034.38 | 367 | 0020 | CONDUCTOR, ALUMINUM, LESS THEN 4/0
3562165E | 159217.02 |  |  |  | KRTTAYHIGHLANDSNORTHSECTION 5J | KRTTAYHIGHLANDSNORTHSECTION 5JJ | 2023-05-25
3562165E |  | 4776.51 | 364 | 0280 | POLE, WOOD, 45'
3562165E |  | 47765.12 | 366 | 1010 | CONDUIT
3562165E |  | 15921.7 | 366 | 1150 | SECONDARY BOX
3562165E |  | 6368.68 | 366 | 1400 | PADS OR FOUNDATIONS, SMALL, LESS THAN 50 SQ FT
3562165E |  | 35027.74 | 367 | 0020 | CONDUCTOR, ALUMINUM, LESS THEN 4/0
3562165E |  | 25474.72 | 367 | 0025 | CONDUCTOR, ALUMINUM, 4/0 AND GREATER
3562165E |  | 1592.17 | 367 | 0100 | FAULT INDICATOR
3562165E |  | 1592.17 | 373 | 0025 | CONDUCTOR, ALUMINUM, UNDERGROUND
3562165E |  | 3184.34 | 373 | 1250 | LUMINAIRE, LED, 40W TO 150W
3562165E |  | 3184.34 | 373 | 1375 | CONDUIT
3562165E |  | 14329.53 | 373 | 1520 | STANDARD, METAL, ABOVE 25'
3562288E | 247964.24 |  |  |  | 2022NSWE085R01 - S1-S2-S6-S13- | 2022BEACON HILL-ESKOTA-SWEETWATER P1 | 2022-10-20
3562288E |  | 39674.26 | 364 | 0001 | SINGLE CROSSARM
3562288E |  | 2479.64 | 364 | 0260 | POLE, WOOD, 40'
3562288E |  | 47113.2 | 364 | 0280 | POLE, WOOD, 45'
3562288E |  | 32235.34 | 364 | 0300 | POLE, WOOD, 50'
3562288E |  | 7438.92 | 364 | 0320 | POLE, WOOD, 55'
3562288E |  | 22316.76 | 365 | 0010 | CONDUCTOR, ALUMINUM, LESS THAN 4/0
3562288E |  | 79348.64 | 365 | 0020 | CONDUCTOR, ALUMINUM, 4/0 AND GREATER
3562288E |  | 12398.2 | 365 | 6010 | AIRBREAK SWITCH, WITH OR WITHOUT OPERATOR
3562288E |  | 2479.64 | 367 | 0020 | CONDUCTOR, ALUMINUM, LESS THEN 4/0
3562288E |  | 2479.64 | 373 | 0020 | CONDUCTOR, ALUMINUM, OVERHEAD
3562296E | 554927.52 |  |  |  | STN TARGA RESOURCES CR 110 EXP | STN TARGA RESOURCES CR 110 EXPANSION OFFSITE-AC-BG | 2023-04-11
3562296E |  | 120141.8 | 364 | 0001 | SINGLE CROSSARM
3562296E |  | 43894.76 | 364 | 0280 | POLE, WOOD, 45'
3562296E |  | 260372.02 | 364 | 0300 | POLE, WOOD, 50'
3562296E |  | 130518.94 | 365 | 0010 | CONDUCTOR, ALUMINUM, LESS THAN 4/0
3562326E | 193149.9 |  |  |  | 2022NSWE085R01- S2-PART2- S8 - | BEACON HILL-ESKOTA-SWEETWATER P1 | 2023-05-23
3562326E |  | 75328.48 | 364 | 0001 | SINGLE CROSSARM
3562326E |  | 23177.98 | 364 | 0240 | POLE, WOOD, 35'
3562326E |  | 67602.46 | 364 | 0260 | POLE, WOOD, 40'
3562326E |  | 27040.98 | 364 | 0280 | POLE, WOOD, 45'
3562370E | 559692.9 |  |  |  | 2022MWAX006R01 MIDLOTHIAN SOUT | 2022MWAX006R01 MIDLOTHIAN SUB P1 S12 | 2023-04-05
3562370E |  | 61566.21 | 364 | 0001 | SINGLE CROSSARM
3562370E |  | 5596.91 | 364 | 0002 | DOUBLE CROSSARMS
3562370E |  | 151117.07 | 364 | 0300 | POLE, WOOD, 50'
3562370E |  | 5596.91 | 364 | 0320 | POLE, WOOD, 55'
3562370E |  | 11193.84 | 364 | 0335 | POLE, WOOD, 60'
3562370E |  | 39178.49 | 365 | 0010 | CONDUCTOR, ALUMINUM, LESS THAN 4/0
3562370E |  | 268652.7 | 365 | 0020 | CONDUCTOR, ALUMINUM, 4/0 AND GREATER
3562370E |  | 16790.77 | 365 | 6010 | AIRBREAK SWITCH, WITH OR WITHOUT OPERATOR
3562578E | 226478.76 |  |  |  | MSQ:SOLTERRA PHASE 1B:CR | MSQ:SOLTERRA PHASE 1B:CR | 2023-05-23
3562578E |  | 2264.79 | 364 | 0280 | POLE, WOOD, 45'
3562578E |  | 70208.43 | 366 | 1010 | CONDUIT
3562578E |  | 20383.09 | 366 | 1150 | SECONDARY BOX
3562578E |  | 9059.15 | 366 | 1200 | MANHOLE, 0-100 CU FT
3562578E |  | 9059.15 | 366 | 1400 | PADS OR FOUNDATIONS, SMALL, LESS THAN 50 SQ FT
3562578E |  | 56619.69 | 367 | 0020 | CONDUCTOR, ALUMINUM, LESS THEN 4/0
3562578E |  | 13588.72 | 367 | 0025 | CONDUCTOR, ALUMINUM, 4/0 AND GREATER
3562578E |  | 2264.79 | 367 | 0100 | FAULT INDICATOR
3562578E |  | 2264.79 | 373 | 0025 | CONDUCTOR, ALUMINUM, UNDERGROUND
3562578E |  | 13588.72 | 373 | 1250 | LUMINAIRE, LED, 40W TO 150W
3562578E |  | 4529.57 | 373 | 1375 | CONDUIT
3562578E |  | 22647.87 | 373 | 1625 | STANDARD, OTHER, 25' AND UNDER
3562582E | 266085.55 |  |  |  | MSQ: SOLTERRA PH 1 A:CR | MSQ: SOLTERRA PH 1 A:CR | 2023-01-27
3562582E |  | 71843.1 | 366 | 1010 | CONDUIT
3562582E |  | 29269.41 | 366 | 1150 | SECONDARY BOX
3562582E |  | 13304.28 | 366 | 1400 | PADS OR FOUNDATIONS, SMALL, LESS THAN 50 SQ FT
3562582E |  | 58538.82 | 367 | 0020 | CONDUCTOR, ALUMINUM, LESS THEN 4/0
3562582E |  | 23947.7 | 367 | 0025 | CONDUCTOR, ALUMINUM, 4/0 AND GREATER
3562582E |  | 21286.84 | 373 | 1250 | LUMINAIRE, LED, 40W TO 150W
3562582E |  | 10643.42 | 373 | 1375 | CONDUIT
3562582E |  | 37251.98 | 373 | 1625 | STANDARD, OTHER, 25' AND UNDER
3562904E | 452526.58 |  |  |  | MHN SHIFTING SANDS-WINK TUB RE | MHN SHIFTING SANDS-WINK TUB REBUILD SOUTH | 2022-12-03
3562904E |  | 45252.65 | 364 | 0001 | SINGLE CROSSARM
3562904E |  | 18101.05 | 364 | 0260 | POLE, WOOD, 40'
3562904E |  | 67878.98 | 364 | 0280 | POLE, WOOD, 45'
3562904E |  | 22626.32 | 364 | 0300 | POLE, WOOD, 50'
3562904E |  | 58828.44 | 365 | 0010 | CONDUCTOR, ALUMINUM, LESS THAN 4/0
3562904E |  | 239839.14 | 365 | 0020 | CONDUCTOR, ALUMINUM, 4/0 AND GREATER
3563048E | 122054.98 |  |  |  | IRV MMP_IRVNG1406-2021 FEEDER | IRV MMP_IRVNG1406-2021 FEEDER MAINTENANCE_BA | 2023-06-01
3563048E |  | 52483.65 | 364 | 0001 | SINGLE CROSSARM
3563048E |  | 50042.54 | 364 | 0280 | POLE, WOOD, 45'
3563048E |  | 19528.79 | 364 | 0300 | POLE, WOOD, 50'
3563068E | 279970.41 |  |  |  | FWN/FTW - BAILEY PARK PHASE 2 | FWN/FTW - BAILEY PARK PHASE 2 - BAILEY BOSWELL ROAD/KW | 2023-02-14
3563068E |  | 2799.69 | 364 | 0001 | SINGLE CROSSARM
3563068E |  | 2799.69 | 364 | 0280 | POLE, WOOD, 45'
3563068E |  | 103589.12 | 366 | 1010 | CONDUIT
3563068E |  | 41995.55 | 366 | 1150 | SECONDARY BOX
3563068E |  | 16798.21 | 366 | 1400 | PADS OR FOUNDATIONS, SMALL, LESS THAN 50 SQ FT
3563068E |  | 61593.49 | 367 | 0020 | CONDUCTOR, ALUMINUM, LESS THEN 4/0
3563068E |  | 44795.26 | 367 | 0025 | CONDUCTOR, ALUMINUM, 4/0 AND GREATER
3563068E |  | 5599.4 | 367 | 0100 | FAULT INDICATOR
3563175E | 259224.71 |  |  |  | ARL-22-P074-XH-ARL-BOWEN3122-B | ARL-22-P074-XH-ARL-BOWEN3122-BOWEN3132-DA-6000' RECONDUCTOR | 2023-04-11
3563175E |  | 47619.57 | 364 | 0001 | SINGLE CROSSARM
3563175E |  | 65635.69 | 364 | 0280 | POLE, WOOD, 45'
3563175E |  | 12805.69 | 364 | 0300 | POLE, WOOD, 50'
3563175E |  | 11431.81 | 365 | 0010 | CONDUCTOR, ALUMINUM, LESS THAN 4/0
3563175E |  | 76263.97 | 365 | 0020 | CONDUCTOR, ALUMINUM, 4/0 AND GREATER
3563175E |  | 25300.32 | 365 | 6010 | AIRBREAK SWITCH, WITH OR WITHOUT OPERATOR
3563175E |  | 959.12 | 366 | 1010 | CONDUIT
3563175E |  | 5936.24 | 366 | 1200 | MANHOLE, 0-100 CU FT
3563175E |  | 13272.3 | 367 | 0025 | CONDUCTOR, ALUMINUM, 4/0 AND GREATER
3563177E | 594160.7 |  |  |  | ARL-22-P076-ZN-ARL-BRHLW7642-G | ARL-22-P076-ZN-ARL-BRHLW7642-GSTHW1623-DA-5500' RECONDUCTOR | 2023-03-31
3563177E |  | 35649.63 | 364 | 0001 | SINGLE CROSSARM
3563177E |  | 47532.85 | 364 | 0280 | POLE, WOOD, 45'
3563177E |  | 124773.73 | 364 | 0300 | POLE, WOOD, 50'
3563177E |  | 5941.59 | 364 | 0335 | POLE, WOOD, 60'
3563177E |  | 35649.63 | 365 | 0010 | CONDUCTOR, ALUMINUM, LESS THAN 4/0
3563177E |  | 279255.62 | 365 | 0020 | CONDUCTOR, ALUMINUM, 4/0 AND GREATER
3563177E |  | 59416.05 | 365 | 6010 | AIRBREAK SWITCH, WITH OR WITHOUT OPERATOR
3563177E |  | 5941.6 | 367 | 0020 | CONDUCTOR, ALUMINUM, LESS THEN 4/0
3563178E | 330797.21 |  |  |  | ARL-22-P077-ZO-ARL-LKWOD7411-L | ARL-22-P077-ZO-ARL-LKWOD7411-LKWOD7432-DA-2710' RECONDUCTOR | 2023-04-11
3563178E |  | 54978.48 | 364 | 0001 | SINGLE CROSSARM
3563178E |  | 59477.32 | 364 | 0280 | POLE, WOOD, 45'
3563178E |  | 41647.35 | 364 | 0300 | POLE, WOOD, 50'
3563178E |  | 64869.32 | 364 | 0320 | POLE, WOOD, 55'
3563178E |  | 7211.37 | 365 | 0010 | CONDUCTOR, ALUMINUM, LESS THAN 4/0
3563178E |  | 96394.42 | 365 | 0020 | CONDUCTOR, ALUMINUM, 4/0 AND GREATER
3563178E |  | 1157.78 | 366 | 1010 | CONDUIT
3563178E |  | 3010.24 | 366 | 1150 | SECONDARY BOX
3563178E |  | 2050.93 | 367 | 0025 | CONDUCTOR, ALUMINUM, 4/0 AND GREATER
3563203E | 326546.11 |  |  |  | CLE-22-P101-SQ-CLEGVFTW1801-GV | CLE-22-P101-SQ-CLEGVFTW1801-GVFTW1802-DA 3300' RECONDUCTOR | 2023-03-31
3563203E |  | 58778.29 | 364 | 0001 | SINGLE CROSSARM
3563203E |  | 3265.45 | 364 | 0002 | DOUBLE CROSSARMS
3563203E |  | 65309.21 | 364 | 0280 | POLE, WOOD, 45'
3563203E |  | 58778.28 | 364 | 0300 | POLE, WOOD, 50'
3563203E |  | 13061.83 | 364 | 0335 | POLE, WOOD, 60'
3563203E |  | 81636.64 | 365 | 0020 | CONDUCTOR, ALUMINUM, 4/0 AND GREATER
3563203E |  | 32654.6 | 365 | 6010 | AIRBREAK SWITCH, WITH OR WITHOUT OPERATOR
3563203E |  | 3265.45 | 366 | 1010 | CONDUIT
3563203E |  | 6530.91 | 366 | 1150 | SECONDARY BOX
3563203E |  | 3265.45 | 367 | 0020 | CONDUCTOR, ALUMINUM, LESS THEN 4/0
3563210E | 684952.22 |  |  |  | FWN-22-P110-AAB-FWN-AMMFG5631- | FWN-22-P110-AAB-FWN-AMMFG5631-SPRDL4811-DA 6000' RECONDUCTOR | 2023-03-31
3563210E |  | 95893.29 | 364 | 0001 | SINGLE CROSSARM
3563210E |  | 6849.5 | 364 | 0002 | DOUBLE CROSSARMS
3563210E |  | 75344.73 | 364 | 0280 | POLE, WOOD, 45'
3563210E |  | 82194.25 | 364 | 0300 | POLE, WOOD, 50'
3563210E |  | 6849.5 | 364 | 0320 | POLE, WOOD, 55'
3563210E |  | 47946.64 | 365 | 0010 | CONDUCTOR, ALUMINUM, LESS THAN 4/0
3563210E |  | 328777.19 | 365 | 0020 | CONDUCTOR, ALUMINUM, 4/0 AND GREATER
3563210E |  | 41097.12 | 365 | 6010 | AIRBREAK SWITCH, WITH OR WITHOUT OPERATOR
3563235E | 120229.08 |  |  |  | KRTTEM - COLLEGE PARK TOWNHOME | KRTTEMCOLLEGE PARK TOWNHOMESLA | 2023-06-28
3563235E |  | 38004.45 | 366 | 1010 | CONDUIT
3563235E |  | 16832.07 | 366 | 1150 | SECONDARY BOX
3563235E |  | 8692.56 | 366 | 1400 | PADS OR FOUNDATIONS, SMALL, LESS THAN 50 SQ FT
3563235E |  | 22206.31 | 367 | 0020 | CONDUCTOR, ALUMINUM, LESS THEN 4/0
3563235E |  | 14102.87 | 367 | 0025 | CONDUCTOR, ALUMINUM, 4/0 AND GREATER
3563235E |  | 8091.41 | 367 | 0100 | FAULT INDICATOR
3563235E |  | 601.14 | 373 | 0025 | CONDUCTOR, ALUMINUM, UNDERGROUND
3563235E |  | 4773.09 | 373 | 1250 | LUMINAIRE, LED, 40W TO 150W
3563235E |  | 985.87 | 373 | 1375 | CONDUIT
3563235E |  | 5939.31 | 373 | 1625 | STANDARD, OTHER, 25' AND UNDER
3563287E | 461277.44 |  |  |  | FWN/FTW - MADERO PH 3 - SENDE | FWN/FTW - MADERO PH 3 - SENDERA RANCH 76052/KW | 2023-06-07
3563287E |  | 235251.52 | 366 | 1010 | CONDUIT
3563287E |  | 36902.19 | 366 | 1100 | PRIMARY BOX
3563287E |  | 46127.74 | 366 | 1150 | SECONDARY BOX
3563287E |  | 23063.87 | 366 | 1400 | PADS OR FOUNDATIONS, SMALL, LESS THAN 50 SQ FT
3563287E |  | 69191.61 | 367 | 0020 | CONDUCTOR, ALUMINUM, LESS THEN 4/0
3563287E |  | 50740.51 | 367 | 0025 | CONDUCTOR, ALUMINUM, 4/0 AND GREATER
3563685E | 118642.23 |  |  |  | MCK/FBR - ALIANCE IND CO - IRV | MCK/FBR - ALIANCE IND CO - IRVING - OA | 2023-03-31
3563685E |  | 49829.73 | 367 | 0020 | CONDUCTOR, ALUMINUM, LESS THEN 4/0
3563685E |  | 2372.83 | 367 | 0025 | CONDUCTOR, ALUMINUM, 4/0 AND GREATER
3563685E |  | 2372.83 | 367 | 0100 | FAULT INDICATOR
3563685E |  | 62880.44 | 367 | 5190 | SWITCHGEAR, PADMOUNT, 25KV
3563685E |  | 1186.4 | 369 | 1300 | SERVICE, UNDERGROUND, 4/0 AND LESS,3 PHASES
3563703E | 566736.66 |  |  |  | DNE LAKE HIGHLANDS 485 UNIT MF | DNE LAKE HIGHLANDS 485 UNIT MF JED | 2023-05-04
3563703E |  | 5667.37 | 364 | 0001 | SINGLE CROSSARM
3563703E |  | 11334.73 | 364 | 0300 | POLE, WOOD, 50'
3563703E |  | 5667.37 | 365 | 0010 | CONDUCTOR, ALUMINUM, LESS THAN 4/0
3563703E |  | 17002.1 | 366 | 1010 | CONDUIT
3563703E |  | 5667.37 | 366 | 1400 | PADS OR FOUNDATIONS, SMALL, LESS THAN 50 SQ FT
3563703E |  | 107679.96 | 367 | 0020 | CONDUCTOR, ALUMINUM, LESS THEN 4/0
3563703E |  | 51006.29 | 367 | 0025 | CONDUCTOR, ALUMINUM, 4/0 AND GREATER
3563703E |  | 11334.73 | 367 | 0100 | FAULT INDICATOR
3563703E |  | 351376.74 | 367 | 5190 | SWITCHGEAR, PADMOUNT, 25KV
3563845E | 360417.62 |  |  |  | ARL/ARL - MARK AT ARLINGTON - | ARL/ARL - MARK AT ARLINGTON - 100 W ARBROOK BLVD/RH | 2023-04-13
3563845E |  | 7208.34 | 364 | 0001 | SINGLE CROSSARM
3563845E |  | 10812.52 | 364 | 0260 | POLE, WOOD, 40'
3563845E |  | 3604.16 | 364 | 0280 | POLE, WOOD, 45'
3563845E |  | 3604.16 | 365 | 0010 | CONDUCTOR, ALUMINUM, LESS THAN 4/0
3563845E |  | 3604.16 | 365 | 0020 | CONDUCTOR, ALUMINUM, 4/0 AND GREATER
3563845E |  | 72083.51 | 366 | 1010 | CONDUIT
3563845E |  | 10812.52 | 366 | 1100 | PRIMARY BOX
3563845E |  | 7208.34 | 366 | 1200 | MANHOLE, 0-100 CU FT
3563845E |  | 25229.22 | 366 | 1400 | PADS OR FOUNDATIONS, SMALL, LESS THAN 50 SQ FT
3563845E |  | 10812.52 | 366 | 1410 | PADS OR FOUNDATIONS, MEDIUM, 50-100 SQ FT
3563845E |  | 104521.26 | 367 | 0020 | CONDUCTOR, ALUMINUM, LESS THEN 4/0
3563845E |  | 7208.34 | 367 | 0100 | FAULT INDICATOR
3563845E |  | 93708.57 | 369 | 1200 | SERVICE, UNDERGROUND, GREATER THAN 4/0, SINGLE PH
3564003E | 742183.42 |  |  |  | LAKE WACO RIVER CROSSING OH TO | LAKE WACO RIVER CROSSING OH TO UG BORE FOR ARMY CORP ENG | 2023-04-28
3564003E |  | 7421.83 | 364 | 0001 | SINGLE CROSSARM
3564003E |  | 7421.83 | 364 | 0300 | POLE, WOOD, 50'
3564003E |  | 7421.83 | 365 | 0010 | CONDUCTOR, ALUMINUM, LESS THAN 4/0
3564003E |  | 237498.69 | 366 | 1010 | CONDUIT
3564003E |  | 74218.34 | 366 | 1100 | PRIMARY BOX
3564003E |  | 400779.07 | 367 | 0025 | CONDUCTOR, ALUMINUM, 4/0 AND GREATER
3564003E |  | 7421.83 | 367 | 0100 | FAULT INDICATOR
3564028E | 294785.9 |  |  |  | 2022MDSW001 CAMP WISDOM SUB P1 | 2022MDSW001 CAMP WISDOM SUB P1 S2, S3 FDR EXIT DOUBLE CKT | 2023-02-17
3564028E |  | 17687.12 | 366 | 1010 | CONDUIT
3564028E |  | 277098.78 | 367 | 0025 | CONDUCTOR, ALUMINUM, 4/0 AND GREATER
3564101E | 675410.05 |  |  |  | 2022MDSW001 CAMP WISDOM SUB P1 | 2022MDSW001 CAMP WISDOM SUB P1 S3-S6 RECOND AND NEW TIE | 2023-03-01
3564101E |  | 101311.51 | 364 | 0001 | SINGLE CROSSARM
3564101E |  | 47278.71 | 364 | 0280 | POLE, WOOD, 45'
3564101E |  | 20262.31 | 364 | 0300 | POLE, WOOD, 50'
3564101E |  | 40524.6 | 364 | 0320 | POLE, WOOD, 55'
3564101E |  | 54032.81 | 364 | 0335 | POLE, WOOD, 60'
3564101E |  | 20262.31 | 364 | 0350 | POLE, WOOD, 65'
3564101E |  | 6754.11 | 365 | 0010 | CONDUCTOR, ALUMINUM, LESS THAN 4/0
3564101E |  | 297180.35 | 365 | 0020 | CONDUCTOR, ALUMINUM, 4/0 AND GREATER
3564101E |  | 47278.71 | 365 | 6010 | AIRBREAK SWITCH, WITH OR WITHOUT OPERATOR
3564101E |  | 13508.21 | 366 | 1010 | CONDUIT
3564101E |  | 20262.31 | 367 | 0025 | CONDUCTOR, ALUMINUM, 4/0 AND GREATER
3564101E |  | 6754.11 | 367 | 0100 | FAULT INDICATOR
3564111E | 189543.31 |  |  |  | ARL/ARL - GIN MILL FLATS - 822 | ARL/ARL - GIN MILL FLATS - 8224 WEBB FERRELL ROAD OFFSITE/AW | 2023-06-14
3564111E |  | 5686.29 | 364 | 0001 | SINGLE CROSSARM
3564111E |  | 11372.59 | 364 | 0280 | POLE, WOOD, 45'
3564111E |  | 11372.59 | 365 | 0020 | CONDUCTOR, ALUMINUM, 4/0 AND GREATER
3564111E |  | 9477.16 | 366 | 1010 | CONDUIT
3564111E |  | 9477.16 | 366 | 1410 | PADS OR FOUNDATIONS, MEDIUM, 50-100 SQ FT
3564111E |  | 39804.09 | 367 | 0025 | CONDUCTOR, ALUMINUM, 4/0 AND GREATER
3564111E |  | 3790.86 | 367 | 0100 | FAULT INDICATOR
3564111E |  | 98562.57 | 367 | 5190 | SWITCHGEAR, PADMOUNT, 25KV
3564136E | 201126.02 |  |  |  | DAL DAL ALLEY 17-7001 SB | DAL DAL ALLEY 17-7001 SB | 2023-03-07
3564136E |  | 18101.33 | 364 | 0001 | SINGLE CROSSARM
3564136E |  | 26146.37 | 364 | 0240 | POLE, WOOD, 35'
3564136E |  | 122686.91 | 364 | 0280 | POLE, WOOD, 45'
3564136E |  | 2011.25 | 365 | 0010 | CONDUCTOR, ALUMINUM, LESS THAN 4/0
3564136E |  | 32180.16 | 365 | 0020 | CONDUCTOR, ALUMINUM, 4/0 AND GREATER
3564332E | 669316.77 |  |  |  | 2022NTEM004 LITTLE FIVER SUB P | 2022NTEM004 LITTLE FIVER SUB P1 S1B S5A | 2023-05-04
3564332E |  | 100397.51 | 364 | 0001 | SINGLE CROSSARM
3564332E |  | 234260.9 | 364 | 0280 | POLE, WOOD, 45'
3564332E |  | 46852.17 | 364 | 0300 | POLE, WOOD, 50'
3564332E |  | 66931.67 | 365 | 0010 | CONDUCTOR, ALUMINUM, LESS THAN 4/0
3564332E |  | 214181.36 | 365 | 0020 | CONDUCTOR, ALUMINUM, 4/0 AND GREATER
3564332E |  | 6693.16 | 369 | 0100 | SERVICE, OVERHEAD, 4/0 AND LESS, SINGLE PHASE
3564335E | 239548.31 |  |  |  | 2022NTEM004 LITTLE RIVER SUB P | 2022NTEM004 LITTLE RIVER SUB P1 S1C S5 S7 S8 | 2023-06-02
3564335E |  | 28745.79 | 364 | 0001 | SINGLE CROSSARM
3564335E |  | 64678.07 | 364 | 0280 | POLE, WOOD, 45'
3564335E |  | 14372.89 | 364 | 0300 | POLE, WOOD, 50'
3564335E |  | 35932.24 | 364 | 0320 | POLE, WOOD, 55'
3564335E |  | 33536.76 | 365 | 0010 | CONDUCTOR, ALUMINUM, LESS THAN 4/0
3564335E |  | 62282.56 | 365 | 0020 | CONDUCTOR, ALUMINUM, 4/0 AND GREATER
3564350E | 531503.16 |  |  |  | 2022MFWN003 TRINITY SUB FLX P1 | 2022MFWN003 TRINITY SUB FLX P1 S1 S2 S3 S4 S6 | 2023-05-18
3564350E |  | 5315.02 | 364 | 0280 | POLE, WOOD, 45'
3564350E |  | 5315.02 | 365 | 0010 | CONDUCTOR, ALUMINUM, LESS THAN 4/0
3564350E |  | 100985.59 | 366 | 1010 | CONDUIT
3564350E |  | 15945.08 | 366 | 1100 | PRIMARY BOX
3564350E |  | 5315.02 | 366 | 1410 | PADS OR FOUNDATIONS, MEDIUM, 50-100 SQ FT
3564350E |  | 345477.14 | 367 | 0025 | CONDUCTOR, ALUMINUM, 4/0 AND GREATER
3564350E |  | 5315.02 | 367 | 0100 | FAULT INDICATOR
3564350E |  | 47835.27 | 367 | 5190 | SWITCHGEAR, PADMOUNT, 25KV
3564497E | 334042.73 |  |  |  | 2022MDSW001 CAMP WISDOM SUB P1 | 2022MDSW001 CAMP WISDOM SUB P1 S4 S9 S10 S11 S12 DEVICES | 2023-03-10
3564497E |  | 6680.83 | 364 | 0001 | SINGLE CROSSARM
3564497E |  | 3340.41 | 364 | 0280 | POLE, WOOD, 45'
3564497E |  | 13361.68 | 364 | 0335 | POLE, WOOD, 60'
3564497E |  | 20042.55 | 365 | 5645 | DIST AUTOMATION COMMUNICATION UNIT RF OH
3564497E |  | 100212.8 | 365 | 5650 | DIST AUTOMATION CONTROL OVERHEAD
3564497E |  | 43425.53 | 365 | 5660 | DIST AUTOMATION POWER SUPPLY UNIT OH
3564497E |  | 130276.81 | 365 | 6000 | DIST AUTOMATION SWITCH OVERHEAD
3564497E |  | 16702.12 | 365 | 6010 | AIRBREAK SWITCH, WITH OR WITHOUT OPERATOR
3564503E | 1387577.91 |  |  |  | 2022MDSW001 P1 S3 S7 S8 WHEATL | 2022MDSW001 P1 S3 S7 S8 WHEATLAND TO UNIVERSITY HILLS RECOND | 2023-03-10
3564503E |  | 124882 | 364 | 0001 | SINGLE CROSSARM
3564503E |  | 180385.12 | 364 | 0280 | POLE, WOOD, 45'
3564503E |  | 55503.11 | 364 | 0300 | POLE, WOOD, 50'
3564503E |  | 13875.77 | 364 | 0320 | POLE, WOOD, 55'
3564503E |  | 13875.77 | 364 | 0335 | POLE, WOOD, 60'
3564503E |  | 13875.77 | 364 | 0350 | POLE, WOOD, 65'
3564503E |  | 13875.77 | 364 | 0365 | POLE, WOOD, 70'
3564503E |  | 13875.77 | 364 | 0380 | POLE, WOOD, 75'
3564503E |  | 27751.55 | 364 | 0410 | POLE, WOOD, 85'
3564503E |  | 166509.33 | 364 | 0465 | POLE, OTHER, 100'
3564503E |  | 27751.55 | 365 | 0010 | CONDUCTOR, ALUMINUM, LESS THAN 4/0
3564503E |  | 471776.64 | 365 | 0020 | CONDUCTOR, ALUMINUM, 4/0 AND GREATER
3564503E |  | 27751.55 | 365 | 6010 | AIRBREAK SWITCH, WITH OR WITHOUT OPERATOR
3564503E |  | 69378.88 | 366 | 1010 | CONDUIT
3564503E |  | 152633.56 | 367 | 0025 | CONDUCTOR, ALUMINUM, 4/0 AND GREATER
3564503E |  | 13875.77 | 367 | 0100 | FAULT INDICATOR
3564517E | 366529.25 |  |  |  | GPR 2022MDES003R01 HWY 161 P1 | GPR_2022MDES003_WTARRANT_RD_P1-S1 | 2023-04-10
3564517E |  | 40318.2 | 364 | 0001 | SINGLE CROSSARM
3564517E |  | 25657.03 | 364 | 0280 | POLE, WOOD, 45'
3564517E |  | 14661.16 | 364 | 0300 | POLE, WOOD, 50'
3564517E |  | 10995.86 | 364 | 0335 | POLE, WOOD, 60'
3564517E |  | 7330.58 | 365 | 0010 | CONDUCTOR, ALUMINUM, LESS THAN 4/0
3564517E |  | 87967.14 | 365 | 0020 | CONDUCTOR, ALUMINUM, 4/0 AND GREATER
3564517E |  | 21991.74 | 366 | 1010 | CONDUIT
3564517E |  | 54979.37 | 366 | 1100 | PRIMARY BOX
3564517E |  | 87967.01 | 367 | 0025 | CONDUCTOR, ALUMINUM, 4/0 AND GREATER
3564517E |  | 14661.16 | 367 | 0100 | FAULT INDICATOR
3564900E | 121068.49 |  |  |  | DEC/BGP - HANNA OAK ESTATES - | DEC/BGP - HANNA OAK ESTATES - FM 1658 ON THE WEST SIDE OF FM | 2023-04-06
3564900E |  | 3632.04 | 364 | 0001 | SINGLE CROSSARM
3564900E |  | 9685.47 | 364 | 0280 | POLE, WOOD, 45'
3564900E |  | 43584.73 | 366 | 1010 | CONDUIT
3564900E |  | 6053.42 | 366 | 1150 | SECONDARY BOX
3564900E |  | 7264.1 | 366 | 1400 | PADS OR FOUNDATIONS, SMALL, LESS THAN 50 SQ FT
3564900E |  | 38741.91 | 367 | 0020 | CONDUCTOR, ALUMINUM, LESS THEN 4/0
3564900E |  | 10896.15 | 367 | 0025 | CONDUCTOR, ALUMINUM, 4/0 AND GREATER
3564900E |  | 1210.67 | 367 | 0100 | FAULT INDICATOR
3565056E | 346263.23 |  |  |  | BMW MNW LIPAN 1303 OFFSITE 2ND | BMW MNW LIPAN 1303 OFFSITE 2ND WR 13610 S US HWY 281 ILD | 2023-02-22
3565056E |  | 45014.21 | 364 | 0001 | SINGLE CROSSARM
3565056E |  | 3462.63 | 364 | 0002 | DOUBLE CROSSARMS
3565056E |  | 6925.26 | 364 | 0260 | POLE, WOOD, 40'
3565056E |  | 100416.33 | 364 | 0280 | POLE, WOOD, 45'
3565056E |  | 169669.02 | 365 | 0020 | CONDUCTOR, ALUMINUM, 4/0 AND GREATER
3565056E |  | 20775.78 | 365 | 6010 | AIRBREAK SWITCH, WITH OR WITHOUT OPERATOR
3565149E | 1709831.63 |  |  |  | 2022 MWAX001 WAX SUB P1 S11-12 | 2022 MWAX001 WAX SUB P1 S11-12 | 2023-05-24
3565149E |  | 17098.32 | 364 | 0001 | SINGLE CROSSARM
3565149E |  | 17098.32 | 364 | 0280 | POLE, WOOD, 45'
3565149E |  | 273573.07 | 364 | 0300 | POLE, WOOD, 50'
3565149E |  | 51294.95 | 364 | 0320 | POLE, WOOD, 55'
3565149E |  | 34196.63 | 364 | 0335 | POLE, WOOD, 60'
3565149E |  | 51294.95 | 365 | 0010 | CONDUCTOR, ALUMINUM, LESS THAN 4/0
3565149E |  | 222278.11 | 365 | 0020 | CONDUCTOR, ALUMINUM, 4/0 AND GREATER
3565149E |  | 239376.43 | 366 | 1010 | CONDUIT
3565149E |  | 170983.16 | 366 | 1100 | PRIMARY BOX
3565149E |  | 615539.37 | 367 | 0025 | CONDUCTOR, ALUMINUM, 4/0 AND GREATER
3565149E |  | 17098.32 | 367 | 0100 | FAULT INDICATOR
3565157E | 683476.19 |  |  |  | 2022MDSW003 PRAIRIE CREEK SUB | 2022MDSW003 PRAIRIE CREEK SUB P2 S15-17 | 2023-02-16
3565157E |  | 34173.8 | 364 | 0001 | SINGLE CROSSARM
3565157E |  | 54678.08 | 364 | 0280 | POLE, WOOD, 45'
3565157E |  | 170869.13 | 364 | 0310 | POLE, CONCRETE, 50'
3565157E |  | 157199.51 | 364 | 0330 | POLE, CONCRETE, 55'
3565157E |  | 82017.13 | 364 | 0345 | POLE, OTHER, 60'
3565157E |  | 27339.03 | 365 | 0010 | CONDUCTOR, ALUMINUM, LESS THAN 4/0
3565157E |  | 157199.51 | 365 | 0020 | CONDUCTOR, ALUMINUM, 4/0 AND GREATER
3565159E | 1234371.49 |  |  |  | 2022 NBIG003 BIG SPRING SWITCH | 2022 NBIG003 BIG SPRING SWITCH 0822 P1 S1-3 | 2023-05-23
3565159E |  | 135780.86 | 364 | 0001 | SINGLE CROSSARM
3565159E |  | 296249.15 | 364 | 0300 | POLE, WOOD, 50'
3565159E |  | 12343.71 | 364 | 0320 | POLE, WOOD, 55'
3565159E |  | 49374.85 | 364 | 0345 | POLE, OTHER, 60'
3565159E |  | 49374.85 | 364 | 0360 | POLE, OTHER, 65'
3565159E |  | 49374.85 | 364 | 0390 | POLE, OTHER, 75'
3565159E |  | 74062.28 | 365 | 0010 | CONDUCTOR, ALUMINUM, LESS THAN 4/0
3565159E |  | 518436.09 | 365 | 0020 | CONDUCTOR, ALUMINUM, 4/0 AND GREATER
3565159E |  | 49374.85 | 365 | 5650 | DIST AUTOMATION CONTROL OVERHEAD
3565166E | 497274.52 |  |  |  | 2022 NTAY001 BIRD NEST SUB P3 | 2022 NTAY001 BIRD NEST SUB P3 S6-7 | 2023-05-17
3565166E |  | 19890.98 | 364 | 0001 | SINGLE CROSSARM
3565166E |  | 59672.94 | 364 | 0280 | POLE, WOOD, 45'
3565166E |  | 14918.24 | 364 | 0300 | POLE, WOOD, 50'
3565166E |  | 4972.74 | 364 | 0320 | POLE, WOOD, 55'
3565166E |  | 4972.74 | 364 | 0335 | POLE, WOOD, 60'
3565166E |  | 24863.72 | 364 | 0360 | POLE, OTHER, 65'
3565166E |  | 9945.49 | 365 | 0010 | CONDUCTOR, ALUMINUM, LESS THAN 4/0
3565166E |  | 164100.62 | 365 | 0020 | CONDUCTOR, ALUMINUM, 4/0 AND GREATER
3565166E |  | 4972.74 | 365 | 5645 | DIST AUTOMATION COMMUNICATION UNIT RF OH
3565166E |  | 74591.17 | 366 | 1010 | CONDUIT
3565166E |  | 14918.24 | 366 | 1100 | PRIMARY BOX
3565166E |  | 94482.16 | 367 | 0025 | CONDUCTOR, ALUMINUM, 4/0 AND GREATER
3565166E |  | 4972.74 | 367 | 0100 | FAULT INDICATOR
3565169E | 709886.43 |  |  |  | 2022 NTAY001 BIRD NEST SUB P2 | 2022 NTAY001 BIRD NEST SUB P2 S8-9-10 | 2023-04-25
3565169E |  | 21296.59 | 364 | 0001 | SINGLE CROSSARM
3565169E |  | 21296.59 | 364 | 0280 | POLE, WOOD, 45'
3565169E |  | 14197.72 | 364 | 0320 | POLE, WOOD, 55'
3565169E |  | 7098.86 | 365 | 0010 | CONDUCTOR, ALUMINUM, LESS THAN 4/0
3565169E |  | 120680.68 | 365 | 0020 | CONDUCTOR, ALUMINUM, 4/0 AND GREATER
3565169E |  | 177471.6 | 366 | 1010 | CONDUIT
3565169E |  | 92285.23 | 366 | 1100 | PRIMARY BOX
3565169E |  | 248460.3 | 367 | 0025 | CONDUCTOR, ALUMINUM, 4/0 AND GREATER
3565169E |  | 7098.86 | 367 | 0100 | FAULT INDICATOR
3565171E | 1014377.62 |  |  |  | 2022 NTAY001 BIRD NEST SUB P2 | 2022 NTAY001 BIRD NEST SUB P2 S11-12-13-14 | 2023-04-25
3565171E |  | 91293.98 | 364 | 0001 | SINGLE CROSSARM
3565171E |  | 111581.53 | 364 | 0280 | POLE, WOOD, 45'
3565171E |  | 30431.32 | 364 | 0300 | POLE, WOOD, 50'
3565171E |  | 60862.65 | 364 | 0320 | POLE, WOOD, 55'
3565171E |  | 30431.32 | 365 | 0010 | CONDUCTOR, ALUMINUM, LESS THAN 4/0
3565171E |  | 395607.33 | 365 | 0020 | CONDUCTOR, ALUMINUM, 4/0 AND GREATER
3565171E |  | 101437.75 | 366 | 1010 | CONDUIT
3565171E |  | 192731.74 | 367 | 0025 | CONDUCTOR, ALUMINUM, 4/0 AND GREATER
3565176E | 162820.01 |  |  |  | 2022 MMCK002 ANNA SE1903 P1 & | 2022 MMCK002 ANNA SE1903 P1 S1 & 2 | 2023-04-03
3565176E |  | 1628.19 | 365 | 0010 | CONDUCTOR, ALUMINUM, LESS THAN 4/0
3565176E |  | 32563.99 | 366 | 1010 | CONDUIT
3565176E |  | 78153.64 | 367 | 0025 | CONDUCTOR, ALUMINUM, 4/0 AND GREATER
3565176E |  | 50474.19 | 367 | 0100 | FAULT INDICATOR
3565184E | 519905.91 |  |  |  | 2022MHEB003 ROANOKE W 9511 P1 | 2022MHEB003 ROANOKE W 9511 P1 S1 & 2 | 2023-02-25
3565184E |  | 93583.06 | 364 | 0001 | SINGLE CROSSARM
3565184E |  | 72786.81 | 364 | 0280 | POLE, WOOD, 45'
3565184E |  | 114379.35 | 364 | 0300 | POLE, WOOD, 50'
3565184E |  | 51990.57 | 364 | 0320 | POLE, WOOD, 55'
3565184E |  | 93583.06 | 365 | 0010 | CONDUCTOR, ALUMINUM, LESS THAN 4/0
3565184E |  | 93583.06 | 367 | 0100 | FAULT INDICATOR
3565187E | 1413150.35 |  |  |  | 2022 MFWE003 WHITE SETTLEMENT | 2022 MFWE003 WHITE SETTLEMENT W P1 S1 - S6 | 2023-05-31
3565187E |  | 70657.52 | 364 | 0001 | SINGLE CROSSARM
3565187E |  | 127183.53 | 364 | 0280 | POLE, WOOD, 45'
3565187E |  | 42394.51 | 364 | 0300 | POLE, WOOD, 50'
3565187E |  | 84789.02 | 364 | 0310 | POLE, CONCRETE, 50'
3565187E |  | 14131.5 | 364 | 0320 | POLE, WOOD, 55'
3565187E |  | 127183.53 | 364 | 0330 | POLE, CONCRETE, 55'
3565187E |  | 84789.02 | 364 | 0345 | POLE, OTHER, 60'
3565187E |  | 42394.51 | 365 | 0010 | CONDUCTOR, ALUMINUM, LESS THAN 4/0
3565187E |  | 381550.61 | 365 | 0020 | CONDUCTOR, ALUMINUM, 4/0 AND GREATER
3565187E |  | 56526.01 | 365 | 6010 | AIRBREAK SWITCH, WITH OR WITHOUT OPERATOR
3565187E |  | 70657.52 | 366 | 1010 | CONDUIT
3565187E |  | 56526.01 | 366 | 1100 | PRIMARY BOX
3565187E |  | 14131.5 | 366 | 1150 | SECONDARY BOX
3565187E |  | 14131.5 | 367 | 0020 | CONDUCTOR, ALUMINUM, LESS THEN 4/0
3565187E |  | 211972.56 | 367 | 0025 | CONDUCTOR, ALUMINUM, 4/0 AND GREATER
3565187E |  | 14131.5 | 367 | 0100 | FAULT INDICATOR
3565195E | 222188.44 |  |  |  | 2022 BWD0001 BANGS SUB P1 S3,5 | 2022 BWD0001 BANGS SUB P1 S1-7 AND S13-14 | 2023-02-17
3565195E |  | 4443.75 | 364 | 0001 | SINGLE CROSSARM
3565195E |  | 8887.52 | 364 | 0280 | POLE, WOOD, 45'
3565195E |  | 24440.72 | 365 | 6010 | AIRBREAK SWITCH, WITH OR WITHOUT OPERATOR
3565195E |  | 28884.49 | 366 | 1010 | CONDUIT
3565195E |  | 151088.21 | 367 | 0025 | CONDUCTOR, ALUMINUM, 4/0 AND GREATER
3565195E |  | 4443.75 | 367 | 0100 | FAULT INDICATOR
3565231E | 752730.75 |  |  |  | TER/FRNY: SERVE GATEWAY PARKS | TER/FRNY: SERVE GATEWAY PARKS PHASE 4B | 2023-06-01
3565231E |  | 218291.96 | 366 | 1010 | CONDUIT
3565231E |  | 45163.84 | 366 | 1150 | SECONDARY BOX
3565231E |  | 30109.23 | 366 | 1400 | PADS OR FOUNDATIONS, SMALL, LESS THAN 50 SQ FT
3565231E |  | 7527.3 | 366 | 1410 | PADS OR FOUNDATIONS, MEDIUM, 50-100 SQ FT
3565231E |  | 180655.38 | 367 | 0020 | CONDUCTOR, ALUMINUM, LESS THEN 4/0
3565231E |  | 60218.46 | 367 | 0025 | CONDUCTOR, ALUMINUM, 4/0 AND GREATER
3565231E |  | 7527.3 | 367 | 0100 | FAULT INDICATOR
3565231E |  | 90327.69 | 367 | 5190 | SWITCHGEAR, PADMOUNT, 25KV
3565231E |  | 7527.3 | 373 | 0025 | CONDUCTOR, ALUMINUM, UNDERGROUND
3565231E |  | 30109.23 | 373 | 1100 | LUMINAIRE, HISTORICAL, 100W
3565231E |  | 7527.3 | 373 | 1375 | CONDUIT
3565231E |  | 67745.76 | 373 | 1515 | STANDARD, METAL, 25' AND UNDER
3565232E | 761161.79 |  |  |  | TER/FRNY: GATEWAY PARKS PHASE | TER/FRNY: GATEWAY PARKS PHASE 4A | 2023-05-19
3565232E |  | 205513.8 | 366 | 1010 | CONDUIT
3565232E |  | 7611.61 | 366 | 1100 | PRIMARY BOX
3565232E |  | 45669.69 | 366 | 1150 | SECONDARY BOX
3565232E |  | 15223.22 | 366 | 1400 | PADS OR FOUNDATIONS, SMALL, LESS THAN 50 SQ FT
3565232E |  | 7611.61 | 366 | 1410 | PADS OR FOUNDATIONS, MEDIUM, 50-100 SQ FT
3565232E |  | 91339.4 | 367 | 0020 | CONDUCTOR, ALUMINUM, LESS THEN 4/0
3565232E |  | 144620.73 | 367 | 0025 | CONDUCTOR, ALUMINUM, 4/0 AND GREATER
3565232E |  | 7611.61 | 367 | 0100 | FAULT INDICATOR
3565232E |  | 98951.03 | 367 | 5190 | SWITCHGEAR, PADMOUNT, 25KV
3565232E |  | 7611.61 | 373 | 0025 | CONDUCTOR, ALUMINUM, UNDERGROUND
3565232E |  | 38058.08 | 373 | 1100 | LUMINAIRE, HISTORICAL, 100W
3565232E |  | 7611.61 | 373 | 1375 | CONDUIT
3565232E |  | 83727.79 | 373 | 1625 | STANDARD, OTHER, 25' AND UNDER
3565284E | 203990.22 |  |  |  | CLE - MMP - CLBRN 1203 - 2021 | CLE - MMP - CLBRN 1203 - 2021 FDR MAINT - PWR | 2023-01-29
3565284E |  | 150952.79 | 364 | 0001 | SINGLE CROSSARM
3565284E |  | 22438.91 | 364 | 0260 | POLE, WOOD, 40'
3565284E |  | 30598.52 | 364 | 0300 | POLE, WOOD, 50'
3565333E | 133023.56 |  |  |  | RRK: OFFSITE: PATTERSON RANCH | RRK: OFFSITE: PATTERSON RANCH PH 1 JK | 2023-06-15
3565333E |  | 1968.74 | 365 | 0010 | CONDUCTOR, ALUMINUM, LESS THAN 4/0
3565333E |  | 44789.08 | 366 | 1010 | CONDUIT
3565333E |  | 5387.45 | 366 | 1100 | PRIMARY BOX
3565333E |  | 1795.81 | 366 | 1410 | PADS OR FOUNDATIONS, MEDIUM, 50-100 SQ FT
3565333E |  | 33588.44 | 367 | 0025 | CONDUCTOR, ALUMINUM, 4/0 AND GREATER
3565333E |  | 1463.25 | 367 | 0100 | FAULT INDICATOR
3565333E |  | 42501.02 | 367 | 5190 | SWITCHGEAR, PADMOUNT, 25KV
3565333E |  | 1529.77 | 369 | 1300 | SERVICE, UNDERGROUND, 4/0 AND LESS,3 PHASES
3565347E | 851643.25 |  |  |  | FWE 2022MFWE081 P1 S21S24 PAFF | FWE_2022MFWE081_P1_S21S24_PAFFORD | 2023-03-30
3565347E |  | 144779.33 | 364 | 0001 | SINGLE CROSSARM
3565347E |  | 17032.84 | 364 | 0280 | POLE, WOOD, 45'
3565347E |  | 76647.88 | 364 | 0300 | POLE, WOOD, 50'
3565347E |  | 110713.6 | 364 | 0320 | POLE, WOOD, 55'
3565347E |  | 110713.6 | 364 | 0360 | POLE, OTHER, 65'
3565347E |  | 374723.16 | 365 | 0020 | CONDUCTOR, ALUMINUM, 4/0 AND GREATER
3565347E |  | 17032.84 | 367 | 0100 | FAULT INDICATOR
3565829E | 157552.68 |  |  |  | BEN/FTW - SOUTH OAK GROVE ESTA | BEN/FTW - SOUTH OAK GROVE ESTATES, PHASE 3B - MCPHERSON RD/ | 2023-03-25
3565829E |  | 7877.62 | 364 | 0260 | POLE, WOOD, 40'
3565829E |  | 1575.51 | 365 | 0010 | CONDUCTOR, ALUMINUM, LESS THAN 4/0
3565829E |  | 45690.26 | 366 | 1010 | CONDUIT
3565829E |  | 12604.2 | 366 | 1150 | SECONDARY BOX
3565829E |  | 15755.26 | 366 | 1400 | PADS OR FOUNDATIONS, SMALL, LESS THAN 50 SQ FT
3565829E |  | 51992.48 | 367 | 0020 | CONDUCTOR, ALUMINUM, LESS THEN 4/0
3565829E |  | 15755.26 | 367 | 0025 | CONDUCTOR, ALUMINUM, 4/0 AND GREATER
3565829E |  | 6302.09 | 367 | 0100 | FAULT INDICATOR
3565861E | 351515.17 |  |  |  | BEN: SUMMER CREEK RANCH 12D- G | BEN: SUMMER CREEK RANCH 12D- GS/ | 2023-03-31
3565861E |  | 133575.8 | 366 | 1010 | CONDUIT
3565861E |  | 52727.27 | 366 | 1150 | SECONDARY BOX
3565861E |  | 24606.05 | 366 | 1400 | PADS OR FOUNDATIONS, SMALL, LESS THAN 50 SQ FT
3565861E |  | 91393.93 | 367 | 0020 | CONDUCTOR, ALUMINUM, LESS THEN 4/0
3565861E |  | 49212.12 | 367 | 0025 | CONDUCTOR, ALUMINUM, 4/0 AND GREATER
3565999E | 274333.39 |  |  |  | DNO-22-P042-XL-DNO-ALPHA0003-N | DNO-22-P042-XL-DNO-ALPHA0003-NHNSW0006-DA-PWR | 2023-03-31
3565999E |  | 5486.66 | 364 | 0001 | SINGLE CROSSARM
3565999E |  | 19203.33 | 364 | 0335 | POLE, WOOD, 60'
3565999E |  | 2743.32 | 365 | 0010 | CONDUCTOR, ALUMINUM, LESS THAN 4/0
3565999E |  | 24689.99 | 365 | 5635 | DIST AUTOMATION REPEATER OVERHEAD
3565999E |  | 10973.33 | 365 | 5645 | DIST AUTOMATION COMMUNICATION UNIT RF OH
3565999E |  | 52123.34 | 365 | 5650 | DIST AUTOMATION CONTROL OVERHEAD
3565999E |  | 24689.99 | 365 | 5660 | DIST AUTOMATION POWER SUPPLY UNIT OH
3565999E |  | 134423.43 | 365 | 6000 | DIST AUTOMATION SWITCH OVERHEAD
3566308E | 127305.63 |  |  |  | GRH IVANS1612 HB4150 POSSUM KI | GRH IVANS1612 HB4150 POSSUM KING 1 3 12 14 19 23 | 2022-01-25
3566308E |  | 25175.17 | 364 | 0001 | SINGLE CROSSARM
3566308E |  | 18523.95 | 364 | 0002 | DOUBLE CROSSARMS
3566308E |  | 9404.96 | 364 | 0260 | POLE, WOOD, 40'
3566308E |  | 4598.67 | 364 | 0280 | POLE, WOOD, 45'
3566308E |  | -2753.73 | 364 | 0300 | POLE, WOOD, 50'
3566308E |  | -58039.65 | 364 | 0320 | POLE, WOOD, 55'
3566308E |  | 12444.62 | 364 | 0335 | POLE, WOOD, 60'
3566308E |  | 356761.55 | 364 | 0380 | POLE, WOOD, 75'
3566308E |  | -28136.52 | 365 | 0010 | CONDUCTOR, ALUMINUM, LESS THAN 4/0
3566308E |  | -131070.11 | 365 | 0020 | CONDUCTOR, ALUMINUM, 4/0 AND GREATER
3566308E |  | -14704.79 | 366 | 1010 | CONDUIT
3566308E |  | -64898.49 | 367 | 0020 | CONDUCTOR, ALUMINUM, LESS THEN 4/0
3566396E | 545005.13 |  |  |  | FWE 2022MFWE081 P1 S21 S22 RB | FWE 2022MFWE081-P1_S21,S22,RB PFFRD3472 RECONDUCTOR LJH | 2023-03-06
3566396E |  | 70850.65 | 364 | 0001 | SINGLE CROSSARM
3566396E |  | 103550.96 | 364 | 0280 | POLE, WOOD, 45'
3566396E |  | 65400.6 | 364 | 0300 | POLE, WOOD, 50'
3566396E |  | 5450.03 | 365 | 0010 | CONDUCTOR, ALUMINUM, LESS THAN 4/0
3566396E |  | 294302.86 | 365 | 0020 | CONDUCTOR, ALUMINUM, 4/0 AND GREATER
3566396E |  | 5450.03 | 367 | 0100 | FAULT INDICATOR
3566533E | 142466.05 |  |  |  | DPS: REPLACE XFMR - FDR 855 - | DPS: REPLACE XFMR - FDR 855 - AKARD AND FEDERAL - V2344B | 2022-07-19
3566533E |  | 142466.05 | 367 | 0015 | CONDUCTOR, COPPER, 2/0 AND GREATER
3566593E | 187285.49 |  |  |  | 2022MTER004 LAWRENCE SUB P1 S3 | 2022MTER004 LAWRENCE SUB P1 S3 S6 | 2023-02-16
3566593E |  | 16855.67 | 364 | 0001 | SINGLE CROSSARM
3566593E |  | 26219.95 | 364 | 0280 | POLE, WOOD, 45'
3566593E |  | 5618.54 | 364 | 0300 | POLE, WOOD, 50'
3566593E |  | 28092.81 | 365 | 0020 | CONDUCTOR, ALUMINUM, 4/0 AND GREATER
3566593E |  | 22474.24 | 365 | 6010 | AIRBREAK SWITCH, WITH OR WITHOUT OPERATOR
3566593E |  | 46821.54 | 365 | 6030 | RECLOSER,2 OR 3 PHASE,OVER 13.2KV,0-3000 AMP
3566593E |  | 7491.4 | 366 | 1010 | CONDUIT
3566593E |  | 31838.51 | 367 | 0025 | CONDUCTOR, ALUMINUM, 4/0 AND GREATER
3566593E |  | 1872.83 | 367 | 0100 | FAULT INDICATOR
3566594E | 1157210.96 |  |  |  | 2022MTER004 LAWRENCE SUB P1 S4 | 2022MTER004 LAWRENCE SUB P1 S4 S5 | 2023-02-16
3566594E |  | 115721.08 | 364 | 0001 | SINGLE CROSSARM
3566594E |  | 11572.1 | 364 | 0260 | POLE, WOOD, 40'
3566594E |  | 312446.95 | 364 | 0280 | POLE, WOOD, 45'
3566594E |  | 11572.1 | 364 | 0300 | POLE, WOOD, 50'
3566594E |  | 57860.54 | 365 | 0010 | CONDUCTOR, ALUMINUM, LESS THAN 4/0
3566594E |  | 636466.09 | 365 | 0020 | CONDUCTOR, ALUMINUM, 4/0 AND GREATER
3566594E |  | 11572.1 | 367 | 0020 | CONDUCTOR, ALUMINUM, LESS THEN 4/0
3566596E | 231959.25 |  |  |  | 2022MTER004 LAWRENCE SUB P1 S7 | 2022MTER004 LAWRENCE SUB P1 S7 D E | 2023-02-21
3566596E |  | 13917.54 | 364 | 0240 | POLE, WOOD, 35'
3566596E |  | 187887.07 | 364 | 0260 | POLE, WOOD, 40'
3566596E |  | 16237.13 | 364 | 0280 | POLE, WOOD, 45'
3566596E |  | 2319.58 | 365 | 0010 | CONDUCTOR, ALUMINUM, LESS THAN 4/0
3566596E |  | 9278.35 | 366 | 1400 | PADS OR FOUNDATIONS, SMALL, LESS THAN 50 SQ FT
3566596E |  | 2319.58 | 373 | 1515 | STANDARD, METAL, 25' AND UNDER
3566941E | 708970.19 |  |  |  | TAY 2022NTAY082 P1-S13 RKDLN14 | TAY_2022NTAY082_P1-S13_RKDLN1401 | 2023-04-27
3566941E |  | 127614.61 | 364 | 0001 | SINGLE CROSSARM
3566941E |  | 92166.12 | 364 | 0280 | POLE, WOOD, 45'
3566941E |  | 14179.4 | 364 | 0300 | POLE, WOOD, 50'
3566941E |  | 49627.89 | 365 | 0010 | CONDUCTOR, ALUMINUM, LESS THAN 4/0
3566941E |  | 425382.17 | 365 | 0020 | CONDUCTOR, ALUMINUM, 4/0 AND GREATER
3567032E | 136011.37 |  |  |  | BIG OXY USA INC RODEO LOMAX PM | BIG OXY USA INC RODEO LOMAX PME-CS-PWR | 2023-04-10
3567032E |  | 8065.47 | 364 | 0001 | SINGLE CROSSARM
3567032E |  | 11710.57 | 364 | 0300 | POLE, WOOD, 50'
3567032E |  | 8337.49 | 364 | 0320 | POLE, WOOD, 55'
3567032E |  | 394.42 | 365 | 0010 | CONDUCTOR, ALUMINUM, LESS THAN 4/0
3567032E |  | 1468.92 | 365 | 0020 | CONDUCTOR, ALUMINUM, 4/0 AND GREATER
3567032E |  | 21761.82 | 365 | 5650 | DIST AUTOMATION CONTROL OVERHEAD
3567032E |  | 11329.74 | 365 | 6010 | AIRBREAK SWITCH, WITH OR WITHOUT OPERATOR
3567032E |  | 33377.24 | 365 | 6030 | RECLOSER,2 OR 3 PHASE,OVER 13.2KV,0-3000 AMP
3567032E |  | 19123.2 | 366 | 1010 | CONDUIT
3567032E |  | 7616.63 | 367 | 0025 | CONDUCTOR, ALUMINUM, 4/0 AND GREATER
3567032E |  | 12825.87 | 367 | 0100 | FAULT INDICATOR
3567099E | 180282.65 |  |  |  | MSQ:GREENHOUSE OFFISTE:CR | MSQ:GREENHOUSE OFFISTE:CR | 2023-05-02
3567099E |  | 37859.35 | 364 | 0001 | SINGLE CROSSARM
3567099E |  | 52281.96 | 364 | 0280 | POLE, WOOD, 45'
3567099E |  | 25239.57 | 364 | 0300 | POLE, WOOD, 50'
3567099E |  | 7211.3 | 364 | 0320 | POLE, WOOD, 55'
3567099E |  | 1802.82 | 365 | 0010 | CONDUCTOR, ALUMINUM, LESS THAN 4/0
3567099E |  | 55887.65 | 365 | 0020 | CONDUCTOR, ALUMINUM, 4/0 AND GREATER
3567144E | 450701.15 |  |  |  | FWN/FTW: MADERO PH 3 OFFSITE | FWN/FTW: MADERO PH 3 OFFSITE | 2023-05-24
3567144E |  | 4507.01 | 364 | 0001 | SINGLE CROSSARM
3567144E |  | 4507.01 | 364 | 0002 | DOUBLE CROSSARMS
3567144E |  | 153238.39 | 364 | 0280 | POLE, WOOD, 45'
3567144E |  | 288448.74 | 365 | 0020 | CONDUCTOR, ALUMINUM, 4/0 AND GREATER
3567501E | 161789.02 |  |  |  | DNO-22-P079-PX-DNO-FSTVW0001-P | DNO-22-P079-PX-DNO-FSTVW0001-PROAD0005-DA-PWR | 2023-04-25
3567501E |  | 3235.77 | 364 | 0001 | SINGLE CROSSARM
3567501E |  | 6471.55 | 364 | 0335 | POLE, WOOD, 60'
3567501E |  | 6471.55 | 365 | 5635 | DIST AUTOMATION REPEATER OVERHEAD
3567501E |  | 8089.45 | 365 | 5645 | DIST AUTOMATION COMMUNICATION UNIT RF OH
3567501E |  | 33975.68 | 365 | 5650 | DIST AUTOMATION CONTROL OVERHEAD
3567501E |  | 14561 | 365 | 5660 | DIST AUTOMATION POWER SUPPLY UNIT OH
3567501E |  | 88984.02 | 365 | 6000 | DIST AUTOMATION SWITCH OVERHEAD
3567507E | 243718.93 |  |  |  | DNO-22-P082-XM-DNO-FSTVW0006-W | DNO-22-P082-XM-DNO-FSTVW0006-WALNT0004-DA-PWR | 2023-04-26
3567507E |  | 8408.3 | 364 | 0001 | SINGLE CROSSARM
3567507E |  | 14671.87 | 364 | 0335 | POLE, WOOD, 60'
3567507E |  | 12380.92 | 365 | 5645 | DIST AUTOMATION COMMUNICATION UNIT RF OH
3567507E |  | 58590.03 | 365 | 5650 | DIST AUTOMATION CONTROL OVERHEAD
3567507E |  | 22714.6 | 365 | 5660 | DIST AUTOMATION POWER SUPPLY UNIT OH
3567507E |  | 126953.21 | 365 | 6000 | DIST AUTOMATION SWITCH OVERHEAD
3567508E | 392890.63 |  |  |  | DNO 22 P083 ZP DNO JUDCT0002 J | DNO 22 P083 ZP DNO JUDCT0002 JUDCT0003 FSTVW0004 DA PWR | 2023-04-28
3567508E |  | 7857.8 | 364 | 0001 | SINGLE CROSSARM
3567508E |  | 3928.89 | 364 | 0300 | POLE, WOOD, 50'
3567508E |  | 7857.8 | 364 | 0335 | POLE, WOOD, 60'
3567508E |  | 23573.42 | 365 | 5645 | DIST AUTOMATION COMMUNICATION UNIT RF OH
3567508E |  | 90364.84 | 365 | 5650 | DIST AUTOMATION CONTROL OVERHEAD
3567508E |  | 39289.05 | 365 | 5660 | DIST AUTOMATION POWER SUPPLY UNIT OH
3567508E |  | 220018.83 | 365 | 6000 | DIST AUTOMATION SWITCH OVERHEAD
3567524E | 302832.45 |  |  |  | FWS-22-P094-ZF-BEN-HORNE1923-F | FWS-22-P094-ZF-BEN-HORNE1923-FARON4072-DA-PWR | 2023-02-17
3567524E |  | 9569.49 | 364 | 0001 | SINGLE CROSSARM
3567524E |  | 30343.78 | 364 | 0335 | POLE, WOOD, 60'
3567524E |  | 20834.85 | 365 | 5635 | DIST AUTOMATION REPEATER OVERHEAD
3567524E |  | 12809.79 | 365 | 5645 | DIST AUTOMATION COMMUNICATION UNIT RF OH
3567524E |  | 64836.4 | 365 | 5650 | DIST AUTOMATION CONTROL OVERHEAD
3567524E |  | 25135.07 | 365 | 5660 | DIST AUTOMATION POWER SUPPLY UNIT OH
3567524E |  | 139303.07 | 365 | 6000 | DIST AUTOMATION SWITCH OVERHEAD
3567525E | 222156.4 |  |  |  | FWN-22-P095-XY-FWN-BLKST1771-F | FWN-22-P095-XY-FWN-BLKST1771-FARON4052-DA-PWR | 2023-04-26
3567525E |  | 4443.12 | 364 | 0001 | SINGLE CROSSARM
3567525E |  | 22215.63 | 364 | 0335 | POLE, WOOD, 60'
3567525E |  | 57760.65 | 365 | 5635 | DIST AUTOMATION REPEATER OVERHEAD
3567525E |  | 8886.25 | 365 | 5645 | DIST AUTOMATION COMMUNICATION UNIT RF OH
3567525E |  | 33323.45 | 365 | 5650 | DIST AUTOMATION CONTROL OVERHEAD
3567525E |  | 13329.37 | 365 | 5660 | DIST AUTOMATION POWER SUPPLY UNIT OH
3567525E |  | 82197.93 | 365 | 6000 | DIST AUTOMATION SWITCH OVERHEAD
3567526E | 407046.51 |  |  |  | ARL-22-P096-SI-BEN-HLSES0542,0 | ARL-22-P096-SI-BEN-HLSES0542,0561-WHITE3511,3531-DA-PWR | 2023-04-25
3567526E |  | 8140.91 | 364 | 0001 | SINGLE CROSSARM
3567526E |  | 28493.25 | 364 | 0335 | POLE, WOOD, 60'
3567526E |  | 52916.04 | 365 | 5635 | DIST AUTOMATION REPEATER OVERHEAD
3567526E |  | 20352.31 | 365 | 5645 | DIST AUTOMATION COMMUNICATION UNIT RF OH
3567526E |  | 73268.36 | 365 | 5650 | DIST AUTOMATION CONTROL OVERHEAD
3567526E |  | 32563.7 | 365 | 5660 | DIST AUTOMATION POWER SUPPLY UNIT OH
3567526E |  | 191311.94 | 365 | 6000 | DIST AUTOMATION SWITCH OVERHEAD
3567533E | 426757.71 |  |  |  | TER/OVERLAND GROVE PHASE 2 JJ | TER/OVERLAND GROVE PHASE 2 JJ | 2023-05-17
3567533E |  | 4267.57 | 364 | 0001 | SINGLE CROSSARM
3567533E |  | 4267.57 | 364 | 0260 | POLE, WOOD, 40'
3567533E |  | 132295 | 366 | 1010 | CONDUIT
3567533E |  | 42675.76 | 366 | 1150 | SECONDARY BOX
3567533E |  | 4267.57 | 366 | 1200 | MANHOLE, 0-100 CU FT
3567533E |  | 17070.3 | 366 | 1400 | PADS OR FOUNDATIONS, SMALL, LESS THAN 50 SQ FT
3567533E |  | 89619.11 | 367 | 0020 | CONDUCTOR, ALUMINUM, LESS THEN 4/0
3567533E |  | 51210.91 | 367 | 0025 | CONDUCTOR, ALUMINUM, 4/0 AND GREATER
3567533E |  | 8535.15 | 367 | 0100 | FAULT INDICATOR
3567533E |  | 4267.57 | 373 | 0025 | CONDUCTOR, ALUMINUM, UNDERGROUND
3567533E |  | 25605.45 | 373 | 1250 | LUMINAIRE, LED, 40W TO 150W
3567533E |  | 17070.3 | 373 | 1375 | CONDUIT
3567533E |  | 25605.45 | 373 | 1625 | STANDARD, OTHER, 25' AND UNDER
3567558E | 122962.14 |  |  |  | DSW/DAL - D. LANE - 3636 MOUNT | DSW/DAL - D. LANE - 3636 MOUNTAIN CREEK, DALLAS 75236/SMD | 2023-05-22
3567558E |  | 1229.62 | 364 | 0001 | SINGLE CROSSARM
3567558E |  | 2459.24 | 364 | 0300 | POLE, WOOD, 50'
3567558E |  | 13525.83 | 367 | 0020 | CONDUCTOR, ALUMINUM, LESS THEN 4/0
3567558E |  | 41807.12 | 367 | 0025 | CONDUCTOR, ALUMINUM, 4/0 AND GREATER
3567558E |  | 2459.24 | 367 | 0100 | FAULT INDICATOR
3567558E |  | 61481.09 | 367 | 5190 | SWITCHGEAR, PADMOUNT, 25KV
3567623E | 1511622.64 |  |  |  | TAY 2022NTAY082 P1-S7,S8 TKM | TAY_2022NTAY082_P1-S7,S8_TKM | 2023-05-18
3567623E |  | 151162.26 | 364 | 0001 | SINGLE CROSSARM
3567623E |  | 45348.67 | 364 | 0260 | POLE, WOOD, 40'
3567623E |  | 332556.97 | 364 | 0280 | POLE, WOOD, 45'
3567623E |  | 15116.21 | 364 | 0300 | POLE, WOOD, 50'
3567623E |  | 30232.44 | 364 | 0320 | POLE, WOOD, 55'
3567623E |  | 75581.13 | 365 | 0010 | CONDUCTOR, ALUMINUM, LESS THAN 4/0
3567623E |  | 861624.96 | 365 | 0020 | CONDUCTOR, ALUMINUM, 4/0 AND GREATER
3568071E | 117683.2 |  |  |  | WFS PMP 2021 WFALS0184 C-TRUSS | WFS PMP 2021 WFALS0184 C-TRUSS | 2023-04-26
3568071E |  | 117683.2 | 364 | 0280 | POLE, WOOD, 45'
3568580E | 315329.28 |  |  |  | KRTTAYCOTTONWOOD CREEK PHASE 4 | KRTTAYCOTTONWOOD CREEK PHASE 4JJ | 2023-05-31
3568580E |  | 3153.29 | 364 | 0001 | SINGLE CROSSARM
3568580E |  | 3153.29 | 364 | 0280 | POLE, WOOD, 45'
3568580E |  | 94598.83 | 366 | 1010 | CONDUIT
3568580E |  | 44146.09 | 366 | 1150 | SECONDARY BOX
3568580E |  | 15766.46 | 366 | 1400 | PADS OR FOUNDATIONS, SMALL, LESS THAN 50 SQ FT
3568580E |  | 59912.56 | 367 | 0020 | CONDUCTOR, ALUMINUM, LESS THEN 4/0
3568580E |  | 59912.56 | 367 | 0025 | CONDUCTOR, ALUMINUM, 4/0 AND GREATER
3568580E |  | 3153.29 | 367 | 0100 | FAULT INDICATOR
3568580E |  | 6306.58 | 373 | 1250 | LUMINAIRE, LED, 40W TO 150W
3568580E |  | 6306.58 | 373 | 1375 | CONDUIT
3568580E |  | 18919.75 | 373 | 1520 | STANDARD, METAL, ABOVE 25'
3568805E | 159146.78 |  |  |  | MHN TARGA RESOURCES SANDHILLS | MHN TARGA RESOURCES SANDHILLS 2 PME ADDED LD-AC-PWR | 2023-04-03
3568805E |  | 6365.85 | 364 | 0001 | SINGLE CROSSARM
3568805E |  | 12731.73 | 364 | 0320 | POLE, WOOD, 55'
3568805E |  | 1591.45 | 365 | 0010 | CONDUCTOR, ALUMINUM, LESS THAN 4/0
3568805E |  | 3182.92 | 365 | 0020 | CONDUCTOR, ALUMINUM, 4/0 AND GREATER
3568805E |  | 58884.3 | 365 | 5650 | DIST AUTOMATION CONTROL OVERHEAD
3568805E |  | 76390.53 | 365 | 6030 | RECLOSER,2 OR 3 PHASE,OVER 13.2KV,0-3000 AMP
3568819E | 1008321.89 |  |  |  | WAX/WAX - DOVE HOLLOW PHASE 2 | WAX/WAX - DOVE HOLLOW PHASE 2 - GROVE CREEK RD/NH | 2023-03-13
3568819E |  | 453744.9 | 366 | 1010 | CONDUIT
3568819E |  | 20166.43 | 366 | 1100 | PRIMARY BOX
3568819E |  | 90748.97 | 366 | 1150 | SECONDARY BOX
3568819E |  | 30249.65 | 366 | 1400 | PADS OR FOUNDATIONS, SMALL, LESS THAN 50 SQ FT
3568819E |  | 171414.72 | 367 | 0020 | CONDUCTOR, ALUMINUM, LESS THEN 4/0
3568819E |  | 110915.41 | 367 | 0025 | CONDUCTOR, ALUMINUM, 4/0 AND GREATER
3568819E |  | 10083.21 | 373 | 0025 | CONDUCTOR, ALUMINUM, UNDERGROUND
3568819E |  | 10083.21 | 373 | 1210 | LUMINAIRE, OTHER, 150W
3568819E |  | 40332.87 | 373 | 1250 | LUMINAIRE, LED, 40W TO 150W
3568819E |  | 10083.21 | 373 | 1375 | CONDUIT
3568819E |  | 60499.31 | 373 | 1515 | STANDARD, METAL, 25' AND UNDER
3569264E | 700746.36 |  |  |  | LDL LAKESIDE STREET LIGHTING | LDL:LAKESIDE-STREET LIGHTING | 2023-04-06
3569264E |  | 2873.05 | 366 | 1010 | CONDUIT
3569264E |  | 2102.23 | 366 | 1400 | PADS OR FOUNDATIONS, SMALL, LESS THAN 50 SQ FT
3569264E |  | 1121.19 | 367 | 0020 | CONDUCTOR, ALUMINUM, LESS THEN 4/0
3569264E |  | 52976.42 | 373 | 0025 | CONDUCTOR, ALUMINUM, UNDERGROUND
3569264E |  | 237693.16 | 373 | 1250 | LUMINAIRE, LED, 40W TO 150W
3569264E |  | 32794.93 | 373 | 1375 | CONDUIT
3569264E |  | 371185.38 | 373 | 1515 | STANDARD, METAL, 25' AND UNDER
3569553E | 213145.4 |  |  |  | MSQ: RWALE-3324 OFFSITE/JJ | MSQ: RWALE-3324 OFFSITE/JJ | 2023-03-09
3569553E |  | 2131.44 | 364 | 0001 | SINGLE CROSSARM
3569553E |  | 6394.35 | 364 | 0300 | POLE, WOOD, 50'
3569553E |  | 2131.44 | 365 | 0010 | CONDUCTOR, ALUMINUM, LESS THAN 4/0
3569553E |  | 49023.44 | 366 | 1010 | CONDUIT
3569553E |  | 14920.17 | 366 | 1100 | PRIMARY BOX
3569553E |  | 8525.8 | 366 | 1410 | PADS OR FOUNDATIONS, MEDIUM, 50-100 SQ FT
3569553E |  | 46891.98 | 367 | 0020 | CONDUCTOR, ALUMINUM, LESS THEN 4/0
3569553E |  | 2131.44 | 367 | 0100 | FAULT INDICATOR
3569553E |  | 80995.34 | 367 | 5190 | SWITCHGEAR, PADMOUNT, 25KV
3569680E | 526318.59 |  |  |  | 2022 NWFS082R01 SHORT GRASS SU | 2022 NWFS082R01 SHORT GRASS SUB P1 S5, S6 & S8 | 2023-01-27
3569680E |  | 36842.29 | 364 | 0001 | SINGLE CROSSARM
3569680E |  | 5263.18 | 364 | 0002 | DOUBLE CROSSARMS
3569680E |  | 5263.18 | 364 | 0260 | POLE, WOOD, 40'
3569680E |  | 68421.4 | 364 | 0280 | POLE, WOOD, 45'
3569680E |  | 10526.36 | 364 | 0300 | POLE, WOOD, 50'
3569680E |  | 42105.48 | 364 | 0360 | POLE, OTHER, 65'
3569680E |  | 10526.36 | 365 | 0010 | CONDUCTOR, ALUMINUM, LESS THAN 4/0
3569680E |  | 221053.91 | 365 | 0020 | CONDUCTOR, ALUMINUM, 4/0 AND GREATER
3569680E |  | 15789.55 | 365 | 6010 | AIRBREAK SWITCH, WITH OR WITHOUT OPERATOR
3569680E |  | 31579.11 | 365 | 6015 | RECLOSER,SINGLE PHASE,13.2KV AND UNDER,0-3000 AMP
3569680E |  | 31579.11 | 366 | 1010 | CONDUIT
3569680E |  | 42105.48 | 367 | 0025 | CONDUCTOR, ALUMINUM, 4/0 AND GREATER
3569680E |  | 5263.18 | 367 | 0100 | FAULT INDICATOR
3569683E | 196565.77 |  |  |  | 22-P133-OA-COR-OA-CRSGL1302-CR | 22-P133-OA-COR-OA-CRSGL1302-CRSWS1403-RECON | 2023-04-21
3569683E |  | 27519.2 | 364 | 0001 | SINGLE CROSSARM
3569683E |  | 41278.81 | 364 | 0280 | POLE, WOOD, 45'
3569683E |  | 21622.23 | 364 | 0300 | POLE, WOOD, 50'
3569683E |  | 5896.97 | 364 | 0335 | POLE, WOOD, 60'
3569683E |  | 11793.94 | 365 | 0010 | CONDUCTOR, ALUMINUM, LESS THAN 4/0
3569683E |  | 80592.01 | 365 | 0020 | CONDUCTOR, ALUMINUM, 4/0 AND GREATER
3569683E |  | 1965.65 | 366 | 1010 | CONDUIT
3569683E |  | 3931.31 | 366 | 1150 | SECONDARY BOX
3569683E |  | 1965.65 | 367 | 0020 | CONDUCTOR, ALUMINUM, LESS THEN 4/0
3569722E | 154869.58 |  |  |  | KRTRRKNARROWS APARTMENTSJJ | KRTRRKNARROWS APARTMENTSJJ | 2023-06-16
3569722E |  | 820.8 | 364 | 0001 | SINGLE CROSSARM
3569722E |  | 2988.98 | 364 | 0280 | POLE, WOOD, 45'
3569722E |  | 41768.32 | 366 | 1010 | CONDUIT
3569722E |  | 1533.2 | 366 | 1150 | SECONDARY BOX
3569722E |  | 11073.17 | 366 | 1200 | MANHOLE, 0-100 CU FT
3569722E |  | 16989.19 | 366 | 1400 | PADS OR FOUNDATIONS, SMALL, LESS THAN 50 SQ FT
3569722E |  | 52918.98 | 367 | 0020 | CONDUCTOR, ALUMINUM, LESS THEN 4/0
3569722E |  | 4150.5 | 367 | 0025 | CONDUCTOR, ALUMINUM, 4/0 AND GREATER
3569722E |  | 22626.44 | 369 | 1200 | SERVICE, UNDERGROUND, GREATER THAN 4/0, SINGLE PH
3569725E | 119363.87 |  |  |  | KRT:TEM HARTRICK CROSSING DH | KRT:TEM HARTRICK CROSSING DH | 2023-03-31
3569725E |  | 1193.63 | 364 | 0001 | SINGLE CROSSARM
3569725E |  | 1193.63 | 364 | 0260 | POLE, WOOD, 40'
3569725E |  | 40583.79 | 366 | 1010 | CONDUIT
3569725E |  | 9549.12 | 366 | 1150 | SECONDARY BOX
3569725E |  | 4774.54 | 366 | 1400 | PADS OR FOUNDATIONS, SMALL, LESS THAN 50 SQ FT
3569725E |  | 26260.05 | 367 | 0020 | CONDUCTOR, ALUMINUM, LESS THEN 4/0
3569725E |  | 22679.13 | 367 | 0025 | CONDUCTOR, ALUMINUM, 4/0 AND GREATER
3569725E |  | 1193.63 | 367 | 0100 | FAULT INDICATOR
3569725E |  | 1193.63 | 373 | 0025 | CONDUCTOR, ALUMINUM, UNDERGROUND
3569725E |  | 3580.91 | 373 | 1250 | LUMINAIRE, LED, 40W TO 150W
3569725E |  | 2387.27 | 373 | 1375 | CONDUIT
3569725E |  | 4774.54 | 373 | 1625 | STANDARD, OTHER, 25' AND UNDER
3569741E | 618186.51 |  |  |  | MSQ AMAZON EV EASTGATE OFFSITE | MSQ AMAZON EV EASTGATE OFFSITE JED | 2023-05-03
3569741E |  | 117455.43 | 364 | 0001 | SINGLE CROSSARM
3569741E |  | 173092.28 | 364 | 0320 | POLE, WOOD, 55'
3569741E |  | 24727.45 | 364 | 0335 | POLE, WOOD, 60'
3569741E |  | 148364.75 | 365 | 0020 | CONDUCTOR, ALUMINUM, 4/0 AND GREATER
3569741E |  | 24727.45 | 366 | 1010 | CONDUIT
3569741E |  | 123637.29 | 367 | 0025 | CONDUCTOR, ALUMINUM, 4/0 AND GREATER
3569741E |  | 6181.86 | 367 | 0100 | FAULT INDICATOR
3569803E | 2033076.92 |  |  |  | FTW NET: 969 COMMERCE VAULTS O | FTW NET: 969 COMMERCE VAULTS OFFSITE -- WW | 2023-05-23
3569803E |  | 2033076.92 | 367 | 0015 | CONDUCTOR, COPPER, 2/0 AND GREATER
3569859E | 133335.36 |  |  |  | FWN/NEUHAS-LAKE WORTH/KW | FWN/NEUHAS-LAKE WORTH/KW | 2023-06-06
3569859E |  | 1333.35 | 364 | 0001 | SINGLE CROSSARM
3569859E |  | 2666.7 | 364 | 0260 | POLE, WOOD, 40'
3569859E |  | 42667.31 | 366 | 1010 | CONDUIT
3569859E |  | 20000.3 | 366 | 1400 | PADS OR FOUNDATIONS, SMALL, LESS THAN 50 SQ FT
3569859E |  | 54667.53 | 367 | 0020 | CONDUCTOR, ALUMINUM, LESS THEN 4/0
3569859E |  | 5333.41 | 367 | 0100 | FAULT INDICATOR
3569859E |  | 6666.76 | 369 | 1100 | SERVICE, UNDERGROUND, 4/0 AND LESS, SINGLE PHASE
3570056E | 1041506.49 |  |  |  | FCC MHN SADDLEBACK EXPLORATION | MHN SADDLEBACK EXPLORATION FERNANDES OFFSITE-WG-BG | 2023-06-05
3570056E |  | 259230.96 | 364 | 0001 | SINGLE CROSSARM
3570056E |  | 3853.57 | 364 | 0280 | POLE, WOOD, 45'
3570056E |  | 13227.13 | 364 | 0300 | POLE, WOOD, 50'
3570056E |  | 323700.26 | 364 | 0320 | POLE, WOOD, 55'
3570056E |  | 28433.12 | 364 | 0335 | POLE, WOOD, 60'
3570056E |  | 312.45 | 365 | 0010 | CONDUCTOR, ALUMINUM, LESS THAN 4/0
3570056E |  | 233714.05 | 365 | 0020 | CONDUCTOR, ALUMINUM, 4/0 AND GREATER
3570056E |  | 66760.56 | 366 | 1010 | CONDUIT
3570056E |  | 67281.31 | 367 | 0025 | CONDUCTOR, ALUMINUM, 4/0 AND GREATER
3570056E |  | 44993.08 | 367 | 0100 | FAULT INDICATOR
3570674E | 297767.08 |  |  |  | DNE-22-P104-YX-DNE-ABRRD0004-B | 22-P104-YX-DNE-ABRRD0004-BKWST0002-FIBER-DA-PWR | 2023-03-24
3570674E |  | 5955.32 | 364 | 0001 | SINGLE CROSSARM
3570674E |  | 5955.32 | 364 | 0280 | POLE, WOOD, 45'
3570674E |  | 2977.65 | 364 | 0300 | POLE, WOOD, 50'
3570674E |  | 11910.67 | 365 | 5640 | DIST AUTOMATION COMMUNICATION UNIT FIBER OH
3570674E |  | 41687.38 | 365 | 5660 | DIST AUTOMATION POWER SUPPLY UNIT OH
3570674E |  | 229280.74 | 365 | 6000 | DIST AUTOMATION SWITCH OVERHEAD
3570675E | 243520.53 |  |  |  | DNE-22-P105-YY-DNE-ABRRD0005-A | 22-P105-YY-DNE-ABRRD0005-ABBRD0008-FIBER-DA-PWR | 2023-01-23
3570675E |  | 4870.39 | 364 | 0001 | SINGLE CROSSARM
3570675E |  | 4870.39 | 364 | 0300 | POLE, WOOD, 50'
3570675E |  | 7305.58 | 365 | 5640 | DIST AUTOMATION COMMUNICATION UNIT FIBER OH
3570675E |  | 56009.68 | 365 | 5650 | DIST AUTOMATION CONTROL OVERHEAD
3570675E |  | 26787.23 | 365 | 5660 | DIST AUTOMATION POWER SUPPLY UNIT OH
3570675E |  | 143677.26 | 365 | 6000 | DIST AUTOMATION SWITCH OVERHEAD
3570688E | 160066.34 |  |  |  | FWE MMP DUVAL0434 2021FDRMAINT | FWE MMP DUVAL0434 2021FDRMAINT BA | 2023-03-20
3570688E |  | 57623.93 | 364 | 0001 | SINGLE CROSSARM
3570688E |  | 6402.65 | 364 | 0002 | DOUBLE CROSSARMS
3570688E |  | 52821.88 | 364 | 0260 | POLE, WOOD, 40'
3570688E |  | 35214.58 | 364 | 0280 | POLE, WOOD, 45'
3570688E |  | 8003.3 | 364 | 0300 | POLE, WOOD, 50'
3570714E | 170958.11 |  |  |  | FWN-22-P110-AAB-FWN-AMMFG5631- | FWN-22-P110-AAB-FWN-AMMFG5631-SPRDL4811-DA -PWR | 2023-04-25
3570714E |  | 3419.15 | 364 | 0001 | SINGLE CROSSARM
3570714E |  | 6838.32 | 364 | 0335 | POLE, WOOD, 60'
3570714E |  | 6838.32 | 365 | 5635 | DIST AUTOMATION REPEATER OVERHEAD
3570714E |  | 8547.9 | 365 | 5645 | DIST AUTOMATION COMMUNICATION UNIT RF OH
3570714E |  | 35901.19 | 365 | 5650 | DIST AUTOMATION CONTROL OVERHEAD
3570714E |  | 15386.22 | 365 | 5660 | DIST AUTOMATION POWER SUPPLY UNIT OH
3570714E |  | 94027.01 | 365 | 6000 | DIST AUTOMATION SWITCH OVERHEAD
3570720E | 230087.7 |  |  |  | HEB-22-P113-XZ-HEB-BDFWD8921-B | HEB-22-P113-XZ-HEB-BDFWD8921-BDFWD8931-DA-PWR | 2023-04-25
3570720E |  | 2300.87 | 364 | 0001 | SINGLE CROSSARM
3570720E |  | 2300.87 | 364 | 0280 | POLE, WOOD, 45'
3570720E |  | 4601.74 | 364 | 0335 | POLE, WOOD, 60'
3570720E |  | 13805.25 | 365 | 5645 | DIST AUTOMATION COMMUNICATION UNIT RF OH
3570720E |  | 52920.16 | 365 | 5650 | DIST AUTOMATION CONTROL OVERHEAD
3570720E |  | 23008.76 | 365 | 5660 | DIST AUTOMATION POWER SUPPLY UNIT OH
3570720E |  | 131150.05 | 365 | 6000 | DIST AUTOMATION SWITCH OVERHEAD
3570723E | 427505.99 |  |  |  | HEB-22-P115-ZA-HEB-EULES8714-E | HEB-22-P115-ZA-HEB-EULES8714-EULES8724-GRHWY5511-DA-PWR | 2023-04-25
3570723E |  | 4275.05 | 364 | 0001 | SINGLE CROSSARM
3570723E |  | 17100.22 | 364 | 0335 | POLE, WOOD, 60'
3570723E |  | 8550.1 | 365 | 5635 | DIST AUTOMATION REPEATER OVERHEAD
3570723E |  | 21375.29 | 365 | 5645 | DIST AUTOMATION COMMUNICATION UNIT RF OH
3570723E |  | 89776.25 | 365 | 5650 | DIST AUTOMATION CONTROL OVERHEAD
3570723E |  | 38475.52 | 365 | 5660 | DIST AUTOMATION POWER SUPPLY UNIT OH
3570723E |  | 247953.56 | 365 | 6000 | DIST AUTOMATION SWITCH OVERHEAD
3570730E | 167194.22 |  |  |  | DSW-22-P118-XQ-DSW-OKCLS0008-C | DSW-22-P118-XQ-DSW-OKCLS0008-CMPWI0003-DA-PWR | 2023-03-30
3570730E |  | 1671.93 | 364 | 0001 | SINGLE CROSSARM
3570730E |  | 5015.81 | 364 | 0335 | POLE, WOOD, 60'
3570730E |  | 10031.64 | 365 | 5645 | DIST AUTOMATION COMMUNICATION UNIT RF OH
3570730E |  | 38454.66 | 365 | 5650 | DIST AUTOMATION CONTROL OVERHEAD
3570730E |  | 16719.41 | 365 | 5660 | DIST AUTOMATION POWER SUPPLY UNIT OH
3570730E |  | 95300.77 | 365 | 6000 | DIST AUTOMATION SWITCH OVERHEAD
3570799E | 413756 |  |  |  | SNY TARGA RESOURCES PS4 OFFSIT | SNY TARGA RESOURCES PS4 OFFSITE-AC-PWR | 2023-04-03
3570799E |  | 37238.03 | 364 | 0001 | SINGLE CROSSARM
3570799E |  | 124126.79 | 364 | 0320 | POLE, WOOD, 55'
3570799E |  | 8275.11 | 364 | 0335 | POLE, WOOD, 60'
3570799E |  | 12412.67 | 364 | 0350 | POLE, WOOD, 65'
3570799E |  | 231703.4 | 365 | 0020 | CONDUCTOR, ALUMINUM, 4/0 AND GREATER
3570800E | 956974.75 |  |  |  | SNY TARGA RESOURCES PS4 OFFSIT | SNY TARGA RESOURCES PS4 OFFSITE-AC-PWR | 2023-04-03
3570800E |  | 95697.47 | 364 | 0001 | SINGLE CROSSARM
3570800E |  | 9569.74 | 364 | 0002 | DOUBLE CROSSARMS
3570800E |  | 9569.74 | 364 | 0280 | POLE, WOOD, 45'
3570800E |  | 143546.21 | 364 | 0300 | POLE, WOOD, 50'
3570800E |  | 153115.96 | 364 | 0320 | POLE, WOOD, 55'
3570800E |  | 9569.74 | 364 | 0335 | POLE, WOOD, 60'
3570800E |  | 9569.74 | 364 | 0350 | POLE, WOOD, 65'
3570800E |  | 38278.99 | 365 | 0010 | CONDUCTOR, ALUMINUM, LESS THAN 4/0
3570800E |  | 488057.16 | 365 | 0020 | CONDUCTOR, ALUMINUM, 4/0 AND GREATER
3570801E | 626570.16 |  |  |  | SNY TARGA RESOURCES PS4 OFFSIT | SNY TARGA RESOURCES PS4 OFFSITE-AC-PWR | 2023-04-03
3570801E |  | 62657 | 364 | 0001 | SINGLE CROSSARM
3570801E |  | 6265.69 | 364 | 0280 | POLE, WOOD, 45'
3570801E |  | 169173.93 | 364 | 0300 | POLE, WOOD, 50'
3570801E |  | 18797.09 | 364 | 0320 | POLE, WOOD, 55'
3570801E |  | 50125.61 | 365 | 0010 | CONDUCTOR, ALUMINUM, LESS THAN 4/0
3570801E |  | 319550.84 | 365 | 0020 | CONDUCTOR, ALUMINUM, 4/0 AND GREATER
3570844E | 251217.7 |  |  |  | OFFSITE-STN LAREDO PETROLEUM S | OFFSITE-STN LAREDO PETROLEUM SUGG E A 208 PME ADDED LOAD-AG- | 2023-01-11
3570844E |  | 63809.29 | 364 | 0001 | SINGLE CROSSARM
3570844E |  | 167311.03 | 364 | 0300 | POLE, WOOD, 50'
3570844E |  | 18590.09 | 364 | 0320 | POLE, WOOD, 55'
3570844E |  | 251.21 | 365 | 0010 | CONDUCTOR, ALUMINUM, LESS THAN 4/0
3570844E |  | 1256.08 | 365 | 0020 | CONDUCTOR, ALUMINUM, 4/0 AND GREATER
3571149E | 463392.75 |  |  |  | TYL/RIVER OAKS AT SAWMILL-TYLE | TYL/RIVER OAKS AT SAWMILL-TYLER/TM | 2023-05-19
3571149E |  | 1575.53 | 364 | 0001 | SINGLE CROSSARM
3571149E |  | 5190 | 364 | 0260 | POLE, WOOD, 40'
3571149E |  | 165755.58 | 366 | 1010 | CONDUIT
3571149E |  | 37951.86 | 366 | 1150 | SECONDARY BOX
3571149E |  | 42168.74 | 366 | 1400 | PADS OR FOUNDATIONS, SMALL, LESS THAN 50 SQ FT
3571149E |  | 85495.96 | 367 | 0020 | CONDUCTOR, ALUMINUM, LESS THEN 4/0
3571149E |  | 50092.76 | 367 | 0025 | CONDUCTOR, ALUMINUM, 4/0 AND GREATER
3571149E |  | 17562.59 | 367 | 0100 | FAULT INDICATOR
3571149E |  | 4124.2 | 373 | 0025 | CONDUCTOR, ALUMINUM, UNDERGROUND
3571149E |  | 19555.18 | 373 | 1250 | LUMINAIRE, LED, 40W TO 150W
3571149E |  | 10101.96 | 373 | 1375 | CONDUIT
3571149E |  | 23818.39 | 373 | 1625 | STANDARD, OTHER, 25' AND UNDER
3571177E | 623122.5 |  |  |  | DES - STONE CREEK PH 3C.2 STO | DES - STONE CREEK PH 3C.2 STONE CREEK DR GLENN HEIGHTS 7515 | 2023-06-20
3571177E |  | 112162.05 | 366 | 1010 | CONDUIT
3571177E |  | 12462.45 | 366 | 1100 | PRIMARY BOX
3571177E |  | 18693.67 | 366 | 1150 | SECONDARY BOX
3571177E |  | 12462.45 | 366 | 1400 | PADS OR FOUNDATIONS, SMALL, LESS THAN 50 SQ FT
3571177E |  | 6231.22 | 366 | 1410 | PADS OR FOUNDATIONS, MEDIUM, 50-100 SQ FT
3571177E |  | 74774.7 | 367 | 0020 | CONDUCTOR, ALUMINUM, LESS THEN 4/0
3571177E |  | 211861.68 | 367 | 0025 | CONDUCTOR, ALUMINUM, 4/0 AND GREATER
3571177E |  | 6231.22 | 367 | 0100 | FAULT INDICATOR
3571177E |  | 99699.6 | 367 | 5190 | SWITCHGEAR, PADMOUNT, 25KV
3571177E |  | 6231.22 | 373 | 0025 | CONDUCTOR, ALUMINUM, UNDERGROUND
3571177E |  | 12462.45 | 373 | 1250 | LUMINAIRE, LED, 40W TO 150W
3571177E |  | 6231.22 | 373 | 1375 | CONDUIT
3571177E |  | 43618.57 | 373 | 1520 | STANDARD, METAL, ABOVE 25'
3571286E | 384742.94 |  |  |  | TEX OFFSITE FOR WARD WGI COMME | TEX OFFSITE FOR WGI COMMERCIAL DEVELOPMENT BONHAM TX | 2023-04-12
3571286E |  | 3847.42 | 364 | 0280 | POLE, WOOD, 45'
3571286E |  | 3847.42 | 365 | 1000 | FAULT INDICATOR
3571286E |  | 65406.28 | 366 | 1010 | CONDUIT
3571286E |  | 7694.84 | 366 | 1410 | PADS OR FOUNDATIONS, MEDIUM, 50-100 SQ FT
3571286E |  | 203913.84 | 367 | 0025 | CONDUCTOR, ALUMINUM, 4/0 AND GREATER
3571286E |  | 3847.42 | 367 | 0100 | FAULT INDICATOR
3571286E |  | 96185.72 | 367 | 5190 | SWITCHGEAR, PADMOUNT, 25KV
3571406E | 245386.95 |  |  |  | FWN/FTW - BAR C RANCH PHASE 10 | FWN/FTW - BAR C RANCH PHASE 10, PAGOSSA SPRINGS DRIVE/KW | 2023-05-25
3571406E |  | 2453.86 | 365 | 0010 | CONDUCTOR, ALUMINUM, LESS THAN 4/0
3571406E |  | 80977.73 | 366 | 1010 | CONDUIT
3571406E |  | 44169.65 | 366 | 1150 | SECONDARY BOX
3571406E |  | 19630.95 | 366 | 1400 | PADS OR FOUNDATIONS, SMALL, LESS THAN 50 SQ FT
3571406E |  | 58892.86 | 367 | 0020 | CONDUCTOR, ALUMINUM, LESS THEN 4/0
3571406E |  | 34354.17 | 367 | 0025 | CONDUCTOR, ALUMINUM, 4/0 AND GREATER
3571406E |  | 4907.73 | 367 | 0100 | FAULT INDICATOR
3571684E | 293925.75 |  |  |  | FWN AVONDALE ROAD WIDENING PRO | FWN AVONDALE ROAD WIDENING PROJECT | 2023-04-04
3571684E |  | 20574.78 | 364 | 0001 | SINGLE CROSSARM
3571684E |  | 5878.5 | 364 | 0002 | DOUBLE CROSSARMS
3571684E |  | 2939.24 | 364 | 0260 | POLE, WOOD, 40'
3571684E |  | 32331.82 | 364 | 0280 | POLE, WOOD, 45'
3571684E |  | 49967.36 | 364 | 0300 | POLE, WOOD, 50'
3571684E |  | 29392.56 | 364 | 0320 | POLE, WOOD, 55'
3571684E |  | 11757.01 | 364 | 0335 | POLE, WOOD, 60'
3571684E |  | 5878.5 | 364 | 0350 | POLE, WOOD, 65'
3571684E |  | 11757.01 | 364 | 0365 | POLE, WOOD, 70'
3571684E |  | 91117.2 | 365 | 0010 | CONDUCTOR, ALUMINUM, LESS THAN 4/0
3571684E |  | 23514.05 | 365 | 6010 | AIRBREAK SWITCH, WITH OR WITHOUT OPERATOR
3571684E |  | 2939.24 | 366 | 1010 | CONDUIT
3571684E |  | 2939.24 | 366 | 1150 | SECONDARY BOX
3571684E |  | 2939.24 | 367 | 0025 | CONDUCTOR, ALUMINUM, 4/0 AND GREATER
3571706E | 914754.69 |  |  |  | 2022NODE003 PLEASANT FARMS FLX | 2022NODE003 PLEASANT FARMS FLX S19-S20 | 2023-03-31
3571706E |  | 82327.92 | 364 | 0001 | SINGLE CROSSARM
3571706E |  | 9147.54 | 364 | 0002 | DOUBLE CROSSARMS
3571706E |  | 228688.67 | 364 | 0280 | POLE, WOOD, 45'
3571706E |  | 9147.54 | 364 | 0300 | POLE, WOOD, 50'
3571706E |  | 9147.54 | 364 | 0320 | POLE, WOOD, 55'
3571706E |  | 73180.37 | 365 | 0010 | CONDUCTOR, ALUMINUM, LESS THAN 4/0
3571706E |  | 484820.02 | 365 | 0020 | CONDUCTOR, ALUMINUM, 4/0 AND GREATER
3571706E |  | 18295.09 | 365 | 6010 | AIRBREAK SWITCH, WITH OR WITHOUT OPERATOR
3571734E | 106697.55 |  |  |  | COR: OFFSITE- COMMERCIAL DEVEL | COR: OFFSITE- COMMERCIAL DEVELOPMENT - HWY 31-MM | 2023-02-10
3571734E |  | 22406.47 | 364 | 0001 | SINGLE CROSSARM
3571734E |  | 43746.03 | 364 | 0280 | POLE, WOOD, 45'
3571734E |  | 40545.05 | 365 | 0010 | CONDUCTOR, ALUMINUM, LESS THAN 4/0
3571962E | 119386.15 |  |  |  | DES-MANHARD-SOUTHRIDGE OFFSITE | TBD | 2023-03-01
3571962E |  | 16714.06 | 364 | 0001 | SINGLE CROSSARM
3571962E |  | 33428.12 | 364 | 0280 | POLE, WOOD, 45'
3571962E |  | 14326.33 | 364 | 0300 | POLE, WOOD, 50'
3571962E |  | 8357.03 | 365 | 0010 | CONDUCTOR, ALUMINUM, LESS THAN 4/0
3571962E |  | 46560.61 | 365 | 0020 | CONDUCTOR, ALUMINUM, 4/0 AND GREATER
3571972E | 954956.46 |  |  |  | FWN: GUIDON REAL ESTATE OFF-SI | FWN: GUIDON REAL ESTATE OFF-SITE | 2023-04-12
3571972E |  | 9549.56 | 364 | 0001 | SINGLE CROSSARM
3571972E |  | 9549.56 | 364 | 0280 | POLE, WOOD, 45'
3571972E |  | 9549.56 | 365 | 0020 | CONDUCTOR, ALUMINUM, 4/0 AND GREATER
3571972E |  | 315135.62 | 366 | 1010 | CONDUIT
3571972E |  | 85946.07 | 366 | 1100 | PRIMARY BOX
3571972E |  | 9549.56 | 366 | 1410 | PADS OR FOUNDATIONS, MEDIUM, 50-100 SQ FT
3571972E |  | 420180.9 | 367 | 0025 | CONDUCTOR, ALUMINUM, 4/0 AND GREATER
3571972E |  | 9549.56 | 367 | 0100 | FAULT INDICATOR
3571972E |  | 85946.07 | 367 | 5190 | SWITCHGEAR, PADMOUNT, 25KV
3572037E | 318406.39 |  |  |  | RRK: OFFSITE RANCHO DEL CEILO | RRK: OFFSITE RANCHO DEL CEILO JK | 2023-02-16
3572037E |  | 6368.12 | 364 | 0001 | SINGLE CROSSARM
3572037E |  | 3184.06 | 364 | 0260 | POLE, WOOD, 40'
3572037E |  | 9552.19 | 364 | 0280 | POLE, WOOD, 45'
3572037E |  | 3184.06 | 365 | 0010 | CONDUCTOR, ALUMINUM, LESS THAN 4/0
3572037E |  | 6368.12 | 365 | 0020 | CONDUCTOR, ALUMINUM, 4/0 AND GREATER
3572037E |  | 73233.46 | 366 | 1010 | CONDUIT
3572037E |  | 60497.21 | 366 | 1100 | PRIMARY BOX
3572037E |  | 6368.12 | 366 | 1410 | PADS OR FOUNDATIONS, MEDIUM, 50-100 SQ FT
3572037E |  | 89153.84 | 367 | 0020 | CONDUCTOR, ALUMINUM, LESS THEN 4/0
3572037E |  | 3184.06 | 367 | 0100 | FAULT INDICATOR
3572037E |  | 57313.15 | 367 | 5190 | SWITCHGEAR, PADMOUNT, 25KV
3572145E | 114375.04 |  |  |  | OFFSITE - DSW/DAL - WRIGHT FAR | OFFSITE - DSW/DAL - WRIGHT FARMS PHASE 3 - SM | 2023-02-16
3572145E |  | 1143.74 | 364 | 0001 | SINGLE CROSSARM
3572145E |  | 48037.57 | 364 | 0280 | POLE, WOOD, 45'
3572145E |  | 14868.74 | 364 | 0300 | POLE, WOOD, 50'
3572145E |  | 22875 | 365 | 0010 | CONDUCTOR, ALUMINUM, LESS THAN 4/0
3572145E |  | 27449.99 | 365 | 6015 | RECLOSER,SINGLE PHASE,13.2KV AND UNDER,0-3000 AMP
3572413E | 158898.04 |  |  |  | TEM: PASCA RISE OFFSITE PT.1 - | TEM: PASCA RISE OFFSITE PT.1 -MM | 2023-05-30
3572413E |  | 15889.79 | 364 | 0001 | SINGLE CROSSARM
3572413E |  | 20656.74 | 364 | 0280 | POLE, WOOD, 45'
3572413E |  | 4766.93 | 365 | 0010 | CONDUCTOR, ALUMINUM, LESS THAN 4/0
3572413E |  | 81038.04 | 365 | 0020 | CONDUCTOR, ALUMINUM, 4/0 AND GREATER
3572413E |  | 36546.54 | 365 | 6010 | AIRBREAK SWITCH, WITH OR WITHOUT OPERATOR
3572479E | 369673.38 |  |  |  | JKV VOLTCONV JKSES3028 CONVERT | 2019NJAC07 JACKSONVILLE MAF | 2023-06-19
3572479E |  | 55451 | 364 | 0001 | SINGLE CROSSARM
3572479E |  | 3696.73 | 364 | 0002 | DOUBLE CROSSARMS
3572479E |  | 11090.2 | 364 | 0260 | POLE, WOOD, 40'
3572479E |  | 66541.2 | 364 | 0280 | POLE, WOOD, 45'
3572479E |  | 36967.33 | 365 | 0010 | CONDUCTOR, ALUMINUM, LESS THAN 4/0
3572479E |  | 55451 | 365 | 6010 | AIRBREAK SWITCH, WITH OR WITHOUT OPERATOR
3572479E |  | 44360.8 | 365 | 6015 | RECLOSER,SINGLE PHASE,13.2KV AND UNDER,0-3000 AMP
3572479E |  | 92418.39 | 365 | 6030 | RECLOSER,2 OR 3 PHASE,OVER 13.2KV,0-3000 AMP
3572479E |  | 3696.73 | 373 | 0020 | CONDUCTOR, ALUMINUM, OVERHEAD
3572485E | 489357.74 |  |  |  | JKV VOLTCONV JKSES3028 CONVERT | 2019NJAC07 JACKSONVILLE MAF | 2023-06-19
3572485E |  | 73403.66 | 364 | 0001 | SINGLE CROSSARM
3572485E |  | 48935.77 | 364 | 0260 | POLE, WOOD, 40'
3572485E |  | 92977.97 | 364 | 0280 | POLE, WOOD, 45'
3572485E |  | 92978 | 365 | 0010 | CONDUCTOR, ALUMINUM, LESS THAN 4/0
3572485E |  | 19574.3 | 365 | 0020 | CONDUCTOR, ALUMINUM, 4/0 AND GREATER
3572485E |  | 88084.39 | 365 | 6010 | AIRBREAK SWITCH, WITH OR WITHOUT OPERATOR
3572485E |  | 68510.08 | 365 | 6015 | RECLOSER,SINGLE PHASE,13.2KV AND UNDER,0-3000 AMP
3572485E |  | 4893.57 | 373 | 0020 | CONDUCTOR, ALUMINUM, OVERHEAD
3572487E | 429043.45 |  |  |  | JKV VOLTCONV JKSES3028 CONVERT | 2019NJAC07 JACKSONVILLE MAF | 2023-03-31
3572487E |  | 51485.2 | 364 | 0001 | SINGLE CROSSARM
3572487E |  | 4290.43 | 364 | 0002 | DOUBLE CROSSARMS
3572487E |  | 4290.43 | 364 | 0260 | POLE, WOOD, 40'
3572487E |  | 133003.52 | 364 | 0280 | POLE, WOOD, 45'
3572487E |  | 64356.51 | 365 | 0010 | CONDUCTOR, ALUMINUM, LESS THAN 4/0
3572487E |  | 60066.07 | 365 | 6010 | AIRBREAK SWITCH, WITH OR WITHOUT OPERATOR
3572487E |  | 111551.29 | 365 | 6015 | RECLOSER,SINGLE PHASE,13.2KV AND UNDER,0-3000 AMP
3572520E | 1325064 |  |  |  | 2022NSTN181 DESERT WIND P2 - S | 2022NSTN181 DESERT WIND P2 - S4, 5, 7 | 2023-03-31
3572520E |  | 132506.4 | 364 | 0001 | SINGLE CROSSARM
3572520E |  | 318015.36 | 364 | 0280 | POLE, WOOD, 45'
3572520E |  | 874542.24 | 365 | 0020 | CONDUCTOR, ALUMINUM, 4/0 AND GREATER
3572523E | 283906.15 |  |  |  | 2022NSTN181 DESERT WIND P2 - S | 2022NSTN181 DESERT WIND P2 - S6 | 2023-03-31
3572523E |  | 227124.93 | 364 | 0001 | SINGLE CROSSARM
3572523E |  | 39746.86 | 364 | 0260 | POLE, WOOD, 40'
3572523E |  | 11356.24 | 364 | 0280 | POLE, WOOD, 45'
3572523E |  | 2839.06 | 365 | 0010 | CONDUCTOR, ALUMINUM, LESS THAN 4/0
3572523E |  | 2839.06 | 367 | 0020 | CONDUCTOR, ALUMINUM, LESS THEN 4/0
3572524E | 149276.92 |  |  |  | 2022NSTN181 DESERT WIND P2 - S | 2022NSTN181 DESERT WIND P2 - S11 | 2023-03-31
3572524E |  | 10449.38 | 364 | 0001 | SINGLE CROSSARM
3572524E |  | 5971.06 | 364 | 0300 | POLE, WOOD, 50'
3572524E |  | 117928.8 | 364 | 0360 | POLE, OTHER, 65'
3572524E |  | 14927.68 | 365 | 0020 | CONDUCTOR, ALUMINUM, 4/0 AND GREATER
3572609E | 272754.06 |  |  |  | 2023NMNW182 GRAFORD SUB P3 - S | 2022NMNW082 GRAFFORD SUB P3 - S1 THRU S7 | 2023-05-19
3572609E |  | 21547.56 | 364 | 0001 | SINGLE CROSSARM
3572609E |  | 44131.59 | 364 | 0280 | POLE, WOOD, 45'
3572609E |  | 20674.75 | 365 | 0020 | CONDUCTOR, ALUMINUM, 4/0 AND GREATER
3572609E |  | 20674.75 | 365 | 6010 | AIRBREAK SWITCH, WITH OR WITHOUT OPERATOR
3572609E |  | 31666.74 | 366 | 1010 | CONDUIT
3572609E |  | 102255.56 | 367 | 0025 | CONDUCTOR, ALUMINUM, 4/0 AND GREATER
3572609E |  | 31803.11 | 367 | 0100 | FAULT INDICATOR
3572774E | 327019.44 |  |  |  | RRK: OFFSITE JREST 2102 CR 310 | RRK: OFFSITE JREST 2102 CR 310 UPGRADE 3PH OH EXT | 2023-03-31
3572774E |  | 19621.16 | 364 | 0001 | SINGLE CROSSARM
3572774E |  | 117727.03 | 364 | 0280 | POLE, WOOD, 45'
3572774E |  | 3270.19 | 364 | 0300 | POLE, WOOD, 50'
3572774E |  | 39242.32 | 364 | 0345 | POLE, OTHER, 60'
3572774E |  | 39242.32 | 364 | 0360 | POLE, OTHER, 65'
3572774E |  | 107916.42 | 365 | 0010 | CONDUCTOR, ALUMINUM, LESS THAN 4/0
3572900E | 127033.82 |  |  |  | STN PIONEER NATURAL TOM 35 42H | STN PIONEER NATURAL TOM 35 42H OFFSITE-GD-PE | 2023-04-03
3572900E |  | 6351.69 | 364 | 0001 | SINGLE CROSSARM
3572900E |  | 85112.67 | 364 | 0280 | POLE, WOOD, 45'
3572900E |  | 34299.13 | 364 | 0320 | POLE, WOOD, 55'
3572900E |  | 1270.33 | 365 | 0010 | CONDUCTOR, ALUMINUM, LESS THAN 4/0
3572980E | 716094.32 |  |  |  | BGS LAREDO PETROLEUM ABC PME | BGS LAREDO PETROLEUM ABC PME ADDED LOAD OFFSITE #1 AG/BG | 2023-01-11
3572980E |  | 166849.97 | 364 | 0001 | SINGLE CROSSARM
3572980E |  | 17472.7 | 364 | 0280 | POLE, WOOD, 45'
3572980E |  | 311930.72 | 364 | 0300 | POLE, WOOD, 50'
3572980E |  | 204659.75 | 364 | 0320 | POLE, WOOD, 55'
3572980E |  | 10813.02 | 364 | 0335 | POLE, WOOD, 60'
3572980E |  | 358.04 | 365 | 0010 | CONDUCTOR, ALUMINUM, LESS THAN 4/0
3572980E |  | 4010.12 | 365 | 0020 | CONDUCTOR, ALUMINUM, 4/0 AND GREATER
3572982E | 672351.4 |  |  |  | BGS LAREDO PETROLEUM ABC PME A | BGS LAREDO PETROLEUM ABC PME ADDED LOAD OFFSITE #2 AG/BG | 2023-01-11
3572982E |  | 87876.32 | 364 | 0001 | SINGLE CROSSARM
3572982E |  | 3765.16 | 364 | 0002 | DOUBLE CROSSARMS
3572982E |  | 13783.19 | 364 | 0280 | POLE, WOOD, 45'
3572982E |  | 259594.92 | 364 | 0300 | POLE, WOOD, 50'
3572982E |  | 30121.34 | 364 | 0320 | POLE, WOOD, 55'
3572982E |  | 38189.55 | 365 | 0010 | CONDUCTOR, ALUMINUM, LESS THAN 4/0
3572982E |  | 239020.92 | 365 | 0020 | CONDUCTOR, ALUMINUM, 4/0 AND GREATER
3573105E | 425986.07 |  |  |  | BRA: OFFSITE EDEN POLARIS | BRA: OFFSITE EDEN POLARIS JK | 2023-03-31
3573105E |  | 29819.01 | 364 | 0001 | SINGLE CROSSARM
3573105E |  | 149095.11 | 364 | 0280 | POLE, WOOD, 45'
3573105E |  | 93716.93 | 364 | 0390 | POLE, OTHER, 75'
3573105E |  | 153355.02 | 365 | 0010 | CONDUCTOR, ALUMINUM, LESS THAN 4/0
3573296E | 234717.21 |  |  |  | MCK 2022MMCK004 P1-S5 JLV | MCK 2022MMCK004 P1-S5 JLV | 2023-03-22
3573296E |  | 7041.51 | 364 | 0280 | POLE, WOOD, 45'
3573296E |  | 227675.7 | 365 | 0020 | CONDUCTOR, ALUMINUM, 4/0 AND GREATER
3573489E | 104183.28 |  |  |  | PAR VOLTCONV HYNGR2401-2022 CO | PAR_2022HNGRY2401_VOLTAGE CONV_TS | 2023-03-28
3573489E |  | 47924.32 | 364 | 0001 | SINGLE CROSSARM
3573489E |  | 34380.48 | 364 | 0260 | POLE, WOOD, 40'
3573489E |  | 3125.49 | 364 | 0280 | POLE, WOOD, 45'
3573489E |  | 18752.99 | 365 | 0010 | CONDUCTOR, ALUMINUM, LESS THAN 4/0
3573718E | 286566.33 |  |  |  | FWN NRH: IRON HORSE ST LIGHTS | FWN NRH: IRON HORSE ST LIGHTS | 2023-06-07
3573718E |  | 17193.98 | 367 | 0020 | CONDUCTOR, ALUMINUM, LESS THEN 4/0
3573718E |  | 120357.86 | 373 | 1250 | LUMINAIRE, LED, 40W TO 150W
3573718E |  | 31522.3 | 373 | 1375 | CONDUIT
3573718E |  | 117492.19 | 373 | 1515 | STANDARD, METAL, 25' AND UNDER
3573804E | 127396.15 |  |  |  | WAX WAX ST LIGHTS ON CLIFT FL | WAX WAX ST LIGHTS ON CLIFT FLAT MADISON | 2023-03-27
3573804E |  | 5095.85 | 367 | 0020 | CONDUCTOR, ALUMINUM, LESS THEN 4/0
3573804E |  | 1273.96 | 373 | 0025 | CONDUCTOR, ALUMINUM, UNDERGROUND
3573804E |  | 58602.23 | 373 | 1250 | LUMINAIRE, LED, 40W TO 150W
3573804E |  | 1273.96 | 373 | 1375 | CONDUIT
3573804E |  | 61150.15 | 373 | 1515 | STANDARD, METAL, 25' AND UNDER
3573813E | 134158.71 |  |  |  | KRT TEM WEST CANYON TRAILS PHA | KRT TEM WEST CANYON TRIALS PHASE IV LA | 2023-06-21
3573813E |  | 8049.52 | 364 | 0280 | POLE, WOOD, 45'
3573813E |  | 1341.58 | 365 | 0010 | CONDUCTOR, ALUMINUM, LESS THAN 4/0
3573813E |  | 1341.58 | 365 | 0020 | CONDUCTOR, ALUMINUM, 4/0 AND GREATER
3573813E |  | 41589.25 | 366 | 1010 | CONDUIT
3573813E |  | 14757.45 | 366 | 1150 | SECONDARY BOX
3573813E |  | 8049.52 | 366 | 1400 | PADS OR FOUNDATIONS, SMALL, LESS THAN 50 SQ FT
3573813E |  | 32198.09 | 367 | 0020 | CONDUCTOR, ALUMINUM, LESS THEN 4/0
3573813E |  | 13415.87 | 367 | 0025 | CONDUCTOR, ALUMINUM, 4/0 AND GREATER
3573813E |  | 1341.58 | 373 | 0025 | CONDUCTOR, ALUMINUM, UNDERGROUND
3573813E |  | 2683.17 | 373 | 1200 | LUMINAIRE, OTHER, 100W
3573813E |  | 2683.17 | 373 | 1375 | CONDUIT
3573813E |  | 6707.93 | 373 | 1625 | STANDARD, OTHER, 25' AND UNDER
3573836E | 416106.67 |  |  |  | MCK 2022MMCK004 P1 P2 S5 S6 AL | MCK 2022MMCK004 P1,P2- S5,S6 ALNTH2854 RSS | 2023-03-10
3573836E |  | 4161.07 | 364 | 0001 | SINGLE CROSSARM
3573836E |  | 54093.86 | 364 | 0280 | POLE, WOOD, 45'
3573836E |  | 12483.21 | 364 | 0300 | POLE, WOOD, 50'
3573836E |  | 4161.07 | 364 | 0320 | POLE, WOOD, 55'
3573836E |  | 29127.47 | 365 | 0010 | CONDUCTOR, ALUMINUM, LESS THAN 4/0
3573836E |  | 216375.46 | 365 | 0020 | CONDUCTOR, ALUMINUM, 4/0 AND GREATER
3573836E |  | 29127.47 | 365 | 5650 | DIST AUTOMATION CONTROL OVERHEAD
3573836E |  | 66577.06 | 365 | 6030 | RECLOSER,2 OR 3 PHASE,OVER 13.2KV,0-3000 AMP
3573851E | 910004.67 |  |  |  | 2022NATH006ISP CROSS ROADS DAS | 2022NATH006ISP CROSS ROADS DAS P1 - S7 | 2023-03-23
3573851E |  | 118300.58 | 364 | 0001 | SINGLE CROSSARM
3573851E |  | 9100.03 | 364 | 0002 | DOUBLE CROSSARMS
3573851E |  | 227501.15 | 364 | 0280 | POLE, WOOD, 45'
3573851E |  | 36400.17 | 364 | 0300 | POLE, WOOD, 50'
3573851E |  | 9100.03 | 364 | 0320 | POLE, WOOD, 55'
3573851E |  | 100100.5 | 365 | 0010 | CONDUCTOR, ALUMINUM, LESS THAN 4/0
3573851E |  | 273001.57 | 365 | 0020 | CONDUCTOR, ALUMINUM, 4/0 AND GREATER
3573851E |  | 54600.26 | 365 | 5650 | DIST AUTOMATION CONTROL OVERHEAD
3573851E |  | 72800.35 | 365 | 6030 | RECLOSER,2 OR 3 PHASE,OVER 13.2KV,0-3000 AMP
3573851E |  | 9100.03 | 373 | 0020 | CONDUCTOR, ALUMINUM, OVERHEAD
3573854E | 565014.87 |  |  |  | 2022NATH006ISP CROSS ROADS DAS | 2022NATH006ISP CROSS ROADS DAS P1 - S7, S8 | 2023-03-23
3573854E |  | 90402.37 | 364 | 0001 | SINGLE CROSSARM
3573854E |  | 146903.84 | 364 | 0280 | POLE, WOOD, 45'
3573854E |  | 67801.77 | 365 | 0010 | CONDUCTOR, ALUMINUM, LESS THAN 4/0
3573854E |  | 259906.89 | 365 | 0020 | CONDUCTOR, ALUMINUM, 4/0 AND GREATER
3573874E | 712712.73 |  |  |  | 2022NTEX010ISP_BELLS1201-ECTOR | 2022NTEX101ISP_BELLS1201-ECTOR1201_AA_S1 | 2023-03-02
3573874E |  | 28508.49 | 364 | 0001 | SINGLE CROSSARM
3573874E |  | 163923.91 | 364 | 0280 | POLE, WOOD, 45'
3573874E |  | 7127.11 | 364 | 0300 | POLE, WOOD, 50'
3573874E |  | 28508.49 | 364 | 0310 | POLE, CONCRETE, 50'
3573874E |  | 35635.62 | 364 | 0360 | POLE, OTHER, 65'
3573874E |  | 64144.13 | 365 | 0010 | CONDUCTOR, ALUMINUM, LESS THAN 4/0
3573874E |  | 320720.85 | 365 | 0020 | CONDUCTOR, ALUMINUM, 4/0 AND GREATER
3573874E |  | 64144.13 | 365 | 6030 | RECLOSER,2 OR 3 PHASE,OVER 13.2KV,0-3000 AMP
3573878E | 254523.61 |  |  |  | 2022NTAY002 TAYLOR W SUB P1/P2 | 2022NTAY002 TAYLOR W SUB P1/P2 - S16 | 2023-05-04
3573878E |  | 43269 | 364 | 0001 | SINGLE CROSSARM
3573878E |  | 2545.22 | 364 | 0002 | DOUBLE CROSSARMS
3573878E |  | 129807.12 | 364 | 0260 | POLE, WOOD, 40'
3573878E |  | 63630.89 | 364 | 0280 | POLE, WOOD, 45'
3573878E |  | 10180.94 | 364 | 0300 | POLE, WOOD, 50'
3573878E |  | 2545.22 | 365 | 0010 | CONDUCTOR, ALUMINUM, LESS THAN 4/0
3573878E |  | 2545.22 | 367 | 0020 | CONDUCTOR, ALUMINUM, LESS THEN 4/0
3574003E | 203150.27 |  |  |  | GRH BRECK MUSSELMAN OFFSITE UR | GRH BRECK MUSSELMAN OFFSITE URD LOOP RANCHO VERDE WTM | 2023-01-24
3574003E |  | 79228.69 | 366 | 1010 | CONDUIT
3574003E |  | 20315.01 | 366 | 1200 | MANHOLE, 0-100 CU FT
3574003E |  | 2031.48 | 366 | 1400 | PADS OR FOUNDATIONS, SMALL, LESS THAN 50 SQ FT
3574003E |  | 4062.99 | 366 | 1410 | PADS OR FOUNDATIONS, MEDIUM, 50-100 SQ FT
3574003E |  | 48756.05 | 367 | 0020 | CONDUCTOR, ALUMINUM, LESS THEN 4/0
3574003E |  | 48756.05 | 367 | 5190 | SWITCHGEAR, PADMOUNT, 25KV
3574186E | 1367989.63 |  |  |  | MHN TARGA RESOURCES SANDHILLS | MHN TARGA RESOURCES SANDHILLS 2 PME ADDED LD OFFSITE-AC-PWR | 2023-04-03
3574186E |  | 136798.96 | 364 | 0001 | SINGLE CROSSARM
3574186E |  | 259918.02 | 364 | 0320 | POLE, WOOD, 55'
3574186E |  | 27359.79 | 364 | 0335 | POLE, WOOD, 60'
3574186E |  | 41039.68 | 364 | 0350 | POLE, WOOD, 65'
3574186E |  | 889193.29 | 365 | 0020 | CONDUCTOR, ALUMINUM, 4/0 AND GREATER
3574186E |  | 13679.89 | 365 | 6010 | AIRBREAK SWITCH, WITH OR WITHOUT OPERATOR
3574190E | 995661.26 |  |  |  | MHN TARGA RESOURCES SANDHILLS | MHN TARGA RESOURCES SANDHILLS 2 PME ADDED LD OFFSITE-AC-PWR | 2023-04-26
3574190E |  | 49783.06 | 364 | 0001 | SINGLE CROSSARM
3574190E |  | 39826.45 | 364 | 0320 | POLE, WOOD, 55'
3574190E |  | 49783.06 | 364 | 0335 | POLE, WOOD, 60'
3574190E |  | 69696.29 | 364 | 0350 | POLE, WOOD, 65'
3574190E |  | 248915.31 | 365 | 0020 | CONDUCTOR, ALUMINUM, 4/0 AND GREATER
3574190E |  | 9956.61 | 365 | 1000 | FAULT INDICATOR
3574190E |  | 109522.73 | 366 | 1010 | CONDUIT
3574190E |  | 29869.83 | 366 | 1100 | PRIMARY BOX
3574190E |  | 378351.31 | 367 | 0025 | CONDUCTOR, ALUMINUM, 4/0 AND GREATER
3574190E |  | 9956.61 | 367 | 0100 | FAULT INDICATOR
3574193E | 520304.89 |  |  |  | MHN TARGA RESOURCES SANDHILLS | MHN TARGA RESOURCES SANDHILLS 2 PME ADDED LD OFFSITE-AC-PWR | 2023-04-03
3574193E |  | 72842.68 | 364 | 0001 | SINGLE CROSSARM
3574193E |  | 88451.82 | 364 | 0300 | POLE, WOOD, 50'
3574193E |  | 88451.82 | 364 | 0320 | POLE, WOOD, 55'
3574193E |  | 36421.33 | 365 | 0010 | CONDUCTOR, ALUMINUM, LESS THAN 4/0
3574193E |  | 234137.24 | 365 | 0020 | CONDUCTOR, ALUMINUM, 4/0 AND GREATER
3574195E | 253670.98 |  |  |  | MHN TARGA RESOURCES SANDHILLS | MHN TARGA RESOURCES SANDHILLS 2 PME ADDED LD OFFSITE-AC-PWR | 2023-04-26
3574195E |  | 86248.12 | 364 | 0001 | SINGLE CROSSARM
3574195E |  | 22830.38 | 364 | 0260 | POLE, WOOD, 40'
3574195E |  | 30440.51 | 364 | 0280 | POLE, WOOD, 45'
3574195E |  | 2536.7 | 365 | 0010 | CONDUCTOR, ALUMINUM, LESS THAN 4/0
3574195E |  | 2536.7 | 365 | 0020 | CONDUCTOR, ALUMINUM, 4/0 AND GREATER
3574195E |  | 106541.87 | 365 | 5650 | DIST AUTOMATION CONTROL OVERHEAD
3574195E |  | 2536.7 | 367 | 0020 | CONDUCTOR, ALUMINUM, LESS THEN 4/0
3574223E | 161551.33 |  |  |  | DSW/OFFSITE CEDAR LAKE APTS./S | DSW/OFFSITE CEDAR LAKE APTS./SM | 2023-03-31
3574223E |  | 29079.24 | 364 | 0001 | SINGLE CROSSARM
3574223E |  | 46849.89 | 364 | 0280 | POLE, WOOD, 45'
3574223E |  | 22617.19 | 364 | 0300 | POLE, WOOD, 50'
3574223E |  | 17770.64 | 364 | 0320 | POLE, WOOD, 55'
3574223E |  | 45234.37 | 365 | 0010 | CONDUCTOR, ALUMINUM, LESS THAN 4/0
3574361E | 515809.67 |  |  |  | 2022MDSW004_LOVEBIRD_P1-S1_AA | 2022MDSW004_LOVEBIRD_P1-S1_AA | 2023-04-03
3574361E |  | 51580.96 | 364 | 0001 | SINGLE CROSSARM
3574361E |  | 5158.09 | 364 | 0260 | POLE, WOOD, 40'
3574361E |  | 98003.83 | 364 | 0280 | POLE, WOOD, 45'
3574361E |  | 5158.09 | 364 | 0300 | POLE, WOOD, 50'
3574361E |  | 41264.77 | 365 | 0010 | CONDUCTOR, ALUMINUM, LESS THAN 4/0
3574361E |  | 252746.78 | 365 | 0020 | CONDUCTOR, ALUMINUM, 4/0 AND GREATER
3574361E |  | 56739.06 | 365 | 6010 | AIRBREAK SWITCH, WITH OR WITHOUT OPERATOR
3574361E |  | 5158.09 | 367 | 0020 | CONDUCTOR, ALUMINUM, LESS THEN 4/0
3574650E | 1122985.06 |  |  |  | 2022NSWE002ISP CHINA GROVE JEM | 2022NSWE002ISP CHINA GROVE JEM P1 - S4, S5, S6 | 2023-04-18
3574650E |  | 112298.5 | 364 | 0001 | SINGLE CROSSARM
3574650E |  | 44919.4 | 364 | 0260 | POLE, WOOD, 40'
3574650E |  | 291976.1 | 364 | 0280 | POLE, WOOD, 45'
3574650E |  | 11229.84 | 364 | 0320 | POLE, WOOD, 55'
3574650E |  | 101068.64 | 365 | 0010 | CONDUCTOR, ALUMINUM, LESS THAN 4/0
3574650E |  | 393044.87 | 365 | 0020 | CONDUCTOR, ALUMINUM, 4/0 AND GREATER
3574650E |  | 22459.69 | 365 | 6010 | AIRBREAK SWITCH, WITH OR WITHOUT OPERATOR
3574650E |  | 101068.64 | 365 | 6030 | RECLOSER,2 OR 3 PHASE,OVER 13.2KV,0-3000 AMP
3574650E |  | 22459.69 | 366 | 1010 | CONDUIT
3574650E |  | 22459.69 | 367 | 0025 | CONDUCTOR, ALUMINUM, 4/0 AND GREATER
3574651E | 348996.94 |  |  |  | 2022NSWE002ISP CHINA GROVE JEM | 2022NSWE002ISP CHINA GROVE JEM P1 - S1, S2, S3 | 2023-05-04
3574651E |  | 48859.57 | 364 | 0001 | SINGLE CROSSARM
3574651E |  | 111679.02 | 364 | 0280 | POLE, WOOD, 45'
3574651E |  | 62819.44 | 365 | 0010 | CONDUCTOR, ALUMINUM, LESS THAN 4/0
3574651E |  | 125638.91 | 365 | 0020 | CONDUCTOR, ALUMINUM, 4/0 AND GREATER
3574754E | 795902.75 |  |  |  | FNE UGCP2022 URD FAULT REPAIR | FNE UGCP2022 URD FAULT REPAIR AND INJECT CAPITAL | 2023-01-03
3574754E |  | 795902.75 | 367 | 0020 | CONDUCTOR, ALUMINUM, LESS THEN 4/0
3574755E | 530210.7 |  |  |  | FNO UGCP2022 URD FAULT REPAIR | FNO UGCP2022 URD FAULT REPAIR AND INJECT CAPITAL | 2023-01-03
3574755E |  | 530210.7 | 367 | 0020 | CONDUCTOR, ALUMINUM, LESS THEN 4/0
3574763E | 776501.37 |  |  |  | FWE UGCP2022 URD FAULT REPAIR | FWE UGCP2022 URD FAULT REPAIR AND INJECT CAPITAL | 2023-01-03
3574763E |  | 776501.37 | 367 | 0020 | CONDUCTOR, ALUMINUM, LESS THEN 4/0
3574766E | 1002079.56 |  |  |  | FSE UGCP2022 URD FAULT REPAIR | FSE UGCP2022 URD FAULT REPAIR AND INJECT CAPITAL | 2023-01-03
3574766E |  | 1002079.56 | 367 | 0020 | CONDUCTOR, ALUMINUM, LESS THEN 4/0
3574811E | 373727.49 |  |  |  | MDL UGCP2022 URD FAULT REPAIR | MDL UGCP2022 URD FAULT REPAIR AND INJECT CAPITAL | 2023-01-03
3574811E |  | 373727.49 | 367 | 0020 | CONDUCTOR, ALUMINUM, LESS THEN 4/0
3574820E | 190065.17 |  |  |  | RRK UGCP2022 URD FAULT REPAIR | RRK UGCP2022 URD FAULT REPAIR AND INJECT CAPITAL | 2023-01-03
3574820E |  | 190065.17 | 367 | 0020 | CONDUCTOR, ALUMINUM, LESS THEN 4/0
3574829E | 151411.24 |  |  |  | WAC UGCP2022 URD FAULT REPAIR | WAC UGCP2022 URD FAULT REPAIR AND INJECT CAPITAL | 2023-01-03
3574829E |  | 151411.24 | 367 | 0020 | CONDUCTOR, ALUMINUM, LESS THEN 4/0
3574832E | 120472.26 |  |  |  | WFS UGCP2022 FAULT REPAIR AND | WFS UGCP2022 FAULT REPAIR AND INJECTION CAPITAL | 2023-01-03
3574832E |  | 120472.26 | 367 | 0020 | CONDUCTOR, ALUMINUM, LESS THEN 4/0
3574932E | 183227.45 |  |  |  | MTN/MSQ - TORRINGTON ARCADIA T | MTN/MSQ - TORRINGTON ARCADIA TRAILS - BALCH SPRINGS - HM | 2023-06-20
3574932E |  | 1832.27 | 364 | 0001 | SINGLE CROSSARM
3574932E |  | 5496.82 | 364 | 0280 | POLE, WOOD, 45'
3574932E |  | 47639.13 | 366 | 1010 | CONDUIT
3574932E |  | 14658.19 | 366 | 1400 | PADS OR FOUNDATIONS, SMALL, LESS THAN 50 SQ FT
3574932E |  | 3664.54 | 366 | 1410 | PADS OR FOUNDATIONS, MEDIUM, 50-100 SQ FT
3574932E |  | 69626.47 | 367 | 0020 | CONDUCTOR, ALUMINUM, LESS THEN 4/0
3574932E |  | 3664.54 | 367 | 0100 | FAULT INDICATOR
3574932E |  | 36645.49 | 369 | 1200 | SERVICE, UNDERGROUND, GREATER THAN 4/0, SINGLE PH
3574957E | 177078.92 |  |  |  | MSQ:OFFSITE KIPP SCHOOL | MSQ:OFFSITE KIPP SCHOOL | 2023-01-27
3574957E |  | 14166.31 | 364 | 0001 | SINGLE CROSSARM
3574957E |  | 15937.09 | 364 | 0280 | POLE, WOOD, 45'
3574957E |  | 3541.57 | 364 | 0300 | POLE, WOOD, 50'
3574957E |  | 14166.31 | 365 | 0020 | CONDUCTOR, ALUMINUM, 4/0 AND GREATER
3574957E |  | 129267.64 | 367 | 0025 | CONDUCTOR, ALUMINUM, 4/0 AND GREATER
3574977E | 172590.81 |  |  |  | FWNDECROSE AVE APARTMENTSRH | FWNDECROSE AVE APARTMENTSRH | 2023-04-12
3574977E |  | 1725.89 | 364 | 0001 | SINGLE CROSSARM
3574977E |  | 1725.89 | 364 | 0280 | POLE, WOOD, 45'
3574977E |  | 53503.14 | 366 | 1010 | CONDUIT
3574977E |  | 5177.71 | 366 | 1200 | MANHOLE, 0-100 CU FT
3574977E |  | 10355.44 | 366 | 1400 | PADS OR FOUNDATIONS, SMALL, LESS THAN 50 SQ FT
3574977E |  | 69036.42 | 367 | 0020 | CONDUCTOR, ALUMINUM, LESS THEN 4/0
3574977E |  | 3451.8 | 367 | 0100 | FAULT INDICATOR
3574977E |  | 27614.52 | 369 | 1200 | SERVICE, UNDERGROUND, GREATER THAN 4/0, SINGLE PH
3575306E | 129399.67 |  |  |  | MSQ - MSQ - TOWN EAST SLT INST | MSQ - MSQ - TOWN EAST SLT INSTALL - CEB | 2023-03-31
3575306E |  | 1293.99 | 367 | 0020 | CONDUCTOR, ALUMINUM, LESS THEN 4/0
3575306E |  | 12939.96 | 373 | 0025 | CONDUCTOR, ALUMINUM, UNDERGROUND
3575306E |  | 54347.85 | 373 | 1260 | LUMINAIRE, LED, 151W TO 300W
3575306E |  | 60817.87 | 373 | 1520 | STANDARD, METAL, ABOVE 25'
3575369E | 210042.64 |  |  |  | KRT:TEM WATERS CROSSING DH | KRT:TEM WATERS CROSSING DH | 2023-05-02
3575369E |  | 2100.42 | 364 | 0001 | SINGLE CROSSARM
3575369E |  | 2100.42 | 364 | 0280 | POLE, WOOD, 45'
3575369E |  | 69314.14 | 366 | 1010 | CONDUIT
3575369E |  | 27305.53 | 366 | 1150 | SECONDARY BOX
3575369E |  | 8401.7 | 366 | 1400 | PADS OR FOUNDATIONS, SMALL, LESS THAN 50 SQ FT
3575369E |  | 35707.24 | 367 | 0020 | CONDUCTOR, ALUMINUM, LESS THEN 4/0
3575369E |  | 42008.52 | 367 | 0025 | CONDUCTOR, ALUMINUM, 4/0 AND GREATER
3575369E |  | 2100.42 | 367 | 0100 | FAULT INDICATOR
3575369E |  | 2100.42 | 373 | 0025 | CONDUCTOR, ALUMINUM, UNDERGROUND
3575369E |  | 4200.85 | 373 | 1200 | LUMINAIRE, OTHER, 100W
3575369E |  | 4200.85 | 373 | 1375 | CONDUIT
3575369E |  | 10502.13 | 373 | 1625 | STANDARD, OTHER, 25' AND UNDER
3575411E | 1188640.69 |  |  |  | SNY TARGA RESOURCES PS4 OFFSIT | SNY TARGA RESOURCES PS4 OFFSITE CS-PWR | 2023-04-03
3575411E |  | 106977.64 | 364 | 0001 | SINGLE CROSSARM
3575411E |  | 11886.39 | 364 | 0002 | DOUBLE CROSSARMS
3575411E |  | 261500.94 | 364 | 0300 | POLE, WOOD, 50'
3575411E |  | 47545.61 | 364 | 0320 | POLE, WOOD, 55'
3575411E |  | 11886.39 | 364 | 0335 | POLE, WOOD, 60'
3575411E |  | 83204.84 | 365 | 0010 | CONDUCTOR, ALUMINUM, LESS THAN 4/0
3575411E |  | 558661.28 | 365 | 0020 | CONDUCTOR, ALUMINUM, 4/0 AND GREATER
3575411E |  | 23772.8 | 365 | 6010 | AIRBREAK SWITCH, WITH OR WITHOUT OPERATOR
3575411E |  | 23772.8 | 366 | 1010 | CONDUIT
3575411E |  | 47545.61 | 367 | 0025 | CONDUCTOR, ALUMINUM, 4/0 AND GREATER
3575411E |  | 11886.39 | 367 | 0100 | FAULT INDICATOR
3575414E | 625351.67 |  |  |  | SNY TARGA RESOURCES PS4 OFFSIT | SNY TARGA RESOURCES PS4 OFFSITE CS-PWR | 2023-04-03
3575414E |  | 56281.65 | 364 | 0001 | SINGLE CROSSARM
3575414E |  | 162591.43 | 364 | 0300 | POLE, WOOD, 50'
3575414E |  | 12507.03 | 364 | 0320 | POLE, WOOD, 55'
3575414E |  | 12507.03 | 364 | 0335 | POLE, WOOD, 60'
3575414E |  | 50028.13 | 365 | 0010 | CONDUCTOR, ALUMINUM, LESS THAN 4/0
3575414E |  | 331436.4 | 365 | 0020 | CONDUCTOR, ALUMINUM, 4/0 AND GREATER
3575547E | 144648.29 |  |  |  | 2022NWFS084 DRY FORK SUB JMR P | 2022NWFS084 DRY FORK SUB JMR P1 - S4, S6, S7, S9 - S14 | 2023-02-23
3575547E |  | 43698.23 | 364 | 0001 | SINGLE CROSSARM
3575547E |  | 11933.47 | 364 | 0280 | POLE, WOOD, 45'
3575547E |  | 17328.85 | 364 | 0300 | POLE, WOOD, 50'
3575547E |  | 16359.7 | 365 | 0020 | CONDUCTOR, ALUMINUM, 4/0 AND GREATER
3575547E |  | 55328.04 | 365 | 6010 | AIRBREAK SWITCH, WITH OR WITHOUT OPERATOR
3576044E | 166776.58 |  |  |  | ODE 19 TS 2022 TRIPSAVERS PH 1 | ODE 19 TS 2022 TRIPSAVERS PH 1 ODESSA FEEDERS BA | 2023-04-04
3576044E |  | 5003.29 | 364 | 0001 | SINGLE CROSSARM
3576044E |  | 161773.29 | 365 | 6015 | RECLOSER,SINGLE PHASE,13.2KV AND UNDER,0-3000 AMP
3576046E | 146412.15 |  |  |  | ODE 19 TS 2022 TRIPSAVERS PH 1 | ODE 19 TS 2022 TRIPSAVERS PH 1 ODESSA FEEDERS BA | 2023-04-04
3576046E |  | 2928.24 | 364 | 0001 | SINGLE CROSSARM
3576046E |  | 143483.91 | 365 | 6015 | RECLOSER,SINGLE PHASE,13.2KV AND UNDER,0-3000 AMP
3576050E | 152099.6 |  |  |  | ODE 15 TS 2022 TRIPSAVERS PH 1 | ODE 15 TS 2022 TRIPSAVERS PH 1 ODESSA FEEDERS BA | 2023-04-04
3576050E |  | 4562.98 | 364 | 0001 | SINGLE CROSSARM
3576050E |  | 147536.62 | 365 | 6015 | RECLOSER,SINGLE PHASE,13.2KV AND UNDER,0-3000 AMP
3576354E | 176435.09 |  |  |  | BIG 24 TS 2022 TRIPSAVERS PH 1 | BIG 24 TS 2022 TRIPSAVERS PH 1 BIG SPRING FEEDERS BA | 2023-04-04
3576354E |  | 3528.7 | 364 | 0001 | SINGLE CROSSARM
3576354E |  | 172906.39 | 365 | 6015 | RECLOSER,SINGLE PHASE,13.2KV AND UNDER,0-3000 AMP
3576424E | 140647.91 |  |  |  | STN 13 TS 2022 TRIPSAVERS PH 1 | STN 13 TS 2022 TRIPSAVERS PH 1 STANTON FEEDERS BA | 2023-04-04
3576424E |  | 2812.95 | 364 | 0001 | SINGLE CROSSARM
3576424E |  | 137834.96 | 365 | 6015 | RECLOSER,SINGLE PHASE,13.2KV AND UNDER,0-3000 AMP
3576676E | 181559.01 |  |  |  | BEN/FTW: MODDERA WALSH OFFSITE | BEN/FTW: MODDERA WALSH OFFSITE - | 2023-05-30
3576676E |  | 19971.49 | 366 | 1010 | CONDUIT
3576676E |  | 14524.72 | 366 | 1100 | PRIMARY BOX
3576676E |  | 7262.36 | 366 | 1410 | PADS OR FOUNDATIONS, MEDIUM, 50-100 SQ FT
3576676E |  | 50836.52 | 367 | 0025 | CONDUCTOR, ALUMINUM, 4/0 AND GREATER
3576676E |  | 1815.59 | 367 | 0100 | FAULT INDICATOR
3576676E |  | 87148.33 | 367 | 5190 | SWITCHGEAR, PADMOUNT, 25KV
3576704E | 635754.17 |  |  |  | DESDESPRAIRIE RIDGE PH 4SM | DESDESPRAIRIE RIDGE PH 4SM | 2023-03-27
3576704E |  | 133508.55 | 366 | 1010 | CONDUIT
3576704E |  | 120793.27 | 366 | 1100 | PRIMARY BOX
3576704E |  | 25430.15 | 366 | 1150 | SECONDARY BOX
3576704E |  | 6357.53 | 366 | 1200 | MANHOLE, 0-100 CU FT
3576704E |  | 12715.06 | 366 | 1400 | PADS OR FOUNDATIONS, SMALL, LESS THAN 50 SQ FT
3576704E |  | 6357.53 | 366 | 1420 | PADS OR FOUNDATIONS, LARGE, OVER 100 SQ FT
3576704E |  | 44502.78 | 367 | 0020 | CONDUCTOR, ALUMINUM, LESS THEN 4/0
3576704E |  | 127150.83 | 367 | 0025 | CONDUCTOR, ALUMINUM, 4/0 AND GREATER
3576704E |  | 6357.53 | 367 | 0100 | FAULT INDICATOR
3576704E |  | 57217.86 | 367 | 5190 | SWITCHGEAR, PADMOUNT, 25KV
3576704E |  | 6357.53 | 373 | 0025 | CONDUCTOR, ALUMINUM, UNDERGROUND
3576704E |  | 31787.7 | 373 | 1250 | LUMINAIRE, LED, 40W TO 150W
3576704E |  | 6357.53 | 373 | 1375 | CONDUIT
3576704E |  | 50860.32 | 373 | 1625 | STANDARD, OTHER, 25' AND UNDER
3576718E | 529847.79 |  |  |  | DESDESOAKMONT PHASE 3DT | DESDESOAKMONT PHASE 3DT | 2023-03-31
3576718E |  | 127163.52 | 366 | 1010 | CONDUIT
3576718E |  | 47686.29 | 366 | 1150 | SECONDARY BOX
3576718E |  | 21193.91 | 366 | 1400 | PADS OR FOUNDATIONS, SMALL, LESS THAN 50 SQ FT
3576718E |  | 79477.17 | 367 | 0020 | CONDUCTOR, ALUMINUM, LESS THEN 4/0
3576718E |  | 74178.69 | 367 | 0025 | CONDUCTOR, ALUMINUM, 4/0 AND GREATER
3576718E |  | 5298.47 | 367 | 0100 | FAULT INDICATOR
3576718E |  | 5298.47 | 373 | 0025 | CONDUCTOR, ALUMINUM, UNDERGROUND
3576718E |  | 58283.25 | 373 | 1250 | LUMINAIRE, LED, 40W TO 150W
3576718E |  | 10596.95 | 373 | 1375 | CONDUIT
3576718E |  | 100671.07 | 373 | 1625 | STANDARD, OTHER, 25' AND UNDER
3576769E | 374619.06 |  |  |  | TER 2022MTER083 P1 P2 S11 S12 | TER 2022MTER083 P1,P2 S11,S12,S14,S15,S16 JTK | 2023-03-31
3576769E |  | 56192.84 | 364 | 0001 | SINGLE CROSSARM
3576769E |  | 37461.89 | 364 | 0260 | POLE, WOOD, 40'
3576769E |  | 71177.6 | 364 | 0280 | POLE, WOOD, 45'
3576769E |  | 7492.36 | 364 | 0320 | POLE, WOOD, 55'
3576769E |  | 3746.18 | 365 | 0010 | CONDUCTOR, ALUMINUM, LESS THAN 4/0
3576769E |  | 194802.01 | 365 | 0020 | CONDUCTOR, ALUMINUM, 4/0 AND GREATER
3576769E |  | 3746.18 | 373 | 1515 | STANDARD, METAL, 25' AND UNDER
3576774E | 836495.74 |  |  |  | DES UGCP2022 URD FAULT REPAIRE | DES UGCP2022 URD FAULT REPAIRE & INJECT - CAPITAL | 2023-01-24
3576774E |  | 836495.74 | 367 | 0020 | CONDUCTOR, ALUMINUM, LESS THEN 4/0
3576781E | 914510.8 |  |  |  | MSQ UGCP2022 URD FAULT REPAIR | MSQ UGCP2022 URD FAULT REPAIR & INJECT CAPITAL | 2023-05-15
3576781E |  | 914510.8 | 367 | 0020 | CONDUCTOR, ALUMINUM, LESS THEN 4/0
3576791E | 202144.46 |  |  |  | DNO UGCP2022 URD FAULT REPAIR | DNO UGCP2022 URD FAULT REPAIR & CAPITAL | 2023-01-24
3576791E |  | 202144.46 | 367 | 0020 | CONDUCTOR, ALUMINUM, LESS THEN 4/0
3576792E | 1190380.3 |  |  |  | FBR UGCP2022 URD FAULT REPAIR | FBR UGCP2022 URD FAULT REPAIR & INJECT CAPITAL | 2023-01-24
3576792E |  | 1190380.3 | 367 | 0020 | CONDUCTOR, ALUMINUM, LESS THEN 4/0
3576794E | 1040021.43 |  |  |  | MCK UGCP2022 URD FAULT REPAIR | MCK UGCP2022 URD FAULT REPAIR & INJECT CAPITAL | 2023-05-15
3576794E |  | 1040021.43 | 367 | 0020 | CONDUCTOR, ALUMINUM, LESS THEN 4/0
3576809E | 160873.94 |  |  |  | TER_2022MTER083-P1-P2_S11,S12, | TER_2022MTER083-P1-P2_S11,S12,S15,S16_TKM | 2023-03-31
3576809E |  | 24131.07 | 364 | 0001 | SINGLE CROSSARM
3576809E |  | 33783.51 | 364 | 0260 | POLE, WOOD, 40'
3576809E |  | 12869.9 | 364 | 0280 | POLE, WOOD, 45'
3576809E |  | 3217.47 | 365 | 0010 | CONDUCTOR, ALUMINUM, LESS THAN 4/0
3576809E |  | 43436.05 | 365 | 0020 | CONDUCTOR, ALUMINUM, 4/0 AND GREATER
3576809E |  | 41827.21 | 365 | 6015 | RECLOSER,SINGLE PHASE,13.2KV AND UNDER,0-3000 AMP
3576809E |  | 1608.73 | 367 | 0100 | FAULT INDICATOR
3576986E | 427507 |  |  |  | LAS BIRCH FAT TONY PME 10 OFFS | LAS BIRCH FAT TONY PME 10 OFFSITE-1 CS-PE | 2023-04-03
3576986E |  | 38475.63 | 364 | 0001 | SINGLE CROSSARM
3576986E |  | 115426.89 | 364 | 0300 | POLE, WOOD, 50'
3576986E |  | 8550.14 | 364 | 0335 | POLE, WOOD, 60'
3576986E |  | 29925.49 | 365 | 0010 | CONDUCTOR, ALUMINUM, LESS THAN 4/0
3576986E |  | 235128.85 | 365 | 0020 | CONDUCTOR, ALUMINUM, 4/0 AND GREATER
3576987E | 581618.81 |  |  |  | LAS BIRCH FAT TONY PME 10 OFFS | LAS BIRCH FAT TONY PME 10 OFFSITE -2-CS-PE | 2023-04-04
3576987E |  | 52345.68 | 364 | 0001 | SINGLE CROSSARM
3576987E |  | 127956.13 | 364 | 0300 | POLE, WOOD, 50'
3576987E |  | 5816.18 | 364 | 0320 | POLE, WOOD, 55'
3576987E |  | 5816.18 | 364 | 0335 | POLE, WOOD, 60'
3576987E |  | 331522.8 | 365 | 0020 | CONDUCTOR, ALUMINUM, 4/0 AND GREATER
3576987E |  | 17448.55 | 366 | 1010 | CONDUIT
3576987E |  | 34897.11 | 367 | 0025 | CONDUCTOR, ALUMINUM, 4/0 AND GREATER
3576987E |  | 5816.18 | 367 | 0100 | FAULT INDICATOR
3576988E | 1914785.41 |  |  |  | LAS BIRCH FAT TONY PME 10 OFFS | LAS BIRCH FAT TONY PME 10 OFFSITE - 3 - CS-PE | 2023-04-04
3576988E |  | 191478.53 | 364 | 0001 | SINGLE CROSSARM
3576988E |  | 19147.84 | 364 | 0280 | POLE, WOOD, 45'
3576988E |  | 134034.97 | 364 | 0300 | POLE, WOOD, 50'
3576988E |  | 325513.51 | 364 | 0320 | POLE, WOOD, 55'
3576988E |  | 19147.84 | 364 | 0335 | POLE, WOOD, 60'
3576988E |  | 38295.7 | 365 | 0010 | CONDUCTOR, ALUMINUM, LESS THAN 4/0
3576988E |  | 842505.68 | 365 | 0020 | CONDUCTOR, ALUMINUM, 4/0 AND GREATER
3576988E |  | 38295.7 | 365 | 5650 | DIST AUTOMATION CONTROL OVERHEAD
3576988E |  | 76591.41 | 366 | 1010 | CONDUIT
3576988E |  | 210626.39 | 367 | 0025 | CONDUCTOR, ALUMINUM, 4/0 AND GREATER
3576988E |  | 19147.84 | 367 | 0100 | FAULT INDICATOR
3577122E | 105002.83 |  |  |  | FBR/IRV/RECONDUCTOR OH TO CORD | FBR/IRV/RECONDUCTOR OH TO CORDOBA ESTATES/RLH | 2023-03-27
3577122E |  | 5250.13 | 364 | 0001 | SINGLE CROSSARM
3577122E |  | 14700.37 | 364 | 0280 | POLE, WOOD, 45'
3577122E |  | 4200.09 | 364 | 0300 | POLE, WOOD, 50'
3577122E |  | 9450.23 | 364 | 0320 | POLE, WOOD, 55'
3577122E |  | 10500.27 | 364 | 0335 | POLE, WOOD, 60'
3577122E |  | 2100.04 | 365 | 0010 | CONDUCTOR, ALUMINUM, LESS THAN 4/0
3577122E |  | 15750.41 | 365 | 0020 | CONDUCTOR, ALUMINUM, 4/0 AND GREATER
3577122E |  | 2100.04 | 365 | 1000 | FAULT INDICATOR
3577122E |  | 6300.15 | 366 | 1010 | CONDUIT
3577122E |  | 34651.1 | 367 | 0025 | CONDUCTOR, ALUMINUM, 4/0 AND GREATER
3577268E | 290429.89 |  |  |  | 2022NKIL002 COPPERAS COVE 1402 | 2022NKIL002 COPPERAS COVE 1402 P1 S1,2,5 | 2023-05-04
3577268E |  | 46468.78 | 364 | 0001 | SINGLE CROSSARM
3577268E |  | 66798.87 | 364 | 0280 | POLE, WOOD, 45'
3577268E |  | 14521.49 | 364 | 0300 | POLE, WOOD, 50'
3577268E |  | 34851.58 | 365 | 0010 | CONDUCTOR, ALUMINUM, LESS THAN 4/0
3577268E |  | 121980.59 | 365 | 0020 | CONDUCTOR, ALUMINUM, 4/0 AND GREATER
3577268E |  | 2904.29 | 366 | 1010 | CONDUIT
3577268E |  | 2904.29 | 367 | 0025 | CONDUCTOR, ALUMINUM, 4/0 AND GREATER
3577283E | 371840.8 |  |  |  | 2022NLUF001 ISP P1 S1,2,3,5 | 2022NLUF001 ISP P1 S1,2,3,5 | 2023-04-18
3577283E |  | 18592.03 | 364 | 0001 | SINGLE CROSSARM
3577283E |  | 3718.4 | 364 | 0002 | DOUBLE CROSSARMS
3577283E |  | 22310.43 | 364 | 0280 | POLE, WOOD, 45'
3577283E |  | 14873.62 | 364 | 0320 | POLE, WOOD, 55'
3577283E |  | 3718.4 | 364 | 0335 | POLE, WOOD, 60'
3577283E |  | 7436.81 | 365 | 0010 | CONDUCTOR, ALUMINUM, LESS THAN 4/0
3577283E |  | 92960.19 | 365 | 0020 | CONDUCTOR, ALUMINUM, 4/0 AND GREATER
3577283E |  | 78086.55 | 366 | 1010 | CONDUIT
3577283E |  | 26028.84 | 366 | 1100 | PRIMARY BOX
3577283E |  | 100397.13 | 367 | 0025 | CONDUCTOR, ALUMINUM, 4/0 AND GREATER
3577283E |  | 3718.4 | 367 | 0100 | FAULT INDICATOR
3577297E | 236425.4 |  |  |  | ODE UGCP2022 URD FAULT REPAIR | ODE UGCP2022 URD FAULT REPAIR AND INJECT CAPITAL | 2023-01-03
3577297E |  | 236425.4 | 367 | 0020 | CONDUCTOR, ALUMINUM, LESS THEN 4/0
3577440E | 151657.6 |  |  |  | 21-P121-TS-FWN-NMAIN0241-NMAIN | 21-P121-TS-FWN-NMAIN0241-NMAIN0282-SPRDL4811-RECON2 | 2022-12-27
3577440E |  | 25781.78 | 364 | 0001 | SINGLE CROSSARM
3577440E |  | 19715.47 | 364 | 0300 | POLE, WOOD, 50'
3577440E |  | 22748.63 | 364 | 0320 | POLE, WOOD, 55'
3577440E |  | 10616.02 | 365 | 0010 | CONDUCTOR, ALUMINUM, LESS THAN 4/0
3577440E |  | 72795.7 | 365 | 0020 | CONDUCTOR, ALUMINUM, 4/0 AND GREATER
3577607E | 108204.98 |  |  |  | KRTRRKSALERNO SEC.14 JJ | KRTRRKSALERNO SEC.14 JJ | 2023-06-16
3577607E |  | 33543.62 | 366 | 1010 | CONDUIT
3577607E |  | 7574.34 | 366 | 1150 | SECONDARY BOX
3577607E |  | 4328.19 | 366 | 1400 | PADS OR FOUNDATIONS, SMALL, LESS THAN 50 SQ FT
3577607E |  | 16230.74 | 367 | 0020 | CONDUCTOR, ALUMINUM, LESS THEN 4/0
3577607E |  | 20558.94 | 367 | 0025 | CONDUCTOR, ALUMINUM, 4/0 AND GREATER
3577607E |  | 1082.04 | 367 | 0100 | FAULT INDICATOR
3577607E |  | 1082.04 | 373 | 0025 | CONDUCTOR, ALUMINUM, UNDERGROUND
3577607E |  | 4328.19 | 373 | 1250 | LUMINAIRE, LED, 40W TO 150W
3577607E |  | 5410.24 | 373 | 1375 | CONDUIT
3577607E |  | 14066.64 | 373 | 1520 | STANDARD, METAL, ABOVE 25'
3577611E | 321261.96 |  |  |  | RRK: SALERNO PHASE 5-JJ | RRK: SALERNO PHASE 5-JJ | 2023-06-16
3577611E |  | 77102.93 | 366 | 1010 | CONDUIT
3577611E |  | 28913.57 | 366 | 1150 | SECONDARY BOX
3577611E |  | 12850.47 | 366 | 1400 | PADS OR FOUNDATIONS, SMALL, LESS THAN 50 SQ FT
3577611E |  | 54614.53 | 367 | 0020 | CONDUCTOR, ALUMINUM, LESS THEN 4/0
3577611E |  | 32126.19 | 367 | 0025 | CONDUCTOR, ALUMINUM, 4/0 AND GREATER
3577611E |  | 3212.61 | 367 | 0100 | FAULT INDICATOR
3577611E |  | 19275.71 | 373 | 1250 | LUMINAIRE, LED, 40W TO 150W
3577611E |  | 28913.57 | 373 | 1375 | CONDUIT
3577611E |  | 61039.77 | 373 | 1520 | STANDARD, METAL, ABOVE 25'
3577611E |  | 3212.61 | 373 | 1640 | MANHOLE (USED EXCLUSIVELY FOR STREET LIGHTING)
3577693E | 713969.86 |  |  |  | 2022MIRV003-S1-11- INWOOD SUB | 2022MIRV003-S1-11- INWOOD SUB NEW FDR EXIT- ELECTRIC ONLY | 2023-02-09
3577693E |  | 175208.2 | 367 | 0015 | CONDUCTOR, COPPER, 2/0 AND GREATER
3577693E |  | 538761.66 | 367 | 0025 | CONDUCTOR, ALUMINUM, 4/0 AND GREATER
3577705E | 135375.54 |  |  |  | 2022NMDL002R01 CENTRALIA SUB P | 2022NMDL002R01 CENTRALIA SUB P1 P3 S3 S6 S7 | 2022-12-17
3577705E |  | 2707.5 | 364 | 0001 | SINGLE CROSSARM
3577705E |  | 12183.79 | 364 | 0280 | POLE, WOOD, 45'
3577705E |  | 2707.5 | 365 | 0020 | CONDUCTOR, ALUMINUM, 4/0 AND GREATER
3577705E |  | 10830.03 | 366 | 1010 | CONDUIT
3577705E |  | 104239.22 | 367 | 0025 | CONDUCTOR, ALUMINUM, 4/0 AND GREATER
3577705E |  | 2707.5 | 367 | 0100 | FAULT INDICATOR
3578138E | 346346.16 |  |  |  | WAX: MID: PROVIDENT REALITY BL | WAX: MID: PROVIDENT REALITY BLDG 1/2 @ DISCOVERY LN - SV | 2023-01-13
3578138E |  | 3463.43 | 364 | 0001 | SINGLE CROSSARM
3578138E |  | 3463.43 | 364 | 0280 | POLE, WOOD, 45'
3578138E |  | 3463.43 | 365 | 0010 | CONDUCTOR, ALUMINUM, LESS THAN 4/0
3578138E |  | 96976.9 | 366 | 1010 | CONDUIT
3578138E |  | 48488.44 | 366 | 1100 | PRIMARY BOX
3578138E |  | 24244.2 | 367 | 0020 | CONDUCTOR, ALUMINUM, LESS THEN 4/0
3578138E |  | 121221.38 | 367 | 0025 | CONDUCTOR, ALUMINUM, 4/0 AND GREATER
3578138E |  | 41561.52 | 367 | 5190 | SWITCHGEAR, PADMOUNT, 25KV
3578138E |  | 3463.43 | 369 | 1300 | SERVICE, UNDERGROUND, 4/0 AND LESS,3 PHASES
3578168E | 331586.61 |  |  |  | MCK/MCK - PROVIDENCE POINT 2 - | MCK/MCK - PROVIDENCE POINT 2 - PRINCETON - AG | 2023-05-17
3578168E |  | 3315.86 | 364 | 0260 | POLE, WOOD, 40'
3578168E |  | 132634.64 | 366 | 1010 | CONDUIT
3578168E |  | 9947.59 | 366 | 1150 | SECONDARY BOX
3578168E |  | 16579.33 | 366 | 1400 | PADS OR FOUNDATIONS, SMALL, LESS THAN 50 SQ FT
3578168E |  | 145898.13 | 367 | 0020 | CONDUCTOR, ALUMINUM, LESS THEN 4/0
3578168E |  | 16579.33 | 367 | 0025 | CONDUCTOR, ALUMINUM, 4/0 AND GREATER
3578168E |  | 6631.73 | 367 | 0100 | FAULT INDICATOR
3578227E | 1066453.6 |  |  |  | TER 2022MTER083 P1 P2 S6 S9 S1 | TER_2022MTER083_P1-P2-S11_TS | 2023-03-22
3578227E |  | 34659.74 | 364 | 0001 | SINGLE CROSSARM
3578227E |  | 5438.9 | 364 | 0260 | POLE, WOOD, 40'
3578227E |  | 152822.79 | 364 | 0280 | POLE, WOOD, 45'
3578227E |  | 9918.01 | 364 | 0300 | POLE, WOOD, 50'
3578227E |  | 78704.26 | 364 | 0320 | POLE, WOOD, 55'
3578227E |  | 232380.34 | 365 | 0020 | CONDUCTOR, ALUMINUM, 4/0 AND GREATER
3578227E |  | 189295.5 | 366 | 1010 | CONDUIT
3578227E |  | 15890.14 | 366 | 1100 | PRIMARY BOX
3578227E |  | 167646.5 | 367 | 0025 | CONDUCTOR, ALUMINUM, 4/0 AND GREATER
3578227E |  | 179697.42 | 367 | 0100 | FAULT INDICATOR
3578240E | 120941.57 |  |  |  | KRTTEMLEGACY RANCH PH 2MM | KRTTEMLEGACY RANCH PH 2MM | 2023-06-28
3578240E |  | 42329.59 | 366 | 1010 | CONDUIT
3578240E |  | 9675.32 | 366 | 1150 | SECONDARY BOX
3578240E |  | 4837.66 | 366 | 1400 | PADS OR FOUNDATIONS, SMALL, LESS THAN 50 SQ FT
3578240E |  | 27816.56 | 367 | 0020 | CONDUCTOR, ALUMINUM, LESS THEN 4/0
3578240E |  | 22978.89 | 367 | 0025 | CONDUCTOR, ALUMINUM, 4/0 AND GREATER
3578240E |  | 1209.41 | 373 | 0025 | CONDUCTOR, ALUMINUM, UNDERGROUND
3578240E |  | 2418.83 | 373 | 1200 | LUMINAIRE, OTHER, 100W
3578240E |  | 3628.24 | 373 | 1375 | CONDUIT
3578240E |  | 6047.07 | 373 | 1625 | STANDARD, OTHER, 25' AND UNDER
3578260E | 392982.76 |  |  |  | FWN/FWN: BAILEY PARK PHASE 3 J | FWN/FWN: BAILEY PARK PHASE 3 JH/ | 2023-02-14
3578260E |  | 125754.64 | 366 | 1010 | CONDUIT
3578260E |  | 11789.47 | 366 | 1100 | PRIMARY BOX
3578260E |  | 31438.6 | 366 | 1150 | SECONDARY BOX
3578260E |  | 3929.81 | 366 | 1200 | MANHOLE, 0-100 CU FT
3578260E |  | 11789.47 | 366 | 1400 | PADS OR FOUNDATIONS, SMALL, LESS THAN 50 SQ FT
3578260E |  | 3929.81 | 366 | 1410 | PADS OR FOUNDATIONS, MEDIUM, 50-100 SQ FT
3578260E |  | 74666.7 | 367 | 0020 | CONDUCTOR, ALUMINUM, LESS THEN 4/0
3578260E |  | 94315.85 | 367 | 0025 | CONDUCTOR, ALUMINUM, 4/0 AND GREATER
3578260E |  | 3929.81 | 367 | 0100 | FAULT INDICATOR
3578260E |  | 31438.6 | 367 | 5190 | SWITCHGEAR, PADMOUNT, 25KV
3578265E | 270038.36 |  |  |  | 2022MTER083 P1 P2 S19 KP | TER 2022MTER083 P1,P2-S19 KP | 2023-02-16
3578265E |  | 29704.2 | 364 | 0001 | SINGLE CROSSARM
3578265E |  | 45906.5 | 364 | 0280 | POLE, WOOD, 45'
3578265E |  | 54007.66 | 364 | 0300 | POLE, WOOD, 50'
3578265E |  | 29704.2 | 365 | 0010 | CONDUCTOR, ALUMINUM, LESS THAN 4/0
3578265E |  | 110715.8 | 365 | 0020 | CONDUCTOR, ALUMINUM, 4/0 AND GREATER
3578367E | 250532.52 |  |  |  | EAS/TYL - THE CROSSING AT MISS | EAS/TYL - THE CROSSING AT MISSION RIDGE - LINDALE - CP | 2023-05-17
3578367E |  | 626.32 | 364 | 0001 | SINGLE CROSSARM
3578367E |  | 2104.46 | 364 | 0260 | POLE, WOOD, 40'
3578367E |  | 72103.38 | 366 | 1010 | CONDUIT
3578367E |  | 23925.85 | 366 | 1150 | SECONDARY BOX
3578367E |  | 19316.04 | 366 | 1400 | PADS OR FOUNDATIONS, SMALL, LESS THAN 50 SQ FT
3578367E |  | 42039.35 | 367 | 0020 | CONDUCTOR, ALUMINUM, LESS THEN 4/0
3578367E |  | 22472.76 | 367 | 0025 | CONDUCTOR, ALUMINUM, 4/0 AND GREATER
3578367E |  | 6914.69 | 367 | 0100 | FAULT INDICATOR
3578367E |  | 4710 | 373 | 0025 | CONDUCTOR, ALUMINUM, UNDERGROUND
3578367E |  | 21896.53 | 373 | 1250 | LUMINAIRE, LED, 40W TO 150W
3578367E |  | 6964.79 | 373 | 1375 | CONDUIT
3578367E |  | 27458.35 | 373 | 1625 | STANDARD, OTHER, 25' AND UNDER
3578381E | 165845.28 |  |  |  | 2022MTER083 CADDO MILLS HWY 66 | 2022MTER083 CADDO MILLS HWY 66 P1, P2 S19 | 2023-03-31
3578381E |  | 76288.84 | 364 | 0320 | POLE, WOOD, 55'
3578381E |  | 18242.98 | 365 | 0010 | CONDUCTOR, ALUMINUM, LESS THAN 4/0
3578381E |  | 71313.46 | 365 | 0020 | CONDUCTOR, ALUMINUM, 4/0 AND GREATER
3578655E | 106411.84 |  |  |  | MTN/MSQ - BRADLEY ESTATES - JO | MTN/MSQ - BRADLEY ESTATES - JOSEPHINE - CR | 2023-05-04
3578655E |  | 6384.71 | 364 | 0260 | POLE, WOOD, 40'
3578655E |  | 1064.11 | 365 | 0010 | CONDUCTOR, ALUMINUM, LESS THAN 4/0
3578655E |  | 37244.17 | 366 | 1010 | CONDUIT
3578655E |  | 12769.42 | 366 | 1150 | SECONDARY BOX
3578655E |  | 7448.82 | 366 | 1400 | PADS OR FOUNDATIONS, SMALL, LESS THAN 50 SQ FT
3578655E |  | 17025.89 | 367 | 0020 | CONDUCTOR, ALUMINUM, LESS THEN 4/0
3578655E |  | 24474.72 | 367 | 0025 | CONDUCTOR, ALUMINUM, 4/0 AND GREATER
3578953E | 199696.17 |  |  |  | MID:MID FAUDREE RD RELOCATION. | MID:MID FAUDREE RD RELOCATION.DH-PWR | 2023-03-31
3578953E |  | 1996.97 | 364 | 0001 | SINGLE CROSSARM
3578953E |  | 1996.97 | 365 | 0010 | CONDUCTOR, ALUMINUM, LESS THAN 4/0
3578953E |  | 35945.31 | 366 | 1010 | CONDUIT
3578953E |  | 3993.9 | 366 | 1100 | PRIMARY BOX
3578953E |  | 1996.97 | 366 | 1400 | PADS OR FOUNDATIONS, SMALL, LESS THAN 50 SQ FT
3578953E |  | 1996.97 | 366 | 1405 | PADS OR FOUNDATIONS, CONCRETE, 50 - 100 SQ FT
3578953E |  | 7987.85 | 366 | 1420 | PADS OR FOUNDATIONS, LARGE, OVER 100 SQ FT
3578953E |  | 13978.73 | 367 | 0020 | CONDUCTOR, ALUMINUM, LESS THEN 4/0
3578953E |  | 43933.15 | 367 | 0025 | CONDUCTOR, ALUMINUM, 4/0 AND GREATER
3578953E |  | 1996.97 | 367 | 0100 | FAULT INDICATOR
3578953E |  | 79878.44 | 367 | 5190 | SWITCHGEAR, PADMOUNT, 25KV
3578953E |  | 1996.97 | 369 | 1100 | SERVICE, UNDERGROUND, 4/0 AND LESS, SINGLE PHASE
3578953E |  | 1996.97 | 369 | 1300 | SERVICE, UNDERGROUND, 4/0 AND LESS,3 PHASES
3579197E | 300925.21 |  |  |  | MCK-PLA - RELOCATE TEMP SVC AT | MCK-PLA - RELOCATE TEMP SVC AT COLLIN CREEK MALL | 2023-01-11
3579197E |  | 3009.23 | 364 | 0001 | SINGLE CROSSARM
3579197E |  | 6018.48 | 364 | 0280 | POLE, WOOD, 45'
3579197E |  | 3009.23 | 365 | 0010 | CONDUCTOR, ALUMINUM, LESS THAN 4/0
3579197E |  | 6018.48 | 366 | 1010 | CONDUIT
3579197E |  | 3009.23 | 366 | 1410 | PADS OR FOUNDATIONS, MEDIUM, 50-100 SQ FT
3579197E |  | 15046.23 | 367 | 0020 | CONDUCTOR, ALUMINUM, LESS THEN 4/0
3579197E |  | 87268.29 | 367 | 0025 | CONDUCTOR, ALUMINUM, 4/0 AND GREATER
3579197E |  | 3009.23 | 367 | 0100 | FAULT INDICATOR
3579197E |  | 174536.81 | 367 | 5190 | SWITCHGEAR, PADMOUNT, 25KV
3579222E | 661610.18 |  |  |  | DES DES - NIAGRA WATER - LANCA | DES/DES - NIAGRA WATER - LANCASTER - NH | 2023-03-15
3579222E |  | 396.94 | 365 | 0010 | CONDUCTOR, ALUMINUM, LESS THAN 4/0
3579222E |  | 2646.42 | 365 | 0020 | CONDUCTOR, ALUMINUM, 4/0 AND GREATER
3579222E |  | 226337.05 | 366 | 1010 | CONDUIT
3579222E |  | 14026.11 | 366 | 1100 | PRIMARY BOX
3579222E |  | 9527.17 | 366 | 1410 | PADS OR FOUNDATIONS, MEDIUM, 50-100 SQ FT
3579222E |  | 19517.48 | 366 | 1420 | PADS OR FOUNDATIONS, LARGE, OVER 100 SQ FT
3579222E |  | 51340.92 | 367 | 0020 | CONDUCTOR, ALUMINUM, LESS THEN 4/0
3579222E |  | 170563.09 | 367 | 0025 | CONDUCTOR, ALUMINUM, 4/0 AND GREATER
3579222E |  | 5755.98 | 367 | 0100 | FAULT INDICATOR
3579222E |  | 161499.02 | 367 | 5190 | SWITCHGEAR, PADMOUNT, 25KV
3579421E | 111112.12 |  |  |  | 2022MFWE005 SYCAMORE CREEK P1 | 2022MFWE005 SYCAMORE CREEK P1 S11A S11B S12 S13 S14 | 2023-04-25
3579421E |  | 26078.01 | 364 | 0001 | SINGLE CROSSARM
3579421E |  | 10922.31 | 364 | 0280 | POLE, WOOD, 45'
3579421E |  | 944.45 | 365 | 0010 | CONDUCTOR, ALUMINUM, LESS THAN 4/0
3579421E |  | 32511.4 | 365 | 0020 | CONDUCTOR, ALUMINUM, 4/0 AND GREATER
3579421E |  | 40655.95 | 365 | 6010 | AIRBREAK SWITCH, WITH OR WITHOUT OPERATOR
3579424E | 411319.33 |  |  |  | MID: BETENBOUGH SHENANDOAH RID | MID: BETENBOUGH SHENANDOAH RIDGE (123 LOTS) DH | 2023-04-04
3579424E |  | 4113.19 | 364 | 0001 | SINGLE CROSSARM
3579424E |  | 4113.19 | 364 | 0280 | POLE, WOOD, 45'
3579424E |  | 123395.88 | 366 | 1010 | CONDUIT
3579424E |  | 37018.73 | 366 | 1150 | SECONDARY BOX
3579424E |  | 12339.57 | 366 | 1200 | MANHOLE, 0-100 CU FT
3579424E |  | 16452.77 | 366 | 1400 | PADS OR FOUNDATIONS, SMALL, LESS THAN 50 SQ FT
3579424E |  | 86377.05 | 367 | 0020 | CONDUCTOR, ALUMINUM, LESS THEN 4/0
3579424E |  | 49358.31 | 367 | 0025 | CONDUCTOR, ALUMINUM, 4/0 AND GREATER
3579424E |  | 8226.38 | 367 | 0100 | FAULT INDICATOR
3579424E |  | 4113.19 | 373 | 0025 | CONDUCTOR, ALUMINUM, UNDERGROUND
3579424E |  | 24679.15 | 373 | 1250 | LUMINAIRE, LED, 40W TO 150W
3579424E |  | 12339.57 | 373 | 1375 | CONDUIT
3579424E |  | 28792.35 | 373 | 1625 | STANDARD, OTHER, 25' AND UNDER
3579480E | 130754.06 |  |  |  | FBR : CARR - INTERNATIONAL AT | FBR : CARR - INTERNATIONAL AT VALLEY RANCH : OA | 2023-03-06
3579480E |  | 27458.34 | 366 | 1010 | CONDUIT
3579480E |  | 11767.85 | 366 | 1400 | PADS OR FOUNDATIONS, SMALL, LESS THAN 50 SQ FT
3579480E |  | 6537.68 | 366 | 1410 | PADS OR FOUNDATIONS, MEDIUM, 50-100 SQ FT
3579480E |  | 40533.85 | 367 | 0020 | CONDUCTOR, ALUMINUM, LESS THEN 4/0
3579480E |  | 3922.61 | 367 | 0100 | FAULT INDICATOR
3579480E |  | 35303.58 | 367 | 5190 | SWITCHGEAR, PADMOUNT, 25KV
3579480E |  | 5230.15 | 369 | 1200 | SERVICE, UNDERGROUND, GREATER THAN 4/0, SINGLE PH
3579569E | 190939.85 |  |  |  | KRTTAYELM CREEK NORTH PHASE 4C | KRTTAYELM CREEK NORTH PHASE 4CV | 2023-05-31
3579569E |  | 1909.39 | 364 | 0001 | SINGLE CROSSARM
3579569E |  | 1909.39 | 364 | 0260 | POLE, WOOD, 40'
3579569E |  | 59191.43 | 366 | 1010 | CONDUIT
3579569E |  | 26731.57 | 366 | 1150 | SECONDARY BOX
3579569E |  | 9546.99 | 366 | 1400 | PADS OR FOUNDATIONS, SMALL, LESS THAN 50 SQ FT
3579569E |  | 40097.36 | 367 | 0020 | CONDUCTOR, ALUMINUM, LESS THEN 4/0
3579569E |  | 24822.18 | 367 | 0025 | CONDUCTOR, ALUMINUM, 4/0 AND GREATER
3579569E |  | 3818.79 | 367 | 0100 | FAULT INDICATOR
3579569E |  | 1909.39 | 373 | 0025 | CONDUCTOR, ALUMINUM, UNDERGROUND
3579569E |  | 3818.79 | 373 | 1200 | LUMINAIRE, OTHER, 100W
3579569E |  | 3818.79 | 373 | 1375 | CONDUIT
3579569E |  | 13365.78 | 373 | 1520 | STANDARD, METAL, ABOVE 25'
3579951E | 108398.66 |  |  |  | MCK-MCK:3827 N. MCDONALD-NEW S | MCK-MCK:3827 N. MCDONALD-NEW SERVE-CCO | 2023-05-04
3579951E |  | 2167.97 | 364 | 0001 | SINGLE CROSSARM
3579951E |  | 13007.83 | 364 | 0280 | POLE, WOOD, 45'
3579951E |  | 62871.26 | 364 | 0330 | POLE, CONCRETE, 55'
3579951E |  | 3251.95 | 365 | 0010 | CONDUCTOR, ALUMINUM, LESS THAN 4/0
3579951E |  | 11923.85 | 365 | 0020 | CONDUCTOR, ALUMINUM, 4/0 AND GREATER
3579951E |  | 1083.98 | 366 | 1010 | CONDUIT
3579951E |  | 14091.82 | 367 | 0020 | CONDUCTOR, ALUMINUM, LESS THEN 4/0
3579954E | 127560.23 |  |  |  | 2022MTER004 LAWRENCE SUB P1 S7 | 2022MTER004 LAWRENCE SUB P1 S7 B | 2023-03-13
3579954E |  | 112253 | 364 | 0260 | POLE, WOOD, 40'
3579954E |  | 14031.63 | 364 | 0280 | POLE, WOOD, 45'
3579954E |  | 1275.6 | 367 | 0020 | CONDUCTOR, ALUMINUM, LESS THEN 4/0
3579964E | 238372.38 |  |  |  | 2022MTER004 LAWRENCE SUB P1 S7 | 2022MTER004 LAWRENCE SUB P1 S7 A | 2023-03-08
3579964E |  | 50058.18 | 364 | 0001 | SINGLE CROSSARM
3579964E |  | 64360.52 | 364 | 0240 | POLE, WOOD, 35'
3579964E |  | 97732.74 | 364 | 0260 | POLE, WOOD, 40'
3579964E |  | 26220.94 | 365 | 0010 | CONDUCTOR, ALUMINUM, LESS THAN 4/0
3579967E | 288062.38 |  |  |  | 2022MTER004 LAWRENCE SUB P1 S7 | 2022MTER004 LAWRENCE SUB P1 S7 C | 2023-03-22
3579967E |  | 34567.47 | 364 | 0001 | SINGLE CROSSARM
3579967E |  | 253494.91 | 364 | 0260 | POLE, WOOD, 40'
3580037E | 106775.01 |  |  |  | TER 2022MTER083 TX30 SWNDL2105 | TER 2022MTER083 TX30 SWNDL2105 P1P2 S13S14S15S20 | 2023-05-03
3580037E |  | 19635.92 | 364 | 0001 | SINGLE CROSSARM
3580037E |  | 41823.77 | 364 | 0280 | POLE, WOOD, 45'
3580037E |  | 45315.32 | 365 | 0020 | CONDUCTOR, ALUMINUM, 4/0 AND GREATER
3580059E | 747750.49 |  |  |  | WAX-WAX-CAMDEN 4- PARK SCHOOL | WAX-WAX-CAMDEN 4- PARK SCHOOL HOUSE RD-BS | 2023-06-08
3580059E |  | 224325.14 | 366 | 1010 | CONDUIT
3580059E |  | 7477.5 | 366 | 1100 | PRIMARY BOX
3580059E |  | 44865.02 | 366 | 1150 | SECONDARY BOX
3580059E |  | 7477.5 | 366 | 1200 | MANHOLE, 0-100 CU FT
3580059E |  | 22432.51 | 366 | 1400 | PADS OR FOUNDATIONS, SMALL, LESS THAN 50 SQ FT
3580059E |  | 7477.5 | 366 | 1410 | PADS OR FOUNDATIONS, MEDIUM, 50-100 SQ FT
3580059E |  | 134595.08 | 367 | 0020 | CONDUCTOR, ALUMINUM, LESS THEN 4/0
3580059E |  | 246757.72 | 367 | 0025 | CONDUCTOR, ALUMINUM, 4/0 AND GREATER
3580059E |  | 7477.5 | 367 | 0100 | FAULT INDICATOR
3580059E |  | 44865.02 | 367 | 5190 | SWITCHGEAR, PADMOUNT, 25KV
3580190E | 121913 |  |  |  | BGS LAREDO PETROLEUM JOSEPHINE | BGS LAREDO PETROLEUM JOSEPHINE ADDED LOAD OFFSITE AG-PE | 2023-04-03
3580190E |  | 30478.25 | 364 | 0001 | SINGLE CROSSARM
3580190E |  | 14629.56 | 364 | 0260 | POLE, WOOD, 40'
3580190E |  | 34135.64 | 364 | 0280 | POLE, WOOD, 45'
3580190E |  | 42669.55 | 364 | 0300 | POLE, WOOD, 50'
3580201E | 1337936.79 |  |  |  | MSQ AMAZON EV EASTGATE TXDOT D | MSQ AMAZON EV EASTGATE TXDOT DBL CKT REBUILD EAST | 2023-04-12
3580201E |  | 133793.68 | 364 | 0001 | SINGLE CROSSARM
3580201E |  | 53517.48 | 364 | 0280 | POLE, WOOD, 45'
3580201E |  | 13379.38 | 364 | 0300 | POLE, WOOD, 50'
3580201E |  | 173931.78 | 364 | 0320 | POLE, WOOD, 55'
3580201E |  | 26758.75 | 364 | 0335 | POLE, WOOD, 60'
3580201E |  | 13379.38 | 364 | 0350 | POLE, WOOD, 65'
3580201E |  | 13379.38 | 364 | 0365 | POLE, WOOD, 70'
3580201E |  | 13379.38 | 365 | 0010 | CONDUCTOR, ALUMINUM, LESS THAN 4/0
3580201E |  | 294346.1 | 365 | 0020 | CONDUCTOR, ALUMINUM, 4/0 AND GREATER
3580201E |  | 120414.32 | 366 | 1010 | CONDUIT
3580201E |  | 13379.38 | 366 | 1150 | SECONDARY BOX
3580201E |  | 13379.38 | 367 | 0020 | CONDUCTOR, ALUMINUM, LESS THEN 4/0
3580201E |  | 428139.65 | 367 | 0025 | CONDUCTOR, ALUMINUM, 4/0 AND GREATER
3580201E |  | 26758.75 | 367 | 0100 | FAULT INDICATOR
3580203E | 853608.59 |  |  |  | MSQ AMAZON EV EASTGATE TXDOT R | MSQ AMAZON EV EASTGATE TXDOT REBUILD DBL CKT EAST | 2023-05-18
3580203E |  | 170721.72 | 364 | 0001 | SINGLE CROSSARM
3580203E |  | 230474.32 | 364 | 0320 | POLE, WOOD, 55'
3580203E |  | 85360.86 | 364 | 0335 | POLE, WOOD, 60'
3580203E |  | 8536.09 | 365 | 0010 | CONDUCTOR, ALUMINUM, LESS THAN 4/0
3580203E |  | 358515.6 | 365 | 0020 | CONDUCTOR, ALUMINUM, 4/0 AND GREATER
3580204E | 644835.23 |  |  |  | MSQ AMAZON EV EASTGATE QUAIL D | MSQ AMAZON EV EASTGATE QUAIL DR RECONDUCTOR | 2023-05-03
3580204E |  | 77380.22 | 364 | 0001 | SINGLE CROSSARM
3580204E |  | 148312.1 | 364 | 0280 | POLE, WOOD, 45'
3580204E |  | 38690.11 | 364 | 0300 | POLE, WOOD, 50'
3580204E |  | 6448.35 | 365 | 0010 | CONDUCTOR, ALUMINUM, LESS THAN 4/0
3580204E |  | 219244 | 365 | 0020 | CONDUCTOR, ALUMINUM, 4/0 AND GREATER
3580204E |  | 154760.45 | 365 | 6010 | AIRBREAK SWITCH, WITH OR WITHOUT OPERATOR
3580851E | 159491.08 |  |  |  | 2022MTER083 CADDO MILLS P1 P2 | 2022MTER083 CADDO MILLS P1 P2 S19 KP | 2023-03-31
3580851E |  | 17544.01 | 364 | 0001 | SINGLE CROSSARM
3580851E |  | 12759.28 | 364 | 0280 | POLE, WOOD, 45'
3580851E |  | 4784.72 | 364 | 0300 | POLE, WOOD, 50'
3580851E |  | 52632.06 | 364 | 0320 | POLE, WOOD, 55'
3580851E |  | 71771.01 | 365 | 0020 | CONDUCTOR, ALUMINUM, 4/0 AND GREATER
3580881E | 938370.01 |  |  |  | ODE TARGA RESOURCES MIDWAY-SAN | ODE TARGA RESOURCES MIDWAY-SANDHILLS 2 PLANT ADD-AC-PWR | 2023-04-03
3580881E |  | 121988.09 | 364 | 0001 | SINGLE CROSSARM
3580881E |  | 131371.78 | 364 | 0300 | POLE, WOOD, 50'
3580881E |  | 131371.78 | 364 | 0320 | POLE, WOOD, 55'
3580881E |  | 37534.78 | 364 | 0335 | POLE, WOOD, 60'
3580881E |  | 46918.49 | 365 | 0010 | CONDUCTOR, ALUMINUM, LESS THAN 4/0
3580881E |  | 469185.09 | 365 | 0020 | CONDUCTOR, ALUMINUM, 4/0 AND GREATER
3580965E | 103854.97 |  |  |  | ESL: GORMAN SH 6 TXDOT RELOCAT | ESL: GORMAN SH 6 TXDOT RELOCATIONS | 2023-02-17
3580965E |  | 10385.47 | 364 | 0001 | SINGLE CROSSARM
3580965E |  | 24925.17 | 364 | 0240 | POLE, WOOD, 35'
3580965E |  | 10385.47 | 364 | 0260 | POLE, WOOD, 40'
3580965E |  | 24925.33 | 364 | 0280 | POLE, WOOD, 45'
3580965E |  | 17655.31 | 364 | 0300 | POLE, WOOD, 50'
3580965E |  | 11424.03 | 364 | 0335 | POLE, WOOD, 60'
3580965E |  | 4154.19 | 365 | 0010 | CONDUCTOR, ALUMINUM, LESS THAN 4/0
3581295E | 323118.17 |  |  |  | 2022MHEB082 HURST INTAIR SUB T | HURST INTAIR SUB TLINE CONFLICTS LOWER PRIORITY | 2023-03-31
3581295E |  | 51698.9 | 364 | 0001 | SINGLE CROSSARM
3581295E |  | 35542.99 | 364 | 0260 | POLE, WOOD, 40'
3581295E |  | 12924.72 | 364 | 0280 | POLE, WOOD, 45'
3581295E |  | 6462.36 | 364 | 0300 | POLE, WOOD, 50'
3581295E |  | 51698.9 | 365 | 1000 | FAULT INDICATOR
3581295E |  | 80779.58 | 366 | 1010 | CONDUIT
3581295E |  | 29080.64 | 367 | 0020 | CONDUCTOR, ALUMINUM, LESS THEN 4/0
3581295E |  | 54930.08 | 367 | 0025 | CONDUCTOR, ALUMINUM, 4/0 AND GREATER
3581463E | 149712.35 |  |  |  | DEC- RHOME 2401 AND RHOME 2402 | DEC- RHOME 2401 AND RHOME 2402-KJW | 2023-05-12
3581463E |  | 17965.47 | 364 | 0001 | SINGLE CROSSARM
3581463E |  | 14971.23 | 364 | 0260 | POLE, WOOD, 40'
3581463E |  | 4491.36 | 364 | 0280 | POLE, WOOD, 45'
3581463E |  | 37428.08 | 365 | 6010 | AIRBREAK SWITCH, WITH OR WITHOUT OPERATOR
3581463E |  | 22456.84 | 366 | 1010 | CONDUIT
3581463E |  | 44913.76 | 367 | 0025 | CONDUCTOR, ALUMINUM, 4/0 AND GREATER
3581463E |  | 7485.61 | 367 | 0100 | FAULT INDICATOR
3581521E | 459587.14 |  |  |  | DES-21-P008-PP-DES-CDHCR2050-C | DES-21-P008-PP-DES-CDHCR2050-CDHIL1614-3600' RECONDUCTOR | 2023-04-26
3581521E |  | 22979.35 | 364 | 0001 | SINGLE CROSSARM
3581521E |  | 78129.8 | 364 | 0280 | POLE, WOOD, 45'
3581521E |  | 64342.19 | 364 | 0300 | POLE, WOOD, 50'
3581521E |  | 18383.48 | 364 | 0320 | POLE, WOOD, 55'
3581521E |  | 4595.86 | 364 | 0335 | POLE, WOOD, 60'
3581521E |  | 64342.19 | 365 | 0010 | CONDUCTOR, ALUMINUM, LESS THAN 4/0
3581521E |  | 206814.27 | 365 | 0020 | CONDUCTOR, ALUMINUM, 4/0 AND GREATER
3581536E | 202089.54 |  |  |  | 2022NMDL002R01 CENTRALIA SUB P | 2022NMDL002R01 CENTRALIA SUB P1 P2 P3 S5 S6 S7 S8 S9 S10 | 2023-05-04
3581536E |  | 4041.78 | 364 | 0001 | SINGLE CROSSARM
3581536E |  | 8083.58 | 364 | 0280 | POLE, WOOD, 45'
3581536E |  | 2020.89 | 365 | 0020 | CONDUCTOR, ALUMINUM, 4/0 AND GREATER
3581536E |  | 14146.26 | 366 | 1010 | CONDUIT
3581536E |  | 10104.47 | 366 | 1100 | PRIMARY BOX
3581536E |  | 159650.78 | 367 | 0025 | CONDUCTOR, ALUMINUM, 4/0 AND GREATER
3581536E |  | 4041.78 | 367 | 0100 | FAULT INDICATOR
3581926E | 185664.15 |  |  |  | KRT HH CEDAR TRAILS DH | KRT TEM CEDAR TRAILS LA | 2023-06-16
3581926E |  | 1856.64 | 364 | 0001 | SINGLE CROSSARM
3581926E |  | 1856.64 | 364 | 0260 | POLE, WOOD, 40'
3581926E |  | 53842.65 | 366 | 1010 | CONDUIT
3581926E |  | 18566.41 | 366 | 1150 | SECONDARY BOX
3581926E |  | 7426.56 | 366 | 1400 | PADS OR FOUNDATIONS, SMALL, LESS THAN 50 SQ FT
3581926E |  | 37132.83 | 367 | 0020 | CONDUCTOR, ALUMINUM, LESS THEN 4/0
3581926E |  | 31562.9 | 367 | 0025 | CONDUCTOR, ALUMINUM, 4/0 AND GREATER
3581926E |  | 1856.64 | 367 | 0100 | FAULT INDICATOR
3581926E |  | 3713.28 | 373 | 0025 | CONDUCTOR, ALUMINUM, UNDERGROUND
3581926E |  | 7426.56 | 373 | 1250 | LUMINAIRE, LED, 40W TO 150W
3581926E |  | 1856.64 | 373 | 1260 | LUMINAIRE, LED, 151W TO 300W
3581926E |  | 9283.2 | 373 | 1375 | CONDUIT
3581926E |  | 1856.64 | 373 | 1520 | STANDARD, METAL, ABOVE 25'
3581926E |  | 7426.56 | 373 | 1625 | STANDARD, OTHER, 25' AND UNDER
3582149E | 740730.48 |  |  |  | DES:DES OFFSITE NIAGRA 1535 E | DES:DES OFFSITE NIAGRA 1535 E BELTLINE LANCASTER (NH) | 2023-04-05
3582149E |  | 7407.31 | 364 | 0001 | SINGLE CROSSARM
3582149E |  | 74073.04 | 364 | 0300 | POLE, WOOD, 50'
3582149E |  | 29629.22 | 364 | 0320 | POLE, WOOD, 55'
3582149E |  | 162960.69 | 365 | 0020 | CONDUCTOR, ALUMINUM, 4/0 AND GREATER
3582149E |  | 111109.57 | 366 | 1010 | CONDUIT
3582149E |  | 29629.22 | 366 | 1100 | PRIMARY BOX
3582149E |  | 318514.12 | 367 | 0025 | CONDUCTOR, ALUMINUM, 4/0 AND GREATER
3582149E |  | 7407.31 | 367 | 0100 | FAULT INDICATOR
3582211E | 458896.1 |  |  |  | MCK/PRI - LAKE MEADOWS PH 2 - | MCK/PRI - LAKE MEADOWS PH 2 - FM 982 & FM 452, PRINCETON/AG | 2023-03-15
3582211E |  | 134685.99 | 366 | 1010 | CONDUIT
3582211E |  | 60666.07 | 366 | 1150 | SECONDARY BOX
3582211E |  | 23862.6 | 366 | 1400 | PADS OR FOUNDATIONS, SMALL, LESS THAN 50 SQ FT
3582211E |  | 65209.14 | 367 | 0020 | CONDUCTOR, ALUMINUM, LESS THEN 4/0
3582211E |  | 65805.71 | 367 | 0025 | CONDUCTOR, ALUMINUM, 4/0 AND GREATER
3582211E |  | 11380.62 | 367 | 0100 | FAULT INDICATOR
3582211E |  | 1422.57 | 373 | 0025 | CONDUCTOR, ALUMINUM, UNDERGROUND
3582211E |  | 31067.27 | 373 | 1250 | LUMINAIRE, LED, 40W TO 150W
3582211E |  | 3166.38 | 373 | 1375 | CONDUIT
3582211E |  | 61629.75 | 373 | 1625 | STANDARD, OTHER, 25' AND UNDER
3582217E | 435840.81 |  |  |  | MDL PIONEER NATURAL SCHARBAUER | MDL PIONEER NATURAL SCHARBAUER CURTIS PME ADD OFFSITE GD-BG | 2023-06-14
3582217E |  | 91962.41 | 364 | 0001 | SINGLE CROSSARM
3582217E |  | 6145.35 | 364 | 0260 | POLE, WOOD, 40'
3582217E |  | 3225.22 | 364 | 0280 | POLE, WOOD, 45'
3582217E |  | 201358.48 | 364 | 0300 | POLE, WOOD, 50'
3582217E |  | 17695.13 | 364 | 0320 | POLE, WOOD, 55'
3582217E |  | 22881.64 | 365 | 0010 | CONDUCTOR, ALUMINUM, LESS THAN 4/0
3582217E |  | 73700.68 | 365 | 0020 | CONDUCTOR, ALUMINUM, 4/0 AND GREATER
3582217E |  | 18871.9 | 365 | 6010 | AIRBREAK SWITCH, WITH OR WITHOUT OPERATOR
3582627E | 293273.11 |  |  |  | WF:OFFSITE FOR DELTA HOTEL AND | WF:OFFSITE FOR DELTA HOTEL AND CONVENTION CENTER | 2023-02-09
3582627E |  | 2932.72 | 364 | 0001 | SINGLE CROSSARM
3582627E |  | 11730.91 | 364 | 0280 | POLE, WOOD, 45'
3582627E |  | 102645.66 | 365 | 6030 | RECLOSER,2 OR 3 PHASE,OVER 13.2KV,0-3000 AMP
3582627E |  | 5865.45 | 366 | 1410 | PADS OR FOUNDATIONS, MEDIUM, 50-100 SQ FT
3582627E |  | 99712.84 | 367 | 0025 | CONDUCTOR, ALUMINUM, 4/0 AND GREATER
3582627E |  | 70385.53 | 367 | 5190 | SWITCHGEAR, PADMOUNT, 25KV
3582638E | 232987.49 |  |  |  | TEM 2022NTEM082 S11 S12 LITTL | TRANSMISSION UNDERBUILD LITTLE RIVER-HOLLAND TUB - MIDDLE | 2023-02-17
3582638E |  | 53587.11 | 364 | 0001 | SINGLE CROSSARM
3582638E |  | 67566.36 | 364 | 0260 | POLE, WOOD, 40'
3582638E |  | 6989.61 | 364 | 0280 | POLE, WOOD, 45'
3582638E |  | 2329.87 | 364 | 0300 | POLE, WOOD, 50'
3582638E |  | 102514.54 | 365 | 0010 | CONDUCTOR, ALUMINUM, LESS THAN 4/0
3582644E | 264740.9 |  |  |  | TEM 2022NTEM082 S3 S4 S5 S6 S7 | TRANSMISSION UNDERBUILD LITTLE RIVER-HOLLAND - SOUTH | 2023-04-18
3582644E |  | 63537.8 | 364 | 0001 | SINGLE CROSSARM
3582644E |  | 5294.79 | 364 | 0002 | DOUBLE CROSSARMS
3582644E |  | 5294.79 | 364 | 0240 | POLE, WOOD, 35'
3582644E |  | 66185.21 | 364 | 0260 | POLE, WOOD, 40'
3582644E |  | 124428.31 | 365 | 0010 | CONDUCTOR, ALUMINUM, LESS THAN 4/0
3582662E | 271383.82 |  |  |  | OFFSITE 2 OF 2 BEL AIR ADDITIO | OFFSITE 2 OF 2 BEL AIR ADDITION FM 1417 SHERMAN TX | 2023-06-01
3582662E |  | 35279.89 | 364 | 0001 | SINGLE CROSSARM
3582662E |  | 40707.57 | 364 | 0280 | POLE, WOOD, 45'
3582662E |  | 8141.51 | 364 | 0300 | POLE, WOOD, 50'
3582662E |  | 5427.67 | 364 | 0320 | POLE, WOOD, 55'
3582662E |  | 97698.21 | 364 | 0360 | POLE, OTHER, 65'
3582662E |  | 8141.51 | 365 | 0010 | CONDUCTOR, ALUMINUM, LESS THAN 4/0
3582662E |  | 75987.46 | 365 | 0020 | CONDUCTOR, ALUMINUM, 4/0 AND GREATER
3582957E | 502488.89 |  |  |  | TXDOT-FWN-SH199 RANKIN CROSSIN | TXDOT-FWN-SH199 RANKIN CROSSING PT 4 | 2023-06-20
3582957E |  | 55273.77 | 364 | 0001 | SINGLE CROSSARM
3582957E |  | 10049.77 | 364 | 0260 | POLE, WOOD, 40'
3582957E |  | 206020.5 | 364 | 0300 | POLE, WOOD, 50'
3582957E |  | 5024.88 | 364 | 0320 | POLE, WOOD, 55'
3582957E |  | 85423.11 | 365 | 0010 | CONDUCTOR, ALUMINUM, LESS THAN 4/0
3582957E |  | 25124.44 | 365 | 0020 | CONDUCTOR, ALUMINUM, 4/0 AND GREATER
3582957E |  | 40199.11 | 366 | 1010 | CONDUIT
3582957E |  | 15074.66 | 367 | 0020 | CONDUCTOR, ALUMINUM, LESS THEN 4/0
3582957E |  | 55273.77 | 367 | 0025 | CONDUCTOR, ALUMINUM, 4/0 AND GREATER
3582957E |  | 5024.88 | 369 | 1200 | SERVICE, UNDERGROUND, GREATER THAN 4/0, SINGLE PH
3583147E | 140545.7 |  |  |  | MSQ/MTN - AVONDALE PHASE 1 - B | MSQ/MTN - AVONDALE PHASE 1 - BEN PAYNE DR. & HWY 66, FATE | 2023-05-18
3583147E |  | 15460.02 | 364 | 0001 | SINGLE CROSSARM
3583147E |  | 8432.73 | 364 | 0280 | POLE, WOOD, 45'
3583147E |  | 23892.76 | 364 | 0320 | POLE, WOOD, 55'
3583147E |  | 7027.27 | 365 | 0010 | CONDUCTOR, ALUMINUM, LESS THAN 4/0
3583147E |  | 50596.52 | 365 | 0020 | CONDUCTOR, ALUMINUM, 4/0 AND GREATER
3583147E |  | 11243.65 | 366 | 1010 | CONDUIT
3583147E |  | 22487.31 | 367 | 0025 | CONDUCTOR, ALUMINUM, 4/0 AND GREATER
3583147E |  | 1405.44 | 369 | 1100 | SERVICE, UNDERGROUND, 4/0 AND LESS, SINGLE PHASE
3583395E | 101999.77 |  |  |  | FWN TXDOT FM156 RELOCATION GD | FWN TXDOT FM156 RELOCATION GDC | 2023-03-31
3583395E |  | 12239.97 | 364 | 0001 | SINGLE CROSSARM
3583395E |  | 3059.99 | 364 | 0002 | DOUBLE CROSSARMS
3583395E |  | 48959.89 | 364 | 0300 | POLE, WOOD, 50'
3583395E |  | 37739.92 | 365 | 6010 | AIRBREAK SWITCH, WITH OR WITHOUT OPERATOR
3583405E | 166716.66 |  |  |  | EAS/TYL - THE MEADOWS UNIT 1 - | EAS/TYL - THE MEADOWS UNIT 1 - CHANDLER - CP | 2023-03-31
3583405E |  | 1667.17 | 364 | 0001 | SINGLE CROSSARM
3583405E |  | 1667.17 | 364 | 0260 | POLE, WOOD, 40'
3583405E |  | 41679.17 | 366 | 1010 | CONDUIT
3583405E |  | 11670.14 | 366 | 1150 | SECONDARY BOX
3583405E |  | 3334.33 | 366 | 1200 | MANHOLE, 0-100 CU FT
3583405E |  | 5001.5 | 366 | 1400 | PADS OR FOUNDATIONS, SMALL, LESS THAN 50 SQ FT
3583405E |  | 33343.33 | 367 | 0020 | CONDUCTOR, ALUMINUM, LESS THEN 4/0
3583405E |  | 21673.17 | 367 | 0025 | CONDUCTOR, ALUMINUM, 4/0 AND GREATER
3583405E |  | 1667.17 | 367 | 0100 | FAULT INDICATOR
3583405E |  | 1667.17 | 373 | 0025 | CONDUCTOR, ALUMINUM, UNDERGROUND
3583405E |  | 15004.5 | 373 | 1250 | LUMINAIRE, LED, 40W TO 150W
3583405E |  | 1667.17 | 373 | 1375 | CONDUIT
3583405E |  | 26674.67 | 373 | 1625 | STANDARD, OTHER, 25' AND UNDER
3583513E | 225968.08 |  |  |  | KRTRRKLIVANO PFLUGERVILLE APAR | KRTRRKLIVANO PFLUGERVILLE APARTMENTSJJ | 2023-06-16
3583513E |  | 926.46 | 364 | 0001 | SINGLE CROSSARM
3583513E |  | 3366.92 | 364 | 0280 | POLE, WOOD, 45'
3583513E |  | 75970.46 | 366 | 1010 | CONDUIT
3583513E |  | 33307.69 | 366 | 1410 | PADS OR FOUNDATIONS, MEDIUM, 50-100 SQ FT
3583513E |  | 99674.55 | 367 | 0020 | CONDUCTOR, ALUMINUM, LESS THEN 4/0
3583513E |  | 12722 | 367 | 0100 | FAULT INDICATOR
3583525E | 398139.48 |  |  |  | DES/GP/THE FOUNDRY OFFSITE/RLH | DES/GP/THE FOUNDRY OFFSITE/RLH | 2023-05-24
3583525E |  | 7962.78 | 366 | 1010 | CONDUIT
3583525E |  | 15925.57 | 366 | 1410 | PADS OR FOUNDATIONS, MEDIUM, 50-100 SQ FT
3583525E |  | 195088.38 | 367 | 0025 | CONDUCTOR, ALUMINUM, 4/0 AND GREATER
3583525E |  | 3981.39 | 367 | 0100 | FAULT INDICATOR
3583525E |  | 175181.36 | 367 | 5190 | SWITCHGEAR, PADMOUNT, 25KV
3583790E | 361452.32 |  |  |  | CEL MARTIN MARIETTA 2315 E AUD | CEL MARTIN MARIETTA 2315 E AUDIE MURPHY FARMERSVILLE ADH | 2023-03-08
3583790E |  | 10843.55 | 364 | 0001 | SINGLE CROSSARM
3583790E |  | 7229.03 | 364 | 0260 | POLE, WOOD, 40'
3583790E |  | 7229.03 | 364 | 0280 | POLE, WOOD, 45'
3583790E |  | 3614.51 | 365 | 0010 | CONDUCTOR, ALUMINUM, LESS THAN 4/0
3583790E |  | 130122.96 | 366 | 1010 | CONDUIT
3583790E |  | 57832.36 | 366 | 1100 | PRIMARY BOX
3583790E |  | 7229.03 | 366 | 1410 | PADS OR FOUNDATIONS, MEDIUM, 50-100 SQ FT
3583790E |  | 7229.03 | 366 | 1420 | PADS OR FOUNDATIONS, LARGE, OVER 100 SQ FT
3583790E |  | 130122.82 | 367 | 0020 | CONDUCTOR, ALUMINUM, LESS THEN 4/0
3584115E | 298976.61 |  |  |  | 2022MCLE006 CLEBURNE WEST P1 P | 2022MCLE006 CLEBURNE WEST P1 P3 S4 S5 S6 | 2023-05-04
3584115E |  | 2989.75 | 364 | 0001 | SINGLE CROSSARM
3584115E |  | 5979.52 | 364 | 0280 | POLE, WOOD, 45'
3584115E |  | 2989.75 | 364 | 0300 | POLE, WOOD, 50'
3584115E |  | 20928.35 | 365 | 6010 | AIRBREAK SWITCH, WITH OR WITHOUT OPERATOR
3584115E |  | 50826.01 | 366 | 1010 | CONDUIT
3584115E |  | 35877.19 | 366 | 1100 | PRIMARY BOX
3584115E |  | 176396.29 | 367 | 0025 | CONDUCTOR, ALUMINUM, 4/0 AND GREATER
3584115E |  | 2989.75 | 367 | 0100 | FAULT INDICATOR
3584137E | 475380.53 |  |  |  | RRK: OFFSITE 2022-0506 SALERN | RRK: OFFSITE 2022-0506 SALERNO PH5 JJ | 2023-02-10
3584137E |  | 209167.5 | 366 | 1010 | CONDUIT
3584137E |  | 33276.62 | 366 | 1100 | PRIMARY BOX
3584137E |  | 9507.6 | 366 | 1410 | PADS OR FOUNDATIONS, MEDIUM, 50-100 SQ FT
3584137E |  | 114091.32 | 367 | 0025 | CONDUCTOR, ALUMINUM, 4/0 AND GREATER
3584137E |  | 4753.79 | 367 | 0100 | FAULT INDICATOR
3584137E |  | 104583.7 | 367 | 5190 | SWITCHGEAR, PADMOUNT, 25KV
3584431E | 1411939.67 |  |  |  | 2022MIRV003-S26 INWOOD RD SUB | 2022MIRV003-S26 INWOOD RD SUB FDR EXITS CIVIL ONLY - JEM | 2023-02-15
3584431E |  | 663611.64 | 366 | 1030 | DUCT BANK, 5 - 8 HOLES
3584431E |  | 734208.64 | 366 | 1240 | MANHOLE, OVER 400 CU FT
3584431E |  | 14119.39 | 367 | 0020 | CONDUCTOR, ALUMINUM, LESS THEN 4/0
3585016E | 185932.2 |  |  |  | 2022 MFWE003 WHITE SETTLEMENT | 2022 MFWE003 WHITE SETTLEMENT W P1 S1 - S6 PART 2 | 2023-03-31
3585016E |  | 9296.6 | 364 | 0001 | SINGLE CROSSARM
3585016E |  | 3718.63 | 364 | 0280 | POLE, WOOD, 45'
3585016E |  | 26030.49 | 364 | 0330 | POLE, CONCRETE, 55'
3585016E |  | 55779.65 | 364 | 0345 | POLE, OTHER, 60'
3585016E |  | 57639.07 | 364 | 0360 | POLE, OTHER, 65'
3585016E |  | 5577.96 | 365 | 0010 | CONDUCTOR, ALUMINUM, LESS THAN 4/0
3585016E |  | 26030.49 | 365 | 0020 | CONDUCTOR, ALUMINUM, 4/0 AND GREATER
3585016E |  | 1859.31 | 367 | 0020 | CONDUCTOR, ALUMINUM, LESS THEN 4/0
3585286E | 196481.92 |  |  |  | MCK/MCK-CYPRESS CREEK OFFSITE- | MCK/MCK-CYPRESS CREEK OFFSITE-CCO | 2023-05-03
3585286E |  | 33401.91 | 364 | 0001 | SINGLE CROSSARM
3585286E |  | 86452.08 | 364 | 0280 | POLE, WOOD, 45'
3585286E |  | 76627.93 | 365 | 0010 | CONDUCTOR, ALUMINUM, LESS THAN 4/0
3585405E | 137814.35 |  |  |  | 2022MTER004 LAWRENCE SUB P1 S7 | 2022MTER004 LAWRENCE SUB P1 S7 G | 2023-03-29
3585405E |  | 1378.14 | 365 | 0010 | CONDUCTOR, ALUMINUM, LESS THAN 4/0
3585405E |  | 135058.07 | 366 | 1410 | PADS OR FOUNDATIONS, MEDIUM, 50-100 SQ FT
3585405E |  | 1378.14 | 367 | 0020 | CONDUCTOR, ALUMINUM, LESS THEN 4/0
3585469E | 101905.84 |  |  |  | DES 18 TS 2022 TRIPSAVERS PH 2 | DES 18 TS 2022 TRIPSAVERS PH 2 DESOTO FEEDERS BA | 2023-03-07
3585469E |  | 3057.17 | 364 | 0001 | SINGLE CROSSARM
3585469E |  | 1019.05 | 364 | 0300 | POLE, WOOD, 50'
3585469E |  | 97829.62 | 365 | 6015 | RECLOSER,SINGLE PHASE,13.2KV AND UNDER,0-3000 AMP
3585539E | 144520.45 |  |  |  | MCK 19 TS 2022 TRIPSAVERS PH 2 | MCK 23 TS 2022 TRIPSAVERS PH 2 MCKINNEY FEEDERS BA | 2023-04-19
3585539E |  | 5780.81 | 364 | 0001 | SINGLE CROSSARM
3585539E |  | 1445.2 | 364 | 0280 | POLE, WOOD, 45'
3585539E |  | 1445.2 | 364 | 0300 | POLE, WOOD, 50'
3585539E |  | 135849.24 | 365 | 6015 | RECLOSER,SINGLE PHASE,13.2KV AND UNDER,0-3000 AMP
3585559E | 118086.46 |  |  |  | MSQ 18 TS 2022 TRIPSAVERS PH 2 | MSQ 18 TS 2022 TRIPSAVERS PH 2 MESQUITE FEEDERS BA | 2023-04-03
3585559E |  | 4723.45 | 364 | 0001 | SINGLE CROSSARM
3585559E |  | 1180.86 | 364 | 0260 | POLE, WOOD, 40'
3585559E |  | 3542.59 | 364 | 0280 | POLE, WOOD, 45'
3585559E |  | 108639.56 | 365 | 6015 | RECLOSER,SINGLE PHASE,13.2KV AND UNDER,0-3000 AMP
3585591E | 117270.73 |  |  |  | TYL 18 TS 2022 TRIPSAVERS PH 2 | TYL 18 TS 2022 TRIPSAVERS PH 2 TYLER FEEDERS BA | 2023-03-02
3585591E |  | 3518.12 | 364 | 0001 | SINGLE CROSSARM
3585591E |  | 5863.53 | 364 | 0280 | POLE, WOOD, 45'
3585591E |  | 104370.98 | 365 | 6015 | RECLOSER,SINGLE PHASE,13.2KV AND UNDER,0-3000 AMP
3585591E |  | 1172.7 | 366 | 1010 | CONDUIT
3585591E |  | 1172.7 | 366 | 1150 | SECONDARY BOX
3585591E |  | 1172.7 | 367 | 0020 | CONDUCTOR, ALUMINUM, LESS THEN 4/0
3585593E | 127936.36 |  |  |  | TYL 14 TS 2022 TRIPSAVERS PH 2 | TYL 20 TS 2022 TRIPSAVERS PH 2 TYLER FEEDERS BA | 2023-01-16
3585593E |  | 10234.9 | 364 | 0001 | SINGLE CROSSARM
3585593E |  | 5117.44 | 364 | 0280 | POLE, WOOD, 45'
3585593E |  | 2558.71 | 364 | 0300 | POLE, WOOD, 50'
3585593E |  | 110025.31 | 365 | 6015 | RECLOSER,SINGLE PHASE,13.2KV AND UNDER,0-3000 AMP
3585711E | 162440.12 |  |  |  | CEL GRNVLE OFFSITE CR 4306 | CEL GRNVLE OFFSITE CR 4306 | 2023-03-08
3585711E |  | 97464.09 | 364 | 0260 | POLE, WOOD, 40'
3585711E |  | 50356.43 | 365 | 0010 | CONDUCTOR, ALUMINUM, LESS THAN 4/0
3585711E |  | 6497.6 | 366 | 1010 | CONDUIT
3585711E |  | 8122 | 367 | 0020 | CONDUCTOR, ALUMINUM, LESS THEN 4/0
3585918E | 453919.77 |  |  |  | TER 2022MTER005 ISP CR 741 P1 | TER 2022MTER005 ISP CR 741 P1 P2 S2 S3 S5 | 2023-05-04
3585918E |  | 4539.19 | 364 | 0001 | SINGLE CROSSARM
3585918E |  | 158871.91 | 364 | 0280 | POLE, WOOD, 45'
3585918E |  | 54470.36 | 365 | 0010 | CONDUCTOR, ALUMINUM, LESS THAN 4/0
3585918E |  | 208803.14 | 365 | 0020 | CONDUCTOR, ALUMINUM, 4/0 AND GREATER
3585918E |  | 27235.17 | 365 | 6010 | AIRBREAK SWITCH, WITH OR WITHOUT OPERATOR
3586097E | 446883.83 |  |  |  | BGS BAYSWATER BROKEN ARROW UPG | BGS BAYSWATER BROKEN ARROW UPGRADE OFFSITE CS-BG | 2023-01-25
3586097E |  | 140500.27 | 364 | 0001 | SINGLE CROSSARM
3586097E |  | 22210.12 | 364 | 0280 | POLE, WOOD, 45'
3586097E |  | 280643.07 | 364 | 0300 | POLE, WOOD, 50'
3586097E |  | 536.26 | 365 | 0010 | CONDUCTOR, ALUMINUM, LESS THAN 4/0
3586097E |  | 2949.43 | 365 | 0020 | CONDUCTOR, ALUMINUM, 4/0 AND GREATER
3586097E |  | 44.68 | 365 | 0030 | CONDUCTOR, OTHER THAN ALUMINUM, LESS THAN 2/0
3586282E | 493913.93 |  |  |  | WAX: WAX: OFFSITE ENTERPRISE P | WAX: WAX: OFFSITE ENTERPRISE PKWY - SV | 2023-01-13
3586282E |  | 4939.14 | 364 | 0320 | POLE, WOOD, 55'
3586282E |  | 74087.09 | 366 | 1010 | CONDUIT
3586282E |  | 321044.05 | 367 | 0025 | CONDUCTOR, ALUMINUM, 4/0 AND GREATER
3586282E |  | 93843.65 | 367 | 5190 | SWITCHGEAR, PADMOUNT, 25KV
3586443E | 373630.02 |  |  |  | 2022NTEM008ISPG1 HOLLAND 1901 | 2022NTEM008ISPG1 HOLLAND 1901 P1 S1 S2 S3 S4 S5 S6 S7 S8 | 2023-05-04
3586443E |  | 78462.3 | 364 | 0001 | SINGLE CROSSARM
3586443E |  | 11208.9 | 364 | 0002 | DOUBLE CROSSARMS
3586443E |  | 93407.5 | 364 | 0280 | POLE, WOOD, 45'
3586443E |  | 29890.4 | 364 | 0300 | POLE, WOOD, 50'
3586443E |  | 3736.3 | 365 | 0010 | CONDUCTOR, ALUMINUM, LESS THAN 4/0
3586443E |  | 156924.62 | 365 | 0020 | CONDUCTOR, ALUMINUM, 4/0 AND GREATER
3586444E | 381469.67 |  |  |  | 2022NTEM008ISPG1 HOLLAND 1901 | 2022NTEM008ISPG1 HOLLAND 1901 P1 S1 | 2023-05-04
3586444E |  | 57220.44 | 364 | 0001 | SINGLE CROSSARM
3586444E |  | 3814.69 | 364 | 0002 | DOUBLE CROSSARMS
3586444E |  | 72479.23 | 364 | 0280 | POLE, WOOD, 45'
3586444E |  | 11444.08 | 364 | 0300 | POLE, WOOD, 50'
3586444E |  | 11444.08 | 364 | 0320 | POLE, WOOD, 55'
3586444E |  | 19073.47 | 365 | 0010 | CONDUCTOR, ALUMINUM, LESS THAN 4/0
3586444E |  | 205993.68 | 365 | 0020 | CONDUCTOR, ALUMINUM, 4/0 AND GREATER
3586555E | 756184.91 |  |  |  | 2022MWAX006R01 MIDLOTHIAN S P1 | 2022MWAX006R01 MIDLOTHIAN S P1 S16 S17B | 2023-04-13
3586555E |  | 120989.58 | 364 | 0001 | SINGLE CROSSARM
3586555E |  | 7561.84 | 364 | 0002 | DOUBLE CROSSARMS
3586555E |  | 181484.36 | 364 | 0300 | POLE, WOOD, 50'
3586555E |  | 241979.28 | 365 | 0020 | CONDUCTOR, ALUMINUM, 4/0 AND GREATER
3586555E |  | 83180.32 | 365 | 6010 | AIRBREAK SWITCH, WITH OR WITHOUT OPERATOR
3586555E |  | 22685.53 | 366 | 1010 | CONDUIT
3586555E |  | 30247.38 | 366 | 1100 | PRIMARY BOX
3586555E |  | 60494.78 | 367 | 0025 | CONDUCTOR, ALUMINUM, 4/0 AND GREATER
3586555E |  | 7561.84 | 367 | 0100 | FAULT INDICATOR
3586567E | 404798.39 |  |  |  | 2022MCLE006 CLEBURNE W P2 S7 | 2022MCLE006 CLEBURNE W P2 S7 | 2023-04-27
3586567E |  | 44527.83 | 364 | 0001 | SINGLE CROSSARM
3586567E |  | 68815.72 | 364 | 0280 | POLE, WOOD, 45'
3586567E |  | 16191.94 | 364 | 0300 | POLE, WOOD, 50'
3586567E |  | 16191.94 | 365 | 0010 | CONDUCTOR, ALUMINUM, LESS THAN 4/0
3586567E |  | 105247.58 | 365 | 0020 | CONDUCTOR, ALUMINUM, 4/0 AND GREATER
3586567E |  | 153823.38 | 365 | 6010 | AIRBREAK SWITCH, WITH OR WITHOUT OPERATOR
3586775E | 293589.74 |  |  |  | WAX:MID:MAYES ESTATES RELOCATI | WAX:MID:MAYES ESTATES RELOCATION, (NH) | 2023-02-22
3586775E |  | 2935.88 | 364 | 0001 | SINGLE CROSSARM
3586775E |  | 5871.78 | 364 | 0260 | POLE, WOOD, 40'
3586775E |  | 11743.57 | 364 | 0280 | POLE, WOOD, 45'
3586775E |  | 8807.67 | 365 | 0010 | CONDUCTOR, ALUMINUM, LESS THAN 4/0
3586775E |  | 129179.58 | 366 | 1010 | CONDUIT
3586775E |  | 58717.94 | 366 | 1100 | PRIMARY BOX
3586775E |  | 76333.32 | 367 | 0020 | CONDUCTOR, ALUMINUM, LESS THEN 4/0
3586924E | 166941.78 |  |  |  | RRK: OFFSITE: SPARROW PFLUGERV | RRK: OFFSITE: SPARROW PFLUGERVILLE APTS JK | 2023-04-21
3586924E |  | 13355.33 | 364 | 0001 | SINGLE CROSSARM
3586924E |  | 1669.41 | 364 | 0002 | DOUBLE CROSSARMS
3586924E |  | 11685.91 | 364 | 0280 | POLE, WOOD, 45'
3586924E |  | 15024.75 | 364 | 0300 | POLE, WOOD, 50'
3586924E |  | 41735.44 | 365 | 0020 | CONDUCTOR, ALUMINUM, 4/0 AND GREATER
3586924E |  | 48413.19 | 365 | 6010 | AIRBREAK SWITCH, WITH OR WITHOUT OPERATOR
3586924E |  | 11685.91 | 366 | 1010 | CONDUIT
3586924E |  | 23371.84 | 367 | 0025 | CONDUCTOR, ALUMINUM, 4/0 AND GREATER
3587773E | 337275.14 |  |  |  | MID: HERITAGE OAKS SECTION 8 ( | MID: HERITAGE OAKS SECTION 8 (125 LOTS) DH | 2023-04-03
3587773E |  | 3372.75 | 366 | 1010 | CONDUIT
3587773E |  | 10118.25 | 366 | 1150 | SECONDARY BOX
3587773E |  | 16863.76 | 366 | 1200 | MANHOLE, 0-100 CU FT
3587773E |  | 3372.75 | 366 | 1400 | PADS OR FOUNDATIONS, SMALL, LESS THAN 50 SQ FT
3587773E |  | 145028.32 | 367 | 0020 | CONDUCTOR, ALUMINUM, LESS THEN 4/0
3587773E |  | 10118.25 | 367 | 0100 | FAULT INDICATOR
3587773E |  | 16863.76 | 373 | 0025 | CONDUCTOR, ALUMINUM, UNDERGROUND
3587773E |  | 30354.76 | 373 | 1250 | LUMINAIRE, LED, 40W TO 150W
3587773E |  | 101182.54 | 373 | 1520 | STANDARD, METAL, ABOVE 25'
3587777E | 109991.91 |  |  |  | MID: PECAN GROVE PHASE 2 (33 L | MID: PECAN GROVE PHASE 2 (33 LOTS) RB | 2023-04-03
3587777E |  | 1099.91 | 364 | 0001 | SINGLE CROSSARM
3587777E |  | 2199.83 | 364 | 0280 | POLE, WOOD, 45'
3587777E |  | 34097.55 | 366 | 1010 | CONDUIT
3587777E |  | 7699.43 | 366 | 1150 | SECONDARY BOX
3587777E |  | 5499.59 | 366 | 1400 | PADS OR FOUNDATIONS, SMALL, LESS THAN 50 SQ FT
3587777E |  | 26398.05 | 367 | 0020 | CONDUCTOR, ALUMINUM, LESS THEN 4/0
3587777E |  | 9899.27 | 367 | 0025 | CONDUCTOR, ALUMINUM, 4/0 AND GREATER
3587777E |  | 1099.91 | 373 | 0025 | CONDUCTOR, ALUMINUM, UNDERGROUND
3587777E |  | 8799.35 | 373 | 1250 | LUMINAIRE, LED, 40W TO 150W
3587777E |  | 3299.75 | 373 | 1375 | CONDUIT
3587777E |  | 9899.27 | 373 | 1625 | STANDARD, OTHER, 25' AND UNDER
3587778E | 304079.22 |  |  |  | ODE: SAGEBRUSH SPRINGS PHASE 1 | ODE: SAGEBRUSH SPRINGS PHASE 1 (104 LOTS) DH | 2023-04-03
3587778E |  | 3040.79 | 364 | 0260 | POLE, WOOD, 40'
3587778E |  | 82101.44 | 366 | 1010 | CONDUIT
3587778E |  | 33448.71 | 366 | 1150 | SECONDARY BOX
3587778E |  | 18244.75 | 366 | 1400 | PADS OR FOUNDATIONS, SMALL, LESS THAN 50 SQ FT
3587778E |  | 45611.88 | 367 | 0020 | CONDUCTOR, ALUMINUM, LESS THEN 4/0
3587778E |  | 39530.29 | 367 | 0025 | CONDUCTOR, ALUMINUM, 4/0 AND GREATER
3587778E |  | 6081.58 | 367 | 0100 | FAULT INDICATOR
3587778E |  | 3040.79 | 373 | 0025 | CONDUCTOR, ALUMINUM, UNDERGROUND
3587778E |  | 36489.5 | 373 | 1250 | LUMINAIRE, LED, 40W TO 150W
3587778E |  | 3040.79 | 373 | 1260 | LUMINAIRE, LED, 151W TO 300W
3587778E |  | 9122.37 | 373 | 1375 | CONDUIT
3587778E |  | 6081.58 | 373 | 1520 | STANDARD, METAL, ABOVE 25'
3587778E |  | 18244.75 | 373 | 1625 | STANDARD, OTHER, 25' AND UNDER
3587780E | 112999.76 |  |  |  | ODE: LA PERLA SUBDIVISION (26 | ODE: LA PERLA SUBDIVISION (26 LOTS) RB | 2023-04-04
3587780E |  | 71189.87 | 364 | 0260 | POLE, WOOD, 40'
3587780E |  | 32769.93 | 365 | 0010 | CONDUCTOR, ALUMINUM, LESS THAN 4/0
3587780E |  | 4519.99 | 366 | 1010 | CONDUIT
3587780E |  | 1129.99 | 366 | 1150 | SECONDARY BOX
3587780E |  | 1129.99 | 367 | 0020 | CONDUCTOR, ALUMINUM, LESS THEN 4/0
3587780E |  | 2259.99 | 367 | 0025 | CONDUCTOR, ALUMINUM, 4/0 AND GREATER
3588027E | 371761.04 |  |  |  | MDL PIONEER ONEAL ANNIE ESPS B | MDL PIONEER ONEAL ANNIE ESPS BIZZELL IRVIN PME ALD OFFSITE 2 | 2023-05-17
3588027E |  | 81936.13 | 364 | 0001 | SINGLE CROSSARM
3588027E |  | 82902.7 | 364 | 0280 | POLE, WOOD, 45'
3588027E |  | 11636.11 | 364 | 0300 | POLE, WOOD, 50'
3588027E |  | 24201.63 | 364 | 0320 | POLE, WOOD, 55'
3588027E |  | 20744.26 | 364 | 0335 | POLE, WOOD, 60'
3588027E |  | 14758.91 | 365 | 0010 | CONDUCTOR, ALUMINUM, LESS THAN 4/0
3588027E |  | 92903.16 | 365 | 0020 | CONDUCTOR, ALUMINUM, 4/0 AND GREATER
3588027E |  | 8476.14 | 365 | 6010 | AIRBREAK SWITCH, WITH OR WITHOUT OPERATOR
3588027E |  | 34202 | 365 | 6030 | RECLOSER,2 OR 3 PHASE,OVER 13.2KV,0-3000 AMP
3588039E | 470825.37 |  |  |  | TER 2022MTER005 CRANDALL P1 P2 | TER 2022MTER005 CRANDALL P1 P2 S1B | 2023-03-23
3588039E |  | 5696.98 | 364 | 0001 | SINGLE CROSSARM
3588039E |  | 72271.69 | 364 | 0280 | POLE, WOOD, 45'
3588039E |  | 259801.45 | 365 | 0020 | CONDUCTOR, ALUMINUM, 4/0 AND GREATER
3588039E |  | 42468.45 | 366 | 1010 | CONDUIT
3588039E |  | 20998.82 | 366 | 1100 | PRIMARY BOX
3588039E |  | 39219.75 | 367 | 0025 | CONDUCTOR, ALUMINUM, 4/0 AND GREATER
3588039E |  | 30368.23 | 367 | 0100 | FAULT INDICATOR
3588185E | 1280064.9 |  |  |  | OFFSITE 2021 1927 MORHD SUB ST | OFFSITE 2021-1927 MORHD SUB - STREAM VII - CIVIL -KMKJ | 2023-05-03
3588185E |  | 345617.52 | 366 | 1025 | DUCT BANK, 2 - 4 HOLES
3588185E |  | 294414.92 | 366 | 1030 | DUCT BANK, 5 - 8 HOLES
3588185E |  | 550427.93 | 366 | 1240 | MANHOLE, OVER 400 CU FT
3588185E |  | 76803.89 | 366 | 1410 | PADS OR FOUNDATIONS, MEDIUM, 50-100 SQ FT
3588185E |  | 12800.64 | 367 | 0020 | CONDUCTOR, ALUMINUM, LESS THEN 4/0
3588213E | 196680.36 |  |  |  | ABCCLEHIGHER LINKSRG | ABCCLEHIGHER LINKSRG | 2023-06-05
3588213E |  | 7867.21 | 364 | 0280 | POLE, WOOD, 45'
3588213E |  | 7867.21 | 364 | 0300 | POLE, WOOD, 50'
3588213E |  | 3933.6 | 365 | 0010 | CONDUCTOR, ALUMINUM, LESS THAN 4/0
3588213E |  | 68838.17 | 366 | 1010 | CONDUIT
3588213E |  | 11800.82 | 366 | 1150 | SECONDARY BOX
3588213E |  | 3933.6 | 366 | 1200 | MANHOLE, 0-100 CU FT
3588213E |  | 7867.21 | 366 | 1400 | PADS OR FOUNDATIONS, SMALL, LESS THAN 50 SQ FT
3588213E |  | 60970.91 | 367 | 0020 | CONDUCTOR, ALUMINUM, LESS THEN 4/0
3588213E |  | 21634.83 | 367 | 0025 | CONDUCTOR, ALUMINUM, 4/0 AND GREATER
3588213E |  | 1966.8 | 367 | 0100 | FAULT INDICATOR
3588257E | 1250640.82 |  |  |  | 2022MDES082 GRAND PRAIRIE SUB | 2022MDES082 - GRAND PRAIRIE SUB ALL FDR EXITS CIVIL - KMKJ | 2023-03-22
3588257E |  | 62532.04 | 364 | 0260 | POLE, WOOD, 40'
3588257E |  | 350179.43 | 366 | 1025 | DUCT BANK, 2 - 4 HOLES
3588257E |  | 175089.71 | 366 | 1030 | DUCT BANK, 5 - 8 HOLES
3588257E |  | 650333.24 | 366 | 1240 | MANHOLE, OVER 400 CU FT
3588257E |  | 12506.4 | 367 | 0020 | CONDUCTOR, ALUMINUM, LESS THEN 4/0
3588549E | 494750.63 |  |  |  | BGS BAYSWATER BFE PME OFFSITE- | BGS BAYSWATER BFE PME OFFSITE-CS-BG | 2023-01-25
3588549E |  | 49475.05 | 364 | 0001 | SINGLE CROSSARM
3588549E |  | 39580.02 | 364 | 0280 | POLE, WOOD, 45'
3588549E |  | 108845.12 | 364 | 0300 | POLE, WOOD, 50'
3588549E |  | 4947.48 | 364 | 0320 | POLE, WOOD, 55'
3588549E |  | 29685.01 | 365 | 0010 | CONDUCTOR, ALUMINUM, LESS THAN 4/0
3588549E |  | 113792.8 | 365 | 0020 | CONDUCTOR, ALUMINUM, 4/0 AND GREATER
3588549E |  | 44527.54 | 365 | 5650 | DIST AUTOMATION CONTROL OVERHEAD
3588549E |  | 103897.61 | 365 | 6030 | RECLOSER,2 OR 3 PHASE,OVER 13.2KV,0-3000 AMP
3588560E | 200811.06 |  |  |  | WAX:WAX: OFFSITE TUSCAN ESTATE | WAX:WAX: OFFSITE TUSCAN ESTATES (NH) | 2023-04-21
3588560E |  | 4016.21 | 364 | 0001 | SINGLE CROSSARM
3588560E |  | 2008.1 | 364 | 0002 | DOUBLE CROSSARMS
3588560E |  | 80324.42 | 364 | 0280 | POLE, WOOD, 45'
3588560E |  | 14056.77 | 365 | 0010 | CONDUCTOR, ALUMINUM, LESS THAN 4/0
3588560E |  | 100405.56 | 365 | 0020 | CONDUCTOR, ALUMINUM, 4/0 AND GREATER
3588843E | 129767.02 |  |  |  | MSQ:OFFSITE FOR SOLTERRA 1C NO | MSQ:OFFSITE FOR SOLTERRA 1C NORTH:CR | 2023-04-27
3588843E |  | 53204.51 | 366 | 1010 | CONDUIT
3588843E |  | 12976.69 | 366 | 1100 | PRIMARY BOX
3588843E |  | 2595.33 | 366 | 1410 | PADS OR FOUNDATIONS, MEDIUM, 50-100 SQ FT
3588843E |  | 29846.41 | 367 | 0025 | CONDUCTOR, ALUMINUM, 4/0 AND GREATER
3588843E |  | 31144.08 | 367 | 5190 | SWITCHGEAR, PADMOUNT, 25KV
3588928E | 128369.89 |  |  |  | ATH/SERVE EASTPORT SUBDIVISION | ATH/SERVE EASTPORT SUBDIVISION/JJ | 2023-06-21
3588928E |  | 50064.27 | 366 | 1010 | CONDUIT
3588928E |  | 5134.79 | 366 | 1150 | SECONDARY BOX
3588928E |  | 11553.29 | 366 | 1200 | MANHOLE, 0-100 CU FT
3588928E |  | 5134.79 | 366 | 1400 | PADS OR FOUNDATIONS, SMALL, LESS THAN 50 SQ FT
3588928E |  | 44929.46 | 367 | 0020 | CONDUCTOR, ALUMINUM, LESS THEN 4/0
3588928E |  | 11553.29 | 367 | 0025 | CONDUCTOR, ALUMINUM, 4/0 AND GREATER
3589317E | 196950.83 |  |  |  | ODE 56TH ST & FAUDREE ROAD IMP | ODE 56TH ST & FAUDREE ROAD IMPROVEMENTS JOB NO 190622-30 JKW | 2023-04-03
3589317E |  | 1969.49 | 366 | 1010 | CONDUIT
3589317E |  | 193011.85 | 367 | 0025 | CONDUCTOR, ALUMINUM, 4/0 AND GREATER
3589317E |  | 1969.49 | 369 | 1300 | SERVICE, UNDERGROUND, 4/0 AND LESS,3 PHASES
3589320E | 608713.41 |  |  |  | DES:DES OFFSITE NIAGRA 1535 E | DES:DES OFFSITE NIAGRA 1535 E BELTLINE LANCASTER (NH)-A | 2023-04-05
3589320E |  | 97394.13 | 364 | 0001 | SINGLE CROSSARM
3589320E |  | 6087.11 | 364 | 0260 | POLE, WOOD, 40'
3589320E |  | 127829.81 | 364 | 0300 | POLE, WOOD, 50'
3589320E |  | 36522.79 | 364 | 0320 | POLE, WOOD, 55'
3589320E |  | 12174.25 | 364 | 0335 | POLE, WOOD, 60'
3589320E |  | 6087.11 | 365 | 0010 | CONDUCTOR, ALUMINUM, LESS THAN 4/0
3589320E |  | 200875.63 | 365 | 0020 | CONDUCTOR, ALUMINUM, 4/0 AND GREATER
3589320E |  | 36522.79 | 365 | 5650 | DIST AUTOMATION CONTROL OVERHEAD
3589320E |  | 18261.39 | 365 | 5660 | DIST AUTOMATION POWER SUPPLY UNIT OH
3589320E |  | 12174.25 | 366 | 1010 | CONDUIT
3589320E |  | 42609.93 | 367 | 0025 | CONDUCTOR, ALUMINUM, 4/0 AND GREATER
3589320E |  | 6087.11 | 367 | 0100 | FAULT INDICATOR
3589320E |  | 6087.11 | 369 | 0100 | SERVICE, OVERHEAD, 4/0 AND LESS, SINGLE PHASE
3589365E | 1388159.9 |  |  |  | 2022NTEX011 BONHAM 1206 P1 S1 | 2022NTEX011 BONHAM 1206 P1 S1 | 2023-05-10
3589365E |  | 111052.78 | 364 | 0001 | SINGLE CROSSARM
3589365E |  | 208223.98 | 364 | 0280 | POLE, WOOD, 45'
3589365E |  | 13881.59 | 364 | 0300 | POLE, WOOD, 50'
3589365E |  | 41644.79 | 365 | 0010 | CONDUCTOR, ALUMINUM, LESS THAN 4/0
3589365E |  | 402566.48 | 365 | 0020 | CONDUCTOR, ALUMINUM, 4/0 AND GREATER
3589365E |  | 55526.38 | 365 | 5650 | DIST AUTOMATION CONTROL OVERHEAD
3589365E |  | 69407.98 | 365 | 6010 | AIRBREAK SWITCH, WITH OR WITHOUT OPERATOR
3589365E |  | 124934.38 | 365 | 6030 | RECLOSER,2 OR 3 PHASE,OVER 13.2KV,0-3000 AMP
3589365E |  | 13881.59 | 366 | 1010 | CONDUIT
3589365E |  | 333158.36 | 367 | 0025 | CONDUCTOR, ALUMINUM, 4/0 AND GREATER
3589365E |  | 13881.59 | 367 | 0100 | FAULT INDICATOR
3589388E | 381787.27 |  |  |  | 2019LKD02 KRGRVLL 2405-4 RECON | 2019LKD02 KRGRVLL 2405-4 RECONDUCTOR | 2023-02-16
3589388E |  | 41996.58 | 364 | 0001 | SINGLE CROSSARM
3589388E |  | 76357.44 | 364 | 0280 | POLE, WOOD, 45'
3589388E |  | 7635.72 | 364 | 0300 | POLE, WOOD, 50'
3589388E |  | 7635.72 | 364 | 0335 | POLE, WOOD, 60'
3589388E |  | 61085.95 | 365 | 0010 | CONDUCTOR, ALUMINUM, LESS THAN 4/0
3589388E |  | 11453.6 | 365 | 0020 | CONDUCTOR, ALUMINUM, 4/0 AND GREATER
3589388E |  | 175622.26 | 365 | 6030 | RECLOSER,2 OR 3 PHASE,OVER 13.2KV,0-3000 AMP
3589476E | 121566.29 |  |  |  | RRK: JARRELL:OFFSITE RANCHO DE | RRK: JARRELL:OFFSITE RANCHO DEL CIELO LIFT STATION JK | 2023-01-31
3589476E |  | 10940.96 | 364 | 0001 | SINGLE CROSSARM
3589476E |  | 54704.83 | 364 | 0280 | POLE, WOOD, 45'
3589476E |  | 55920.5 | 365 | 0010 | CONDUCTOR, ALUMINUM, LESS THAN 4/0
3589591E | 125416.05 |  |  |  | MTN DNE PMP 2022 PR WR 1 | MTN DNE PMP 2022 PR WR 1 | 2023-04-25
3589591E |  | 125416.05 | 364 | 0280 | POLE, WOOD, 45'
3589615E | 473069.94 |  |  |  | MDL 10818 W COUNTY ROAD 72 MOR | MDL 10818 W COUNTY ROAD 72 MORROW ENERGY OFFSITE RB | 2023-04-03
3589615E |  | 88842.53 | 364 | 0001 | SINGLE CROSSARM
3589615E |  | 182368.45 | 364 | 0280 | POLE, WOOD, 45'
3589615E |  | 5109.15 | 364 | 0300 | POLE, WOOD, 50'
3589615E |  | 8988.32 | 364 | 0335 | POLE, WOOD, 60'
3589615E |  | 187761.49 | 365 | 0020 | CONDUCTOR, ALUMINUM, 4/0 AND GREATER
3590030E | 126968.64 |  |  |  | TEX CLVLL OFF SITE TO FIVE CUS | TEX CLVLL OFF SITE TO FIVE CUSTOMERS HWY 377 KF | 2023-04-19
3590030E |  | 33011.84 | 364 | 0001 | SINGLE CROSSARM
3590030E |  | 40629.96 | 364 | 0280 | POLE, WOOD, 45'
3590030E |  | 8887.8 | 364 | 0300 | POLE, WOOD, 50'
3590030E |  | 44439.04 | 365 | 0010 | CONDUCTOR, ALUMINUM, LESS THAN 4/0
3590224E | 108114.34 |  |  |  | MCK 2022 PABSR | MCK 2022 PABSR | 2023-05-25
3590224E |  | 8649.13 | 364 | 0001 | SINGLE CROSSARM
3590224E |  | 3243.42 | 364 | 0280 | POLE, WOOD, 45'
3590224E |  | 4324.56 | 364 | 0300 | POLE, WOOD, 50'
3590224E |  | 91897.23 | 365 | 6010 | AIRBREAK SWITCH, WITH OR WITHOUT OPERATOR
3590272E | 104101.46 |  |  |  | DES: INSTALL SLT - 26 LIGHTS - | DES: INSTALL SLT - 26 LIGHTS - CHATTEY RD - DESOTO_BA | 2023-03-22
3590272E |  | 14574.2 | 373 | 0025 | CONDUCTOR, ALUMINUM, UNDERGROUND
3590272E |  | 31230.44 | 373 | 1250 | LUMINAIRE, LED, 40W TO 150W
3590272E |  | 58296.82 | 373 | 1515 | STANDARD, METAL, 25' AND UNDER
3590504E | 115808.46 |  |  |  | FWN/DEC AVIARA RIDGE PHASE LL | FWN/DEC AVIARA RIDGE PHASE LL JH/ | 2023-05-01
3590504E |  | 2316.16 | 364 | 0260 | POLE, WOOD, 40'
3590504E |  | 1158.07 | 365 | 0010 | CONDUCTOR, ALUMINUM, LESS THAN 4/0
3590504E |  | 44007.2 | 366 | 1010 | CONDUIT
3590504E |  | 1158.07 | 366 | 1150 | SECONDARY BOX
3590504E |  | 9264.67 | 366 | 1400 | PADS OR FOUNDATIONS, SMALL, LESS THAN 50 SQ FT
3590504E |  | 50955.81 | 367 | 0020 | CONDUCTOR, ALUMINUM, LESS THEN 4/0
3590504E |  | 3474.24 | 367 | 0025 | CONDUCTOR, ALUMINUM, 4/0 AND GREATER
3590504E |  | 3474.24 | 367 | 0100 | FAULT INDICATOR
3590853E | 467826.12 |  |  |  | 2022NWAC083 HARRIS CREEK SUB P | 2022NWAC083 HARRIS CREEK SUB P1 S7 S8 | 2022-12-31
3590853E |  | 14034.76 | 364 | 0001 | SINGLE CROSSARM
3590853E |  | 4678.24 | 364 | 0002 | DOUBLE CROSSARMS
3590853E |  | 4678.24 | 364 | 0260 | POLE, WOOD, 40'
3590853E |  | 126313.04 | 364 | 0280 | POLE, WOOD, 45'
3590853E |  | 4678.24 | 364 | 0300 | POLE, WOOD, 50'
3590853E |  | 4678.24 | 365 | 0010 | CONDUCTOR, ALUMINUM, LESS THAN 4/0
3590853E |  | 252626.27 | 365 | 0020 | CONDUCTOR, ALUMINUM, 4/0 AND GREATER
3590853E |  | 51460.85 | 365 | 6010 | AIRBREAK SWITCH, WITH OR WITHOUT OPERATOR
3590853E |  | 4678.24 | 367 | 0020 | CONDUCTOR, ALUMINUM, LESS THEN 4/0
3591095E | 170058.13 |  |  |  | TER 2022MTER005 CO RD 269 P1P2 | TER 2022MTER005 CO RD 269 P1P2 S1A | 2023-02-16
3591095E |  | 1700.58 | 364 | 0280 | POLE, WOOD, 45'
3591095E |  | 168357.55 | 365 | 0020 | CONDUCTOR, ALUMINUM, 4/0 AND GREATER
3591117E | 374001.44 |  |  |  | MTN TMP CDMIL1201 FDR MAINT FO | MTN TMP CDMIL1201 FDR MAINT FOR RELIABILITY | 2023-05-16
3591117E |  | 130900.5 | 364 | 0001 | SINGLE CROSSARM
3591117E |  | 18700.07 | 364 | 0260 | POLE, WOOD, 40'
3591117E |  | 198220.78 | 364 | 0280 | POLE, WOOD, 45'
3591117E |  | 18700.07 | 364 | 0320 | POLE, WOOD, 55'
3591117E |  | 3740.01 | 365 | 0010 | CONDUCTOR, ALUMINUM, LESS THAN 4/0
3591117E |  | 3740.01 | 367 | 0020 | CONDUCTOR, ALUMINUM, LESS THEN 4/0
3591240E | 421231.87 |  |  |  | COLNY2405-FRISCO 45 DEVELOPMEN | COLNY2405-FRISCO 45 DEVELOPMENT HWY 121 OFFSITE-KMKJ | 2023-02-20
3591240E |  | 8424.64 | 364 | 0001 | SINGLE CROSSARM
3591240E |  | 16849.27 | 364 | 0300 | POLE, WOOD, 50'
3591240E |  | 126369.56 | 364 | 0360 | POLE, OTHER, 65'
3591240E |  | 29486.23 | 364 | 0365 | POLE, WOOD, 70'
3591240E |  | 130581.9 | 364 | 0375 | POLE, OTHER, 70'
3591240E |  | 37910.86 | 366 | 1025 | DUCT BANK, 2 - 4 HOLES
3591240E |  | 71609.41 | 366 | 1030 | DUCT BANK, 5 - 8 HOLES
3591366E | 100205.45 |  |  |  | DFW PEROT PARK 161 LC12 FDR IR | DFW PEROT PARK 161 LC12 FDR IRVNR1552 | 2023-03-31
3591366E |  | 99203.4 | 367 | 0020 | CONDUCTOR, ALUMINUM, LESS THEN 4/0
3591366E |  | 1002.05 | 369 | 1300 | SERVICE, UNDERGROUND, 4/0 AND LESS,3 PHASES
3591482E | 108714.91 |  |  |  | LOWER FEEDER TMPNW 1101 ACROSS | LOWER FEEDER TMPNW 1101 ACROSS KEGLEY RD | 2023-05-30
3591482E |  | 25004.42 | 366 | 1010 | CONDUIT
3591482E |  | 80449.05 | 367 | 0025 | CONDUCTOR, ALUMINUM, 4/0 AND GREATER
3591482E |  | 3261.44 | 367 | 0100 | FAULT INDICATOR
3591593E | 338992.6 |  |  |  | 2021MFWE081-DUVAL SUBSTATION-I | 2021MFWE081-DUVAL SUBSTATION-INSTALLING UG CIVIL PHASE 1 P2 | 2022-12-12
3591593E |  | 94917.91 | 366 | 1025 | DUCT BANK, 2 - 4 HOLES
3591593E |  | 84748.15 | 366 | 1030 | DUCT BANK, 5 - 8 HOLES
3591593E |  | 159326.54 | 366 | 1240 | MANHOLE, OVER 400 CU FT
3592050E | 156348.22 |  |  |  | KIL: SALSW3001 TMP FDR MAINTEN | KIL: SALSW3001 TMP FDR MAINTENANCE RELIABILITY - LS | 2023-02-28
3592050E |  | 146967.35 | 364 | 0280 | POLE, WOOD, 45'
3592050E |  | 1563.47 | 365 | 0010 | CONDUCTOR, ALUMINUM, LESS THAN 4/0
3592050E |  | 7817.4 | 369 | 1100 | SERVICE, UNDERGROUND, 4/0 AND LESS, SINGLE PHASE
3592297E | 106051.35 |  |  |  | FWN HEB PMP 2022 AGING POLE PR | FWN HEB PMP 2022 AGING POLE PR WR 1 | 2023-06-01
3592297E |  | 106051.35 | 364 | 0280 | POLE, WOOD, 45'
3592602E | 124323.55 |  |  |  | BEN-HOMEGOOD WAREHOUSE-OFFSITE | BEN-HOMEGOOD WAREHOUSE-OFFSITE1-CB/OH | 2023-05-04
3592602E |  | 6216.17 | 364 | 0001 | SINGLE CROSSARM
3592602E |  | 4972.93 | 364 | 0280 | POLE, WOOD, 45'
3592602E |  | 91999.46 | 365 | 6000 | DIST AUTOMATION SWITCH OVERHEAD
3592602E |  | 21134.99 | 365 | 6010 | AIRBREAK SWITCH, WITH OR WITHOUT OPERATOR
3592629E | 353179.34 |  |  |  | KRT/RRK: OFFSITE STAR RANCH AP | KRT/RRK: OFFSITE STAR RANCH APTS CV | 2023-03-31
3592629E |  | 137739.96 | 366 | 1010 | CONDUIT
3592629E |  | 28254.34 | 366 | 1100 | PRIMARY BOX
3592629E |  | 10595.38 | 366 | 1410 | PADS OR FOUNDATIONS, MEDIUM, 50-100 SQ FT
3592629E |  | 74167.65 | 367 | 0025 | CONDUCTOR, ALUMINUM, 4/0 AND GREATER
3592629E |  | 3531.8 | 367 | 0100 | FAULT INDICATOR
3592629E |  | 98890.21 | 367 | 5190 | SWITCHGEAR, PADMOUNT, 25KV
3592782E | 1118510.95 |  |  |  | 2022NTEX011 BONHAM 1206 P1 S1 | 2022NTEX011 BONHAM 1206 P1 S1 | 2023-03-15
3592782E |  | 111851.08 | 364 | 0001 | SINGLE CROSSARM
3592782E |  | 11185.1 | 364 | 0260 | POLE, WOOD, 40'
3592782E |  | 246072.39 | 364 | 0280 | POLE, WOOD, 45'
3592782E |  | 100665.97 | 365 | 0010 | CONDUCTOR, ALUMINUM, LESS THAN 4/0
3592782E |  | 469774.71 | 365 | 0020 | CONDUCTOR, ALUMINUM, 4/0 AND GREATER
3592782E |  | 67110.64 | 365 | 6010 | AIRBREAK SWITCH, WITH OR WITHOUT OPERATOR
3592782E |  | 55925.53 | 366 | 1010 | CONDUIT
3592782E |  | 44740.43 | 367 | 0025 | CONDUCTOR, ALUMINUM, 4/0 AND GREATER
3592782E |  | 11185.1 | 367 | 0100 | FAULT INDICATOR
3592938E | 961952.86 |  |  |  | 2022NWAC083R01 HARRIS SUB P2 S | 2022NWAC083R01 HARRIS SUB P2 S13 B | 2023-03-31
3592938E |  | 134673.4 | 364 | 0001 | SINGLE CROSSARM
3592938E |  | 298205.4 | 364 | 0280 | POLE, WOOD, 45'
3592938E |  | 9619.53 | 364 | 0300 | POLE, WOOD, 50'
3592938E |  | 86575.75 | 365 | 0010 | CONDUCTOR, ALUMINUM, LESS THAN 4/0
3592938E |  | 288585.85 | 365 | 0020 | CONDUCTOR, ALUMINUM, 4/0 AND GREATER
3592938E |  | 48097.64 | 366 | 1010 | CONDUIT
3592938E |  | 86575.76 | 367 | 0025 | CONDUCTOR, ALUMINUM, 4/0 AND GREATER
3592938E |  | 9619.53 | 367 | 0100 | FAULT INDICATOR
3592958E | 1112566.14 |  |  |  | 2022NWAC083R01 HARRIS SUB P2 S | 2022NWAC083R01 HARRIS SUB P2 S13 A | 2023-05-19
3592958E |  | 122382.28 | 364 | 0001 | SINGLE CROSSARM
3592958E |  | 44502.64 | 364 | 0260 | POLE, WOOD, 40'
3592958E |  | 255890.22 | 364 | 0280 | POLE, WOOD, 45'
3592958E |  | 22251.32 | 364 | 0300 | POLE, WOOD, 50'
3592958E |  | 100130.95 | 365 | 0010 | CONDUCTOR, ALUMINUM, LESS THAN 4/0
3592958E |  | 389398.15 | 365 | 0020 | CONDUCTOR, ALUMINUM, 4/0 AND GREATER
3592958E |  | 44502.64 | 366 | 1010 | CONDUIT
3592958E |  | 111256.62 | 367 | 0025 | CONDUCTOR, ALUMINUM, 4/0 AND GREATER
3592958E |  | 22251.32 | 367 | 0100 | FAULT INDICATOR
3593487E | 602841.69 |  |  |  | 2022NWAC083R01: HARRIS CREEK S | 2022NWAC083R01: HARRIS CREEK SUBSTATION - CIVIL ONLY - CS | 2023-05-04
3593487E |  | 36170.5 | 366 | 1010 | CONDUIT
3593487E |  | 66312.58 | 366 | 1025 | DUCT BANK, 2 - 4 HOLES
3593487E |  | 307449.28 | 366 | 1030 | DUCT BANK, 5 - 8 HOLES
3593487E |  | 186880.92 | 366 | 1240 | MANHOLE, OVER 400 CU FT
3593487E |  | 6028.41 | 367 | 0020 | CONDUCTOR, ALUMINUM, LESS THEN 4/0
3593584E | 332286.39 |  |  |  | STP 2022NSTP101 STEPHENVILLE P | STP 2022NSTP101 STEPHENVILLE P1-4 S6-11 PJW | 2023-04-24
3593584E |  | 39874.35 | 364 | 0001 | SINGLE CROSSARM
3593584E |  | 16614.31 | 364 | 0280 | POLE, WOOD, 45'
3593584E |  | 23260.05 | 364 | 0300 | POLE, WOOD, 50'
3593584E |  | 13291.45 | 364 | 0320 | POLE, WOOD, 55'
3593584E |  | 3322.86 | 364 | 0335 | POLE, WOOD, 60'
3593584E |  | 112977.43 | 365 | 0020 | CONDUCTOR, ALUMINUM, 4/0 AND GREATER
3593584E |  | 16614.31 | 365 | 6010 | AIRBREAK SWITCH, WITH OR WITHOUT OPERATOR
3593584E |  | 9968.59 | 366 | 1010 | CONDUIT
3593584E |  | 89717.31 | 367 | 0025 | CONDUCTOR, ALUMINUM, 4/0 AND GREATER
3593584E |  | 6645.73 | 367 | 0100 | FAULT INDICATOR
3593632E | 325177.86 |  |  |  | STP 2022NSTP101 STEPHENVILLE N | STP 2022NSTP101 STEPHENVILLE N-1 P1, P2, P3, P4 - S9,S15,S23 | 2023-06-13
3593632E |  | 48776.67 | 364 | 0001 | SINGLE CROSSARM
3593632E |  | 13007.11 | 364 | 0002 | DOUBLE CROSSARMS
3593632E |  | 48776.67 | 364 | 0280 | POLE, WOOD, 45'
3593632E |  | 9755.33 | 364 | 0300 | POLE, WOOD, 50'
3593632E |  | 16258.89 | 365 | 0010 | CONDUCTOR, ALUMINUM, LESS THAN 4/0
3593632E |  | 152833.63 | 365 | 0020 | CONDUCTOR, ALUMINUM, 4/0 AND GREATER
3593632E |  | 35769.56 | 365 | 6010 | AIRBREAK SWITCH, WITH OR WITHOUT OPERATOR
3593694E | 1028929.2 |  |  |  | DFW NEW ONCOR ATS DPS HQ FDR D | DFW NEW ONCOR ATS DPS HQ FDR DFWSE2710 & DFWSW2322 | 2022-11-04
3593694E |  | 205785.82 | 367 | 0025 | CONDUCTOR, ALUMINUM, 4/0 AND GREATER
3593694E |  | 720250.49 | 367 | 5200 | SWITCHGEAR, PADMOUNT, 25KV, AUTOMATED
3593694E |  | 102892.89 | 367 | 5650 | DIST AUTOMATION CONTROL UNDERGROUND
3593760E | 801515.58 |  |  |  | AND SH115ATFM181 GASLD4221 REL | AND SH115ATFM181 GASLD4221 RELOCATEPOLES | 2023-04-11
3593760E |  | 37831.52 | 364 | 0001 | SINGLE CROSSARM
3593760E |  | 2003.77 | 364 | 0002 | DOUBLE CROSSARMS
3593760E |  | 108685.5 | 364 | 0280 | POLE, WOOD, 45'
3593760E |  | 110769.45 | 364 | 0300 | POLE, WOOD, 50'
3593760E |  | 222500.86 | 364 | 0330 | POLE, CONCRETE, 55'
3593760E |  | 36228.49 | 364 | 0360 | POLE, OTHER, 65'
3593760E |  | 53140.47 | 365 | 0010 | CONDUCTOR, ALUMINUM, LESS THAN 4/0
3593760E |  | 161745.83 | 365 | 0020 | CONDUCTOR, ALUMINUM, 4/0 AND GREATER
3593760E |  | 15549.39 | 366 | 1010 | CONDUIT
3593760E |  | 34144.55 | 367 | 0025 | CONDUCTOR, ALUMINUM, 4/0 AND GREATER
3593760E |  | 18915.75 | 367 | 0100 | FAULT INDICATOR
3593866E | 317969.48 |  |  |  | MTN OFFSITE PH 1 MESQT1306 ON | MTN OFFSITE MESQT1306 ON HUDSON AIRPORT BLVD RY | 2023-03-01
3593866E |  | 25437.54 | 364 | 0001 | SINGLE CROSSARM
3593866E |  | 3179.68 | 364 | 0280 | POLE, WOOD, 45'
3593866E |  | 92211.13 | 364 | 0300 | POLE, WOOD, 50'
3593866E |  | 193961.45 | 365 | 0020 | CONDUCTOR, ALUMINUM, 4/0 AND GREATER
3593866E |  | 3179.68 | 367 | 0020 | CONDUCTOR, ALUMINUM, LESS THEN 4/0
3593960E | 214549.08 |  |  |  | FWS 4 NOVA 2022 RECLOSERS PH 3 | FWS 4 NOVA 2022 RECLOSERS PH 3 FORT WORTH SOUTH FEEDERS BA | 2023-04-25
3593960E |  | 4290.98 | 364 | 0001 | SINGLE CROSSARM
3593960E |  | 4290.98 | 364 | 0280 | POLE, WOOD, 45'
3593960E |  | 2145.49 | 365 | 0010 | CONDUCTOR, ALUMINUM, LESS THAN 4/0
3593960E |  | 193094.18 | 365 | 6030 | RECLOSER,2 OR 3 PHASE,OVER 13.2KV,0-3000 AMP
3593960E |  | 2145.49 | 366 | 1010 | CONDUIT
3593960E |  | 6436.47 | 366 | 1100 | PRIMARY BOX
3593960E |  | 2145.49 | 367 | 0025 | CONDUCTOR, ALUMINUM, 4/0 AND GREATER
3593962E | 192057.44 |  |  |  | FWS 4 NOVA 2022 RECLOSERS PH 3 | FWS 4 NOVA 2022 RECLOSERS PH 3 FORT WORTH SOUTH FEEDERS BA | 2023-04-25
3593962E |  | 3841.14 | 364 | 0001 | SINGLE CROSSARM
3593962E |  | 5761.72 | 364 | 0280 | POLE, WOOD, 45'
3593962E |  | 1920.57 | 365 | 0010 | CONDUCTOR, ALUMINUM, LESS THAN 4/0
3593962E |  | 180534.01 | 365 | 6030 | RECLOSER,2 OR 3 PHASE,OVER 13.2KV,0-3000 AMP
3593992E | 106838.09 |  |  |  | WFS GT300KMASB1721 RANDOLPH RD | WFS GT300KMASB1721 RANDOLPH RD | 2023-03-31
3593992E |  | 29914.66 | 364 | 0001 | SINGLE CROSSARM
3593992E |  | 3205.13 | 364 | 0002 | DOUBLE CROSSARMS
3593992E |  | 56624.2 | 364 | 0260 | POLE, WOOD, 40'
3593992E |  | 17094.1 | 364 | 0280 | POLE, WOOD, 45'
3594158E | 229516.48 |  |  |  | MID:MID SHENANDOAH RIDGE OFFSI | MID:MID SHENANDOAH RIDGE OFFSITE. DH-PWR | 2023-04-03
3594158E |  | 39017.8 | 364 | 0001 | SINGLE CROSSARM
3594158E |  | 75740.43 | 364 | 0320 | POLE, WOOD, 55'
3594158E |  | 112463.09 | 365 | 0020 | CONDUCTOR, ALUMINUM, 4/0 AND GREATER
3594158E |  | 2295.16 | 367 | 0020 | CONDUCTOR, ALUMINUM, LESS THEN 4/0
3594160E | 545647.29 |  |  |  | FTW 2021MFWE083R02 STUART SUB | FTW 2021MFWE083R02 STUART SUB -- FEEDER EXITS - ELECTRICAL | 2023-03-01
3594160E |  | 5456.46 | 366 | 1010 | CONDUIT
3594160E |  | 540190.83 | 367 | 0025 | CONDUCTOR, ALUMINUM, 4/0 AND GREATER
3594232E | 206987.91 |  |  |  | RELOCATION BAKER LANDING | RELOCATION BAKER LANDING | 2023-04-21
3594232E |  | 4139.74 | 364 | 0001 | SINGLE CROSSARM
3594232E |  | 6209.62 | 364 | 0280 | POLE, WOOD, 45'
3594232E |  | 2069.86 | 364 | 0300 | POLE, WOOD, 50'
3594232E |  | 2069.86 | 365 | 0010 | CONDUCTOR, ALUMINUM, LESS THAN 4/0
3594232E |  | 2069.86 | 365 | 0020 | CONDUCTOR, ALUMINUM, 4/0 AND GREATER
3594232E |  | 16559.02 | 365 | 6010 | AIRBREAK SWITCH, WITH OR WITHOUT OPERATOR
3594232E |  | 169730.21 | 367 | 0025 | CONDUCTOR, ALUMINUM, 4/0 AND GREATER
3594232E |  | 4139.74 | 367 | 0100 | FAULT INDICATOR
3594311E | 233061.52 |  |  |  | TAY: OFFSITE TAYLOR ROSSEAU DA | TAY: OFFSITE TAYLOR ROSSEAU DATE CENTER JK | 2023-05-02
3594311E |  | 16314.29 | 364 | 0001 | SINGLE CROSSARM
3594311E |  | 2330.6 | 364 | 0260 | POLE, WOOD, 40'
3594311E |  | 53604.14 | 364 | 0280 | POLE, WOOD, 45'
3594311E |  | 13983.68 | 364 | 0300 | POLE, WOOD, 50'
3594311E |  | 4661.22 | 364 | 0320 | POLE, WOOD, 55'
3594311E |  | 2330.6 | 365 | 0010 | CONDUCTOR, ALUMINUM, LESS THAN 4/0
3594311E |  | 139836.99 | 365 | 0020 | CONDUCTOR, ALUMINUM, 4/0 AND GREATER
3594649E | 134526.34 |  |  |  | TEX: 3 NOVA 2022 RECLOSERS PH | TEX: 3 NOVA 2022 RECLOSERS PH 2 TEXOMA FEEDERS BA | 2023-04-12
3594649E |  | 2690.52 | 364 | 0001 | SINGLE CROSSARM
3594649E |  | 1345.26 | 364 | 0280 | POLE, WOOD, 45'
3594649E |  | 1345.26 | 364 | 0300 | POLE, WOOD, 50'
3594649E |  | 129145.3 | 365 | 6030 | RECLOSER,2 OR 3 PHASE,OVER 13.2KV,0-3000 AMP
3594692E | 254194.81 |  |  |  | MCK/MCK - WILLOW WOOD PH 8 - M | MCK/MCK - WILLOW WOOD PH 8 - MCKINNEY - BS | 2023-06-15
3594692E |  | 2541.94 | 364 | 0001 | SINGLE CROSSARM
3594692E |  | 2541.94 | 364 | 0280 | POLE, WOOD, 45'
3594692E |  | 2541.94 | 364 | 0300 | POLE, WOOD, 50'
3594692E |  | 2541.94 | 365 | 0010 | CONDUCTOR, ALUMINUM, LESS THAN 4/0
3594692E |  | 63548.78 | 366 | 1010 | CONDUIT
3594692E |  | 22877.53 | 366 | 1150 | SECONDARY BOX
3594692E |  | 12709.74 | 366 | 1400 | PADS OR FOUNDATIONS, SMALL, LESS THAN 50 SQ FT
3594692E |  | 48297.01 | 367 | 0020 | CONDUCTOR, ALUMINUM, LESS THEN 4/0
3594692E |  | 20335.58 | 367 | 0025 | CONDUCTOR, ALUMINUM, 4/0 AND GREATER
3594692E |  | 5083.89 | 367 | 0100 | FAULT INDICATOR
3594692E |  | 2541.94 | 373 | 0025 | CONDUCTOR, ALUMINUM, UNDERGROUND
3594692E |  | 22877.53 | 373 | 1250 | LUMINAIRE, LED, 40W TO 150W
3594692E |  | 5083.89 | 373 | 1375 | CONDUIT
3594692E |  | 40671.16 | 373 | 1625 | STANDARD, OTHER, 25' AND UNDER
3594708E | 111369.78 |  |  |  | ABC:ARL:GATEWAY ESTATES AP | ABC:ARL:GATEWAY ESTATES AP | 2023-06-12
3594708E |  | 2227.39 | 364 | 0300 | POLE, WOOD, 50'
3594708E |  | 26728.8 | 366 | 1010 | CONDUIT
3594708E |  | 14478.07 | 366 | 1150 | SECONDARY BOX
3594708E |  | 4454.79 | 366 | 1400 | PADS OR FOUNDATIONS, SMALL, LESS THAN 50 SQ FT
3594708E |  | 15591.76 | 367 | 0020 | CONDUCTOR, ALUMINUM, LESS THEN 4/0
3594708E |  | 16705.46 | 367 | 0025 | CONDUCTOR, ALUMINUM, 4/0 AND GREATER
3594708E |  | 1113.69 | 367 | 0100 | FAULT INDICATOR
3594708E |  | 1113.69 | 373 | 0025 | CONDUCTOR, ALUMINUM, UNDERGROUND
3594708E |  | 10023.28 | 373 | 1250 | LUMINAIRE, LED, 40W TO 150W
3594708E |  | 2227.39 | 373 | 1375 | CONDUIT
3594708E |  | 16705.46 | 373 | 1625 | STANDARD, OTHER, 25' AND UNDER
3595466E | 551508.97 |  |  |  | 2022NAND051R01 MUSTANG FDR EXI | 2022NAND051R01 MUSTANG FDR EXITS CS-PWR | 2023-04-25
3595466E |  | 5515.08 | 364 | 0001 | SINGLE CROSSARM
3595466E |  | 5515.08 | 364 | 0300 | POLE, WOOD, 50'
3595466E |  | 5515.08 | 365 | 0010 | CONDUCTOR, ALUMINUM, LESS THAN 4/0
3595466E |  | 93756.51 | 366 | 1010 | CONDUIT
3595466E |  | 44120.71 | 366 | 1100 | PRIMARY BOX
3595466E |  | 391571.43 | 367 | 0025 | CONDUCTOR, ALUMINUM, 4/0 AND GREATER
3595466E |  | 5515.08 | 367 | 0100 | FAULT INDICATOR
3595660E | 220490.07 |  |  |  | MCK/PLA-BEACON SQUARE OFFSITE- | MCK/PLA-BEACON SQUARE OFFSITE-MA | 2023-05-30
3595660E |  | 57327.4 | 366 | 1010 | CONDUIT
3595660E |  | 6614.69 | 366 | 1410 | PADS OR FOUNDATIONS, MEDIUM, 50-100 SQ FT
3595660E |  | 90400.98 | 367 | 0025 | CONDUCTOR, ALUMINUM, 4/0 AND GREATER
3595660E |  | 2204.89 | 367 | 0100 | FAULT INDICATOR
3595660E |  | 63942.11 | 367 | 5190 | SWITCHGEAR, PADMOUNT, 25KV
3595777E | 223938.15 |  |  |  | MCK CITY OF ALLEN RIDGEVIEW DR | MCK CITY OF ALLEN RIDGEVIEW DR - CHELSEA TO 75 RELO- AL | 2023-06-15
3595777E |  | 30925.85 | 364 | 0001 | SINGLE CROSSARM
3595777E |  | 7210.8 | 364 | 0260 | POLE, WOOD, 40'
3595777E |  | 81759.81 | 364 | 0300 | POLE, WOOD, 50'
3595777E |  | 11219.3 | 364 | 0320 | POLE, WOOD, 55'
3595777E |  | 470.27 | 365 | 0010 | CONDUCTOR, ALUMINUM, LESS THAN 4/0
3595777E |  | 83663.33 | 365 | 0020 | CONDUCTOR, ALUMINUM, 4/0 AND GREATER
3595777E |  | 1321.23 | 366 | 1010 | CONDUIT
3595777E |  | 2597.68 | 366 | 1200 | MANHOLE, 0-100 CU FT
3595777E |  | 4769.88 | 367 | 0020 | CONDUCTOR, ALUMINUM, LESS THEN 4/0
3595924E | 235323.71 |  |  |  | HILL PENELOPE OFFSITE FOR 6SL | HILL PENELOPE OFFSITE FOR 6SL UPGR 3548516 6601 FM 2114 TLD | 2023-06-16
3595924E |  | 108248.9 | 364 | 0280 | POLE, WOOD, 45'
3595924E |  | 16472.65 | 364 | 0300 | POLE, WOOD, 50'
3595924E |  | 110602.16 | 365 | 0010 | CONDUCTOR, ALUMINUM, LESS THAN 4/0
3595931E | 319362.03 |  |  |  | HILL HUBBARD OFFSITE FOR 6ST U | HILL HUBBARD OFFSITE FOR 6ST UPGR 3579783 259 CR 3313 - TLD | 2023-06-16
3595931E |  | 3193.62 | 364 | 0001 | SINGLE CROSSARM
3595931E |  | 159681.02 | 364 | 0280 | POLE, WOOD, 45'
3595931E |  | 9580.86 | 364 | 0300 | POLE, WOOD, 50'
3595931E |  | 114970.33 | 365 | 0010 | CONDUCTOR, ALUMINUM, LESS THAN 4/0
3595931E |  | 19161.72 | 366 | 1010 | CONDUIT
3595931E |  | 9580.86 | 367 | 0025 | CONDUCTOR, ALUMINUM, 4/0 AND GREATER
3595931E |  | 3193.62 | 367 | 0100 | FAULT INDICATOR
3596206E | 149840.75 |  |  |  | MSQ:EMERSON FARMS OFFSITE/JJ | MSQ:EMERSON FARMS OFFSITE/JJ | 2023-03-24
3596206E |  | 15448.58 | 364 | 0001 | SINGLE CROSSARM
3596206E |  | 5124.55 | 364 | 0260 | POLE, WOOD, 40'
3596206E |  | 37205.46 | 364 | 0280 | POLE, WOOD, 45'
3596206E |  | 28170.06 | 364 | 0300 | POLE, WOOD, 50'
3596206E |  | 19449.33 | 365 | 0010 | CONDUCTOR, ALUMINUM, LESS THAN 4/0
3596206E |  | 24648.81 | 366 | 1010 | CONDUIT
3596206E |  | 19793.96 | 367 | 0020 | CONDUCTOR, ALUMINUM, LESS THEN 4/0
3596397E | 358009.35 |  |  |  | 2022NSTN013R01 TRIANGLE 1103 P | 2022NSTN013R01 TRIANGLE 1103 P1 P2 S1 | 2023-06-12
3596397E |  | 46541.21 | 364 | 0001 | SINGLE CROSSARM
3596397E |  | 7160.18 | 364 | 0260 | POLE, WOOD, 40'
3596397E |  | 68021.77 | 364 | 0280 | POLE, WOOD, 45'
3596397E |  | 21480.56 | 364 | 0300 | POLE, WOOD, 50'
3596397E |  | 214805.63 | 365 | 0020 | CONDUCTOR, ALUMINUM, 4/0 AND GREATER
3596544E | 280525 |  |  |  | FRMBR: INSTALL 2 VISTAS AND 10 | FRMBR: INSTALL 2 VISTAS AND 1000 AL FOR VITRUVIAN TOWNHOMES | 2023-05-26
3596544E |  | 1486.77 | 366 | 1420 | PADS OR FOUNDATIONS, LARGE, OVER 100 SQ FT
3596544E |  | 58517.51 | 367 | 0025 | CONDUCTOR, ALUMINUM, 4/0 AND GREATER
3596544E |  | 220520.72 | 367 | 5190 | SWITCHGEAR, PADMOUNT, 25KV
3596615E | 131675.97 |  |  |  | JKV TMP TRPMN4094 GCL-CORRECT | TYL TMP TRPMN4094 GCL-CORRECT CLEARANCE ISSUES-CLA | 2023-01-12
3596615E |  | 24781.41 | 364 | 0280 | POLE, WOOD, 45'
3596615E |  | 6280.94 | 364 | 0300 | POLE, WOOD, 50'
3596615E |  | 19198.35 | 364 | 0320 | POLE, WOOD, 55'
3596615E |  | 7426.52 | 365 | 0010 | CONDUCTOR, ALUMINUM, LESS THAN 4/0
3596615E |  | 2857.36 | 365 | 1000 | FAULT INDICATOR
3596615E |  | 59188.38 | 366 | 1010 | CONDUIT
3596615E |  | 11943.01 | 367 | 0020 | CONDUCTOR, ALUMINUM, LESS THEN 4/0
3596736E | 195925.73 |  |  |  | KRT:TEM FRESH MEADOWS.DH | KRT:TEM FRESH MEADOWS.DH | 2023-03-20
3596736E |  | 1959.25 | 364 | 0001 | SINGLE CROSSARM
3596736E |  | 1959.25 | 364 | 0260 | POLE, WOOD, 40'
3596736E |  | 1959.25 | 365 | 0010 | CONDUCTOR, ALUMINUM, LESS THAN 4/0
3596736E |  | 68574.1 | 366 | 1010 | CONDUIT
3596736E |  | 17633.31 | 366 | 1150 | SECONDARY BOX
3596736E |  | 15674.05 | 366 | 1200 | MANHOLE, 0-100 CU FT
3596736E |  | 9796.28 | 366 | 1400 | PADS OR FOUNDATIONS, SMALL, LESS THAN 50 SQ FT
3596736E |  | 33307.36 | 367 | 0020 | CONDUCTOR, ALUMINUM, LESS THEN 4/0
3596736E |  | 19592.57 | 367 | 0025 | CONDUCTOR, ALUMINUM, 4/0 AND GREATER
3596736E |  | 1959.25 | 367 | 0100 | FAULT INDICATOR
3596736E |  | 1959.25 | 373 | 0025 | CONDUCTOR, ALUMINUM, UNDERGROUND
3596736E |  | 3918.5 | 373 | 1200 | LUMINAIRE, OTHER, 100W
3596736E |  | 5877.77 | 373 | 1375 | CONDUIT
3596736E |  | 11755.54 | 373 | 1625 | STANDARD, OTHER, 25' AND UNDER
3596757E | 135154.45 |  |  |  | DSW 20 TS 2022 TRIPSAVERS PH 3 | DSW 20 TS 2022 TRIPSAVERS PH 3 DALLAS SOUTH WEST FEEDERS BA | 2023-03-07
3596757E |  | 6757.71 | 364 | 0001 | SINGLE CROSSARM
3596757E |  | 128396.74 | 365 | 6015 | RECLOSER,SINGLE PHASE,13.2KV AND UNDER,0-3000 AMP
3596823E | 177825.42 |  |  |  | STN 12 TS 2022 TRIPSAVERS PH 3 | STN 12 TS 2022 TRIPSAVERS PH 3 STANTON FEEDERS BA | 2023-04-04
3596823E |  | 8891.27 | 364 | 0001 | SINGLE CROSSARM
3596823E |  | 3556.5 | 364 | 0280 | POLE, WOOD, 45'
3596823E |  | 165377.65 | 365 | 6015 | RECLOSER,SINGLE PHASE,13.2KV AND UNDER,0-3000 AMP
3596837E | 131413.94 |  |  |  | TAY 18 TS 2022 TRIPSAVERS PH 3 | TAY 19 TS 2022 TRIPSAVERS PH 3 TAYLOR FEEDERS BA | 2023-04-24
3596837E |  | 6570.69 | 364 | 0001 | SINGLE CROSSARM
3596837E |  | 1314.13 | 364 | 0280 | POLE, WOOD, 45'
3596837E |  | 123529.12 | 365 | 6015 | RECLOSER,SINGLE PHASE,13.2KV AND UNDER,0-3000 AMP
3596846E | 151918.9 |  |  |  | TYL 16 TS 2022 TRIPSAVERS PH 3 | TYL 16 TS 2022 TRIPSAVERS PH 3 TYLER FEEDERS BA | 2023-04-21
3596846E |  | 9115.13 | 364 | 0001 | SINGLE CROSSARM
3596846E |  | 4557.56 | 364 | 0280 | POLE, WOOD, 45'
3596846E |  | 3038.37 | 364 | 0300 | POLE, WOOD, 50'
3596846E |  | 135207.84 | 365 | 6015 | RECLOSER,SINGLE PHASE,13.2KV AND UNDER,0-3000 AMP
3596852E | 110406.65 |  |  |  | WFS 16 TS 2022 TRIPSAVERS PH 3 | WFS 15 TS 2022 TRIPSAVERS PH 3 WICHITA FALLS FEEDERS BA | 2023-04-21
3596852E |  | 3312.19 | 364 | 0001 | SINGLE CROSSARM
3596852E |  | 2208.13 | 364 | 0300 | POLE, WOOD, 50'
3596852E |  | 104886.33 | 365 | 6015 | RECLOSER,SINGLE PHASE,13.2KV AND UNDER,0-3000 AMP
3596855E | 178479.81 |  |  |  | MCK- PLA - CIP 7239 - MISSION | MCK- PLA - CIP 7239 - MISSION RIDGE RD POLE RELOCATION - CEB | 2023-03-28
3596855E |  | 12493.57 | 364 | 0001 | SINGLE CROSSARM
3596855E |  | 14278.36 | 364 | 0280 | POLE, WOOD, 45'
3596855E |  | 41050.35 | 364 | 0330 | POLE, CONCRETE, 55'
3596855E |  | 89239.99 | 364 | 0345 | POLE, OTHER, 60'
3596855E |  | 1784.78 | 365 | 0010 | CONDUCTOR, ALUMINUM, LESS THAN 4/0
3596855E |  | 19632.76 | 365 | 0020 | CONDUCTOR, ALUMINUM, 4/0 AND GREATER
3597073E | 879043.19 |  |  |  | 2022NBWD182 SABANA SUB P1 - S1 | 2022NBWD182 SABANA SUB P1 - S1, S2, S3, S4 | 2023-04-06
3597073E |  | 114275.6 | 364 | 0001 | SINGLE CROSSARM
3597073E |  | 35161.72 | 364 | 0280 | POLE, WOOD, 45'
3597073E |  | 140646.89 | 364 | 0300 | POLE, WOOD, 50'
3597073E |  | 17580.85 | 364 | 0320 | POLE, WOOD, 55'
3597073E |  | 377988.68 | 365 | 0020 | CONDUCTOR, ALUMINUM, 4/0 AND GREATER
3597073E |  | 26371.28 | 366 | 1010 | CONDUIT
3597073E |  | 149437.32 | 367 | 0025 | CONDUCTOR, ALUMINUM, 4/0 AND GREATER
3597073E |  | 17580.85 | 367 | 0100 | FAULT INDICATOR
3597133E | 417614.74 |  |  |  | 22-P129-UF-KIL-CPRCV1403-CPRCV | 22-P129-UF-KIL-CPRCV1403-CPRCV1406-RECON | 2023-03-27
3597133E |  | 66818.36 | 364 | 0001 | SINGLE CROSSARM
3597133E |  | 62642.2 | 364 | 0280 | POLE, WOOD, 45'
3597133E |  | 25056.87 | 364 | 0300 | POLE, WOOD, 50'
3597133E |  | 8352.28 | 364 | 0335 | POLE, WOOD, 60'
3597133E |  | 16704.58 | 365 | 0010 | CONDUCTOR, ALUMINUM, LESS THAN 4/0
3597133E |  | 217159.8 | 365 | 0020 | CONDUCTOR, ALUMINUM, 4/0 AND GREATER
3597133E |  | 4176.13 | 366 | 1010 | CONDUIT
3597133E |  | 4176.13 | 366 | 1150 | SECONDARY BOX
3597133E |  | 4176.13 | 367 | 0020 | CONDUCTOR, ALUMINUM, LESS THEN 4/0
3597133E |  | 4176.13 | 367 | 0025 | CONDUCTOR, ALUMINUM, 4/0 AND GREATER
3597133E |  | 4176.13 | 367 | 0100 | FAULT INDICATOR
3597156E | 252813.17 |  |  |  | 2022NSTN081 GRMCH2108 P1 S1 S2 | 2022NSTN081 GRMCH2108 P1 S1 S2 | 2023-05-24
3597156E |  | 12564.81 | 364 | 0001 | SINGLE CROSSARM
3597156E |  | 39464.13 | 366 | 1010 | CONDUIT
3597156E |  | 153179.52 | 367 | 0025 | CONDUCTOR, ALUMINUM, 4/0 AND GREATER
3597156E |  | 47604.71 | 367 | 0100 | FAULT INDICATOR
3597307E | 238960.7 |  |  |  | LDL RELOCATE FACILITIES HICKOR | LDL RELOCATE FACILITIES HICKORY CREEK RD AND FM 2181 | 2023-01-25
3597307E |  | 81246.62 | 366 | 1010 | CONDUIT
3597307E |  | 157714.08 | 367 | 0025 | CONDUCTOR, ALUMINUM, 4/0 AND GREATER
3597446E | 151707.64 |  |  |  | LUF LFEST 1904 2022NLUF004 REP | LUF LFEST 1904 2022NLUF004 REPLACE DAMAGE COND AL EG CW | 2023-03-31
3597446E |  | 34953.44 | 364 | 0001 | SINGLE CROSSARM
3597446E |  | 75307.69 | 364 | 0260 | POLE, WOOD, 40'
3597446E |  | 40430.08 | 364 | 0280 | POLE, WOOD, 45'
3597446E |  | 151.7 | 365 | 0010 | CONDUCTOR, ALUMINUM, LESS THAN 4/0
3597446E |  | 864.73 | 365 | 0020 | CONDUCTOR, ALUMINUM, 4/0 AND GREATER
3597546E | 119431.14 |  |  |  | POTTS NORTH SLOPE PHASE 8 TM | POTTS NORTH SLOPE PHASE 8 TM | 2023-05-03
3597546E |  | 1289.85 | 364 | 0001 | SINGLE CROSSARM
3597546E |  | 5541.6 | 364 | 0300 | POLE, WOOD, 50'
3597546E |  | 52310.86 | 366 | 1010 | CONDUIT
3597546E |  | 6449.28 | 366 | 1150 | SECONDARY BOX
3597546E |  | 6843.41 | 366 | 1400 | PADS OR FOUNDATIONS, SMALL, LESS THAN 50 SQ FT
3597546E |  | 18296.85 | 367 | 0020 | CONDUCTOR, ALUMINUM, LESS THEN 4/0
3597546E |  | 9829.18 | 367 | 0025 | CONDUCTOR, ALUMINUM, 4/0 AND GREATER
3597546E |  | 465.78 | 373 | 0025 | CONDUCTOR, ALUMINUM, UNDERGROUND
3597546E |  | 5840.18 | 373 | 1250 | LUMINAIRE, LED, 40W TO 150W
3597546E |  | 979.33 | 373 | 1375 | CONDUIT
3597546E |  | 11584.82 | 373 | 1625 | STANDARD, OTHER, 25' AND UNDER
3597757E | 355704.07 |  |  |  | DSW:UGCP_HMTRD0002_REPLACE PIL | DSW:UGCP_HMTRD0002_REPLACE PILC CABLE- 3500 S HAMPTON RD | 2023-01-05
3597757E |  | 3557.03 | 366 | 1010 | CONDUIT
3597757E |  | 352147.04 | 367 | 0015 | CONDUCTOR, COPPER, 2/0 AND GREATER
3597901E | 191772.08 |  |  |  | DES:WILMER OFFSITE 1500 NIKE, | DES:WILMER OFFSITE 1500 NIKE, (NH) | 2023-05-09
3597901E |  | 18045.75 | 364 | 0001 | SINGLE CROSSARM
3597901E |  | 52679.79 | 364 | 0300 | POLE, WOOD, 50'
3597901E |  | 20289.48 | 364 | 0320 | POLE, WOOD, 55'
3597901E |  | 100757.06 | 365 | 0020 | CONDUCTOR, ALUMINUM, 4/0 AND GREATER
3598070E | 200846.57 |  |  |  | DEC: OFF-SITE-ROSE ST APARTMEN | DEC: OFF-SITE-ROSE ST APARTMENTS | 2023-04-26
3598070E |  | 32135.43 | 364 | 0001 | SINGLE CROSSARM
3598070E |  | 70296.29 | 364 | 0280 | POLE, WOOD, 45'
3598070E |  | 4016.92 | 364 | 0300 | POLE, WOOD, 50'
3598070E |  | 20084.65 | 365 | 0010 | CONDUCTOR, ALUMINUM, LESS THAN 4/0
3598070E |  | 74313.28 | 365 | 0020 | CONDUCTOR, ALUMINUM, 4/0 AND GREATER
3598401E | 399400.87 |  |  |  | TAY 2022NTAY082 P1-S11,S12 JAH | TAY 2022NTAY082 P1-S11,S12 JAH | 2023-06-04
3598401E |  | 43934.09 | 364 | 0001 | SINGLE CROSSARM
3598401E |  | 11982.02 | 364 | 0002 | DOUBLE CROSSARMS
3598401E |  | 79880.17 | 364 | 0280 | POLE, WOOD, 45'
3598401E |  | 11982.02 | 364 | 0300 | POLE, WOOD, 50'
3598401E |  | 51922.11 | 364 | 0330 | POLE, CONCRETE, 55'
3598401E |  | 11982.02 | 365 | 0010 | CONDUCTOR, ALUMINUM, LESS THAN 4/0
3598401E |  | 187718.44 | 365 | 0020 | CONDUCTOR, ALUMINUM, 4/0 AND GREATER
3598474E | 100659.49 |  |  |  | WFS FDR MNT ANARN1911 GT300 LD | WFS FDR MNT ANARN1911 GT300 | 2023-05-02
3598474E |  | 36237.41 | 364 | 0001 | SINGLE CROSSARM
3598474E |  | 6039.56 | 364 | 0002 | DOUBLE CROSSARMS
3598474E |  | 39257.24 | 364 | 0260 | POLE, WOOD, 40'
3598474E |  | 10065.94 | 364 | 0280 | POLE, WOOD, 45'
3598474E |  | 8052.75 | 364 | 0300 | POLE, WOOD, 50'
3598474E |  | 1006.59 | 365 | 0010 | CONDUCTOR, ALUMINUM, LESS THAN 4/0
3598497E | 236689.53 |  |  |  | MDL RIVERSIDE ADDITION OFFSITE | MDL RIVERSIDE ADDITION OFFSITE RB-BG | 2023-04-03
3598497E |  | 37870.32 | 364 | 0001 | SINGLE CROSSARM
3598497E |  | 94675.82 | 364 | 0280 | POLE, WOOD, 45'
3598497E |  | 9467.58 | 364 | 0300 | POLE, WOOD, 50'
3598497E |  | 94675.81 | 365 | 0010 | CONDUCTOR, ALUMINUM, LESS THAN 4/0
3598673E | 1146081.04 |  |  |  | 2022MWAX006R01 MIDLOTHIAN SUBS | 2022MWAX006R01 MIDLOTHIAN SUBSTATION NEW FEEDER EXIT CIVIL | 2023-04-11
3598673E |  | 103147.29 | 366 | 1025 | DUCT BANK, 2 - 4 HOLES
3598673E |  | 618883.77 | 366 | 1030 | DUCT BANK, 5 - 8 HOLES
3598673E |  | 424049.98 | 366 | 1240 | MANHOLE, OVER 400 CU FT
3599011E | 353412.2 |  |  |  | MDL JAZ ACRES SUB OFFSITE RECO | MDL JAZ ACRES SUB OFFSITE RECON RB-BG | 2023-05-02
3599011E |  | 45943.59 | 364 | 0001 | SINGLE CROSSARM
3599011E |  | 14136.49 | 364 | 0260 | POLE, WOOD, 40'
3599011E |  | 98955.42 | 364 | 0280 | POLE, WOOD, 45'
3599011E |  | 21204.73 | 364 | 0300 | POLE, WOOD, 50'
3599011E |  | 3534.12 | 364 | 0320 | POLE, WOOD, 55'
3599011E |  | 28272.98 | 364 | 0330 | POLE, CONCRETE, 55'
3599011E |  | 3534.12 | 364 | 0335 | POLE, WOOD, 60'
3599011E |  | 137830.75 | 365 | 0010 | CONDUCTOR, ALUMINUM, LESS THAN 4/0
3599456E | 472822.89 |  |  |  | 2022 NTAY001 BIRD NEST SUB P3 | 2022 NTAY001 BIRD NEST SUB P3 S1-2-3 REV1 | 2023-04-25
3599456E |  | 4728.22 | 364 | 0001 | SINGLE CROSSARM
3599456E |  | 9456.45 | 364 | 0280 | POLE, WOOD, 45'
3599456E |  | 18912.9 | 365 | 0020 | CONDUCTOR, ALUMINUM, 4/0 AND GREATER
3599456E |  | 52010.51 | 366 | 1010 | CONDUIT
3599456E |  | 378258.36 | 367 | 0025 | CONDUCTOR, ALUMINUM, 4/0 AND GREATER
3599456E |  | 9456.45 | 367 | 0100 | FAULT INDICATOR
3599549E | 169693.62 |  |  |  | DNO:UGCP_KNLTR0008 P UG CABLE | DNO:UGCP_KNLTR0008 P UG CABLE AT 5220 WESTGROVE DR | 2023-01-17
3599549E |  | 32241.77 | 366 | 1010 | CONDUIT
3599549E |  | 125573.31 | 367 | 0020 | CONDUCTOR, ALUMINUM, LESS THEN 4/0
3599549E |  | 11878.54 | 367 | 0100 | FAULT INDICATOR
3599885E | 153135.18 |  |  |  | WAX:MID: OFFSITE 2210 TRINITY | WAX:MID: OFFSITE 2210 TRINITY RIVER AUTHORITY | 2023-01-30
3599885E |  | 7656.75 | 364 | 0001 | SINGLE CROSSARM
3599885E |  | 7656.75 | 364 | 0280 | POLE, WOOD, 45'
3599885E |  | 3062.69 | 364 | 0300 | POLE, WOOD, 50'
3599885E |  | 1531.34 | 365 | 0010 | CONDUCTOR, ALUMINUM, LESS THAN 4/0
3599885E |  | 29095.67 | 365 | 5650 | DIST AUTOMATION CONTROL OVERHEAD
3599885E |  | 27564.31 | 365 | 5660 | DIST AUTOMATION POWER SUPPLY UNIT OH
3599885E |  | 73504.98 | 365 | 6000 | DIST AUTOMATION SWITCH OVERHEAD
3599885E |  | 3062.69 | 367 | 0025 | CONDUCTOR, ALUMINUM, 4/0 AND GREATER
3600252E | 404836.27 |  |  |  | LDL : MCK - MASCH BRANCH OFFSI | LDL : MCK - MASCH BRANCH OFFSITE | 2023-01-27
3600252E |  | 52628.7 | 364 | 0001 | SINGLE CROSSARM
3600252E |  | 16193.44 | 364 | 0002 | DOUBLE CROSSARMS
3600252E |  | 60725.43 | 364 | 0280 | POLE, WOOD, 45'
3600252E |  | 16193.44 | 364 | 0300 | POLE, WOOD, 50'
3600252E |  | 4048.35 | 364 | 0320 | POLE, WOOD, 55'
3600252E |  | 8096.71 | 364 | 0335 | POLE, WOOD, 60'
3600252E |  | 8096.71 | 364 | 0365 | POLE, WOOD, 70'
3600252E |  | 238853.49 | 365 | 0020 | CONDUCTOR, ALUMINUM, 4/0 AND GREATER
3600620E | 304483.84 |  |  |  | TELIOS OFFSITE - POINT OF DELI | TELIOS OFFSITE - POINT OF DELIVERY PHASE 1 | 2023-05-07
3600620E |  | 9134.5 | 366 | 1010 | CONDUIT
3600620E |  | 39582.89 | 366 | 1100 | PRIMARY BOX
3600620E |  | 124838.36 | 367 | 0025 | CONDUCTOR, ALUMINUM, 4/0 AND GREATER
3600620E |  | 3044.82 | 367 | 0100 | FAULT INDICATOR
3600620E |  | 127883.27 | 367 | 5190 | SWITCHGEAR, PADMOUNT, 25KV
3600851E | 145835.33 |  |  |  | 205 WESTPORT RELOCATION - INCO | 205 WESTPORT RELOCATION - INCOMING HILLWOOD DEVELOPMENT | 2023-04-03
3600851E |  | 21875.29 | 364 | 0001 | SINGLE CROSSARM
3600851E |  | 39375.53 | 364 | 0300 | POLE, WOOD, 50'
3600851E |  | 2916.69 | 364 | 0320 | POLE, WOOD, 55'
3600851E |  | 8750.11 | 365 | 0010 | CONDUCTOR, ALUMINUM, LESS THAN 4/0
3600851E |  | 71459.37 | 365 | 0020 | CONDUCTOR, ALUMINUM, 4/0 AND GREATER
3600851E |  | 1458.34 | 369 | 0100 | SERVICE, OVERHEAD, 4/0 AND LESS, SINGLE PHASE
3600856E | 160389.46 |  |  |  | DES: INSTALL SLT - 30 LIGHTS - | DES: INSTALL SLT - 30 LIGHTS - BROAD & CEDAR - CEDAR HILL_BA | 2022-11-03
3600856E |  | 3207.78 | 373 | 0025 | CONDUCTOR, ALUMINUM, UNDERGROUND
3600856E |  | 43305.14 | 373 | 1250 | LUMINAIRE, LED, 40W TO 150W
3600856E |  | 113876.54 | 373 | 1515 | STANDARD, METAL, 25' AND UNDER
3601012E | 188427.31 |  |  |  | 2022NTAY014 THORNDALE NEW INST | 2022NTAY014 THORNDALE NEW INSTALL AND RECONDUCTOR | 2023-02-08
3601012E |  | 2694.5 | 364 | 0001 | SINGLE CROSSARM
3601012E |  | 14169.73 | 364 | 0260 | POLE, WOOD, 40'
3601012E |  | 106781.79 | 364 | 0280 | POLE, WOOD, 45'
3601012E |  | 41812.01 | 365 | 0010 | CONDUCTOR, ALUMINUM, LESS THAN 4/0
3601012E |  | 22969.28 | 365 | 6015 | RECLOSER,SINGLE PHASE,13.2KV AND UNDER,0-3000 AMP
3601099E | 865233.31 |  |  |  | 2022MFWE083 CALMONT SUBSTATION | 2022MFWE083 CALMONT SUBSTATION FEEDER EXIT - SW | 2023-04-27
3601099E |  | 60566.32 | 366 | 1025 | DUCT BANK, 2 - 4 HOLES
3601099E |  | 268222.31 | 366 | 1030 | DUCT BANK, 5 - 8 HOLES
3601099E |  | 527792.36 | 366 | 1240 | MANHOLE, OVER 400 CU FT
3601099E |  | 8652.32 | 367 | 0020 | CONDUCTOR, ALUMINUM, LESS THEN 4/0
3601100E | 146476.21 |  |  |  | DNO:UGCP_PRSTN0006-P-REPLACE U | DNO:UGCP_PRSTN0006-P-REPLACE UG CABLE AT 6012 OAKCREST RD | 2023-01-25
3601100E |  | 27830.47 | 366 | 1010 | CONDUIT
3601100E |  | 109857.18 | 367 | 0020 | CONDUCTOR, ALUMINUM, LESS THEN 4/0
3601100E |  | 8788.56 | 367 | 0100 | FAULT INDICATOR
3601601E | 218125.29 |  |  |  | DNO:UGCP_NPKWY0010-P-REPLACE U | DNO:UGCP_NPKWY0010-P-REPLACE UG CABLE AT 17608 HARBORD OAKS | 2023-02-10
3601601E |  | 43625.05 | 366 | 1010 | CONDUIT
3601601E |  | 163593.98 | 367 | 0020 | CONDUCTOR, ALUMINUM, LESS THEN 4/0
3601601E |  | 10906.26 | 367 | 0100 | FAULT INDICATOR
3601619E | 1134989.96 |  |  |  | SNY TARGA RESOURCES PS4 OFFSIT | SNY TARGA RESOURCES PS4 OFFSITE AC-PWR | 2023-04-18
3601619E |  | 124848.88 | 364 | 0001 | SINGLE CROSSARM
3601619E |  | 11349.88 | 364 | 0280 | POLE, WOOD, 45'
3601619E |  | 261047.67 | 364 | 0300 | POLE, WOOD, 50'
3601619E |  | 90799.19 | 364 | 0320 | POLE, WOOD, 55'
3601619E |  | 79449.28 | 365 | 0010 | CONDUCTOR, ALUMINUM, LESS THAN 4/0
3601619E |  | 567495.06 | 365 | 0020 | CONDUCTOR, ALUMINUM, 4/0 AND GREATER
3601971E | 311182.39 |  |  |  | TER TXDOT US HWY 80 & FM 460 R | TER TXDOT US HWY 80 & FM 460 RELOCATION-CLA | 2023-02-28
3601971E |  | 39115.62 | 364 | 0001 | SINGLE CROSSARM
3601971E |  | 3111.81 | 364 | 0280 | POLE, WOOD, 45'
3601971E |  | 10580.2 | 364 | 0300 | POLE, WOOD, 50'
3601971E |  | 73687.98 | 364 | 0320 | POLE, WOOD, 55'
3601971E |  | 2178.27 | 365 | 0010 | CONDUCTOR, ALUMINUM, LESS THAN 4/0
3601971E |  | 31678.36 | 365 | 0020 | CONDUCTOR, ALUMINUM, 4/0 AND GREATER
3601971E |  | 48824.52 | 366 | 1010 | CONDUIT
3601971E |  | 102005.63 | 367 | 0025 | CONDUCTOR, ALUMINUM, 4/0 AND GREATER
3602194E | 1003350.89 |  |  |  | 2023 NWAC001 SANGER P1 S22 S23 | 2023 NWAC001 SANGER P1 S22 S23 S24 MS | 2023-06-27
3602194E |  | 30100.52 | 364 | 0001 | SINGLE CROSSARM
3602194E |  | 50167.54 | 364 | 0280 | POLE, WOOD, 45'
3602194E |  | 10033.5 | 364 | 0335 | POLE, WOOD, 60'
3602194E |  | 80268.07 | 365 | 0020 | CONDUCTOR, ALUMINUM, 4/0 AND GREATER
3602194E |  | 30100.52 | 365 | 6010 | AIRBREAK SWITCH, WITH OR WITHOUT OPERATOR
3602194E |  | 150502.63 | 366 | 1010 | CONDUIT
3602194E |  | 50167.54 | 366 | 1100 | PRIMARY BOX
3602194E |  | 591977.07 | 367 | 0025 | CONDUCTOR, ALUMINUM, 4/0 AND GREATER
3602194E |  | 10033.5 | 367 | 0100 | FAULT INDICATOR
3602303E | 255201.48 |  |  |  | TEM - OFFSITE - TESLA BUCEE 32 | TEM - OFFSITE - TESLA BUCEE 32 SUPERCHARGER SITE JED | 2023-02-10
3602303E |  | 43664.96 | 364 | 0001 | SINGLE CROSSARM
3602303E |  | 637.99 | 364 | 0002 | DOUBLE CROSSARMS
3602303E |  | 86028.41 | 364 | 0280 | POLE, WOOD, 45'
3602303E |  | 6073.78 | 365 | 0010 | CONDUCTOR, ALUMINUM, LESS THAN 4/0
3602303E |  | 98431.28 | 365 | 0020 | CONDUCTOR, ALUMINUM, 4/0 AND GREATER
3602303E |  | 20365.06 | 365 | 6010 | AIRBREAK SWITCH, WITH OR WITHOUT OPERATOR
3602426E | 157278.94 |  |  |  | TYL CREEKVIEW ESTATES OFFSITE | OFFSITE TO SERVE CREEKVIEW ESTATES | 2023-05-17
3602426E |  | 7061.82 | 364 | 0001 | SINGLE CROSSARM
3602426E |  | 7077.55 | 364 | 0280 | POLE, WOOD, 45'
3602426E |  | 7675.21 | 364 | 0300 | POLE, WOOD, 50'
3602426E |  | 3837.6 | 365 | 0010 | CONDUCTOR, ALUMINUM, LESS THAN 4/0
3602426E |  | 39602.83 | 366 | 1010 | CONDUIT
3602426E |  | 7093.28 | 366 | 1100 | PRIMARY BOX
3602426E |  | 6542.8 | 366 | 1410 | PADS OR FOUNDATIONS, MEDIUM, 50-100 SQ FT
3602426E |  | 27209.24 | 367 | 0020 | CONDUCTOR, ALUMINUM, LESS THEN 4/0
3602426E |  | 51178.61 | 367 | 5190 | SWITCHGEAR, PADMOUNT, 25KV
3602803E | 241901.43 |  |  |  | DEC GT300 CHICC1701 LDS | DEC GT300 CHICC1701 LDS | 2022-12-21
3602803E |  | 91922.53 | 364 | 0001 | SINGLE CROSSARM
3602803E |  | 118531.73 | 364 | 0260 | POLE, WOOD, 40'
3602803E |  | 31447.17 | 364 | 0280 | POLE, WOOD, 45'
3602808E | 395970.57 |  |  |  | WFS GT300 ANARN1911 LDS | WFS GT300 ANARN1911 LDS | 2023-04-12
3602808E |  | 130670.29 | 364 | 0001 | SINGLE CROSSARM
3602808E |  | 233622.64 | 364 | 0260 | POLE, WOOD, 40'
3602808E |  | 27717.94 | 364 | 0280 | POLE, WOOD, 45'
3602808E |  | 3959.7 | 365 | 0010 | CONDUCTOR, ALUMINUM, LESS THAN 4/0
3602871E | 381264.74 |  |  |  | 2022NKIL104 COPPERAS COVE E P3 | 2022NKIL104 COPPERAS COVE E P3 S6 UG FROM SUB | 2023-06-02
3602871E |  | 3812.64 | 365 | 0010 | CONDUCTOR, ALUMINUM, LESS THAN 4/0
3602871E |  | 53377.06 | 366 | 1010 | CONDUIT
3602871E |  | 53377.06 | 366 | 1100 | PRIMARY BOX
3602871E |  | 266885.34 | 367 | 0025 | CONDUCTOR, ALUMINUM, 4/0 AND GREATER
3602871E |  | 3812.64 | 367 | 0100 | FAULT INDICATOR
3602872E | 112678.32 |  |  |  | 2022NKIL104 COPPERAS COVE E P3 | 2022NKIL104 COPPERAS COVE E P3 S21- S24 UG FROM SUB | 2023-06-02
3602872E |  | 2253.56 | 364 | 0001 | SINGLE CROSSARM
3602872E |  | 4507.13 | 364 | 0280 | POLE, WOOD, 45'
3602872E |  | 18028.53 | 365 | 6010 | AIRBREAK SWITCH, WITH OR WITHOUT OPERATOR
3602872E |  | 29296.36 | 366 | 1010 | CONDUIT
3602872E |  | 56339.18 | 367 | 0025 | CONDUCTOR, ALUMINUM, 4/0 AND GREATER
3602872E |  | 2253.56 | 367 | 0100 | FAULT INDICATOR
3602975E | 187762.16 |  |  |  | RRK:PFLUG:OFFSITE AT AUTUMN SL | RRK:PFLUG:OFFSITE AT AUTUMN SLATE-AJG | 2023-03-20
3602975E |  | 31919.56 | 366 | 1010 | CONDUIT
3602975E |  | 24409.07 | 366 | 1100 | PRIMARY BOX
3602975E |  | 3755.24 | 366 | 1410 | PADS OR FOUNDATIONS, MEDIUM, 50-100 SQ FT
3602975E |  | 88248.24 | 367 | 0025 | CONDUCTOR, ALUMINUM, 4/0 AND GREATER
3602975E |  | 1877.62 | 367 | 0100 | FAULT INDICATOR
3602975E |  | 37552.43 | 367 | 5190 | SWITCHGEAR, PADMOUNT, 25KV
3603000E | 506521.42 |  |  |  | 2023NSTN008R02_COYOTE_SUB-1 S2 | 2023NSTN008R02_COYOTE_SUB-1 | 2023-06-05
3603000E |  | 55717.35 | 364 | 0001 | SINGLE CROSSARM
3603000E |  | 5065.21 | 364 | 0260 | POLE, WOOD, 40'
3603000E |  | 10130.42 | 364 | 0300 | POLE, WOOD, 50'
3603000E |  | 50652.14 | 365 | 0020 | CONDUCTOR, ALUMINUM, 4/0 AND GREATER
3603000E |  | 35456.49 | 365 | 6010 | AIRBREAK SWITCH, WITH OR WITHOUT OPERATOR
3603000E |  | 86108.64 | 366 | 1010 | CONDUIT
3603000E |  | 258325.96 | 367 | 0035 | CONDUCTOR, COPPER,LEAD SHIELDED,AWG500 AND GREATER
3603000E |  | 5065.21 | 367 | 0100 | FAULT INDICATOR
3603028E | 343519.16 |  |  |  | 2023MFWN002_DENTON SUB S1 | 2023MFWN002_DENTON SUB S1 | 2023-06-12
3603028E |  | 61455.57 | 364 | 0001 | SINGLE CROSSARM
3603028E |  | 2267.22 | 364 | 0002 | DOUBLE CROSSARMS
3603028E |  | 83956.08 | 364 | 0280 | POLE, WOOD, 45'
3603028E |  | 19271.42 | 364 | 0300 | POLE, WOOD, 50'
3603028E |  | 7248.25 | 364 | 0335 | POLE, WOOD, 60'
3603028E |  | 1339.72 | 365 | 0010 | CONDUCTOR, ALUMINUM, LESS THAN 4/0
3603028E |  | 126724.26 | 365 | 0020 | CONDUCTOR, ALUMINUM, 4/0 AND GREATER
3603028E |  | 37271.82 | 365 | 6010 | AIRBREAK SWITCH, WITH OR WITHOUT OPERATOR
3603028E |  | 3984.82 | 366 | 1010 | CONDUIT
3603055E | 133809.2 |  |  |  | 2023NODE005 ODESSA P1 S1 S3 | ODE 2023NODE005 ODESSA P1 S1-3 | 2023-05-15
3603055E |  | 21342.57 | 364 | 0001 | SINGLE CROSSARM
3603055E |  | 2140.95 | 364 | 0002 | DOUBLE CROSSARMS
3603055E |  | 20392.52 | 364 | 0260 | POLE, WOOD, 40'
3603055E |  | 46391.65 | 364 | 0280 | POLE, WOOD, 45'
3603055E |  | 8537.03 | 365 | 0010 | CONDUCTOR, ALUMINUM, LESS THAN 4/0
3603055E |  | 35004.48 | 365 | 6015 | RECLOSER,SINGLE PHASE,13.2KV AND UNDER,0-3000 AMP
3603134E | 260689.51 |  |  |  | COLNYY2405-FRISCO 45 DEVELOPME | COLNYY2405-FRISCO 45 DEVELOPMENT HWY 121 ELEC-KMKJ | 2023-02-20
3603134E |  | 2606.88 | 365 | 0020 | CONDUCTOR, ALUMINUM, 4/0 AND GREATER
3603134E |  | 5213.77 | 365 | 6010 | AIRBREAK SWITCH, WITH OR WITHOUT OPERATOR
3603134E |  | 252868.86 | 367 | 0025 | CONDUCTOR, ALUMINUM, 4/0 AND GREATER
3603316E | 805760.36 |  |  |  | DSW, DIS: 2022MDSW082 CEDAR CR | DSW, DIS: 2022MDSW082 CEDAR CREST SUB RELOCATION | 2023-02-14
3603316E |  | 1692.09 | 364 | 0001 | SINGLE CROSSARM
3603316E |  | 5882.05 | 364 | 0280 | POLE, WOOD, 45'
3603316E |  | 746617.56 | 366 | 1025 | DUCT BANK, 2 - 4 HOLES
3603316E |  | 6123.78 | 366 | 1030 | DUCT BANK, 5 - 8 HOLES
3603316E |  | 12892.17 | 366 | 1240 | MANHOLE, OVER 400 CU FT
3603316E |  | 32552.71 | 367 | 0020 | CONDUCTOR, ALUMINUM, LESS THEN 4/0
3603862E | 1130112.58 |  |  |  | 2023MDSW001 CAMPION: S4, S11 - | 2023MDSW001 CAMPION: S4, S11 - S13 AND L3 | 2023-06-23
3603862E |  | 56505.62 | 364 | 0001 | SINGLE CROSSARM
3603862E |  | 22602.25 | 364 | 0280 | POLE, WOOD, 45'
3603862E |  | 135613.5 | 364 | 0300 | POLE, WOOD, 50'
3603862E |  | 22602.25 | 364 | 0320 | POLE, WOOD, 55'
3603862E |  | 11301.12 | 364 | 0335 | POLE, WOOD, 60'
3603862E |  | 22602.25 | 364 | 0350 | POLE, WOOD, 65'
3603862E |  | 101710.13 | 364 | 0390 | POLE, OTHER, 75'
3603862E |  | 11301.12 | 365 | 0010 | CONDUCTOR, ALUMINUM, LESS THAN 4/0
3603862E |  | 316431.52 | 365 | 0020 | CONDUCTOR, ALUMINUM, 4/0 AND GREATER
3603862E |  | 101710.13 | 366 | 1010 | CONDUIT
3603862E |  | 316431.57 | 367 | 0025 | CONDUCTOR, ALUMINUM, 4/0 AND GREATER
3603862E |  | 11301.12 | 367 | 0100 | FAULT INDICATOR
3603910E | 392881.11 |  |  |  | 2023NTYL001 FLINT SUB P1,P2-S3 | 2023NTYL001 FLINT SUB P1,P2-S3,S4,S5,S6,S7 LS | 2023-05-02
3603910E |  | 93937.94 | 364 | 0001 | SINGLE CROSSARM
3603910E |  | 11589.98 | 364 | 0280 | POLE, WOOD, 45'
3603910E |  | 74333.1 | 364 | 0300 | POLE, WOOD, 50'
3603910E |  | 8761.24 | 364 | 0320 | POLE, WOOD, 55'
3603910E |  | 77436.86 | 365 | 0020 | CONDUCTOR, ALUMINUM, 4/0 AND GREATER
3603910E |  | 43491.93 | 365 | 6010 | AIRBREAK SWITCH, WITH OR WITHOUT OPERATOR
3603910E |  | 18818.99 | 366 | 1010 | CONDUIT
3603910E |  | 64511.07 | 367 | 0025 | CONDUCTOR, ALUMINUM, 4/0 AND GREATER
3604031E | 224650.38 |  |  |  | TEX MMP VANAL2412 2022 FEEDER | TEX MMP VANAL2412 2022 FEEDER MAINTANCE BA | 2023-01-23
3604031E |  | 67395.1 | 364 | 0001 | SINGLE CROSSARM
3604031E |  | 26958.03 | 364 | 0260 | POLE, WOOD, 40'
3604031E |  | 69641.72 | 364 | 0280 | POLE, WOOD, 45'
3604031E |  | 29204.54 | 364 | 0300 | POLE, WOOD, 50'
3604031E |  | 22465.02 | 364 | 0320 | POLE, WOOD, 55'
3604031E |  | 6739.49 | 364 | 0335 | POLE, WOOD, 60'
3604031E |  | 2246.48 | 365 | 0010 | CONDUCTOR, ALUMINUM, LESS THAN 4/0
3604245E | 146523.72 |  |  |  | ATH 17 TS 2022 TRIPSAVERS PH 4 | ATH 17 TS 2022 TRIPSAVERS PH 4 ATHENS FEEDERS BA | 2023-03-30
3604245E |  | 7326.18 | 364 | 0001 | SINGLE CROSSARM
3604245E |  | 4395.71 | 364 | 0280 | POLE, WOOD, 45'
3604245E |  | 134801.83 | 365 | 6015 | RECLOSER,SINGLE PHASE,13.2KV AND UNDER,0-3000 AMP
3604248E | 114322.74 |  |  |  | ODE WEST TEXAS LAND AND STEEL | ODE WEST TEXAS LAND AND STEEL RB | 2023-03-29
3604248E |  | 20578.09 | 364 | 0001 | SINGLE CROSSARM
3604248E |  | 40012.99 | 364 | 0280 | POLE, WOOD, 45'
3604248E |  | 35440.04 | 365 | 0010 | CONDUCTOR, ALUMINUM, LESS THAN 4/0
3604248E |  | 2286.45 | 366 | 1010 | CONDUIT
3604248E |  | 6859.36 | 366 | 1420 | PADS OR FOUNDATIONS, LARGE, OVER 100 SQ FT
3604248E |  | 2286.45 | 367 | 0020 | CONDUCTOR, ALUMINUM, LESS THEN 4/0
3604248E |  | 6859.36 | 369 | 0400 | SERVICE, OVERHEAD, GREATER THAN 4/0, 3 PHASE
3604267E | 108558.75 |  |  |  | DSW 21 TS 2022 TRIPSAVERS PH 4 | DSW 20 TS 2022 TRIPSAVERS PH 4 DALLAS SOUTH WEST FEEDERS BA | 2023-02-01
3604267E |  | 4342.35 | 364 | 0001 | SINGLE CROSSARM
3604267E |  | 1085.58 | 364 | 0280 | POLE, WOOD, 45'
3604267E |  | 103130.82 | 365 | 6015 | RECLOSER,SINGLE PHASE,13.2KV AND UNDER,0-3000 AMP
3604322E | 161657.24 |  |  |  | JKV 20 TS 2022 TRIPSAVERS PH 4 | JKV 20 TS 2022 TRIPSAVERS PH 4 JACKSONVILLE FEEDERS BA | 2023-03-30
3604322E |  | 9699.43 | 364 | 0001 | SINGLE CROSSARM
3604322E |  | 3233.14 | 364 | 0280 | POLE, WOOD, 45'
3604322E |  | 1616.57 | 364 | 0300 | POLE, WOOD, 50'
3604322E |  | 147108.1 | 365 | 6015 | RECLOSER,SINGLE PHASE,13.2KV AND UNDER,0-3000 AMP
3604329E | 127606.33 |  |  |  | LUF 17 TS 2022 TRIPSAVERS PH 4 | LUF 17 TS 2022 TRIPSAVERS PH 4 LUFKIN FEEDERS BA | 2023-04-24
3604329E |  | 6380.3 | 364 | 0001 | SINGLE CROSSARM
3604329E |  | 3828.18 | 364 | 0280 | POLE, WOOD, 45'
3604329E |  | 3828.18 | 364 | 0300 | POLE, WOOD, 50'
3604329E |  | 113569.67 | 365 | 6015 | RECLOSER,SINGLE PHASE,13.2KV AND UNDER,0-3000 AMP
3604345E | 145800.11 |  |  |  | MCK 23 TS 2022 TRIPSAVERS PH 4 | MCK 20 TS 2022 TRIPSAVERS PH 4 MCKINNEY FEEDERS BA | 2023-05-19
3604345E |  | 2916 | 364 | 0001 | SINGLE CROSSARM
3604345E |  | 1457.99 | 364 | 0260 | POLE, WOOD, 40'
3604345E |  | 141426.12 | 365 | 6015 | RECLOSER,SINGLE PHASE,13.2KV AND UNDER,0-3000 AMP
3604419E | 124987.03 |  |  |  | TEM 18 TS 2022 TRIPSAVERS PH 4 | TEM 16 TS 2022 TRIPSAVERS PH 4 TEMPLE FEEDERS BA | 2023-04-24
3604419E |  | 6249.35 | 364 | 0001 | SINGLE CROSSARM
3604419E |  | 2499.74 | 364 | 0280 | POLE, WOOD, 45'
3604419E |  | 112488.33 | 365 | 6015 | RECLOSER,SINGLE PHASE,13.2KV AND UNDER,0-3000 AMP
3604419E |  | 1249.87 | 366 | 1010 | CONDUIT
3604419E |  | 1249.87 | 366 | 1150 | SECONDARY BOX
3604419E |  | 1249.87 | 367 | 0020 | CONDUCTOR, ALUMINUM, LESS THEN 4/0
3604425E | 120225.45 |  |  |  | TYL 12 TS 2022 TRIPSAVERS PH 4 | TYL 12 TS 2022 TRIPSAVERS PH 4 TYLER FEEDERS BA | 2023-04-24
3604425E |  | 9618.03 | 364 | 0001 | SINGLE CROSSARM
3604425E |  | 6011.27 | 364 | 0280 | POLE, WOOD, 45'
3604425E |  | 2404.5 | 364 | 0300 | POLE, WOOD, 50'
3604425E |  | 98584.9 | 365 | 6015 | RECLOSER,SINGLE PHASE,13.2KV AND UNDER,0-3000 AMP
3604425E |  | 1202.25 | 366 | 1010 | CONDUIT
3604425E |  | 1202.25 | 366 | 1150 | SECONDARY BOX
3604425E |  | 1202.25 | 367 | 0020 | CONDUCTOR, ALUMINUM, LESS THEN 4/0
3604426E | 103183.6 |  |  |  | TYL 15 TS 2022 TRIPSAVERS PH 4 | TYL 15 TS 2022 TRIPSAVERS PH 4 TYLER FEEDERS BA | 2023-04-24
3604426E |  | 5159.18 | 364 | 0001 | SINGLE CROSSARM
3604426E |  | 1031.83 | 364 | 0280 | POLE, WOOD, 45'
3604426E |  | 96992.59 | 365 | 6015 | RECLOSER,SINGLE PHASE,13.2KV AND UNDER,0-3000 AMP
3604428E | 111847.17 |  |  |  | WAC 16 TS 2022 TRIPSAVERS PH 4 | WAC 17 TS 2022 TRIPSAVERS PH 4 WACO FEEDERS BA | 2023-04-21
3604428E |  | 5592.35 | 364 | 0001 | SINGLE CROSSARM
3604428E |  | 3355.41 | 364 | 0280 | POLE, WOOD, 45'
3604428E |  | 102899.41 | 365 | 6015 | RECLOSER,SINGLE PHASE,13.2KV AND UNDER,0-3000 AMP
3605046E | 205226.06 |  |  |  | 2022NBIG031 P1-S1-S8 MS | 2022NBIG031 P1-S1-S8 MS | 2023-05-25
3605046E |  | 18470.35 | 364 | 0001 | SINGLE CROSSARM
3605046E |  | 2052.26 | 364 | 0260 | POLE, WOOD, 40'
3605046E |  | 2052.26 | 364 | 0335 | POLE, WOOD, 60'
3605046E |  | 59515.56 | 365 | 0020 | CONDUCTOR, ALUMINUM, 4/0 AND GREATER
3605046E |  | 6156.78 | 365 | 5645 | DIST AUTOMATION COMMUNICATION UNIT RF OH
3605046E |  | 28731.65 | 365 | 5650 | DIST AUTOMATION CONTROL OVERHEAD
3605046E |  | 12313.56 | 365 | 5660 | DIST AUTOMATION POWER SUPPLY UNIT OH
3605046E |  | 75933.64 | 365 | 6000 | DIST AUTOMATION SWITCH OVERHEAD
3605131E | 163297.8 |  |  |  | FNE:CURE2022_EULES8731_1510 AR | FNE:CURE2022_EULES8731_1510 ARANSAS DR-B/C PHASE | 2023-02-22
3605131E |  | 163297.8 | 367 | 0020 | CONDUCTOR, ALUMINUM, LESS THEN 4/0
3605507E | 108886.97 |  |  |  | 22-P107-XX-FWN-BLKST1721-BLKST | 22-P107-XX-FWN-BLKST1721-BLKST1752-DA 1200' RECONDUCTOR | 2023-03-08
3605507E |  | 15244.16 | 364 | 0001 | SINGLE CROSSARM
3605507E |  | 1088.86 | 364 | 0002 | DOUBLE CROSSARMS
3605507E |  | 19599.64 | 364 | 0280 | POLE, WOOD, 45'
3605507E |  | 5444.34 | 364 | 0300 | POLE, WOOD, 50'
3605507E |  | 7622.08 | 365 | 0010 | CONDUCTOR, ALUMINUM, LESS THAN 4/0
3605507E |  | 54443.57 | 365 | 0020 | CONDUCTOR, ALUMINUM, 4/0 AND GREATER
3605507E |  | 1088.86 | 366 | 1010 | CONDUIT
3605507E |  | 3266.6 | 366 | 1150 | SECONDARY BOX
3605507E |  | 1088.86 | 367 | 0025 | CONDUCTOR, ALUMINUM, 4/0 AND GREATER
3605620E | 157621.1 |  |  |  | FWN-22-P108-XW-FWN-BLKST1711-B | FWN-22-P108-XW-FWN-BLKST1711-BLKST1781 - 1000FT RECONDUCTOR | 2023-03-01
3605620E |  | 48105.98 | 364 | 0001 | SINGLE CROSSARM
3605620E |  | 38869.35 | 364 | 0280 | POLE, WOOD, 45'
3605620E |  | 5516.74 | 365 | 0010 | CONDUCTOR, ALUMINUM, LESS THAN 4/0
3605620E |  | 33273.81 | 365 | 0020 | CONDUCTOR, ALUMINUM, 4/0 AND GREATER
3605620E |  | 31855.22 | 365 | 6010 | AIRBREAK SWITCH, WITH OR WITHOUT OPERATOR
3606360E | 280240.42 |  |  |  | 2023MWAX003R01 P4 P5 S20 S21 | 2023MWAX003R01 P4 P5 S20 S21 | 2023-06-21
3606360E |  | 42596.54 | 364 | 0001 | SINGLE CROSSARM
3606360E |  | 2886.47 | 364 | 0002 | DOUBLE CROSSARMS
3606360E |  | 137261.78 | 364 | 0280 | POLE, WOOD, 45'
3606360E |  | 12162.43 | 364 | 0300 | POLE, WOOD, 50'
3606360E |  | 42960.85 | 365 | 0010 | CONDUCTOR, ALUMINUM, LESS THAN 4/0
3606360E |  | 42372.35 | 365 | 0020 | CONDUCTOR, ALUMINUM, 4/0 AND GREATER
3606393E | 810143.61 |  |  |  | 2022NMHN039 P2 S6 | 2022NMHN039 P2 S6 | 2023-05-24
3606393E |  | 72912.92 | 364 | 0001 | SINGLE CROSSARM
3606393E |  | 178231.59 | 364 | 0300 | POLE, WOOD, 50'
3606393E |  | 24304.3 | 364 | 0320 | POLE, WOOD, 55'
3606393E |  | 8101.43 | 364 | 0335 | POLE, WOOD, 60'
3606393E |  | 56710.05 | 365 | 0010 | CONDUCTOR, ALUMINUM, LESS THAN 4/0
3606393E |  | 356463.23 | 365 | 0020 | CONDUCTOR, ALUMINUM, 4/0 AND GREATER
3606393E |  | 16202.87 | 365 | 6010 | AIRBREAK SWITCH, WITH OR WITHOUT OPERATOR
3606393E |  | 48608.61 | 366 | 1010 | CONDUIT
3606393E |  | 40507.18 | 367 | 0025 | CONDUCTOR, ALUMINUM, 4/0 AND GREATER
3606393E |  | 8101.43 | 367 | 0100 | FAULT INDICATOR
3606910E | 411115.16 |  |  |  | DNE:UGCP_HSKAV0001-REPLACE PIL | DNE:UGCP_HSKAV0001-REPLACE PILC CABLE- 4700 S BARRY AVE | 2023-01-25
3606910E |  | 4111.12 | 366 | 1010 | CONDUIT
3606910E |  | 407004.04 | 367 | 0015 | CONDUCTOR, COPPER, 2/0 AND GREATER
3606919E | 205707.34 |  |  |  | DNE:UGCP_HSKAV0008- REPLACE PI | DNE:UGCP_HSKAV0008- REPLACE PILC CABLE- 4700 S BARRY AVE | 2023-03-23
3606919E |  | 2057.05 | 366 | 1010 | CONDUIT
3606919E |  | 203650.29 | 367 | 0015 | CONDUCTOR, COPPER, 2/0 AND GREATER
3607064E | 103629.44 |  |  |  | WAX 15 TS 2022 TRIPSAVERS PH 5 | WAX 15 TS 2022 TRIPSAVERS PH 5 WAXAHACHIE FEEDERS BA | 2023-04-21
3607064E |  | 4145.17 | 364 | 0001 | SINGLE CROSSARM
3607064E |  | 2072.58 | 364 | 0280 | POLE, WOOD, 45'
3607064E |  | 97411.69 | 365 | 6015 | RECLOSER,SINGLE PHASE,13.2KV AND UNDER,0-3000 AMP
3607333E | 150219.68 |  |  |  | 2020_14 AOI KILLEEN CONV OH LI | 2020_14 AOI KILLEEN CONV OH LINE TO UG FOR XMISSION XING JP | 2023-03-31
3607333E |  | 21030.74 | 364 | 0001 | SINGLE CROSSARM
3607333E |  | 9013.17 | 364 | 0300 | POLE, WOOD, 50'
3607333E |  | 10515.37 | 364 | 0320 | POLE, WOOD, 55'
3607333E |  | 1502.19 | 365 | 0010 | CONDUCTOR, ALUMINUM, LESS THAN 4/0
3607333E |  | 24035.14 | 366 | 1010 | CONDUIT
3607333E |  | 84123.07 | 367 | 0025 | CONDUCTOR, ALUMINUM, 4/0 AND GREATER
3607450E | 194474.39 |  |  |  | ARL 4 NOVA 2022 RECLOSER PH 4 | ARL 4 NOVA 2022 RECLOSER PH 4 ARLINGTON FEEDERS BA | 2023-04-13
3607450E |  | 3889.48 | 364 | 0001 | SINGLE CROSSARM
3607450E |  | 3889.48 | 364 | 0280 | POLE, WOOD, 45'
3607450E |  | 1944.74 | 364 | 0300 | POLE, WOOD, 50'
3607450E |  | 184750.69 | 365 | 6030 | RECLOSER,2 OR 3 PHASE,OVER 13.2KV,0-3000 AMP
3607451E | 120487.48 |  |  |  | ARL 2 NOVA 2022 RECLOSER PH 4 | ARL 2 NOVA 2022 RECLOSER PH 4 ARLINGTON FEEDERS BA | 2023-04-25
3607451E |  | 3614.62 | 364 | 0001 | SINGLE CROSSARM
3607451E |  | 1204.87 | 364 | 0002 | DOUBLE CROSSARMS
3607451E |  | 3614.62 | 364 | 0280 | POLE, WOOD, 45'
3607451E |  | 2409.74 | 364 | 0300 | POLE, WOOD, 50'
3607451E |  | 109643.63 | 365 | 6030 | RECLOSER,2 OR 3 PHASE,OVER 13.2KV,0-3000 AMP
3607464E | 161753.08 |  |  |  | KIL 4 NOVA 2022 RECLOSER PH 4 | KIL 4 NOVA 2022 RECLOSER PH 4 KILLEEN FEEDERS BA | 2023-04-21
3607464E |  | 3235.06 | 364 | 0001 | SINGLE CROSSARM
3607464E |  | 1617.53 | 364 | 0280 | POLE, WOOD, 45'
3607464E |  | 156900.49 | 365 | 6030 | RECLOSER,2 OR 3 PHASE,OVER 13.2KV,0-3000 AMP
3607571E | 132399.37 |  |  |  | MHN 3 NOVA 2022 RECLOSER PH 4 | MHN 3 NOVA 2022 RECLOSER PH 4 MONAHANS FEEDERS BA | 2023-04-19
3607571E |  | 2647.98 | 364 | 0001 | SINGLE CROSSARM
3607571E |  | 1323.99 | 364 | 0260 | POLE, WOOD, 40'
3607571E |  | 1323.99 | 364 | 0280 | POLE, WOOD, 45'
3607571E |  | 127103.41 | 365 | 6030 | RECLOSER,2 OR 3 PHASE,OVER 13.2KV,0-3000 AMP
3607615E | 104385.27 |  |  |  | WAC 3 NOVA 2022 RECLOSER PH 4 | WAC 3 NOVA 2022 RECLOSER PH 4 WACO FEEDERS BA | 2023-04-25
3607615E |  | 2087.7 | 364 | 0001 | SINGLE CROSSARM
3607615E |  | 1043.85 | 364 | 0280 | POLE, WOOD, 45'
3607615E |  | 101253.72 | 365 | 6030 | RECLOSER,2 OR 3 PHASE,OVER 13.2KV,0-3000 AMP
3608894E | 147276.13 |  |  |  | FWE:UGCP-WSMS9811_(P) REPLACE | FWE:UGCP-WSMS9811_(P) REPLACE UG CABLE 9900FARMERS BRANCH ST | 2023-02-21
3608894E |  | 23564.16 | 366 | 1010 | CONDUIT
3608894E |  | 23564.16 | 366 | 1200 | MANHOLE, 0-100 CU FT
3608894E |  | 92784.02 | 367 | 0020 | CONDUCTOR, ALUMINUM, LESS THEN 4/0
3608894E |  | 7363.79 | 367 | 0100 | FAULT INDICATOR
3609143E | 123807.77 |  |  |  | TYL BROOK HILL RELOCATION BULL | TYL BROOK HILL RELOCATION BULLARD CP | 2023-04-21
3609143E |  | 3714.23 | 364 | 0001 | SINGLE CROSSARM
3609143E |  | 4952.31 | 364 | 0280 | POLE, WOOD, 45'
3609143E |  | 4952.31 | 366 | 1100 | PRIMARY BOX
3609143E |  | 3714.23 | 366 | 1410 | PADS OR FOUNDATIONS, MEDIUM, 50-100 SQ FT
3609143E |  | 71808.53 | 367 | 0020 | CONDUCTOR, ALUMINUM, LESS THEN 4/0
3609143E |  | 1238.07 | 367 | 0100 | FAULT INDICATOR
3609143E |  | 33428.09 | 367 | 5190 | SWITCHGEAR, PADMOUNT, 25KV
3609708E | 293110.08 |  |  |  | 2023NTYL003 CHANDLER WEST 1203 | 2023NTYL003 CHANDLER WEST 1203 P1, S1, S2, S3 | 2023-06-11
3609708E |  | 2725.92 | 364 | 0001 | SINGLE CROSSARM
3609708E |  | 1582.79 | 364 | 0002 | DOUBLE CROSSARMS
3609708E |  | 181435.17 | 364 | 0260 | POLE, WOOD, 40'
3609708E |  | 1260.37 | 364 | 0280 | POLE, WOOD, 45'
3609708E |  | 70053.3 | 365 | 0010 | CONDUCTOR, ALUMINUM, LESS THAN 4/0
3609708E |  | 36052.53 | 365 | 6015 | RECLOSER,SINGLE PHASE,13.2KV AND UNDER,0-3000 AMP
3610072E | 237894.1 |  |  |  | 2022 ND20 ADW-TEM-HOLND1901-SA | 2022 ND20 ADW-TEM-HOLND1901-SALDS3321-DA | 2023-03-16
3610072E |  | 4757.88 | 364 | 0001 | SINGLE CROSSARM
3610072E |  | 7136.82 | 364 | 0335 | POLE, WOOD, 60'
3610072E |  | 57094.58 | 365 | 5650 | DIST AUTOMATION CONTROL OVERHEAD
3610072E |  | 23789.41 | 365 | 5660 | DIST AUTOMATION POWER SUPPLY UNIT OH
3610072E |  | 145115.41 | 365 | 6000 | DIST AUTOMATION SWITCH OVERHEAD
3610406E | 507341.99 |  |  |  | SUL-2023NSUL003 WOLF CITY SUB | SUL-2023NSUL003 WOLF CITY SUB | 2023-06-30
3610406E |  | 30440.51 | 364 | 0001 | SINGLE CROSSARM
3610406E |  | 30440.51 | 364 | 0280 | POLE, WOOD, 45'
3610406E |  | 10146.83 | 365 | 0010 | CONDUCTOR, ALUMINUM, LESS THAN 4/0
3610406E |  | 35513.93 | 365 | 6010 | AIRBREAK SWITCH, WITH OR WITHOUT OPERATOR
3610406E |  | 400800.21 | 365 | 6030 | RECLOSER,2 OR 3 PHASE,OVER 13.2KV,0-3000 AMP
3610476E | 380043.9 |  |  |  | 2022MMCK015 P1 | 2022MMCK015 P1 | 2022-11-18
3610476E |  | 19002.18 | 364 | 0001 | SINGLE CROSSARM
3610476E |  | 19002.18 | 364 | 0335 | POLE, WOOD, 60'
3610476E |  | 64607.44 | 364 | 0345 | POLE, OTHER, 60'
3610476E |  | 22802.63 | 364 | 0350 | POLE, WOOD, 65'
3610476E |  | 34203.94 | 364 | 0360 | POLE, OTHER, 65'
3610476E |  | 22802.63 | 364 | 0400 | POLE, OTHER, 80'
3610476E |  | 3800.43 | 365 | 0010 | CONDUCTOR, ALUMINUM, LESS THAN 4/0
3610476E |  | 45605.26 | 365 | 0020 | CONDUCTOR, ALUMINUM, 4/0 AND GREATER
3610476E |  | 15201.75 | 365 | 5650 | DIST AUTOMATION CONTROL OVERHEAD
3610476E |  | 7600.87 | 365 | 5660 | DIST AUTOMATION POWER SUPPLY UNIT OH
3610476E |  | 22802.63 | 366 | 1010 | CONDUIT
3610476E |  | 26603.06 | 366 | 1100 | PRIMARY BOX
3610476E |  | 72208.47 | 367 | 0025 | CONDUCTOR, ALUMINUM, 4/0 AND GREATER
3610476E |  | 3800.43 | 367 | 0100 | FAULT INDICATOR
3610923E | 644267.6 |  |  |  | 2022MMCK015 P1 | 2022MMCK015 P1 | 2023-03-22
3610923E |  | 96640.14 | 364 | 0001 | SINGLE CROSSARM
3610923E |  | 6442.67 | 364 | 0300 | POLE, WOOD, 50'
3610923E |  | 199722.95 | 364 | 0335 | POLE, WOOD, 60'
3610923E |  | 51541.4 | 364 | 0375 | POLE, OTHER, 70'
3610923E |  | 6442.67 | 365 | 0010 | CONDUCTOR, ALUMINUM, LESS THAN 4/0
3610923E |  | 251264.39 | 365 | 0020 | CONDUCTOR, ALUMINUM, 4/0 AND GREATER
3610923E |  | 32213.38 | 365 | 6010 | AIRBREAK SWITCH, WITH OR WITHOUT OPERATOR
3611222E | 533360.62 |  |  |  | MCK PRINCETON MKNSW2601 RECOND | MCK PRINCETON MKNSW2601 RECONDUCTORING PART 3 MH | 2023-03-22
3611222E |  | 5333.6 | 364 | 0001 | SINGLE CROSSARM
3611222E |  | 5333.6 | 364 | 0280 | POLE, WOOD, 45'
3611222E |  | 16000.81 | 364 | 0300 | POLE, WOOD, 50'
3611222E |  | 5333.6 | 364 | 0320 | POLE, WOOD, 55'
3611222E |  | 10667.2 | 365 | 0010 | CONDUCTOR, ALUMINUM, LESS THAN 4/0
3611222E |  | 69336.87 | 365 | 0020 | CONDUCTOR, ALUMINUM, 4/0 AND GREATER
3611222E |  | 117339.33 | 366 | 1010 | CONDUIT
3611222E |  | 74670.48 | 366 | 1100 | PRIMARY BOX
3611222E |  | 229345.13 | 367 | 0025 | CONDUCTOR, ALUMINUM, 4/0 AND GREATER
3611702E | 158376.69 |  |  |  | ATH 21 TS 2022 TRIPSAVERS PH 6 | ATH 21 TS 2022 TRIPSAVERS PH 6 ATHENS FEEDERS BA | 2023-04-24
3611702E |  | 14934.92 | 364 | 0001 | SINGLE CROSSARM
3611702E |  | 15710.96 | 364 | 0280 | POLE, WOOD, 45'
3611702E |  | 4387.02 | 364 | 0300 | POLE, WOOD, 50'
3611702E |  | 123343.79 | 365 | 6015 | RECLOSER,SINGLE PHASE,13.2KV AND UNDER,0-3000 AMP
3611734E | 103702.87 |  |  |  | FWS 18 TS 2022 TRIPSAVERS PH 6 | FWS 18 TS 2022 TRIPSAVERS PH 6 FORT WORTH SOUTH FEEDERS BA | 2023-04-04
3611734E |  | 13522.86 | 364 | 0001 | SINGLE CROSSARM
3611734E |  | 2468.12 | 364 | 0280 | POLE, WOOD, 45'
3611734E |  | 87711.89 | 365 | 6015 | RECLOSER,SINGLE PHASE,13.2KV AND UNDER,0-3000 AMP
3611784E | 139293.33 |  |  |  | LUF 10 TS 2022 TRIPSAVERS PH 6 | LUF 10 TS 2022 TRIPSAVERS PH 6 LUFKIN FEEDERS BA | 2023-05-30
3611784E |  | 13929.32 | 364 | 0001 | SINGLE CROSSARM
3611784E |  | 11143.46 | 364 | 0280 | POLE, WOOD, 45'
3611784E |  | 114220.55 | 365 | 6015 | RECLOSER,SINGLE PHASE,13.2KV AND UNDER,0-3000 AMP
3611793E | 117718.61 |  |  |  | MNW 17 TS 2022 TRIPSAVERS PH 6 | MNW 17 TS 2022 TRIPSAVERS PH 6 MINERAL WELLS FEEDERS BA | 2023-04-04
3611793E |  | 4708.74 | 364 | 0001 | SINGLE CROSSARM
3611793E |  | 4708.74 | 364 | 0280 | POLE, WOOD, 45'
3611793E |  | 108301.13 | 365 | 6015 | RECLOSER,SINGLE PHASE,13.2KV AND UNDER,0-3000 AMP
3611808E | 133022.09 |  |  |  | ODE 18 TS 2022 TRIPSAVERS PH 6 | ODE 21 TS 2022 TRIPSAVERS PH 6 ODESSA FEEDERS BA | 2023-03-30
3611808E |  | 5320.88 | 364 | 0001 | SINGLE CROSSARM
3611808E |  | 3990.66 | 364 | 0280 | POLE, WOOD, 45'
3611808E |  | 123710.55 | 365 | 6015 | RECLOSER,SINGLE PHASE,13.2KV AND UNDER,0-3000 AMP
3611830E | 133633.49 |  |  |  | STN 18 TS 2022 TRIPSAVERS PH 6 | STN 18 TS 2022 TRIPSAVERS PH 6 STANTON FEEDERS BA | 2023-02-14
3611830E |  | 5345.33 | 364 | 0001 | SINGLE CROSSARM
3611830E |  | 1336.33 | 364 | 0280 | POLE, WOOD, 45'
3611830E |  | 126951.83 | 365 | 6015 | RECLOSER,SINGLE PHASE,13.2KV AND UNDER,0-3000 AMP
3611836E | 145874.05 |  |  |  | STN 18 TS 2022 TRIPSAVERS PH 6 | STN 22 TS 2022 TRIPSAVERS PH 6 STANTON FEEDERS BA | 2023-03-22
3611836E |  | 22829.28 | 364 | 0001 | SINGLE CROSSARM
3611836E |  | 8577.39 | 364 | 0280 | POLE, WOOD, 45'
3611836E |  | 114467.38 | 365 | 6015 | RECLOSER,SINGLE PHASE,13.2KV AND UNDER,0-3000 AMP
3611840E | 119261.63 |  |  |  | SUL 16 TS 2022 TRIPSAVERS PH 6 | SUL 16 TS 2022 TRIPSAVERS PH 6 SULPHUR SPRINGS FEEDERS BA | 2023-05-24
3611840E |  | 8348.31 | 364 | 0001 | SINGLE CROSSARM
3611840E |  | 3577.84 | 364 | 0280 | POLE, WOOD, 45'
3611840E |  | 2385.23 | 364 | 0300 | POLE, WOOD, 50'
3611840E |  | 104950.25 | 365 | 6015 | RECLOSER,SINGLE PHASE,13.2KV AND UNDER,0-3000 AMP
3611852E | 136008.26 |  |  |  | TER 19 TS 2022 TRIPSAVERS PH 6 | TER 19 TS 2022 TRIPSAVERS PH 6 TERRELL FEEDERS BA | 2023-03-28
3611852E |  | 10799.05 | 364 | 0001 | SINGLE CROSSARM
3611852E |  | 2352.94 | 364 | 0002 | DOUBLE CROSSARMS
3611852E |  | 3781.03 | 364 | 0280 | POLE, WOOD, 45'
3611852E |  | 4325.06 | 364 | 0300 | POLE, WOOD, 50'
3611852E |  | 114750.18 | 365 | 6015 | RECLOSER,SINGLE PHASE,13.2KV AND UNDER,0-3000 AMP
3611856E | 113440.86 |  |  |  | WAC 15 TS 2022 TRIPSAVERS PH 6 | WAC 18 TS 2022 TRIPSAVERS PH 6 WACO FEEDERS BA | 2023-04-04
3611856E |  | 7940.86 | 364 | 0001 | SINGLE CROSSARM
3611856E |  | 1134.4 | 364 | 0260 | POLE, WOOD, 40'
3611856E |  | 1134.4 | 364 | 0280 | POLE, WOOD, 45'
3611856E |  | 103231.2 | 365 | 6015 | RECLOSER,SINGLE PHASE,13.2KV AND UNDER,0-3000 AMP
3612010E | 257035.95 |  |  |  | 2023MMCK003 ALLEN NORTH SUB S1 | 2023MMCK003 ALLEN NORTH SUB S1 S2 S3 | 2023-06-15
3612010E |  | 9047.66 | 364 | 0001 | SINGLE CROSSARM
3612010E |  | 2570.35 | 364 | 0002 | DOUBLE CROSSARMS
3612010E |  | 9021.96 | 364 | 0280 | POLE, WOOD, 45'
3612010E |  | 14882.38 | 364 | 0300 | POLE, WOOD, 50'
3612010E |  | 12569.05 | 364 | 0335 | POLE, WOOD, 60'
3612010E |  | 3624.2 | 365 | 0010 | CONDUCTOR, ALUMINUM, LESS THAN 4/0
3612010E |  | 8585 | 365 | 5645 | DIST AUTOMATION COMMUNICATION UNIT RF OH
3612010E |  | 43541.88 | 365 | 5650 | DIST AUTOMATION CONTROL OVERHEAD
3612010E |  | 16861.55 | 365 | 5660 | DIST AUTOMATION POWER SUPPLY UNIT OH
3612010E |  | 106721.4 | 365 | 6000 | DIST AUTOMATION SWITCH OVERHEAD
3612010E |  | 2955.91 | 366 | 1010 | CONDUIT
3612010E |  | 11695.13 | 366 | 1100 | PRIMARY BOX
3612010E |  | 3752.72 | 367 | 0025 | CONDUCTOR, ALUMINUM, 4/0 AND GREATER
3612010E |  | 11206.76 | 367 | 0100 | FAULT INDICATOR
3612292E | 109849.07 |  |  |  | FSE:UGCP_PNTGO7122_(P) FREPLAC | FSE:UGCP_PNTGO7122_(P) FREPLACE UG CABLE 2300 MONTE CARLO DR | 2023-01-19
3612292E |  | 20871.32 | 366 | 1010 | CONDUIT
3612292E |  | 82386.81 | 367 | 0020 | CONDUCTOR, ALUMINUM, LESS THEN 4/0
3612292E |  | 6590.94 | 367 | 0100 | FAULT INDICATOR
3612309E | 585757.85 |  |  |  | 2022MTER004 - TSC - LAWRENCE S | 2022MTER004 - TSC - LAWRENCE SUB FDR EXITS AND DUCT BANK-KS | 2023-05-12
3612309E |  | 351.44 | 366 | 1025 | DUCT BANK, 2 - 4 HOLES
3612309E |  | 48032.13 | 366 | 1030 | DUCT BANK, 5 - 8 HOLES
3612309E |  | 537374.28 | 366 | 1240 | MANHOLE, OVER 400 CU FT
3612543E | 253191.94 |  |  |  | 2023MDSW082 BUNTIN SUB MOBILE | 2023MDSW082 BUNTIN SUB MOBILE TEMP RELOCATE - KMKJ | 2023-01-13
3612543E |  | 10127.66 | 364 | 0260 | POLE, WOOD, 40'
3612543E |  | 2531.9 | 365 | 0010 | CONDUCTOR, ALUMINUM, LESS THAN 4/0
3612543E |  | 5063.82 | 365 | 0020 | CONDUCTOR, ALUMINUM, 4/0 AND GREATER
3612543E |  | 235468.56 | 367 | 0025 | CONDUCTOR, ALUMINUM, 4/0 AND GREATER
3612586E | 339936.08 |  |  |  | FWE UGCP HMPHL2711 F REPLACE U | FWE UGCP HMPHL2711 F REPLACE UG CABLE 418 COLLEGE AVE | 2023-04-17
3612586E |  | 3399.34 | 366 | 1010 | CONDUIT
3612586E |  | 336536.74 | 367 | 0025 | CONDUCTOR, ALUMINUM, 4/0 AND GREATER
3612776E | 191106.1 |  |  |  | TEX AUTO 2022-P-061-YR-SHNRW16 | TEX AUTO 2022-P-061-YR-SHNRW1609-SHNRW1614-SHNRW1601-RECON | 2023-04-04
3612776E |  | 28665.91 | 364 | 0001 | SINGLE CROSSARM
3612776E |  | 51598.64 | 364 | 0280 | POLE, WOOD, 45'
3612776E |  | 3822.12 | 364 | 0300 | POLE, WOOD, 50'
3612776E |  | 11466.36 | 364 | 0320 | POLE, WOOD, 55'
3612776E |  | 19110.61 | 365 | 0010 | CONDUCTOR, ALUMINUM, LESS THAN 4/0
3612776E |  | 76442.46 | 365 | 0020 | CONDUCTOR, ALUMINUM, 4/0 AND GREATER
3613579E | 432936.67 |  |  |  | WAX 2021MWAX101R01 WAXAHAXHIE | WAX 2021MWAX101R01 WAXAHAXHIE SUB FDR 1206 1208 ELEC | 2023-03-22
3613579E |  | 4329.36 | 365 | 0010 | CONDUCTOR, ALUMINUM, LESS THAN 4/0
3613579E |  | 428607.31 | 367 | 0025 | CONDUCTOR, ALUMINUM, 4/0 AND GREATER
3613714E | 130208.48 |  |  |  | TEM TMSTH1401 REPL 2 DMGD INTE | TEM TMSTH1401 REPL 2 DMGD INTELLIRUPTERS 1101 S 43RD | 2023-05-09
3613714E |  | 2604.16 | 365 | 5645 | DIST AUTOMATION COMMUNICATION UNIT RF OH
3613714E |  | 32552.12 | 365 | 5650 | DIST AUTOMATION CONTROL OVERHEAD
3613714E |  | 14322.93 | 365 | 5660 | DIST AUTOMATION POWER SUPPLY UNIT OH
3613714E |  | 80729.27 | 365 | 6000 | DIST AUTOMATION SWITCH OVERHEAD
3613857E | 245273.89 |  |  |  | 2022MDSW003- PRAIRIE CREEK SUB | 2022MDSW003- PRAIRIE CREEK SUB FDR EXIT ELEC-SM | 2023-02-16
3613857E |  | 245273.89 | 367 | 0025 | CONDUCTOR, ALUMINUM, 4/0 AND GREATER
3614188E | 190982.54 |  |  |  | 2022NMEX081 FAIRFIELD WEST P1 | 2022NMEX081 FAIRFIELD WEST P1 S1 S2 PWR | 2023-05-04
3614188E |  | 3819.65 | 364 | 0001 | SINGLE CROSSARM
3614188E |  | 3819.65 | 364 | 0300 | POLE, WOOD, 50'
3614188E |  | 1909.82 | 365 | 1000 | FAULT INDICATOR
3614188E |  | 68753.71 | 366 | 1010 | CONDUIT
3614188E |  | 19098.25 | 366 | 1100 | PRIMARY BOX
3614188E |  | 93581.46 | 367 | 0025 | CONDUCTOR, ALUMINUM, 4/0 AND GREATER
3614272E | 499838.81 |  |  |  | 2022MMCK015: PRINCETON PLAN IT | 2022MMCK015: PRINCETON PLAN ITEM - INSTALL ITR | 2023-04-10
3614272E |  | 18344.09 | 364 | 0001 | SINGLE CROSSARM
3614272E |  | 299.9 | 364 | 0002 | DOUBLE CROSSARMS
3614272E |  | 2549.19 | 364 | 0300 | POLE, WOOD, 50'
3614272E |  | 53582.72 | 364 | 0335 | POLE, WOOD, 60'
3614272E |  | 8397.29 | 365 | 0010 | CONDUCTOR, ALUMINUM, LESS THAN 4/0
3614272E |  | 58881.03 | 365 | 5635 | DIST AUTOMATION REPEATER OVERHEAD
3614272E |  | 17494.36 | 365 | 5645 | DIST AUTOMATION COMMUNICATION UNIT RF OH
3614272E |  | 88621.42 | 365 | 5650 | DIST AUTOMATION CONTROL OVERHEAD
3614272E |  | 34338.93 | 365 | 5660 | DIST AUTOMATION POWER SUPPLY UNIT OH
3614272E |  | 217329.88 | 365 | 6000 | DIST AUTOMATION SWITCH OVERHEAD
3614290E | 510388.45 |  |  |  | DNO:UGCP_SCHRD0005_REPLACE PIL | DNO:UGCP_SCHRD0005_REPLACE PILC CABLE- 12511 SCHROEDER RD | 2023-05-08
3614290E |  | 5103.87 | 366 | 1010 | CONDUIT
3614290E |  | 505284.58 | 367 | 0015 | CONDUCTOR, COPPER, 2/0 AND GREATER
3614303E | 379354.42 |  |  |  | 2022MWAX006R01 MIDLOTHIAN SUBS | 2022MWAX006R01 MIDLOTHIAN SUBSTATION NEW FEEDER EXIT ELEC | 2023-04-17
3614303E |  | 2238.17 | 364 | 0001 | SINGLE CROSSARM
3614303E |  | 644.89 | 364 | 0002 | DOUBLE CROSSARMS
3614303E |  | 7397.4 | 364 | 0260 | POLE, WOOD, 40'
3614303E |  | 9787.33 | 365 | 0010 | CONDUCTOR, ALUMINUM, LESS THAN 4/0
3614303E |  | 2807.21 | 365 | 0020 | CONDUCTOR, ALUMINUM, 4/0 AND GREATER
3614303E |  | 243849.11 | 367 | 0025 | CONDUCTOR, ALUMINUM, 4/0 AND GREATER
3614303E |  | 112630.31 | 367 | 0100 | FAULT INDICATOR
3614659E | 187111.38 |  |  |  | MDL: RM1555 TXDOT RELOCATE FA | MDL: RM1555 TXDOT RELOCATE FACILITIES | 2023-01-18
3614659E |  | 21592.64 | 364 | 0001 | SINGLE CROSSARM
3614659E |  | 2526 | 364 | 0280 | POLE, WOOD, 45'
3614659E |  | 52147.93 | 364 | 0300 | POLE, WOOD, 50'
3614659E |  | 39143.68 | 364 | 0320 | POLE, WOOD, 55'
3614659E |  | 9804.62 | 365 | 0010 | CONDUCTOR, ALUMINUM, LESS THAN 4/0
3614659E |  | 61896.51 | 365 | 0020 | CONDUCTOR, ALUMINUM, 4/0 AND GREATER
3614813E | 194699.73 |  |  |  | 2022MDSW181-S1,2,3,4-COMPTON S | 2022MDSW181-S1,2,3,4-COMPTON SUB-FEEDER EXITS-CIVIL ONLY | 2022-10-28
3614813E |  | 93455.86 | 366 | 1030 | DUCT BANK, 5 - 8 HOLES
3614813E |  | 99296.88 | 366 | 1240 | MANHOLE, OVER 400 CU FT
3614813E |  | 1946.99 | 367 | 0020 | CONDUCTOR, ALUMINUM, LESS THEN 4/0
3614814E | 289097.33 |  |  |  | 2022MDSW181-S1,2,3,4-COMPTON S | 2022MDSW181-S1,2,3,4-COMPTON SUB-FEEDER EXITS-ELECTRIC ONLY | 2023-01-09
3614814E |  | 289097.33 | 367 | 0025 | CONDUCTOR, ALUMINUM, 4/0 AND GREATER
3614959E | 100438.74 |  |  |  | DSW:CURE2022_LVBRD0008_6508 RO | DSW:CURE2022_LVBRD0008_6508 ROYAL CEDAR DR- A PHASE | 2023-01-26
3614959E |  | 100438.74 | 367 | 0020 | CONDUCTOR, ALUMINUM, LESS THEN 4/0
3615206E | 112865.55 |  |  |  | FWS 17 TS 2022 TRIPSAVERS PH 7 | FWS 17 TS 2022 TRIPSAVERS PH 7 FORT WORTH SOUTH FEEDERS BA | 2023-04-28
3615206E |  | 15011.11 | 364 | 0001 | SINGLE CROSSARM
3615206E |  | 97854.44 | 365 | 6015 | RECLOSER,SINGLE PHASE,13.2KV AND UNDER,0-3000 AMP
3615213E | 140771.13 |  |  |  | FWS 19 TS 2022 TRIPSAVERS PH 7 | FWS 19 TS 2022 TRIPSAVERS PH 7 FORT WORTH SOUTH FEEDERS BA | 2023-03-08
3615213E |  | 18666.25 | 364 | 0001 | SINGLE CROSSARM
3615213E |  | 11571.38 | 364 | 0280 | POLE, WOOD, 45'
3615213E |  | 110533.5 | 365 | 6015 | RECLOSER,SINGLE PHASE,13.2KV AND UNDER,0-3000 AMP
3615278E | 142554.46 |  |  |  | MDL 21 TS 2022 TRIPSAVERS PH 7 | MDL 21 TS 2022 TRIPSAVERS PH 7 MIDLAND FEEDERS BA | 2023-03-13
3615278E |  | 15153.53 | 364 | 0001 | SINGLE CROSSARM
3615278E |  | 3948.75 | 364 | 0300 | POLE, WOOD, 50'
3615278E |  | 123452.18 | 365 | 6015 | RECLOSER,SINGLE PHASE,13.2KV AND UNDER,0-3000 AMP
3615289E | 121671.57 |  |  |  | MSQ 18 TS 2022 TRIPSAVERS PH 7 | MSQ 15 TS 2022 TRIPSAVERS PH 7 MESQUITE FEEDERS BA | 2023-04-28
3615289E |  | 20233.97 | 364 | 0001 | SINGLE CROSSARM
3615289E |  | 2907.94 | 364 | 0260 | POLE, WOOD, 40'
3615289E |  | 2555.09 | 364 | 0280 | POLE, WOOD, 45'
3615289E |  | 94210.37 | 365 | 6015 | RECLOSER,SINGLE PHASE,13.2KV AND UNDER,0-3000 AMP
3615289E |  | 145.99 | 366 | 1010 | CONDUIT
3615289E |  | 961.19 | 366 | 1150 | SECONDARY BOX
3615289E |  | 657.02 | 367 | 0020 | CONDUCTOR, ALUMINUM, LESS THEN 4/0
3615304E | 112698.71 |  |  |  | ODE 15 TS 2022 TRIPSAVERS PH 7 | ODE 18 TS 2022 TRIPSAVERS PH 7 ODESSA FEEDERS BA | 2023-02-18
3615304E |  | 14087.33 | 364 | 0001 | SINGLE CROSSARM
3615304E |  | 2851.29 | 364 | 0280 | POLE, WOOD, 45'
3615304E |  | 95760.09 | 365 | 6015 | RECLOSER,SINGLE PHASE,13.2KV AND UNDER,0-3000 AMP
3615307E | 119475.34 |  |  |  | ODE 19 TS 2022 TRIPSAVERS PH 7 | ODE 19 TS 2022 TRIPSAVERS PH 7 ODESSA FEEDERS BA | 2023-03-02
3615307E |  | 16511.5 | 364 | 0001 | SINGLE CROSSARM
3615307E |  | 250.91 | 364 | 0280 | POLE, WOOD, 45'
3615307E |  | 102712.93 | 365 | 6015 | RECLOSER,SINGLE PHASE,13.2KV AND UNDER,0-3000 AMP
3615321E | 100286.56 |  |  |  | STN 16 TS 2022 TRIPSAVERS PH 7 | STN 19 TS 2022 TRIPSAVERS PH 7 STANTON FEEDERS BA | 2023-04-03
3615321E |  | 8504.3 | 364 | 0001 | SINGLE CROSSARM
3615321E |  | 7491.41 | 364 | 0280 | POLE, WOOD, 45'
3615321E |  | 84290.85 | 365 | 6015 | RECLOSER,SINGLE PHASE,13.2KV AND UNDER,0-3000 AMP
3615328E | 100404.04 |  |  |  | TYL 16 TS 2022 TRIPSAVERS PH 7 | TYL 17 TS 2022 TRIPSAVERS PH 7 TYLER FEEDERS BA | 2023-04-28
3615328E |  | 16948.2 | 364 | 0001 | SINGLE CROSSARM
3615328E |  | 251 | 364 | 0280 | POLE, WOOD, 45'
3615328E |  | 83204.84 | 365 | 6015 | RECLOSER,SINGLE PHASE,13.2KV AND UNDER,0-3000 AMP
3615918E | 193025.38 |  |  |  | FBR UGCP ADISN1602 F REPLACE U | FBR UGCP ADISN1602 F REPLACE UG CABLE 3350 BOYINGTON DR | 2023-01-10
3615918E |  | 38605.06 | 366 | 1010 | CONDUIT
3615918E |  | 25093.29 | 366 | 1100 | PRIMARY BOX
3615918E |  | 125466.54 | 367 | 0020 | CONDUCTOR, ALUMINUM, LESS THEN 4/0
3615918E |  | 3860.49 | 367 | 0100 | FAULT INDICATOR
3616001E | 101641.76 |  |  |  | FNO:UGCP_GMINI5812-(F)- REPLAC | FNO:UGCP_GMINI5812-(F)- REPLACE UG CABLE- 5750 N RIVERSIDE D | 2023-01-13
3616001E |  | 20328.33 | 366 | 1010 | CONDUIT
3616001E |  | 81313.43 | 367 | 0025 | CONDUCTOR, ALUMINUM, 4/0 AND GREATER
3618373E | 324865.84 |  |  |  | MDL UGCP ADMDS6521 F REPLACE U | MDL UGCP ADMDS6521 F REPLACE UG CABLE 4901 POLO PKWY | 2023-03-13
3618373E |  | 51978.52 | 366 | 1010 | CONDUIT
3618373E |  | 68221.82 | 366 | 1100 | PRIMARY BOX
3618373E |  | 201416.85 | 367 | 0025 | CONDUCTOR, ALUMINUM, 4/0 AND GREATER
3618373E |  | 3248.65 | 367 | 0100 | FAULT INDICATOR
3618455E | 187828.61 |  |  |  | DNO UGCP ALPHA0010 F REPLACE U | DNO UGCP ALPHA0010 F REPLACE UG CABLE 12822 NOEL RD | 2022-11-16
3618455E |  | 1878.28 | 366 | 1010 | CONDUIT
3618455E |  | 185950.33 | 367 | 0025 | CONDUCTOR, ALUMINUM, 4/0 AND GREATER
| 559082707.54 | 559082707.54 | Total for Projects > $100,000 Plant Accounts 364 to 373 Only - 6 ME 06302023
| 38679808.43 | Total for Projects >$100,000 Related to 303, 391 and 397 FERC Accounts - Six Months Ending June 30, 2023
| 111152828.16 | Total for Projects >$100,000 Related to Substation Accounts from WP/Schedule B-1/1/2/6 ME 06302023
| 142492315.85 | Total for Projects <$100,000 from WP/Schedule B-1/1/6 ME 06302023
| 851407659.98 | Six Months Ending June 30, 2023 DCRF Additions
| 973409338.6517 | Six Months Ending December 31, 2023 DCRF Additions
| 992033529.7716 | Six Months Ending June 30, 2024 DCRF Additions
| 1520316270.3474 | 2022 DCRF Additions
| 4337166798.7507 | Total DCRF Additions for January 1, 2022 through June 30, 2024, Sch B-1, Col 2, Line 24