## Retirements - 2022
Oncor Electric Delivery Company LLC
Distribution Cost Recovery Factor
Property Unit Descriptions for Projects with Retirements > $100,000 for 2022
Update Period 01/01/2022 - 06/30/2024
Sponsors: W. Alan Ledbetter and Coler D. Snelleman
Project | DCRF Retirement Amount | Property Unit Amount | FERC Account | Property Unit | Project Title / Property Unit Description | Project Description | Retirement Date
06000504 | -280632.78 |  |  |  | RETIRE COMMUNICATION EQUIP | RETIRE COMMUNICATION EQUIPMENT PER REVIEW | 2022-05-31
06000504 |  | -280632.78 | 397 | 0155 | MICROWAVE EQUIPMENT
0PT03980 | -103455.38 |  |  |  | PANTEGO SUB 138KV TERMINAL UPG | PANTEGO SUB 138KV TERMINAL UPG | 2022-02-28
0PT03980 |  | -24933.81 | 362 | 0040 | BUS ASSEMBLY - RETIREMENT OF OLD EQUIPMENT ONLY
0PT03980 |  | -78521.57 | 362 | 0170 | STRUCTURES
0PT39289 | -484054.8825 |  |  |  | Waxahachie Replace the 228 MV | Waxahachie Replace the 228 MV | 2022-02-28
0PT39289 |  | -2469.1023 | 353 | 0210 | TRANSFORMER - AUXILIARY AND STATION SERVICE
0PT39289 |  | -1018.5402 | 353 | 0250 | FENCES, PROTECTIVE
0PT39289 |  | -376.99 | 353 | 1090 | FUSE EQUIPMENT 0-60 KV
0PT39289 |  | -2704.92 | 353 | 1110 | LIGHTNING ARRESTOR 0-69 KV
0PT39289 |  | -14368.89 | 353 | 1130 | POWER CIRCUIT BREAKER 0-60 KV
0PT39289 |  | -25066.59 | 353 | 1140 | RELAY SWITCHBOARD 0-60 KV
0PT39289 |  | -1413.39 | 353 | 1150 | REACTOR OR RESISTOR 0-60 KV (OBSOLETE JUN 2009)
0PT39289 |  | -21340.68 | 353 | 1180 | SWITCH 0-60 KV
0PT39289 |  | -50034.13 | 353 | 118C | SWITCH, DISCONNECT, 0-60KV
0PT39289 |  | -60354.6 | 353 | 118E | SWITCH, VAC INTERRUPTER, 0-60KV
0PT39289 |  | -8808.25 | 353 | 121C | ENCLOSURE, LOAD TAP CHANGER, POWER TRANSFORMER
0PT39289 |  | -1893.61 | 353 | 1290 | TRANSFORMER, INSTRUMENT 0-60 KV
0PT39289 |  | -188487.27 | 353 | 3210 | TRANSFORMER, POWER 138 KV
0PT39289 |  | -76929.39 | 353 | 3213 | BUSHING, 138KV TRANSFORMER
0PT39289 |  | -28788.53 | 353 | 3214 | PUMP, POWER TRANSFORMER, 138KV
0PT39290 | -316124.3797 |  |  |  | Lake Brownwood Sub Establish | Lake Brownwood Sub Establish | 2022-02-28
0PT39290 |  | -11451.1845 | 361 | 0020 | YARD IMPROVEMENTS AND SURFACING
0PT39290 |  | -3577.4804 | 362 | 0030 | BATTERY CHARGING SET
0PT39290 |  | -15415.65 | 362 | 0040 | BUS ASSEMBLY - RETIREMENT OF OLD EQUIPMENT ONLY
0PT39290 |  | -844.9373 | 362 | 0050 | CONDUIT OR DUCT SYSTEM
0PT39290 |  | -21392.56 | 362 | 0060 | CAPACITOR BANK STATION
0PT39290 |  | -89.1205 | 362 | 0100 | YARD LIGHTING SYSTEM
0PT39290 |  | -2122.3 | 362 | 013A | POWER CIRCUIT BREAKER, 1200 AMPERE, 15KV
0PT39290 |  | -9191.6122 | 362 | 0160 | STORAGE BATTERY
0PT39290 |  | -14946.19 | 362 | 0170 | STRUCTURES
0PT39290 |  | -4091.48 | 362 | 0200 | STATION METERING
0PT39290 |  | -648.01 | 362 | 0210 | TRANSFORMER - AUXILIARY AND STATION SERVICE
0PT39290 |  | -2145.5817 | 362 | 0250 | FENCES, PROTECTIVE
0PT39290 |  | -14218.7931 | 362 | 0280 | SUPERVISORY CONTROL EQUIPMENT
0PT39290 |  | -5528.05 | 362 | 1090 | FUSE EQUIPMENT - 0-60 KV
0PT39290 |  | -1517.28 | 362 | 1110 | LIGHTNING ARRESTOR 0-60 KV
0PT39290 |  | -22314.55 | 362 | 1130 | POWER CIRCUIT BREAKER 0-60 KV
0PT39290 |  | -14327.35 | 362 | 114A | SWITCHBOARD PANEL, STATION METERING, 0-60KV
0PT39290 |  | -9023.03 | 362 | 114H | SWITCHBOARD PANEL, CONTROL CABLE, 0-60KV
0PT39290 |  | -7758.08 | 362 | 1180 | SWITCH 0-60 KV
0PT39290 |  | -46458.05 | 362 | 1230 | VOLTAGE REGULATOR
0PT39290 |  | -1371.38 | 362 | 1290 | TRANSFORMER, INSTRUMENT 0-60 KV
0PT39290 |  | -96805.22 | 362 | 2210 | TRANSFORMER, POWER 69 KV
0PT39290 |  | -6494.96 | 362 | 2220 | MOBILE SUBSTATION 69 KV
0PT39290 |  | -4391.53 | 362 | 3211 | TRANSFORMER TANK AND COMPONENTS, POWER 138KV
0PT39293 | -216018.9071 |  |  |  | Elkhart Sub Rebuild as Two Tr | Elkhart Sub Install transform | 2022-02-28
0PT39293 |  | -7289.7178 | 362 | 0030 | BATTERY CHARGING SET
0PT39293 |  | -20582.58 | 362 | 0040 | BUS ASSEMBLY - RETIREMENT OF OLD EQUIPMENT ONLY
0PT39293 |  | -2464.2307 | 362 | 0050 | CONDUIT OR DUCT SYSTEM
0PT39293 |  | -21643.69 | 362 | 0060 | CAPACITOR BANK STATION
0PT39293 |  | -2612.25 | 362 | 0090 | FUSE EQUIPMENT - STATION EQUIP.
0PT39293 |  | -21.3802 | 362 | 0100 | YARD LIGHTING SYSTEM
0PT39293 |  | -7289.7178 | 362 | 0160 | STORAGE BATTERY
0PT39293 |  | -12454.49 | 362 | 0170 | STRUCTURES
0PT39293 |  | -9439.75 | 362 | 0200 | STATION METERING
0PT39293 |  | -792.19 | 362 | 0210 | TRANSFORMER - AUXILIARY AND STATION SERVICE
0PT39293 |  | -145.7543 | 362 | 0260 | BUILDING, ELECTRICAL EQUIPMENT
0PT39293 |  | -27335.5463 | 362 | 0280 | SUPERVISORY CONTROL EQUIPMENT
0PT39293 |  | -2203.64 | 362 | 1090 | FUSE EQUIPMENT - 0-60 KV
0PT39293 |  | -4697.55 | 362 | 1110 | LIGHTNING ARRESTOR 0-60 KV
0PT39293 |  | -20738.57 | 362 | 1130 | POWER CIRCUIT BREAKER 0-60 KV
0PT39293 |  | -2418.76 | 362 | 1140 | RELAY SWITCHBOARD 0-60 KV
0PT39293 |  | -3910.51 | 362 | 1180 | SWITCH 0-60 KV
0PT39293 |  | -19805.3 | 362 | 1230 | VOLTAGE REGULATOR
0PT39293 |  | -1384.7 | 362 | 1290 | TRANSFORMER, INSTRUMENT 0-60 KV
0PT39293 |  | -48788.58 | 362 | 2210 | TRANSFORMER, POWER 69 KV
0PT39492 | -136916.88 |  |  |  | Richardson Sub Upgrade line t | Richardson Sub Upgrade line t | 2022-03-21
0PT39492 |  | -118999.26 | 362 | 0060 | CAPACITOR BANK STATION
0PT39492 |  | -830.84 | 362 | 0170 | STRUCTURES
0PT39492 |  | -12331.06 | 362 | 1141 | Relays, 0-69 KV Relay Panel
0PT39492 |  | -4755.72 | 362 | 118D | SWITCH, MOTOR OPERATOR, 0-60KV
0PT39690 | -267268.22 |  |  |  | Means Sub Convert the station | Means Sub Convert the station | 2022-09-30
0PT39690 |  | -267268.22 | 362 | 3210 | TRANSFORMER, POWER 138 KV
0PT39692 | -158415.53 |  |  |  | Frankel City Sub Convert stat | Frankel City Sub Convert stat | 2022-09-30
0PT39692 |  | -158415.53 | 362 | 3210 | TRANSFORMER, POWER 138 KV
0PT40740 | -113480.42 |  |  |  | Wichita Falls Sub Install Dis | Wichita Falls Sub Install Dis | 2022-04-08
0PT40740 |  | -4421.03 | 353 | 1180 | SWITCH 0-60 KV
0PT40740 |  | -109059.39 | 353 | 1190 | SWITCHGEAR, METAL ENCLOSED 0-60 KV
0PT40781 | -192365.2 |  |  |  | Mckinney South Sub Install Di | Mckinney South Sub Install Di | 2022-07-19
0PT40781 |  | -6661.06 | 362 | 114B | SWITCHBOARD PANEL, BUS DIFFERENTIAL, 0-60KV
0PT40781 |  | -185704.14 | 362 | 114D | SWITCHBOARD PANEL, 1 FEEDER, 0-60KV
0PT41045 | -126682.0456 |  |  |  | Coyanosa Sub Retire and remove | Coyanosa Sub Retire and remove | 2022-06-24
0PT41045 |  | -1645.9874 | 361 | 0010 | HVAC
0PT41045 |  | -571.7601 | 361 | 0020 | YARD IMPROVEMENTS AND SURFACING
0PT41045 |  | -354.2652 | 361 | 0030 | FENCE
0PT41045 |  | -473.3217 | 361 | 0040 | SERVICE BUILDING
0PT41045 |  | -40.7312 | 361 | 0070 | OUTDOOR LIGHTING SYSTEM
0PT41045 |  | -514.7829 | 361 | 0130 | ELECTRICAL SYSTEM
0PT41045 |  | -3732.785 | 362 | 0030 | BATTERY CHARGING SET
0PT41045 |  | -6493.95 | 362 | 0040 | BUS ASSEMBLY - RETIREMENT OF OLD EQUIPMENT ONLY
0PT41045 |  | -631.23 | 362 | 0090 | FUSE EQUIPMENT - STATION EQUIP.
0PT41045 |  | -3732.7889 | 362 | 0160 | STORAGE BATTERY
0PT41045 |  | -10936.96 | 362 | 0170 | STRUCTURES
0PT41045 |  | -8462.46 | 362 | 0200 | STATION METERING
0PT41045 |  | -924.94 | 362 | 0210 | TRANSFORMER - AUXILIARY AND STATION SERVICE
0PT41045 |  | -7978.7232 | 362 | 0280 | SUPERVISORY CONTROL EQUIPMENT
0PT41045 |  | -452.01 | 362 | 1090 | FUSE EQUIPMENT - 0-60 KV
0PT41045 |  | -4384.64 | 362 | 1110 | LIGHTNING ARRESTOR 0-60 KV
0PT41045 |  | -11785.19 | 362 | 1130 | POWER CIRCUIT BREAKER 0-60 KV
0PT41045 |  | -26592.78 | 362 | 114A | SWITCHBOARD PANEL, STATION METERING, 0-60KV
0PT41045 |  | -4904.19 | 362 | 114H | SWITCHBOARD PANEL, CONTROL CABLE, 0-60KV
0PT41045 |  | -1836.27 | 362 | 1180 | SWITCH 0-60 KV
0PT41045 |  | -30232.28 | 362 | 2210 | TRANSFORMER, POWER 69 KV
0PT42161 | -208863.99 |  |  |  | Belton Southwest Sub Replace | Belton Southwest Sub Replace | 2022-02-28
0PT42161 |  | -25041.19 | 362 | 114B | SWITCHBOARD PANEL, BUS DIFFERENTIAL, 0-60KV
0PT42161 |  | -25041.19 | 362 | 114C | SWITCHBOARD PANEL, 2 FEEDER, 0-60KV
0PT42161 |  | -37727.7 | 362 | 114E | SWITCHBOARD PANEL, FEEDER BYPASS-BUS TIE, 0-60KV
0PT42161 |  | -121053.91 | 362 | 3210 | TRANSFORMER, POWER 138 KV
0PT42377 | -778259.65 |  |  |  | Carrollton Northwest Switch R | Carrollton Northwest Switch R | 2022-02-28
0PT42377 |  | -778259.65 | 353 | 4210 | TRANSFORMER, POWER 345 KV
0PT42516 | -264704.17 |  |  |  | Britton Road Sub Install one | Britton Road Sub Install one | 2022-10-31
0PT42516 |  | -264704.17 | 362 | 4210 | TRANSFORMER, POWER 345 KV
0PT42651 | -275999.92 |  |  |  | Kennedale Sub Remove the exis | Kennedale Sub Remove the exis | 2022-02-28
0PT42651 |  | 23956.82 | 362 | 0040 | BUS ASSEMBLY - RETIREMENT OF OLD EQUIPMENT ONLY
0PT42651 |  | -17354.71 | 362 | 0170 | STRUCTURES
0PT42651 |  | -10238.58 | 362 | 0210 | TRANSFORMER - AUXILIARY AND STATION SERVICE
0PT42651 |  | -3537.39 | 362 | 1090 | FUSE EQUIPMENT - 0-60 KV
0PT42651 |  | -8185.4 | 362 | 1110 | LIGHTNING ARRESTOR 0-60 KV
0PT42651 |  | -252096.22 | 362 | 1130 | POWER CIRCUIT BREAKER 0-60 KV
0PT42651 |  | -4610.61 | 362 | 1180 | SWITCH 0-60 KV
0PT42651 |  | -3933.83 | 362 | 118C | SWITCH, DISCONNECT, 0-60KV
0PT42885 | -149929.95 |  |  |  | Cedar Hill Clark Road Sub Rel | Cedar Hill Clark Road Sub Rel | 2022-03-31
0PT42885 |  | -29471.94 | 362 | 013A | POWER CIRCUIT BREAKER, 1200 AMPERE, 15KV
0PT42885 |  | -43356.12 | 362 | 1130 | POWER CIRCUIT BREAKER 0-60 KV
0PT42885 |  | -44718.98 | 362 | 113A | POWER CIRCUIT BREAKER, 1200 AMPERE, 25KV
0PT42885 |  | -23361.19 | 362 | 1140 | RELAY SWITCHBOARD 0-60 KV
0PT42885 |  | -9021.72 | 362 | 114H | SWITCHBOARD PANEL, CONTROL CABLE, 0-60KV
0PT42953 | -103470.35 |  |  |  | Rowlett Sub Relay Upgrade on | Rowlett Sub Relay Upgrade on | 2022-04-18
0PT42953 |  | -677.65 | 362 | 013A | POWER CIRCUIT BREAKER, 1200 AMPERE, 15KV
0PT42953 |  | -102792.7 | 362 | 1130 | POWER CIRCUIT BREAKER 0-60 KV
0PT43030 | -1037831.47 |  |  |  | Breckenridge Sub Decommission | Breckenridge Sub Decommission | 2022-08-01
0PT43030 |  | -449.29 | 353 | 1040 | BUSS ASSEMBLY - 0 - 60KV
0PT43030 |  | -2364.96 | 353 | 1090 | FUSE EQUIPMENT 0-60 KV
0PT43030 |  | -14538.58 | 353 | 1110 | LIGHTNING ARRESTOR 0-69 KV
0PT43030 |  | -50068.94 | 353 | 1130 | POWER CIRCUIT BREAKER 0-60 KV
0PT43030 |  | -107276.9 | 353 | 1140 | RELAY SWITCHBOARD 0-60 KV
0PT43030 |  | -6584.09 | 353 | 1141 | RELAYS, 0-69KV
0PT43030 |  | -3976.27 | 353 | 114H | SWITCHBOARD PANEL, CONTROL CABLE, 0-60KV
0PT43030 |  | -29476.08 | 353 | 117A | STRUCTURES, 0-60KV
0PT43030 |  | -46231.63 | 353 | 1180 | SWITCH 0-60 KV
0PT43030 |  | -2466.81 | 353 | 118A | SWITCH, AIRBREAK, 0-60KV
0PT43030 |  | -33066.52 | 353 | 118C | SWITCH, DISCONNECT, 0-60KV
0PT43030 |  | -15798.89 | 353 | 121A | CONTACTS, LOAD TAP CHANGER, POWER TRANSFORMER
0PT43030 |  | -46399.69 | 353 | 1230 | VOLTAGE REGULATOR
0PT43030 |  | -10616.8 | 353 | 1290 | TRANSFORMER, INSTRUMENT 0-60 KV
0PT43030 |  | -178054 | 353 | 2210 | TRANSFORMER, POWER 69 KV
0PT43030 |  | -19634.55 | 353 | 2213 | BUSHING, 69KV TRANSFORMER
0PT43030 |  | -165108.97 | 353 | 3210 | TRANSFORMER, POWER 138 KV
0PT43030 |  | -45891.43 | 353 | 3211 | TRANSFORMER TANK AND COMPONENTS, POWER 138KV
0PT43030 |  | -25649.38 | 353 | 3213 | BUSHING, 138KV TRANSFORMER
0PT43030 |  | -234177.69 | 353 | 321D | TRANSFORMER GASKET SET, POWER 138KV
0PT43419 | -133608.84 |  |  |  | Lamesa Sub Relay Upgrade on F | Lamesa Sub Relay Upgrade on F | 2022-02-15
0PT43419 |  | -128893.17 | 353 | 013A | POWER CIRCUIT BREAKER, 1200 AMPERE, 15KV
0PT43419 |  | -3295.58 | 353 | 1140 | RELAY SWITCHBOARD 0-60 KV
0PT43419 |  | -1420.09 | 353 | 1141 | RELAYS, 0-69KV
0PT43638 | -270989.91 |  |  |  | Midland Downtown Sub Replac | Midland Downtown Sub Replac | 2022-02-28
0PT43638 |  | -14962.12 | 362 | 0170 | STRUCTURES
0PT43638 |  | -20461.39 | 362 | 1130 | POWER CIRCUIT BREAKER 0-60 KV
0PT43638 |  | -235566.4 | 362 | 3210 | TRANSFORMER, POWER 138 KV
0PT43660 | -462628.2046 |  |  |  | Palmer Sub Retire station | Palmer Sub Retire station | 2022-02-03
0PT43660 |  | -6466.8665 | 361 | 0010 | HVAC
0PT43660 |  | -163.3519 | 361 | 0030 | FENCE
0PT43660 |  | -26046.7017 | 361 | 0050 | ENVIRONMENTAL PROTECTION EQUIPMENT
0PT43660 |  | -174.5921 | 362 | 0030 | BATTERY CHARGING SET
0PT43660 |  | -56746.74 | 362 | 0040 | BUS ASSEMBLY - RETIREMENT OF OLD EQUIPMENT ONLY
0PT43660 |  | -2901.2709 | 362 | 0050 | CONDUIT OR DUCT SYSTEM
0PT43660 |  | -2390.9664 | 362 | 0100 | YARD LIGHTING SYSTEM
0PT43660 |  | -9568.0653 | 362 | 0160 | STORAGE BATTERY
0PT43660 |  | -71562.38 | 362 | 0170 | STRUCTURES
0PT43660 |  | -2992.7 | 362 | 0200 | STATION METERING
0PT43660 |  | -7060.54 | 362 | 0210 | TRANSFORMER - AUXILIARY AND STATION SERVICE
0PT43660 |  | -16202.5212 | 362 | 0250 | FENCES, PROTECTIVE
0PT43660 |  | -9730.801 | 362 | 0260 | BUILDING, ELECTRICAL EQUIPMENT
0PT43660 |  | -12325.8576 | 362 | 0280 | SUPERVISORY CONTROL EQUIPMENT
0PT43660 |  | -12937.93 | 362 | 1090 | FUSE EQUIPMENT - 0-60 KV
0PT43660 |  | -5069.06 | 362 | 1110 | LIGHTNING ARRESTOR 0-60 KV
0PT43660 |  | -37397.22 | 362 | 1130 | POWER CIRCUIT BREAKER 0-60 KV
0PT43660 |  | -3805.3 | 362 | 1140 | RELAY SWITCHBOARD 0-60 KV
0PT43660 |  | -20789.81 | 362 | 1180 | SWITCH 0-60 KV
0PT43660 |  | -3816.46 | 362 | 118C | SWITCH, DISCONNECT, 0-60KV
0PT43660 |  | -102001.25 | 362 | 1230 | VOLTAGE REGULATOR
0PT43660 |  | -5495.04 | 362 | 1290 | TRANSFORMER, INSTRUMENT 0-60 KV
0PT43660 |  | -46982.78 | 362 | 2210 | TRANSFORMER, POWER 69 KV
0PT43683 | -200718.99 |  |  |  | Courtland Sub Replace failed | Courtland Sub Replace failed | 2022-09-30
0PT43683 |  | -200718.99 | 362 | 4210 | TRANSFORMER, POWER 345 KV
0PT43745 | -137674.38 |  |  |  | Carrollton Sub Relay Upgrade | Carrollton Sub Relay Upgrade | 2022-03-22
0PT43745 |  | -127660.91 | 362 | 1130 | POWER CIRCUIT BREAKER 0-60 KV
0PT43745 |  | -10013.47 | 362 | 118D | SWITCH, MOTOR OPERATOR, 0-60KV
0PT43756 | -157904.1 |  |  |  | Irving Sub Relay Upgrade on F | Irving Sub Relay Upgrade on F | 2022-11-07
0PT43756 |  | -151682.7 | 362 | 1130 | POWER CIRCUIT BREAKER 0-60 KV
0PT43756 |  | -6221.4 | 362 | 1141 | Relays, 0-69 KV Relay Panel
0PT43788 | -114644.5 |  |  |  | Watauga Sub Relay Upgrade on | Watauga Sub Relay Upgrade on | 2022-11-07
0PT43788 |  | -104719.39 | 362 | 1140 | RELAY SWITCHBOARD 0-60 KV
0PT43788 |  | -9925.11 | 362 | 1141 | Relays, 0-69 KV Relay Panel
0PT44112 | -220408.07 |  |  |  | Reagan Street Sub Replace fai | Reagan Street Sub Replace fai | 2022-09-30
0PT44112 |  | -220408.07 | 362 | 3210 | TRANSFORMER, POWER 138 KV
0PT44243 | -965048.0248 |  |  |  | Kleberg Sub Replace transform | Kleberg Sub Replace transform | 2022-06-01
0PT44243 |  | -17087.014 | 361 | 0030 | FENCE
0PT44243 |  | -732.4506 | 361 | 0070 | OUTDOOR LIGHTING SYSTEM
0PT44243 |  | -11688.3948 | 361 | 0120 | PLUMBING SYSTEM
0PT44243 |  | -3133.5029 | 361 | 0130 | ELECTRICAL SYSTEM
0PT44243 |  | -88433.64 | 362 | 0040 | BUS ASSEMBLY - RETIREMENT OF OLD EQUIPMENT ONLY
0PT44243 |  | -7112.4771 | 362 | 0050 | CONDUIT OR DUCT SYSTEM
0PT44243 |  | -143339.01 | 362 | 0060 | CAPACITOR BANK STATION
0PT44243 |  | -1052.762 | 362 | 0100 | YARD LIGHTING SYSTEM
0PT44243 |  | -34620.55 | 362 | 013A | POWER CIRCUIT BREAKER, 1200 AMPERE, 15KV
0PT44243 |  | -186786.53 | 362 | 0170 | STRUCTURES
0PT44243 |  | -14168.43 | 362 | 0210 | TRANSFORMER - AUXILIARY AND STATION SERVICE
0PT44243 |  | -48414.5134 | 362 | 0280 | SUPERVISORY CONTROL EQUIPMENT
0PT44243 |  | -2245.36 | 362 | 1040 | BUSS ASSEMBLY - 0 - 60KV
0PT44243 |  | -5011.4 | 362 | 1110 | LIGHTNING ARRESTOR 0-60 KV
0PT44243 |  | -12737.53 | 362 | 1130 | POWER CIRCUIT BREAKER 0-60 KV
0PT44243 |  | -108795.25 | 362 | 1140 | RELAY SWITCHBOARD 0-60 KV
0PT44243 |  | -3244.8 | 362 | 1141 | Relays, 0-69 KV Relay Panel
0PT44243 |  | -8144.96 | 362 | 114A | SWITCHBOARD PANEL, STATION METERING, 0-60KV
0PT44243 |  | -11402.95 | 362 | 114H | SWITCHBOARD PANEL, CONTROL CABLE, 0-60KV
0PT44243 |  | -90387.26 | 362 | 1180 | SWITCH 0-60 KV
0PT44243 |  | -9222.4 | 362 | 1190 | SWITCHGEAR, METAL ENCLOSED 0-60 KV
0PT44243 |  | -157286.84 | 362 | 3210 | TRANSFORMER, POWER 138 KV
0PT44371 | -404437.5615 |  |  |  | Goddard Sub Replace switchgea | Goddard Sub Replace switchgea | 2022-02-28
0PT44371 |  | -1074.0677 | 361 | 0010 | HVAC
0PT44371 |  | -2118.3936 | 361 | 0040 | SERVICE BUILDING
0PT44371 |  | -5713.0922 | 362 | 0030 | BATTERY CHARGING SET
0PT44371 |  | -171853.72 | 362 | 0040 | BUS ASSEMBLY - RETIREMENT OF OLD EQUIPMENT ONLY
0PT44371 |  | -115304.89 | 362 | 013A | POWER CIRCUIT BREAKER, 1200 AMPERE, 15KV
0PT44371 |  | -14085.23 | 362 | 013B | POWER CIRCUIT BREAKER, 2000 AMPERE, 15KV
0PT44371 |  | -1661.8789 | 362 | 0160 | STORAGE BATTERY
0PT44371 |  | -38529.86 | 362 | 0170 | STRUCTURES
0PT44371 |  | -1283.32 | 362 | 0210 | TRANSFORMER - AUXILIARY AND STATION SERVICE
0PT44371 |  | -16229.6191 | 362 | 0280 | SUPERVISORY CONTROL EQUIPMENT
0PT44371 |  | -206.41 | 362 | 1090 | FUSE EQUIPMENT - 0-60 KV
0PT44371 |  | -4810.51 | 362 | 1110 | LIGHTNING ARRESTOR 0-60 KV
0PT44371 |  | -22729.69 | 362 | 1140 | RELAY SWITCHBOARD 0-60 KV
0PT44371 |  | -8666.94 | 362 | 1141 | Relays, 0-69 KV Relay Panel
0PT44371 |  | -169.94 | 362 | 114H | SWITCHBOARD PANEL, CONTROL CABLE, 0-60KV
0PT44999 | -287227.06 |  |  |  | Bowman Switch Relay Upgrades | Bowman Switch Relay Upgrades | 2022-06-20
0PT44999 |  | -286015.89 | 353 | 1150 | REACTOR OR RESISTOR 0-60 KV (OBSOLETE JUN 2009)
0PT44999 |  | -1211.17 | 353 | 1180 | SWITCH 0-60 KV
0PT45025 | -105139.8519 |  |  |  | Odessa EHV Switch Relay upgr | Odessa EHV Switch Relay upgr | 2022-07-26
0PT45025 |  | -17.7519 | 353 | 0210 | TRANSFORMER - AUXILIARY AND STATION SERVICE
0PT45025 |  | -105122.1 | 353 | 117A | STRUCTURES, 0-60KV
0PT45121 | -1389485.3005 |  |  |  | Wall Street Sub Replace stat | Wall Street Sub Replace stat | 2022-06-30
0PT45121 |  | -896.9073 | 361 | 0070 | OUTDOOR LIGHTING SYSTEM
0PT45121 |  | -3877.6326 | 362 | 0030 | BATTERY CHARGING SET
0PT45121 |  | -2.4408 | 362 | 0050 | CONDUIT OR DUCT SYSTEM
0PT45121 |  | -579810.8 | 362 | 013A | POWER CIRCUIT BREAKER, 1200 AMPERE, 15KV
0PT45121 |  | -14188.207 | 362 | 0160 | STORAGE BATTERY
0PT45121 |  | -2392.27 | 362 | 0170 | STRUCTURES
0PT45121 |  | -14070.6828 | 362 | 0280 | SUPERVISORY CONTROL EQUIPMENT
0PT45121 |  | -8455.51 | 362 | 1040 | BUSS ASSEMBLY - 0 - 60KV
0PT45121 |  | -344384.77 | 362 | 1140 | RELAY SWITCHBOARD 0-60 KV
0PT45121 |  | -242926.61 | 362 | 114C | SWITCHBOARD PANEL, 2 FEEDER, 0-60KV
0PT45121 |  | -915.65 | 362 | 1180 | SWITCH 0-60 KV
0PT45121 |  | -86073.99 | 362 | 118C | SWITCH, DISCONNECT, 0-60KV
0PT45121 |  | -91489.83 | 362 | 2210 | TRANSFORMER, POWER 69 KV
0PT45376 | -135521.53 |  |  |  | Irving Northeast Sub Incremen | Irving Northeast Sub Incremen | 2022-12-15
0PT45376 |  | -135521.53 | 362 | 1130 | POWER CIRCUIT BREAKER 0-60 KV
0PT45556 | -121177.58 |  |  |  | Clarksville 69 kV Sub Repl Fa | Clarksville 69 kV Sub Repl Fa | 2022-09-30
0PT45556 |  | -121177.58 | 362 | 2210 | TRANSFORMER, POWER 69 KV
0PT45741 | -298202.5302 |  |  |  | Wichita Falls Riverbend Sub U | Wichita Falls Riverbend Sub U | 2022-07-11
0PT45741 |  | -43886.48 | 362 | 013A | POWER CIRCUIT BREAKER, 1200 AMPERE, 15KV
0PT45741 |  | -2853.93 | 362 | 0210 | TRANSFORMER - AUXILIARY AND STATION SERVICE
0PT45741 |  | -35799.7202 | 362 | 0280 | SUPERVISORY CONTROL EQUIPMENT
0PT45741 |  | -77873.77 | 362 | 1130 | POWER CIRCUIT BREAKER 0-60 KV
0PT45741 |  | -56016.48 | 362 | 1140 | RELAY SWITCHBOARD 0-60 KV
0PT45741 |  | -10819.99 | 362 | 1141 | Relays, 0-69 KV Relay Panel
0PT45741 |  | -8745.68 | 362 | 114B | SWITCHBOARD PANEL, BUS DIFFERENTIAL, 0-60KV
0PT45741 |  | -62206.48 | 362 | 3210 | TRANSFORMER, POWER 138 KV
0PT45742 | -1091781.5792 |  |  |  | Prairie Creek Sub Replace tra | Prairie Creek Sub Replace tra | 2022-12-01
0PT45742 |  | -4831.0896 | 362 | 0030 | BATTERY CHARGING SET
0PT45742 |  | -50313.2 | 362 | 0040 | BUS ASSEMBLY - RETIREMENT OF OLD EQUIPMENT ONLY
0PT45742 |  | -9611.9295 | 362 | 0050 | CONDUIT OR DUCT SYSTEM
0PT45742 |  | -45634.94 | 362 | 0060 | CAPACITOR BANK STATION
0PT45742 |  | -71.5674 | 362 | 0080 | FIRE PROTECTION SYSTEM
0PT45742 |  | -821.0347 | 362 | 0100 | YARD LIGHTING SYSTEM
0PT45742 |  | -32229.1706 | 362 | 0150 | Security System
0PT45742 |  | -12416.6469 | 362 | 0160 | STORAGE BATTERY
0PT45742 |  | -16781.74 | 362 | 0170 | STRUCTURES
0PT45742 |  | -14649.6141 | 362 | 0260 | BUILDING, ELECTRICAL EQUIPMENT
0PT45742 |  | -1635.8542 | 362 | 026B | CONTROL CENTER FOUNDATION
0PT45742 |  | -97282.3738 | 362 | 0280 | SUPERVISORY CONTROL EQUIPMENT
0PT45742 |  | -11719.6984 | 362 | 0600 | Station Communication Equipment
0PT45742 |  | -3368.11 | 362 | 1110 | LIGHTNING ARRESTOR 0-60 KV
0PT45742 |  | -7793.67 | 362 | 1140 | RELAY SWITCHBOARD 0-60 KV
0PT45742 |  | -15936.28 | 362 | 1141 | Relays, 0-69 KV Relay Panel
0PT45742 |  | -120877.65 | 362 | 114D | SWITCHBOARD PANEL, 1 FEEDER, 0-60KV
0PT45742 |  | -24215.89 | 362 | 114H | SWITCHBOARD PANEL, CONTROL CABLE, 0-60KV
0PT45742 |  | -6447.85 | 362 | 1180 | SWITCH 0-60 KV
0PT45742 |  | -7639.38 | 362 | 1185 | CIRCUIT INTERRUPTER 0-60 KV
0PT45742 |  | -277255.22 | 362 | 1190 | SWITCHGEAR, METAL ENCLOSED 0-60 KV
0PT45742 |  | -28454.62 | 362 | 121A | CONTACTS, LOAD TAP CHANGER, POWER TRANSFORMER
0PT45742 |  | -6599.34 | 362 | 121C | ENCLOSURE, LOAD TAP CHANGER, POWER TRANSFORMER
0PT45742 |  | -293412.45 | 362 | 2210 | TRANSFORMER, POWER 69 KV
0PT45742 |  | -1782.26 | 362 | 3210 | TRANSFORMER, POWER 138 KV
0PT45766 | -108706.36 |  |  |  | 2021 Equipment Support Mobile | 2021 Equipment Support Mobile | 2022-03-07
0PT45766 |  | -45722.57 | 362 | 1130 | POWER CIRCUIT BREAKER 0-60 KV
0PT45766 |  | -20542 | 362 | 1213 | BUSHING, 0-60KV TRANSFORMER
0PT45766 |  | -42441.79 | 362 | 1220 | MOBILE SUBSTATION 0-60 KV
0PT46273 | -126983.86 |  |  |  | Paris North Sub Relay Upgrade | Paris North Sub Relay Upgrade | 2022-11-07
0PT46273 |  | -26404.49 | 362 | 013A | POWER CIRCUIT BREAKER, 1200 AMPERE, 15KV
0PT46273 |  | -67573.72 | 362 | 1130 | POWER CIRCUIT BREAKER 0-60 KV
0PT46273 |  | -6601.16 | 362 | 118A | SWITCH, AIRBREAK, 0-60KV
0PT46273 |  | -26404.49 | 362 | 118D | SWITCH, MOTOR OPERATOR, 0-60KV
0PT46362 | -413964.28 |  |  |  | SOSF Salvage spare transforme | SOSF Salvage spare transforme | 2022-09-30
0PT46362 |  | -413964.28 | 353 | 3210 | TRANSFORMER, POWER 138 KV
0PT46734 | -108293.43 |  |  |  | BRELYN SUB REPLACE FAILED BUSH | BRELYN SUB REPLACE FAILED BUSH | 2022-02-10
0PT46734 |  | -108293.43 | 362 | 3210 | TRANSFORMER, POWER 138 KV
0PT47306 | -127692.1308 |  |  |  | 800900 Network Sub Battery Ch | 800900 Network Sub Battery Ch | 2022-09-29
0PT47306 |  | -127692.1308 | 353 | 0030 | BATTERY CHARGING SET
0PT48685 | -589894.99 |  |  |  | Bear Creek 138 kV Sub Replace | Bear Creek 138 kV Sub Replace | 2022-11-08
0PT48685 |  | -5074.75 | 362 | 0170 | STRUCTURES
0PT48685 |  | -852.23 | 362 | 0210 | TRANSFORMER - AUXILIARY AND STATION SERVICE
0PT48685 |  | -668.1 | 362 | 1110 | LIGHTNING ARRESTOR 0-60 KV
0PT48685 |  | -36954.26 | 362 | 1130 | POWER CIRCUIT BREAKER 0-60 KV
0PT48685 |  | -24936.52 | 362 | 1140 | RELAY SWITCHBOARD 0-60 KV
0PT48685 |  | -34647.82 | 362 | 114B | SWITCHBOARD PANEL, BUS DIFFERENTIAL, 0-60KV
0PT48685 |  | -3041.96 | 362 | 1180 | SWITCH 0-60 KV
0PT48685 |  | -11549.27 | 362 | 118A | SWITCH, AIRBREAK, 0-60KV
0PT48685 |  | -11549.27 | 362 | 118D | SWITCH, MOTOR OPERATOR, 0-60KV
0PT48685 |  | -460620.81 | 362 | 3210 | TRANSFORMER, POWER 138 KV
0PT49504 | -152037.97 |  |  |  | Dealey Street Replace Failed | Dealey Street Replace Failed | 2022-11-01
0PT49504 |  | -152037.97 | 362 | 2210 | TRANSFORMER, POWER 69 KV
22CAPCTR | -2964545.24 |  |  |  | CAPACITOR - INSTALL & REPLACE | CAPACITOR - INSTALLATION AND/OR REPLACEMENT | 2022-01-31
22CAPCTR |  | -238811.8 | 368 | 1000 | CAPACITORS, 100 KVAR AND BELOW
22CAPCTR |  | -45814.42 | 368 | 1005 | CAPACITORS, 150 KVAR
22CAPCTR |  | -2241625.34 | 368 | 1010 | CAPACITORS, 200 KVAR
22CAPCTR |  | -415029.09 | 368 | 1015 | CAPACITORS, 300 KVAR
22CAPCTR |  | -23264.59 | 368 | 1020 | CAPACITORS, 400 KVAR
22METADV | -805861.46 |  |  |  | ADVANCE ELECTRIC METERS | ADVANCE ELECTRIC METERS | 2022-01-31
22METADV |  | -30437.08 | 370 | 0040 | SEPARATE DEMAND METER - GRP,MAG,TAPE,ELECT PULSE
22METADV |  | -0.01 | 370 | 0060 | OTHER SPECIAL HIGH COST METER NOT OTHERWISE CLASS
22METADV |  | -1936.77 | 370 | 0100 | INSTRUMENT TRANSFORMERS, 600 VOLTS AND UNDER
22METADV |  | -52.71 | 370 | 0101 | SHU INSTRUMENT TRANSFORMERS, 600 VOLTS AND UNDER
22METADV |  | -7345.63 | 370 | 0121 | SHU INSTRUMENT TRANSFORMERS, 601 VOLT TO 25KV
22METADV |  | -293593.33 | 370 | 0170 | Advance Meters
22METADV |  | -316049.52 | 370 | 0181 | Internal Communication Device for Meters
22METADV |  | -156446.41 | 370 | 0190 | Recording Device for Meters
22METERS | -4443654.43 |  |  |  | ELECTRIC METERS | ELECTRIC METERS | 2022-01-31
22METERS |  | -5182.47 | 370 | 0004 | Conventional Meters Sharyland
22METERS |  | -3015089.07 | 370 | 0410 | RF, SELF CONTAINED METER W/INTERNAL DISCONNECT
22METERS |  | -772953.86 | 370 | 0411 | SHU RF, SELF CONTAINED METER W/INTERNAL DISCONNECT
22METERS |  | -189459.72 | 370 | 0420 | RF,SELF CONTAINED METER W/O INTERNAL DISCONNECT
22METERS |  | -319927.59 | 370 | 0421 | SHU RF,SELF CONTAINED METER W/O INTERNAL DISCONNEC
22METERS |  | -105389.47 | 370 | 0430 | RF, INSTRUMENT RATED METER
22METERS |  | -35652.25 | 370 | 0431 | SHU RF, INSTRUMENT RATED METER
22METHRD | -1632427.64 |  |  |  | METER RELATED HARDWARE | METER RELATED HARDWARE | 2022-01-31
22METHRD |  | -390097.53 | 370 | 0100 | INSTRUMENT TRANSFORMERS, 600 VOLTS AND UNDER
22METHRD |  | -1257.89 | 370 | 0101 | SHU INSTRUMENT TRANSFORMERS, 600 VOLTS AND UNDER
22METHRD |  | -781435.65 | 370 | 0120 | INSTRUMENT TRANSFORMERS, 601 VOLT TO 25KV
22METHRD |  | -23776.04 | 370 | 0121 | SHU INSTRUMENT TRANSFORMERS, 601 VOLT TO 25KV
22METHRD |  | -1821 | 370 | 0140 | INSTRUMENT TRANSFORMERS, ABOVE 25KV
22METHRD |  | -104611.79 | 370 | 0150 | PRIMARY METERING PACKAGE
22METHRD |  | -329427.74 | 370 | 0160 | TRANSOCKET
22REGULT | -586432.88 |  |  |  | DISTRIBUTION REGULATORS | INSTALL / REPLACE / REMOVE DISTRIBUTION REGULATORS | 2022-01-31
22REGULT |  | -79771.39 | 368 | 1300 | REGULATOR - 8 KV & BELOW, 50 AMP & BELOW, 1 PHASE
22REGULT |  | -214354.87 | 368 | 1500 | REGULATOR - 8 KV & BELOW, 51-200 AMP, 1 PHASE
22REGULT |  | -126918.48 | 368 | 1550 | REGULATOR - 8 KV & BELOW, ABOVE 200 AMP, 1 PHASE
22REGULT |  | -165388.14 | 368 | 1605 | REGULATOR - ABOVE 8 KV, 51-350 AMP, 1 PHASE
22REMAMS | -25494147.06 |  |  |  | RETIRE FUNCTION AMS METERS | RETIRE FUNCTION AMS METERS | 2022-01-31
22REMAMS |  | -22744999.45 | 370 | 0350 | AMS,RF, SELF CONTAINED METER W/INTERNAL DISCONNECT
22REMAMS |  | -1156014.74 | 370 | 0360 | AMS,RF,SELF CONTAINED METER W/O INTERNAL DISCONNEC
22REMAMS |  | -1593132.87 | 370 | 0370 | AMS, RF, INSTRUMENT RATED METER
22RMSVOH | -3941342.01 |  |  |  | OVERHEAD SEVICES-SRV EXISTING | OVERHEAD SEVICES-SRV EXISTING | 2022-01-31
22RMSVOH |  | -3740934.52 | 369 | 0100 | SERVICE, OVERHEAD, 4/0 AND LESS, SINGLE PHASE
22RMSVOH |  | -20835.43 | 369 | 0200 | SERVICE, OVERHEAD, GREATER THEN 4/0, SINGLE PHASE
22RMSVOH |  | -96039.4 | 369 | 0300 | SERVICE, OVERHEAD, 4/0 AND LESS, 3 PHASE
22RMSVOH |  | -83532.66 | 369 | 0400 | SERVICE, OVERHEAD, GREATER THAN 4/0, 3 PHASE
22RMSVUG | -1663333.92 |  |  |  | UNDERGROUND SERVICES-SRV EXIST | UNDERGROUND SERVICES-SRV EXIST | 2022-01-31
22RMSVUG |  | -1296495.81 | 369 | 1100 | SERVICE, UNDERGROUND, 4/0 AND LESS, SINGLE PHASE
22RMSVUG |  | -144996.45 | 369 | 1200 | SERVICE, UNDERGROUND, GREATER THAN 4/0, SINGLE PH
22RMSVUG |  | -108648.8 | 369 | 1300 | SERVICE, UNDERGROUND, 4/0 AND LESS,3 PHASES
22RMSVUG |  | -113192.86 | 369 | 1400 | SERVICE, UNDERGROUND, GREATER THAN 4/0, 3 PHASES
22XFRMER | -31084344.73 |  |  |  | TRANSFORMERS - INSTALL & REPL | TRANSFORMERS - INSTALLATION AND/OR REPLACEMENT | 2022-01-31
22XFRMER |  | -966155.93 | 368 | 0005 | 10 KVA AND BELOW OVERHEAD TRANSFORMERS,SINGLE PHAS
22XFRMER |  | -7110516.84 | 368 | 0010 | 15 KVA TO 25 KVA OVERHEAD TRANSFORMERS,SINGLE PHAS
22XFRMER |  | -4958659.51 | 368 | 0015 | 37.5 KVA TO 50 KVA OVERHEAD TRANSFORMERS,SINGLE PH
22XFRMER |  | -1155674.63 | 368 | 0020 | 75 KVA OVERHEAD TRANSFORMERS,SINGLE PHASE
22XFRMER |  | -575071.1 | 368 | 0025 | 100 KVA OVERHEAD TRANSFORMERS,SINGLE PHASE
22XFRMER |  | -392834.05 | 368 | 0035 | 167 KVA OVERHEAD TRANSFORMERS,SINGLE PHASE
22XFRMER |  | -148422.33 | 368 | 0040 | 250 KVA OVERHEAD TRANSFORMERS,SINGLE PHASE
22XFRMER |  | -38576.37 | 368 | 0045 | 333 KVA OVERHEAD TRANSFORMERS,SINGLE PHASE
22XFRMER |  | -224452.24 | 368 | 0047 | 500 KVA OVERHEAD TRANSFORMERS,SINGLE PHASE
22XFRMER |  | -17627.83 | 368 | 0055 | 833 KVA OVERHEAD TRANSFORMERS,SINGLE PHASE
22XFRMER |  | -8642.51 | 368 | 0060 | 1000 KVA OVERHEAD TRANSFORMERS,SINGLE PHASE
22XFRMER |  | -732595.43 | 368 | 0070 | 25 KVA AND BELOW PADMOUNT TRANSFORMERS,SINGLE PHAS
22XFRMER |  | -3002978.72 | 368 | 0075 | 37.5 TO 50 KVA PADMOUNT TRANSFORMERS, SINGLE PHASE
22XFRMER |  | -3227378.56 | 368 | 0080 | 75 KVA PADMOUNT TRANSFORMERS, SINGLE PHASE
22XFRMER |  | -2345454.32 | 368 | 0085 | 100 KVA PADMOUNT TRANSFORMERS, SINGLE PHASE
22XFRMER |  | -1439467.19 | 368 | 0095 | 167 KVA PADMOUNT TRANSFORMERS, SINGLE PHASE
22XFRMER |  | -78164.11 | 368 | 0100 | 250 KVA PADMOUNT TRANSFORMERS, SINGLE PHASE
22XFRMER |  | -5069.51 | 368 | 0105 | 333 KVA PADMOUNT TRANSFORMERS, SINGLE PHASE
22XFRMER |  | -13905.52 | 368 | 0125 | 833 KVA PADMOUNT TRANSFORMERS, SINGLE PHASE
22XFRMER |  | -12253.31 | 368 | 0126 | 1667 KVA AUTO TRANSFORMERS, SINGLE PHASE
22XFRMER |  | -344472.89 | 368 | 0127 | 3000 KVA AUTO TRANSFORMERS, SINGLE PHASE
22XFRMER |  | -8947.72 | 368 | 0130 | 75 KVA AND BELOW OVERHEAD TRANSFORMERS,THREE PHASE
22XFRMER |  | -3953.2 | 368 | 0135 | 112 KVA OVERHEAD TRANSFORMERS, THREE PHASE
22XFRMER |  | -3976.56 | 368 | 0140 | 150 KVA OVERHEAD TRANSFORMERS, THREE PHASE
22XFRMER |  | -1863.11 | 368 | 0145 | 225 KVA OVERHEAD TRANSFORMERS, THREE PHASE
22XFRMER |  | -33327.62 | 368 | 0150 | 300 KVA OVERHEAD TRANSFORMERS, THREE PHASE
22XFRMER |  | -3244.22 | 368 | 0155 | 500 KVA OVERHEAD TRANSFORMERS, THREE PHASE
22XFRMER |  | 13746.97 | 368 | 0165 | 1000 KVA OVERHEAD TRANSFORMERS, THREE PHASE
22XFRMER |  | -22441.76 | 368 | 0170 | 1500 KVA OVERHEAD TRANSFORMERS, THREE PHASE
22XFRMER |  | -58589.48 | 368 | 0200 | 75 KVA AND BELOW PADMOUNT TRANSFORMERS,THREE PHASE
22XFRMER |  | -150246.43 | 368 | 0205 | 112 KVA PADMOUNT TRANSFORMERS, THREE PHASE
22XFRMER |  | -157551.05 | 368 | 0210 | 150 KVA PADMOUNT TRANSFORMERS, THREE PHASE
22XFRMER |  | -234145.53 | 368 | 0215 | 225 KVA PADMOUNT TRANSFORMERS, THREE PHASE
22XFRMER |  | -278817.51 | 368 | 0220 | 300 KVA PADMOUNT TRANSFORMERS, THREE PHASE
22XFRMER |  | -579000.12 | 368 | 0225 | 500 KVA PADMOUNT TRANSFORMERS, THREE PHASE
22XFRMER |  | -547550.89 | 368 | 0230 | 750 KVA PADMOUNT TRANSFORMERS, THREE PHASE
22XFRMER |  | -388485.18 | 368 | 0235 | 1000 KVA PADMOUNT TRANSFORMERS, THREE PHASE
22XFRMER |  | -308527.99 | 368 | 0240 | 1500 KVA PADMOUNT TRANSFORMERS, THREE PHASE
22XFRMER |  | -284457.85 | 368 | 0245 | 2000 KVA PADMOUNT TRANSFORMERS, THREE PHASE
22XFRMER |  | -423446.98 | 368 | 0250 | 2500 KVA PADMOUNT TRANSFORMERS, THREE PHASE
22XFRMER |  | -1942.08 | 368 | 0260 | 5000 KVA PADMOUNT TRANSFORMERS, THREE PHASE
22XFRMER |  | -24596.69 | 368 | 0300 | 1500 KVA AUTO TRANSFORMERS, THREE PHASE
22XFRMER |  | -81207.05 | 368 | 0310 | 2500 KVA AUTO TRANSFORMERS, THREE PHASE
22XFRMER |  | -131200.86 | 368 | 0325 | 5000 KVA AUTO TRANSFORMERS, THREE PHASE
22XFRMER |  | -186110.65 | 368 | 0330 | 7500 KVA AUTO TRANSFORMERS, THREE PHASE
22XFRMER |  | -75561.91 | 368 | 0430 | 300 KVA NETWORK TRANSFORMERS, THREE PHASE
22XFRMER |  | -150230.11 | 368 | 0435 | 500 KVA NETWORK TRANSFORMERS, THREE PHASE
22XFRMER |  | -46909.86 | 368 | 0450 | 1000 KVA NETWORK TRANSFORMERS, THREE PHASE
22XFRMER |  | -79666.5 | 368 | 0465 | 2000 KVA NETWORK TRANSFORMERS, THREE PHASE
22XFRMER |  | -33719.89 | 368 | 0470 | 2500 KVA NETWORK TRANSFORMERS, THREE PHASE
3327946E | -111349.7 |  |  |  | DFW GLADE RD 360 TO AIRFIELD D | DFWAP - GLADE RD, 360 TO AIRFIELD DR OH RELOCATION PROJECT | 2022-02-28
3327946E |  | -7614.31 | 364 | 0001 | SINGLE CROSSARM
3327946E |  | -2982.28 | 364 | 0002 | DOUBLE CROSSARMS
3327946E |  | -1680.69 | 364 | 0240 | POLE, WOOD, 35'
3327946E |  | -1427.62 | 364 | 0260 | POLE, WOOD, 40'
3327946E |  | -11541.28 | 364 | 0280 | POLE, WOOD, 45'
3327946E |  | -3521.82 | 364 | 0335 | POLE, WOOD, 60'
3327946E |  | -810.39 | 364 | 0380 | POLE, WOOD, 75'
3327946E |  | -11435.64 | 365 | 0010 | CONDUCTOR, ALUMINUM, LESS THAN 4/0
3327946E |  | -55072.77 | 365 | 0020 | CONDUCTOR, ALUMINUM, 4/0 AND GREATER
3327946E |  | -3929.34 | 365 | 1000 | FAULT INDICATOR
3327946E |  | -1760.64 | 366 | 1010 | CONDUIT
3327946E |  | -9320.28 | 367 | 0025 | CONDUCTOR, ALUMINUM, 4/0 AND GREATER
3327946E |  | -252.64 | 369 | 0100 | SERVICE, OVERHEAD, 4/0 AND LESS, SINGLE PHASE
3350260E | -184393.72 |  |  |  | FBR MERCER CROSSING OH TO UG M | FBR: MERCER CROSSING OH TO UG-MD | 2022-03-31
3350260E |  | -730.53 | 364 | 0001 | SINGLE CROSSARM
3350260E |  | -1406.8 | 364 | 0002 | DOUBLE CROSSARMS
3350260E |  | -1843.22 | 364 | 0260 | POLE, WOOD, 40'
3350260E |  | -36109.89 | 364 | 0280 | POLE, WOOD, 45'
3350260E |  | -7410.67 | 364 | 0300 | POLE, WOOD, 50'
3350260E |  | -3503.19 | 364 | 0320 | POLE, WOOD, 55'
3350260E |  | -3457.41 | 365 | 0010 | CONDUCTOR, ALUMINUM, LESS THAN 4/0
3350260E |  | -84370.2 | 365 | 0020 | CONDUCTOR, ALUMINUM, 4/0 AND GREATER
3350260E |  | -9893.78 | 365 | 6010 | AIRBREAK SWITCH, WITH OR WITHOUT OPERATOR
3350260E |  | -2433.02 | 366 | 1010 | CONDUIT
3350260E |  | -4378.95 | 367 | 0020 | CONDUCTOR, ALUMINUM, LESS THEN 4/0
3350260E |  | -19210.86 | 367 | 0025 | CONDUCTOR, ALUMINUM, 4/0 AND GREATER
3350260E |  | -2279.4 | 373 | 0020 | CONDUCTOR, ALUMINUM, OVERHEAD
3350260E |  | -374.57 | 373 | 0025 | CONDUCTOR, ALUMINUM, UNDERGROUND
3350260E |  | -503.94 | 373 | 1210 | LUMINAIRE, OTHER, 150W
3350260E |  | -1188.98 | 373 | 1220 | LUMINAIRE, OTHER, 250W
3350260E |  | -4.48 | 373 | 1375 | CONDUIT
3350260E |  | -3993.4 | 373 | 1380 | CONTROLLER, PRIMARY SWITCH
3350260E |  | -1300.43 | 373 | 1520 | STANDARD, METAL, ABOVE 25'
3412701E | -284770.75 |  |  |  | OFFSITE- 2018 RYSSW 2803 | OFFSITE- 2018 RYSSW 2803 | 2022-05-31
3412701E |  | -2603.32 | 364 | 0001 | SINGLE CROSSARM
3412701E |  | -2812.84 | 364 | 0002 | DOUBLE CROSSARMS
3412701E |  | -50826.84 | 364 | 0260 | POLE, WOOD, 40'
3412701E |  | -12289.98 | 364 | 0280 | POLE, WOOD, 45'
3412701E |  | -2077.69 | 364 | 0300 | POLE, WOOD, 50'
3412701E |  | -188860.14 | 365 | 0010 | CONDUCTOR, ALUMINUM, LESS THAN 4/0
3412701E |  | -2027.44 | 365 | 0030 | CONDUCTOR, OTHER THAN ALUMINUM, LESS THAN 2/0
3412701E |  | -23272.5 | 367 | 0020 | CONDUCTOR, ALUMINUM, LESS THEN 4/0
3416957E | -106366 |  |  |  | 2019MLKD01-A BLAGG SUBSTATION | 2019MLKD01-A BLAGG SUBSTATION INSTALL 2 ABS AN RMV RECLOSER | 2022-01-18
3416957E |  | -529 | 364 | 0001 | SINGLE CROSSARM
3416957E |  | -4222 | 364 | 0320 | POLE, WOOD, 55'
3416957E |  | -1 | 365 | 0010 | CONDUCTOR, ALUMINUM, LESS THAN 4/0
3416957E |  | -12 | 365 | 0020 | CONDUCTOR, ALUMINUM, 4/0 AND GREATER
3416957E |  | -71474 | 365 | 6030 | RECLOSER,2 OR 3 PHASE,OVER 13.2KV,0-3000 AMP
3416957E |  | -30128 | 365 | 6032 | RECLOSER,2 OR 3 PHASE,OVER 13.2KV,OVER 3000 AMP
3418094E | -126776 |  |  |  | FWN FTW HARMON ROAD WIDENING F | FWN FTW HARMON ROAD WIDENING FTW PHASE-1 CPN 100459-MAK | 2022-12-31
3418094E |  | -17716 | 364 | 0001 | SINGLE CROSSARM
3418094E |  | -3519 | 364 | 0002 | DOUBLE CROSSARMS
3418094E |  | -21908 | 364 | 0260 | POLE, WOOD, 40'
3418094E |  | -45940 | 364 | 0280 | POLE, WOOD, 45'
3418094E |  | -33777 | 364 | 0300 | POLE, WOOD, 50'
3418094E |  | -3817 | 364 | 0320 | POLE, WOOD, 55'
3418094E |  | -24 | 365 | 0010 | CONDUCTOR, ALUMINUM, LESS THAN 4/0
3418094E |  | -30 | 366 | 1010 | CONDUIT
3418094E |  | -45 | 367 | 0025 | CONDUCTOR, ALUMINUM, 4/0 AND GREATER
3428938E | -120541 |  |  |  | ODE: OFFST:DISCOVERY OPE- APAC | ODE:DISCOVERY OPERATING - APACHE HOLZGRAF 34 PME AL DG/PWR | 2022-03-02
3428938E |  | -5114 | 364 | 0001 | SINGLE CROSSARM
3428938E |  | -13862 | 364 | 0002 | DOUBLE CROSSARMS
3428938E |  | -1274 | 364 | 0240 | POLE, WOOD, 35'
3428938E |  | -95366 | 364 | 0260 | POLE, WOOD, 40'
3428938E |  | -3635 | 364 | 0280 | POLE, WOOD, 45'
3428938E |  | -264 | 365 | 0010 | CONDUCTOR, ALUMINUM, LESS THAN 4/0
3428938E |  | -1026 | 365 | 0020 | CONDUCTOR, ALUMINUM, 4/0 AND GREATER
3434087E | -111045.92 |  |  |  | BGS-ONEOK COAHOMA PUMP STATION | BGS-ONEOK COAHOMA PUMP STATION ADDED LOAD-CNC | 2022-02-28
3434087E |  | -748.29 | 364 | 0220 | POLE, WOOD, 30'
3434087E |  | -1070.8 | 364 | 0240 | POLE, WOOD, 35'
3434087E |  | -65147.25 | 364 | 0260 | POLE, WOOD, 40'
3434087E |  | -7411.6 | 364 | 0280 | POLE, WOOD, 45'
3434087E |  | -36667.98 | 365 | 0010 | CONDUCTOR, ALUMINUM, LESS THAN 4/0
3452146E | -254561.33 |  |  |  | BIG- TXDOT SH 158 AT SH 137 RE | BIG- TXDOT SH 158 AT SH 137 RELOCATE- JMS | 2022-08-31
3452146E |  | -27565.68 | 364 | 0001 | SINGLE CROSSARM
3452146E |  | -99764.53 | 364 | 0260 | POLE, WOOD, 40'
3452146E |  | -3306.17 | 364 | 0280 | POLE, WOOD, 45'
3452146E |  | -29469.12 | 364 | 0300 | POLE, WOOD, 50'
3452146E |  | -28840.31 | 365 | 0010 | CONDUCTOR, ALUMINUM, LESS THAN 4/0
3452146E |  | -45123.45 | 365 | 0020 | CONDUCTOR, ALUMINUM, 4/0 AND GREATER
3452146E |  | -17486.31 | 367 | 0020 | CONDUCTOR, ALUMINUM, LESS THEN 4/0
3452146E |  | -2798.4 | 369 | 0100 | SERVICE, OVERHEAD, 4/0 AND LESS, SINGLE PHASE
3452146E |  | -207.36 | 373 | 0020 | CONDUCTOR, ALUMINUM, OVERHEAD
3459447E | -240310.49 |  |  |  | 2020NODS02 JACK RABBIT EST SU | 2020NODS02 JACK RABBIT EST SUB RECOND INST 3-795 | 2022-08-31
3459447E |  | -19774.9 | 364 | 0001 | SINGLE CROSSARM
3459447E |  | -3390.21 | 364 | 0002 | DOUBLE CROSSARMS
3459447E |  | -640.29 | 364 | 0240 | POLE, WOOD, 35'
3459447E |  | -34395.36 | 364 | 0260 | POLE, WOOD, 40'
3459447E |  | -43628.8 | 364 | 0280 | POLE, WOOD, 45'
3459447E |  | -3795.2 | 364 | 0320 | POLE, WOOD, 55'
3459447E |  | -76677.1 | 365 | 0010 | CONDUCTOR, ALUMINUM, LESS THAN 4/0
3459447E |  | -40725.93 | 365 | 0020 | CONDUCTOR, ALUMINUM, 4/0 AND GREATER
3459447E |  | -17282.7 | 367 | 0020 | CONDUCTOR, ALUMINUM, LESS THEN 4/0
3461605E | -118608 |  |  |  | 2020MMES01DA FATE SUB - RECOND | 2020MMES01DA FATE SUB - RECONDUCTOR PART 1 | 2022-12-31
3461605E |  | -16849 | 364 | 0001 | SINGLE CROSSARM
3461605E |  | -478 | 364 | 0002 | DOUBLE CROSSARMS
3461605E |  | -5004 | 364 | 0260 | POLE, WOOD, 40'
3461605E |  | -54665 | 364 | 0280 | POLE, WOOD, 45'
3461605E |  | -8134 | 364 | 0300 | POLE, WOOD, 50'
3461605E |  | -2751 | 364 | 0335 | POLE, WOOD, 60'
3461605E |  | -664 | 365 | 0010 | CONDUCTOR, ALUMINUM, LESS THAN 4/0
3461605E |  | -30063 | 365 | 6032 | RECLOSER,2 OR 3 PHASE,OVER 13.2KV,OVER 3000 AMP
3470048E | -375209.07 |  |  |  | MDL PARSLEY ENERGY JACK 25 24 | MID PARSLEY ENERGY JACK 25 24 BLACK ADD LOAD OFFSITE JW PE | 2022-05-31
3470048E |  | -52985.94 | 364 | 0001 | SINGLE CROSSARM
3470048E |  | -411.75 | 364 | 0002 | DOUBLE CROSSARMS
3470048E |  | -7972.93 | 364 | 0240 | POLE, WOOD, 35'
3470048E |  | -38287.38 | 364 | 0260 | POLE, WOOD, 40'
3470048E |  | -118243.08 | 364 | 0280 | POLE, WOOD, 45'
3470048E |  | -33058.72 | 364 | 0300 | POLE, WOOD, 50'
3470048E |  | -42419.08 | 365 | 0010 | CONDUCTOR, ALUMINUM, LESS THAN 4/0
3470048E |  | -50728.23 | 365 | 0020 | CONDUCTOR, ALUMINUM, 4/0 AND GREATER
3470048E |  | -3649.08 | 365 | 0030 | CONDUCTOR, OTHER THAN ALUMINUM, LESS THAN 2/0
3470048E |  | -4042.58 | 365 | 6015 | RECLOSER,SINGLE PHASE,13.2KV AND UNDER,0-3000 AMP
3470048E |  | -22936.3 | 365 | 6027 | RECLOSER,2 OR 3 PHASE,13.2KV AND UNDER,OVR3000 AMP
3470048E |  | -474 | 369 | 0100 | SERVICE, OVERHEAD, 4/0 AND LESS, SINGLE PHASE
3472685E | -724062 |  |  |  | 2018 CAPEX CARRYOVER: DENDR000 | 2018 CAPEX CARRYOVER: DENDR0001 PILC REPLACEMENT | 2022-07-25
3472685E |  | -60412 | 367 | 0015 | CONDUCTOR, COPPER, 2/0 AND GREATER
3472685E |  | -16746 | 367 | 0020 | CONDUCTOR, ALUMINUM, LESS THEN 4/0
3472685E |  | -47970 | 367 | 0025 | CONDUCTOR, ALUMINUM, 4/0 AND GREATER
3472685E |  | -598934 | 367 | 0035 | CONDUCTOR, COPPER,LEAD SHIELDED,AWG500 AND GREATER
3478408E | -106967.39 |  |  |  | MCK: COLLIN CREEK MALL RENO DL | MCK: COLLIN CREEK MALL RENO DL | 2022-05-06
3478408E |  | -5577.8 | 366 | 1010 | CONDUIT
3478408E |  | -1481.42 | 366 | 1400 | PADS OR FOUNDATIONS, SMALL, LESS THAN 50 SQ FT
3478408E |  | -926.11 | 366 | 1410 | PADS OR FOUNDATIONS, MEDIUM, 50-100 SQ FT
3478408E |  | -153.72 | 367 | 0020 | CONDUCTOR, ALUMINUM, LESS THEN 4/0
3478408E |  | -29692.92 | 367 | 0025 | CONDUCTOR, ALUMINUM, 4/0 AND GREATER
3478408E |  | -39057.8 | 367 | 5145 | SWITCHGEAR, PADMOUNT, 15KV
3478408E |  | -30077.62 | 367 | 5190 | SWITCHGEAR, PADMOUNT, 25KV
3482791E | -131508.15 |  |  |  | TEX 6NOVA - 2020 RECLOSERS PH2 | TEX 6NOVA - 2020 RECLOSERS PH2 - TEXOMA FEEDERS_CB | 2022-08-09
3482791E |  | -2446.02 | 364 | 0001 | SINGLE CROSSARM
3482791E |  | -1367.09 | 364 | 0260 | POLE, WOOD, 40'
3482791E |  | -5907.48 | 364 | 0280 | POLE, WOOD, 45'
3482791E |  | -313.12 | 364 | 0300 | POLE, WOOD, 50'
3482791E |  | -440.61 | 365 | 0010 | CONDUCTOR, ALUMINUM, LESS THAN 4/0
3482791E |  | -13.86 | 365 | 0030 | CONDUCTOR, OTHER THAN ALUMINUM, LESS THAN 2/0
3482791E |  | -49553.72 | 365 | 5650 | DIST AUTOMATION CONTROL OVERHEAD
3482791E |  | -16041.16 | 365 | 6027 | RECLOSER,2 OR 3 PHASE,13.2KV AND UNDER,OVR3000 AMP
3482791E |  | -55425.09 | 365 | 6032 | RECLOSER,2 OR 3 PHASE,OVER 13.2KV,OVER 3000 AMP
3483164E | -231862 |  |  |  | TEM: BELTON TXDOT RELOC AT SL | TEM: BELTON TXDOT RELOC AT SL 121 FROM FM439 TO HWY 190-JFP | 2022-08-12
3483164E |  | -4197 | 364 | 0001 | SINGLE CROSSARM
3483164E |  | -16339 | 364 | 0002 | DOUBLE CROSSARMS
3483164E |  | -3183 | 364 | 0260 | POLE, WOOD, 40'
3483164E |  | -93896 | 364 | 0280 | POLE, WOOD, 45'
3483164E |  | -30677 | 364 | 0300 | POLE, WOOD, 50'
3483164E |  | -47322 | 364 | 0310 | POLE, CONCRETE, 50'
3483164E |  | -8988 | 364 | 0320 | POLE, WOOD, 55'
3483164E |  | -6973 | 364 | 0335 | POLE, WOOD, 60'
3483164E |  | -57 | 365 | 0010 | CONDUCTOR, ALUMINUM, LESS THAN 4/0
3483164E |  | -3100 | 365 | 0020 | CONDUCTOR, ALUMINUM, 4/0 AND GREATER
3483164E |  | -9843 | 365 | 6010 | AIRBREAK SWITCH, WITH OR WITHOUT OPERATOR
3483164E |  | -10 | 366 | 1010 | CONDUIT
3483164E |  | -66 | 367 | 0025 | CONDUCTOR, ALUMINUM, 4/0 AND GREATER
3483164E |  | -184 | 369 | 0100 | SERVICE, OVERHEAD, 4/0 AND LESS, SINGLE PHASE
3483164E |  | -1302 | 369 | 1100 | SERVICE, UNDERGROUND, 4/0 AND LESS, SINGLE PHASE
3483164E |  | -25 | 373 | 0025 | CONDUCTOR, ALUMINUM, UNDERGROUND
3483164E |  | -630 | 373 | 1220 | LUMINAIRE, OTHER, 250W
3483164E |  | -4408 | 373 | 1515 | STANDARD, METAL, 25' AND UNDER
3483164E |  | -662 | 373 | 1640 | MANHOLE (USED EXCLUSIVELY FOR STREET LIGHTING)
3484301E | -123956.33 |  |  |  | BIG SPRING BIRCH OPERATING PME | BIG SPRING BIRCH OPERATING PME 4 OFFSITE JW PE | 2022-01-31
3484301E |  | -5808.53 | 364 | 0001 | SINGLE CROSSARM
3484301E |  | -105105.94 | 364 | 0260 | POLE, WOOD, 40'
3484301E |  | -3160.29 | 365 | 0010 | CONDUCTOR, ALUMINUM, LESS THAN 4/0
3484301E |  | -9881.57 | 365 | 6010 | AIRBREAK SWITCH, WITH OR WITHOUT OPERATOR
3484617E | -214391.46 |  |  |  | Q2 STANTON OFFSITE ENDEAVOR SI | STANTON- OFF-SITE ENDEAVOR- SILVERBACK JANE PME | 2022-10-31
3484617E |  | -141539.69 | 364 | 0001 | SINGLE CROSSARM
3484617E |  | -37585.69 | 364 | 0260 | POLE, WOOD, 40'
3484617E |  | -8248.16 | 364 | 0280 | POLE, WOOD, 45'
3484617E |  | -1.54 | 364 | 0300 | POLE, WOOD, 50'
3484617E |  | -22667.98 | 365 | 0010 | CONDUCTOR, ALUMINUM, LESS THAN 4/0
3484617E |  | -955.35 | 365 | 0020 | CONDUCTOR, ALUMINUM, 4/0 AND GREATER
3484617E |  | -3393.05 | 365 | 6010 | AIRBREAK SWITCH, WITH OR WITHOUT OPERATOR
3487229E | -111254.43 |  |  |  | ARL:NATIONAL MEDAL OF HONOR MU | ARL:NATIONAL MEDAL OF HONOR MUSEUM RELOCATION RT | 2022-08-20
3487229E |  | -1058.14 | 366 | 1010 | CONDUIT
3487229E |  | -162.88 | 366 | 1400 | PADS OR FOUNDATIONS, SMALL, LESS THAN 50 SQ FT
3487229E |  | -923.02 | 366 | 1410 | PADS OR FOUNDATIONS, MEDIUM, 50-100 SQ FT
3487229E |  | -18.06 | 366 | 1440 | PADS OR FOUNDATIONS, DONATED
3487229E |  | -14413.52 | 367 | 0020 | CONDUCTOR, ALUMINUM, LESS THEN 4/0
3487229E |  | -51601.99 | 367 | 0025 | CONDUCTOR, ALUMINUM, 4/0 AND GREATER
3487229E |  | -1007.99 | 367 | 0100 | FAULT INDICATOR
3487229E |  | -42007.99 | 367 | 5190 | SWITCHGEAR, PADMOUNT, 25KV
3487229E |  | -60.84 | 369 | 0100 | SERVICE, OVERHEAD, 4/0 AND LESS, SINGLE PHASE
3489104E | -161167.69 |  |  |  | XTO ENERGY - BLALOCK 4814 PME | XTO ENERGY - BLALOCK 4814 PME ADDED LOAD-OFFSITE-NW-BG | 2022-06-30
3489104E |  | -52840.85 | 364 | 0001 | SINGLE CROSSARM
3489104E |  | -96653.45 | 364 | 0260 | POLE, WOOD, 40'
3489104E |  | -3308.81 | 364 | 0280 | POLE, WOOD, 45'
3489104E |  | -4971.53 | 365 | 0010 | CONDUCTOR, ALUMINUM, LESS THAN 4/0
3489104E |  | -3393.05 | 365 | 6010 | AIRBREAK SWITCH, WITH OR WITHOUT OPERATOR
3489398E | -150086.47 |  |  |  | 2020NMWL05 ORAN 1501 RECONDUCT | 2020NMWL05 ORAN 1501 RECONDUCTOR | 2022-01-04
3489398E |  | -31592.66 | 364 | 0001 | SINGLE CROSSARM
3489398E |  | -2140.88 | 364 | 0240 | POLE, WOOD, 35'
3489398E |  | -89158.82 | 364 | 0260 | POLE, WOOD, 40'
3489398E |  | -16543.42 | 364 | 0280 | POLE, WOOD, 45'
3489398E |  | -10061.72 | 365 | 0010 | CONDUCTOR, ALUMINUM, LESS THAN 4/0
3489398E |  | -307.35 | 365 | 0030 | CONDUCTOR, OTHER THAN ALUMINUM, LESS THAN 2/0
3489398E |  | -281.62 | 369 | 0100 | SERVICE, OVERHEAD, 4/0 AND LESS, SINGLE PHASE
3490661E | -100246.02 |  |  |  | WAX: WAX: 1500 OFFSITE VISTA M | WAX: WAX: 1500 OFFSITE VISTA MARK, (NH) - HWY-287 CROSSING | 2022-02-28
3490661E |  | -982.32 | 364 | 0001 | SINGLE CROSSARM
3490661E |  | -2251.09 | 364 | 0260 | POLE, WOOD, 40'
3490661E |  | -35132.71 | 364 | 0280 | POLE, WOOD, 45'
3490661E |  | -1943.78 | 364 | 0300 | POLE, WOOD, 50'
3490661E |  | -6728.09 | 364 | 0320 | POLE, WOOD, 55'
3490661E |  | -2062.54 | 365 | 0010 | CONDUCTOR, ALUMINUM, LESS THAN 4/0
3490661E |  | -43089.96 | 365 | 0020 | CONDUCTOR, ALUMINUM, 4/0 AND GREATER
3490661E |  | -8055.53 | 365 | 6010 | AIRBREAK SWITCH, WITH OR WITHOUT OPERATOR
3493366E | -137595.86 |  |  |  | MDL MEJINEZ MOBILE HOME PARK O | MDL:MEJINEZ MOBILE HOME PARK OFFSITE 2-PV-BG | 2022-07-31
3493366E |  | -27080.06 | 364 | 0001 | SINGLE CROSSARM
3493366E |  | -49373.09 | 364 | 0260 | POLE, WOOD, 40'
3493366E |  | -12928.16 | 364 | 0280 | POLE, WOOD, 45'
3493366E |  | -48214.55 | 365 | 0010 | CONDUCTOR, ALUMINUM, LESS THAN 4/0
3496514E | -300474 |  |  |  | STN: CROWNQUEST LITTLE BIG HOR | STN: CROWNQUEST LITTLE BIG HORN PME OFFSITE-JW-SE | 2022-02-24
3496514E |  | -97175 | 364 | 0001 | SINGLE CROSSARM
3496514E |  | -158675 | 364 | 0260 | POLE, WOOD, 40'
3496514E |  | -29459 | 364 | 0280 | POLE, WOOD, 45'
3496514E |  | -11022 | 364 | 0300 | POLE, WOOD, 50'
3496514E |  | -4143 | 364 | 0320 | POLE, WOOD, 55'
3506063E | -362505.45 |  |  |  | MHN FELIX ENERGY BLK 74 PME AD | MHN FELIX ENERGY BLK 74 PME ADDED LOAD OFFSITE #1 :MRB-PE | 2022-03-31
3506063E |  | -15412.28 | 364 | 0001 | SINGLE CROSSARM
3506063E |  | -14392.95 | 364 | 0002 | DOUBLE CROSSARMS
3506063E |  | -2454.76 | 364 | 0240 | POLE, WOOD, 35'
3506063E |  | -22420.04 | 364 | 0260 | POLE, WOOD, 40'
3506063E |  | -108380.61 | 364 | 0280 | POLE, WOOD, 45'
3506063E |  | -6796.13 | 364 | 0300 | POLE, WOOD, 50'
3506063E |  | -51932.34 | 365 | 0010 | CONDUCTOR, ALUMINUM, LESS THAN 4/0
3506063E |  | -138564.18 | 365 | 0020 | CONDUCTOR, ALUMINUM, 4/0 AND GREATER
3506063E |  | -2152.16 | 387 | 3010 | AMS ROUTER RADIO
3512393E | -114598 |  |  |  | 2021 NKIL101DAN STAGECOACH P1 | 2021 NKIL101DAN STAGECOACH P1 D1 | 2022-06-06
3512393E |  | -22021 | 364 | 0002 | DOUBLE CROSSARMS
3512393E |  | -89500 | 364 | 0280 | POLE, WOOD, 45'
3512393E |  | -2962 | 364 | 0300 | POLE, WOOD, 50'
3512393E |  | -88 | 365 | 0010 | CONDUCTOR, ALUMINUM, LESS THAN 4/0
3512393E |  | -27 | 365 | 0020 | CONDUCTOR, ALUMINUM, 4/0 AND GREATER
3516629E | -119241.95 |  |  |  | 2021MNHN002 THORNTONVILLE P3 S | 2021MNHN002 THORNTONVILLE P3 S11 S12 S13 | 2022-01-31
3516629E |  | -20232 | 364 | 0001 | SINGLE CROSSARM
3516629E |  | -8840.28 | 364 | 0240 | POLE, WOOD, 35'
3516629E |  | -43414.1 | 364 | 0260 | POLE, WOOD, 40'
3516629E |  | -21923.22 | 364 | 0280 | POLE, WOOD, 45'
3516629E |  | -24801.86 | 365 | 0010 | CONDUCTOR, ALUMINUM, LESS THAN 4/0
3516629E |  | -30.49 | 369 | 0100 | SERVICE, OVERHEAD, 4/0 AND LESS, SINGLE PHASE
3517954E | -162548.66 |  |  |  | 2021NSTN002 FLATLAND P2 S11 | 2021NSTN002 FLATLAND P2 S11 | 2022-07-31
3517954E |  | -57560.07 | 364 | 0001 | SINGLE CROSSARM
3517954E |  | -2150.92 | 364 | 0240 | POLE, WOOD, 35'
3517954E |  | -80673.67 | 364 | 0260 | POLE, WOOD, 40'
3517954E |  | -22164 | 365 | 0010 | CONDUCTOR, ALUMINUM, LESS THAN 4/0
3518339E | -103918 |  |  |  | JKV V CONV RSKMN3057 ALTO CONV | JKV V CONV RSKMN3057 ALTO CONVERSION WEST SIDE PHASE 2 - PR | 2022-02-14
3518339E |  | -4586 | 364 | 0001 | SINGLE CROSSARM
3518339E |  | -1552 | 364 | 0002 | DOUBLE CROSSARMS
3518339E |  | -1554 | 364 | 0220 | POLE, WOOD, 30'
3518339E |  | -25337 | 364 | 0240 | POLE, WOOD, 35'
3518339E |  | -19053 | 364 | 0260 | POLE, WOOD, 40'
3518339E |  | -1636 | 364 | 0280 | POLE, WOOD, 45'
3518339E |  | -4034 | 364 | 0300 | POLE, WOOD, 50'
3518339E |  | -86 | 365 | 0010 | CONDUCTOR, ALUMINUM, LESS THAN 4/0
3518339E |  | -62 | 365 | 0020 | CONDUCTOR, ALUMINUM, 4/0 AND GREATER
3518339E |  | -46 | 365 | 0030 | CONDUCTOR, OTHER THAN ALUMINUM, LESS THAN 2/0
3518339E |  | -12763 | 365 | 6010 | AIRBREAK SWITCH, WITH OR WITHOUT OPERATOR
3518339E |  | -22966 | 365 | 6027 | RECLOSER,2 OR 3 PHASE,13.2KV AND UNDER,OVR3000 AMP
3518339E |  | -4575 | 366 | 1410 | PADS OR FOUNDATIONS, MEDIUM, 50-100 SQ FT
3518339E |  | -463 | 369 | 0100 | SERVICE, OVERHEAD, 4/0 AND LESS, SINGLE PHASE
3518339E |  | -109 | 371 | 0010 | GUARD LITE
3518339E |  | -3 | 373 | 0020 | CONDUCTOR, ALUMINUM, OVERHEAD
3518339E |  | -409 | 373 | 1100 | LUMINAIRE, HISTORICAL, 100W
3518339E |  | -3799 | 373 | 1200 | LUMINAIRE, OTHER, 100W
3518339E |  | -152 | 373 | 1210 | LUMINAIRE, OTHER, 150W
3518339E |  | -733 | 373 | 1220 | LUMINAIRE, OTHER, 250W
3519074E | -104753.04 |  |  |  | 2021NRRK003 JARRELL EAST P1 S6 | 2021NRRK003 JARRELL EAST P1 S6 | 2022-02-28
3519074E |  | -104753.04 | 365 | 0020 | CONDUCTOR, ALUMINUM, 4/0 AND GREATER
3520339E | -106881.8 |  |  |  | 2021NMHN004 ALCATRAZ P4 S6 S12 | 2021NMHN004 ALCATRAZ P4 S6 S12 S13 | 2022-10-31
3520339E |  | -529.12 | 364 | 0001 | SINGLE CROSSARM
3520339E |  | -910.1 | 364 | 0002 | DOUBLE CROSSARMS
3520339E |  | -3204.35 | 364 | 0300 | POLE, WOOD, 50'
3520339E |  | -3499.58 | 364 | 0320 | POLE, WOOD, 55'
3520339E |  | -27264.6 | 365 | 0010 | CONDUCTOR, ALUMINUM, LESS THAN 4/0
3520339E |  | -71474.05 | 365 | 6030 | RECLOSER,2 OR 3 PHASE,OVER 13.2KV,0-3000 AMP
3520625E | -123645.95 |  |  |  | FWN- COFW N RIVERSIDE DRIVE 10 | FWN- COFW N RIVERSIDE DRIVE 101567 RELOCATE | 2022-01-31
3520625E |  | -8180.06 | 364 | 0001 | SINGLE CROSSARM
3520625E |  | -1332.77 | 364 | 0002 | DOUBLE CROSSARMS
3520625E |  | -6347.36 | 364 | 0260 | POLE, WOOD, 40'
3520625E |  | -7266.64 | 364 | 0280 | POLE, WOOD, 45'
3520625E |  | -36217.42 | 364 | 0300 | POLE, WOOD, 50'
3520625E |  | -2519.45 | 364 | 0320 | POLE, WOOD, 55'
3520625E |  | -9437.37 | 364 | 0335 | POLE, WOOD, 60'
3520625E |  | -4161.72 | 365 | 0010 | CONDUCTOR, ALUMINUM, LESS THAN 4/0
3520625E |  | -28394.74 | 365 | 0020 | CONDUCTOR, ALUMINUM, 4/0 AND GREATER
3520625E |  | -3929.34 | 365 | 1000 | FAULT INDICATOR
3520625E |  | -937.44 | 366 | 1010 | CONDUIT
3520625E |  | -12523.47 | 367 | 0025 | CONDUCTOR, ALUMINUM, 4/0 AND GREATER
3520625E |  | -2398.17 | 367 | 0100 | FAULT INDICATOR
3520975E | -101375.8 |  |  |  | 2021NLUF002R01 P3 S5 6 7 8 9 1 | 2021NLUF002R01 P3 S5 6 7 8 9 11 12 13 15 | 2022-06-30
3520975E |  | -4066.52 | 364 | 0001 | SINGLE CROSSARM
3520975E |  | -1322.64 | 364 | 0002 | DOUBLE CROSSARMS
3520975E |  | -4755.29 | 364 | 0240 | POLE, WOOD, 35'
3520975E |  | -23637.04 | 364 | 0260 | POLE, WOOD, 40'
3520975E |  | -975.25 | 364 | 0280 | POLE, WOOD, 45'
3520975E |  | -4777.22 | 365 | 0010 | CONDUCTOR, ALUMINUM, LESS THAN 4/0
3520975E |  | -56301.96 | 365 | 0020 | CONDUCTOR, ALUMINUM, 4/0 AND GREATER
3520975E |  | -26.1 | 365 | 0030 | CONDUCTOR, OTHER THAN ALUMINUM, LESS THAN 2/0
3520975E |  | -5058.1 | 365 | 6017 | RECLOSER,SINGLE PHASE,13.2KV AND UNDER,OV 3000 AMP
3520975E |  | -455.68 | 371 | 0010 | GUARD LITE
3521876E | -199751.96 |  |  |  | PAL 2021NPAL101, ELKHART SUB, | PAL: 2021NPAL101, ELKHART SUB, P1, S1 S2 S3, SCF | 2022-06-30
3521876E |  | -1746.92 | 364 | 0002 | DOUBLE CROSSARMS
3521876E |  | -90.62 | 364 | 0220 | POLE, WOOD, 30'
3521876E |  | -832.46 | 364 | 0240 | POLE, WOOD, 35'
3521876E |  | -7711.16 | 364 | 0260 | POLE, WOOD, 40'
3521876E |  | -123.23 | 365 | 0010 | CONDUCTOR, ALUMINUM, LESS THAN 4/0
3521876E |  | -1207.51 | 365 | 0020 | CONDUCTOR, ALUMINUM, 4/0 AND GREATER
3521876E |  | -44.63 | 365 | 0030 | CONDUCTOR, OTHER THAN ALUMINUM, LESS THAN 2/0
3521876E |  | -187075.99 | 365 | 6032 | RECLOSER,2 OR 3 PHASE,OVER 13.2KV,OVER 3000 AMP
3521876E |  | -919.44 | 369 | 1100 | SERVICE, UNDERGROUND, 4/0 AND LESS, SINGLE PHASE
3522531E | -123422.67 |  |  |  | DES-21-P009-PQ-DES-CDHIL1613-C | DES-21-P009-PQ-DES-CDHIL1613-CDHCR2051-CDHCR2052-DA-PWR | 2022-03-31
3522531E |  | -62.79 | 364 | 0001 | SINGLE CROSSARM
3522531E |  | -2860.28 | 364 | 0002 | DOUBLE CROSSARMS
3522531E |  | -122.77 | 364 | 0240 | POLE, WOOD, 35'
3522531E |  | -823.09 | 364 | 0260 | POLE, WOOD, 40'
3522531E |  | -15084.55 | 364 | 0280 | POLE, WOOD, 45'
3522531E |  | -7881.83 | 364 | 0300 | POLE, WOOD, 50'
3522531E |  | -21728.68 | 365 | 5645 | DIST AUTOMATION COMMUNICATION UNIT RF OH
3522531E |  | -16517.91 | 365 | 5650 | DIST AUTOMATION CONTROL OVERHEAD
3522531E |  | -6023.32 | 365 | 5660 | DIST AUTOMATION POWER SUPPLY UNIT OH
3522531E |  | -52317.45 | 365 | 6010 | AIRBREAK SWITCH, WITH OR WITHOUT OPERATOR
3525014E | -136672.07 |  |  |  | TEM: OFFSITE FOR HEB DISTRIBUT | TEM: OFFSITE FOR HEB DISTRIBUTION CENTER | 2022-06-08
3525014E |  | -2751 | 364 | 0001 | SINGLE CROSSARM
3525014E |  | -801.95 | 364 | 0002 | DOUBLE CROSSARMS
3525014E |  | -5059.86 | 364 | 0280 | POLE, WOOD, 45'
3525014E |  | -17160.44 | 364 | 0330 | POLE, CONCRETE, 55'
3525014E |  | -26634.71 | 364 | 0345 | POLE, OTHER, 60'
3525014E |  | -58936.28 | 365 | 0010 | CONDUCTOR, ALUMINUM, LESS THAN 4/0
3525014E |  | -3700.8 | 365 | 0020 | CONDUCTOR, ALUMINUM, 4/0 AND GREATER
3525014E |  | -21627.03 | 365 | 6027 | RECLOSER,2 OR 3 PHASE,13.2KV AND UNDER,OVR3000 AMP
3527943E | -133528.04 |  |  |  | MDL: 5 NOVAS-2021 RECLOSERS PH | MDL: 5 NOVAS-2021 RECLOSERS PH.2_MIDLAND FEEDERS_BA | 2022-06-30
3527943E |  | -133528.04 | 365 | 6027 | RECLOSER,2 OR 3 PHASE,13.2KV AND UNDER,OVR3000 AMP
3527959E | -101040.9 |  |  |  | DEC: 4 NOVA-2021 RECLOSERS PH. | DEC: 4 NOVA-2021 RECLOSERS PH.2_DECATUR FEEDERS_BA | 2022-01-31
3527959E |  | -36770.44 | 365 | 6027 | RECLOSER,2 OR 3 PHASE,13.2KV AND UNDER,OVR3000 AMP
3527959E |  | -64270.46 | 365 | 6032 | RECLOSER,2 OR 3 PHASE,OVER 13.2KV,OVER 3000 AMP
3529558E | -117653.64 |  |  |  | ARL/ARL - LAKE ARLINGTON RAW W | ARL/ARL - LAKE ARLINGTON RAW WATER, ARLINGTON/RT | 2022-01-11
3529558E |  | -249.6 | 366 | 1020 | CONDUIT, DONATED
3529558E |  | -1334.99 | 366 | 1300 | ENCLOSURE, EQUIPMENT
3529558E |  | -351.8 | 366 | 1400 | PADS OR FOUNDATIONS, SMALL, LESS THAN 50 SQ FT
3529558E |  | -1.96 | 366 | 1440 | PADS OR FOUNDATIONS, DONATED
3529558E |  | -1080 | 367 | 0020 | CONDUCTOR, ALUMINUM, LESS THEN 4/0
3529558E |  | -19267.48 | 367 | 0025 | CONDUCTOR, ALUMINUM, 4/0 AND GREATER
3529558E |  | -1085.67 | 367 | 0100 | FAULT INDICATOR
3529558E |  | -12879.7 | 367 | 5045 | SWITCH, GROUNDING
3529558E |  | -47382.03 | 367 | 5050 | SWITCH, VACUUM, THREE PHASE
3529558E |  | -31508.78 | 367 | 5190 | SWITCHGEAR, PADMOUNT, 25KV
3529558E |  | -2451.15 | 367 | 5700 | 1600 AMP BREAKER ENCLOSURE
3529558E |  | -60.48 | 369 | 1100 | SERVICE, UNDERGROUND, 4/0 AND LESS, SINGLE PHASE
3532195E | -529583.51 |  |  |  | DNE:UGCP_FRMNT0008- REPLACE PI | DNE:UGCP_FRMNT0008- REPLACE PILC CABLE- 3200 MAPLE AVE | 2022-01-27
3532195E |  | -181084.01 | 367 | 0015 | CONDUCTOR, COPPER, 2/0 AND GREATER
3532195E |  | -17225.82 | 367 | 0025 | CONDUCTOR, ALUMINUM, 4/0 AND GREATER
3532195E |  | -331273.68 | 367 | 0035 | CONDUCTOR, COPPER,LEAD SHIELDED,AWG500 AND GREATER
3533301E | -118535.12 |  |  |  | TEMPLE POISON OAK ROAD RELOCAT | TEMPLE POISON OAK ROAD RELOCATION PT2 | 2022-02-28
3533301E |  | -7583.37 | 364 | 0001 | SINGLE CROSSARM
3533301E |  | -430.17 | 364 | 0002 | DOUBLE CROSSARMS
3533301E |  | -565.09 | 364 | 0220 | POLE, WOOD, 30'
3533301E |  | -4082.14 | 364 | 0240 | POLE, WOOD, 35'
3533301E |  | -5110.15 | 364 | 0260 | POLE, WOOD, 40'
3533301E |  | -31125.13 | 364 | 0280 | POLE, WOOD, 45'
3533301E |  | -40600.16 | 365 | 0010 | CONDUCTOR, ALUMINUM, LESS THAN 4/0
3533301E |  | -2457.32 | 366 | 1010 | CONDUIT
3533301E |  | -26581.59 | 367 | 0020 | CONDUCTOR, ALUMINUM, LESS THEN 4/0
3533778E | -117140 |  |  |  | WAC:WAC RMV/RELOCATE FACILITIE | WAC:WAC RMV/RELOCATE FACILITIES TSTC 3801 CAMPUS DR. DH | 2022-08-30
3533778E |  | -2853.1 | 364 | 0002 | DOUBLE CROSSARMS
3533778E |  | -450.05 | 364 | 0220 | POLE, WOOD, 30'
3533778E |  | -27023.89 | 364 | 0240 | POLE, WOOD, 35'
3533778E |  | -11781.57 | 364 | 0260 | POLE, WOOD, 40'
3533778E |  | -14065.97 | 364 | 0280 | POLE, WOOD, 45'
3533778E |  | -3922.59 | 364 | 0300 | POLE, WOOD, 50'
3533778E |  | -3817.61 | 364 | 0335 | POLE, WOOD, 60'
3533778E |  | -8068.28 | 365 | 0010 | CONDUCTOR, ALUMINUM, LESS THAN 4/0
3533778E |  | -183 | 365 | 0020 | CONDUCTOR, ALUMINUM, 4/0 AND GREATER
3533778E |  | -4708.26 | 365 | 0030 | CONDUCTOR, OTHER THAN ALUMINUM, LESS THAN 2/0
3533778E |  | -1854.96 | 365 | 0040 | CONDUCTOR, OTHER THAN ALUMINUM, 2/0 AND GREATER
3533778E |  | -20079.05 | 369 | 0100 | SERVICE, OVERHEAD, 4/0 AND LESS, SINGLE PHASE
3533778E |  | -2905.49 | 369 | 0200 | SERVICE, OVERHEAD, GREATER THEN 4/0, SINGLE PHASE
3533778E |  | -667.93 | 369 | 1100 | SERVICE, UNDERGROUND, 4/0 AND LESS, SINGLE PHASE
3533778E |  | -2773.04 | 371 | 0010 | GUARD LITE
3533778E |  | -567.58 | 373 | 0010 | CONDUCTOR, OTHER THAN ALUMINUM, OVERHEAD
3533778E |  | -1360.86 | 373 | 0020 | CONDUCTOR, ALUMINUM, OVERHEAD
3533778E |  | -9655.53 | 373 | 1200 | LUMINAIRE, OTHER, 100W
3533778E |  | -246.56 | 373 | 1210 | LUMINAIRE, OTHER, 150W
3533778E |  | -3286.78 | 373 | 1220 | LUMINAIRE, OTHER, 250W
3533778E |  | 3132.1 | 373 | 1380 | CONTROLLER, PRIMARY SWITCH
3535304E | -136038 |  |  |  | DSW I-20 TXDOT RELOCATION | DSW I-20 TXDOT RELOCATION | 2022-05-04
3535304E |  | -1006 | 364 | 0001 | SINGLE CROSSARM
3535304E |  | -5321 | 364 | 0260 | POLE, WOOD, 40'
3535304E |  | -6295 | 364 | 0280 | POLE, WOOD, 45'
3535304E |  | -4644 | 364 | 0300 | POLE, WOOD, 50'
3535304E |  | -507 | 364 | 0335 | POLE, WOOD, 60'
3535304E |  | -2690 | 364 | 0350 | POLE, WOOD, 65'
3535304E |  | -1340 | 364 | 0365 | POLE, WOOD, 70'
3535304E |  | -8891 | 364 | 0380 | POLE, WOOD, 75'
3535304E |  | -26772 | 364 | 0395 | POLE, WOOD, 80'
3535304E |  | -64934 | 364 | 0400 | POLE, OTHER, 80'
3535304E |  | -52 | 365 | 0010 | CONDUCTOR, ALUMINUM, LESS THAN 4/0
3535304E |  | -1767 | 365 | 0020 | CONDUCTOR, ALUMINUM, 4/0 AND GREATER
3535304E |  | -11254 | 365 | 6010 | AIRBREAK SWITCH, WITH OR WITHOUT OPERATOR
3535304E |  | -565 | 373 | 1520 | STANDARD, METAL, ABOVE 25'
3535430E | -144331.18 |  |  |  | WFS: 3-NOVA-2021 RECLOSERS PH. | WFS: 3-NOVA-2021 RECLOSERS PH.3_WICHITA FALLS FEEDERS_BA | 2022-01-31
3535430E |  | -925.19 | 364 | 0260 | POLE, WOOD, 40'
3535430E |  | -33.5 | 365 | 0010 | CONDUCTOR, ALUMINUM, LESS THAN 4/0
3535430E |  | -16041.15 | 365 | 6027 | RECLOSER,2 OR 3 PHASE,13.2KV AND UNDER,OVR3000 AMP
3535430E |  | -127331.34 | 365 | 6030 | RECLOSER,2 OR 3 PHASE,OVER 13.2KV,0-3000 AMP
3535579E | -104368.3 |  |  |  | DNE:UGCP_GAVSW0003- REPLACE PI | DNE:UGCP_GAVSW0003- REPLACE PILC CABLE- 4500 GREENVILLE AVE | 2022-01-31
3535579E |  | -60848.63 | 367 | 0015 | CONDUCTOR, COPPER, 2/0 AND GREATER
3535579E |  | -10913.03 | 367 | 0030 | CONDUCTOR, COPPER,LEAD SHIELDED,LESS THAN AWG 500
3535579E |  | -32606.64 | 367 | 0035 | CONDUCTOR, COPPER,LEAD SHIELDED,AWG500 AND GREATER
3537495E | -103885.17 |  |  |  | BGS SM ENERGY SUNDOWN PME ADDE | BGS SM ENERGY SUNDOWN PME ADDED LOAD-OFFSITE 1-MB-PWR | 2022-01-12
3537495E |  | -16459.41 | 364 | 0001 | SINGLE CROSSARM
3537495E |  | -1578.49 | 364 | 0002 | DOUBLE CROSSARMS
3537495E |  | -2103.01 | 364 | 0240 | POLE, WOOD, 35'
3537495E |  | -5006.17 | 364 | 0260 | POLE, WOOD, 40'
3537495E |  | -69225.66 | 364 | 0280 | POLE, WOOD, 45'
3537495E |  | -9512.43 | 364 | 0300 | POLE, WOOD, 50'
3537903E | -103841.36 |  |  |  | MHN MEWBOURNE OIL - KENTZEL ST | MHN MEWBOURNE OIL - KENTZEL ST 42 PME ADD LOAD-OFFSITE-AN-BG | 2022-07-31
3537903E |  | -17397.24 | 364 | 0001 | SINGLE CROSSARM
3537903E |  | -881.76 | 364 | 0002 | DOUBLE CROSSARMS
3537903E |  | -39.16 | 364 | 0240 | POLE, WOOD, 35'
3537903E |  | -53549.35 | 364 | 0260 | POLE, WOOD, 40'
3537903E |  | -14622.04 | 364 | 0280 | POLE, WOOD, 45'
3537903E |  | -17351.81 | 365 | 0010 | CONDUCTOR, ALUMINUM, LESS THAN 4/0
3538713E | -188380.2 |  |  |  | FWN : OFF-SITE BAILEY PARK PH | FWN : OFF-SITE BAILEY PARK PH 1/ BAILEY BOSWELL 1/0-795/TD | 2022-03-09
3538713E |  | -4398.55 | 364 | 0001 | SINGLE CROSSARM
3538713E |  | -2620.38 | 364 | 0002 | DOUBLE CROSSARMS
3538713E |  | -930.45 | 364 | 0240 | POLE, WOOD, 35'
3538713E |  | -39050.88 | 364 | 0260 | POLE, WOOD, 40'
3538713E |  | -8255.32 | 364 | 0280 | POLE, WOOD, 45'
3538713E |  | -6699.93 | 365 | 0010 | CONDUCTOR, ALUMINUM, LESS THAN 4/0
3538713E |  | -1694.55 | 365 | 0020 | CONDUCTOR, ALUMINUM, 4/0 AND GREATER
3538713E |  | -11254.47 | 365 | 6010 | AIRBREAK SWITCH, WITH OR WITHOUT OPERATOR
3538713E |  | -64990.87 | 367 | 0020 | CONDUCTOR, ALUMINUM, LESS THEN 4/0
3538713E |  | -48484.8 | 367 | 0025 | CONDUCTOR, ALUMINUM, 4/0 AND GREATER
3541045E | -203866 |  |  |  | FWN AUTO 2021-P122-TZ-SPRDL482 | FWN AUTO 2021-P122-TZ-SPRDL4821-HLTOM2472-AMMFG5621-DA | 2022-03-28
3541045E |  | -781 | 364 | 0001 | SINGLE CROSSARM
3541045E |  | -873 | 364 | 0002 | DOUBLE CROSSARMS
3541045E |  | -98 | 364 | 0240 | POLE, WOOD, 35'
3541045E |  | -5222 | 364 | 0260 | POLE, WOOD, 40'
3541045E |  | -14659 | 364 | 0280 | POLE, WOOD, 45'
3541045E |  | -1565 | 364 | 0320 | POLE, WOOD, 55'
3541045E |  | -144630 | 365 | 6000 | DIST AUTOMATION SWITCH OVERHEAD
3541045E |  | -36038 | 365 | 6010 | AIRBREAK SWITCH, WITH OR WITHOUT OPERATOR
3541677E | -180760.76 |  |  |  | DNO:UGCP_SCHRD0006- REPLACE PI | DNO:UGCP_SCHRD0006- REPLACE PILC CABLE- 12511 SCHROEDER RD | 2022-06-21
3541677E |  | -7045.04 | 367 | 0015 | CONDUCTOR, COPPER, 2/0 AND GREATER
3541677E |  | -173715.72 | 367 | 0035 | CONDUCTOR, COPPER,LEAD SHIELDED,AWG500 AND GREATER
3541681E | -150651.01 |  |  |  | DNO:UGCP_SCHRD0007- REPLACE PI | DNO:UGCP_SCHRD0007- REPLACE PILC CABLE- 12511 SCHROEDER RD | 2022-04-22
3541681E |  | -93136.72 | 367 | 0015 | CONDUCTOR, COPPER, 2/0 AND GREATER
3541681E |  | -57514.29 | 367 | 0035 | CONDUCTOR, COPPER,LEAD SHIELDED,AWG500 AND GREATER
3541817E | -260598 |  |  |  | DNE:UGCP_LOMAL0015- REPLACE PI | DNE:UGCP_LOMAL0015- REPLACE PILC CABLE- 6919 LOMO ALTO DR | 2022-08-18
3541817E |  | -105274 | 367 | 0015 | CONDUCTOR, COPPER, 2/0 AND GREATER
3541817E |  | -155324 | 367 | 0035 | CONDUCTOR, COPPER,LEAD SHIELDED,AWG500 AND GREATER
3543409E | -190659.73 |  |  |  | MDL INCR-SEAS-PREP TXHRV1621 R | MDL INCR-SEAS-PREP TXHRV1621 RECOND-MIDLAND-SCF | 2022-04-30
3543409E |  | -19843.84 | 364 | 0001 | SINGLE CROSSARM
3543409E |  | -65085.59 | 364 | 0260 | POLE, WOOD, 40'
3543409E |  | -3315.97 | 364 | 0280 | POLE, WOOD, 45'
3543409E |  | -102414.33 | 365 | 0010 | CONDUCTOR, ALUMINUM, LESS THAN 4/0
3544072E | -224051.57 |  |  |  | DSW:UGCP_SHAMP0004-(P)- REPLAC | DSW:UGCP_SHAMP0004-(P)- REPLACE PILC CABLE- 2400 W CAMP WISD | 2022-05-17
3544072E |  | -13340.45 | 367 | 0015 | CONDUCTOR, COPPER, 2/0 AND GREATER
3544072E |  | -210711.12 | 367 | 0035 | CONDUCTOR, COPPER,LEAD SHIELDED,AWG500 AND GREATER
3544099E | -138815.79 |  |  |  | DSW:UGCP_STAUG0003-REPLACE PIL | DSW:UGCP_STAUG0003-REPLACE PILC CABLE- 1108 N ST AUGUSTINE | 2022-04-30
3544099E |  | -52922.12 | 367 | 0015 | CONDUCTOR, COPPER, 2/0 AND GREATER
3544099E |  | -645.12 | 367 | 0020 | CONDUCTOR, ALUMINUM, LESS THEN 4/0
3544099E |  | -85248.55 | 367 | 0035 | CONDUCTOR, COPPER,LEAD SHIELDED,AWG500 AND GREATER
3544105E | -102679.77 |  |  |  | DSW:UGCP_STAUG0004- REPLACE PI | DSW:UGCP_STAUG0004- REPLACE PILC CABLE- 1108 N ST AUGUSTINE | 2022-03-31
3544105E |  | -26570.55 | 367 | 0015 | CONDUCTOR, COPPER, 2/0 AND GREATER
3544105E |  | -76109.22 | 367 | 0035 | CONDUCTOR, COPPER,LEAD SHIELDED,AWG500 AND GREATER
3544116E | -373525.02 |  |  |  | DSW:UGCP_WALST0009- REPLACE PI | DSW:UGCP_WALST0009- REPLACE PILC CABLE- 2500 S LAMAR ST | 2022-03-28
3544116E |  | -67968.69 | 367 | 0015 | CONDUCTOR, COPPER, 2/0 AND GREATER
3544116E |  | -305556.33 | 367 | 0035 | CONDUCTOR, COPPER,LEAD SHIELDED,AWG500 AND GREATER
3545582E | -113955.34 |  |  |  | FBR INCR SEAS PREP IRLBJ3231 I | FBR INCR SEAS PREP IRLBJ3231 INST PME IRVING DPH | 2022-02-28
3545582E |  | -88127.73 | 367 | 0020 | CONDUCTOR, ALUMINUM, LESS THEN 4/0
3545582E |  | -25827.61 | 367 | 5190 | SWITCHGEAR, PADMOUNT, 25KV
3546316E | -131385.55 |  |  |  | 2021NMDL082 MIDLAND EAST SWITC | 2021NMDL082 MIDLAND EAST SWITCH P1 P2 S1 S2 S3 S4 S5 | 2022-01-31
3546316E |  | -647.13 | 364 | 0001 | SINGLE CROSSARM
3546316E |  | -4529.14 | 364 | 0002 | DOUBLE CROSSARMS
3546316E |  | -4062.34 | 364 | 0240 | POLE, WOOD, 35'
3546316E |  | -2577.46 | 364 | 0260 | POLE, WOOD, 40'
3546316E |  | -14313.35 | 364 | 0280 | POLE, WOOD, 45'
3546316E |  | -2538.7 | 365 | 0010 | CONDUCTOR, ALUMINUM, LESS THAN 4/0
3546316E |  | -11433.24 | 365 | 0020 | CONDUCTOR, ALUMINUM, 4/0 AND GREATER
3546316E |  | -14064.16 | 366 | 1010 | CONDUIT
3546316E |  | -1486.88 | 366 | 1100 | PRIMARY BOX
3546316E |  | -1447.75 | 366 | 1240 | MANHOLE, OVER 400 CU FT
3546316E |  | -74285.4 | 367 | 0025 | CONDUCTOR, ALUMINUM, 4/0 AND GREATER
3549338E | -127687.4 |  |  |  | DES:CEDAR HILL TOWER FACS REMO | DES:CEDAR HILL TOWER FACS REMOVAL(EC) | 2022-01-10
3549338E |  | -370.89 | 364 | 0220 | POLE, WOOD, 30'
3549338E |  | -152.92 | 364 | 0240 | POLE, WOOD, 35'
3549338E |  | -34.48 | 365 | 0010 | CONDUCTOR, ALUMINUM, LESS THAN 4/0
3549338E |  | -12.24 | 365 | 0030 | CONDUCTOR, OTHER THAN ALUMINUM, LESS THAN 2/0
3549338E |  | -7437.57 | 366 | 1010 | CONDUIT
3549338E |  | -5557.41 | 366 | 1100 | PRIMARY BOX
3549338E |  | -89.42 | 366 | 1400 | PADS OR FOUNDATIONS, SMALL, LESS THAN 50 SQ FT
3549338E |  | -1816.64 | 366 | 1410 | PADS OR FOUNDATIONS, MEDIUM, 50-100 SQ FT
3549338E |  | -56.26 | 366 | 1440 | PADS OR FOUNDATIONS, DONATED
3549338E |  | -49417.68 | 367 | 0020 | CONDUCTOR, ALUMINUM, LESS THEN 4/0
3549338E |  | -30077.62 | 367 | 5190 | SWITCHGEAR, PADMOUNT, 25KV
3549338E |  | -32268.52 | 367 | 5200 | SWITCHGEAR, PADMOUNT, 25KV, AUTOMATED
3549338E |  | -395.75 | 371 | 0010 | GUARD LITE
3551239E | -116910.72 |  |  |  | FNO:UGCP_SPRDL4811-(R)-REPLACE | FNO:UGCP_SPRDL4811-(R)-REPLACE UG CABLE-3000 E BELKNAP | 2022-01-31
3551239E |  | -116910.72 | 367 | 0010 | CONDUCTOR, COPPER, LESS THEN 2/0
3557285E | -218421.49 |  |  |  | HEB/GPV/OFFSITE TO ELAN PRESER | HEB/GPV/OFFSITE TO ELAN PRESERVE/RLH | 2022-06-13
3557285E |  | -8129.32 | 366 | 1100 | PRIMARY BOX
3557285E |  | -210292.17 | 367 | 0025 | CONDUCTOR, ALUMINUM, 4/0 AND GREATER
3558174E | -127807.3 |  |  |  | MDL PIONEER LEONA MILES OFF SI | MDL PIONEER LEONNA MILES OFF SITE RECONDUCTOR PT 1 CNC-BG | 2022-04-18
3558174E |  | -18344.2 | 364 | 0001 | SINGLE CROSSARM
3558174E |  | -1605.32 | 364 | 0002 | DOUBLE CROSSARMS
3558174E |  | -59443.51 | 364 | 0260 | POLE, WOOD, 40'
3558174E |  | -10002.61 | 364 | 0280 | POLE, WOOD, 45'
3558174E |  | -17256.02 | 365 | 0010 | CONDUCTOR, ALUMINUM, LESS THAN 4/0
3558174E |  | -21155.64 | 365 | 0030 | CONDUCTOR, OTHER THAN ALUMINUM, LESS THAN 2/0
3563034E | -177318.05 |  |  |  | STN PETROLEGACY SXSW OFFSITE-M | STN PETROLEGACY SXSW OFFSITE-MB-BG | 2022-04-19
3563034E |  | -966.95 | 364 | 0001 | SINGLE CROSSARM
3563034E |  | -97517.8 | 364 | 0260 | POLE, WOOD, 40'
3563034E |  | -59823.12 | 364 | 0280 | POLE, WOOD, 45'
3563034E |  | -21312.57 | 365 | 0010 | CONDUCTOR, ALUMINUM, LESS THAN 4/0
3563034E |  | 2302.39 | 365 | 6022 | RECLOSER,SINGLE PHASE,OVER 13.2KV,OVER 3000 AMP
3565185E | -115382 |  |  |  | 2022 MMCK109 MURPHY RD 2752 P1 | 2022 MMCK109 MURPHY RD 2752 P1 S1 - S6 | 2022-08-05
3565185E |  | -2301.18 | 364 | 0001 | SINGLE CROSSARM
3565185E |  | -873.46 | 364 | 0002 | DOUBLE CROSSARMS
3565185E |  | -1630.38 | 364 | 0240 | POLE, WOOD, 35'
3565185E |  | -3827.44 | 364 | 0260 | POLE, WOOD, 40'
3565185E |  | -1105.08 | 364 | 0280 | POLE, WOOD, 45'
3565185E |  | -10151.7 | 364 | 0300 | POLE, WOOD, 50'
3565185E |  | -14549.42 | 365 | 0010 | CONDUCTOR, ALUMINUM, LESS THAN 4/0
3565185E |  | -22928.73 | 365 | 6030 | RECLOSER,2 OR 3 PHASE,OVER 13.2KV,0-3000 AMP
3565185E |  | -54641.83 | 365 | 6032 | RECLOSER,2 OR 3 PHASE,OVER 13.2KV,OVER 3000 AMP
3565185E |  | -65.04 | 367 | 0020 | CONDUCTOR, ALUMINUM, LESS THEN 4/0
3565185E |  | -741.33 | 369 | 1100 | SERVICE, UNDERGROUND, 4/0 AND LESS, SINGLE PHASE
3565185E |  | -2566.41 | 369 | 1300 | SERVICE, UNDERGROUND, 4/0 AND LESS,3 PHASES
3566325E | -117309.6 |  |  |  | CATS WO:060DNO2021092904165238 | CATS WO:060DNO2021092904165238311701383117 | 2022-02-25
3566325E |  | -117309.6 | 367 | 0035 | CONDUCTOR, COPPER,LEAD SHIELDED,AWG500 AND GREATER
3567308E | -117507.39 |  |  |  | TXDOT RELOCATE FACILITES HWY 2 | TXDOT RELOCATE FACILITES HWY 285 & FM 652 | 2022-06-13
3567308E |  | -17654.56 | 364 | 0001 | SINGLE CROSSARM
3567308E |  | -860.62 | 364 | 0002 | DOUBLE CROSSARMS
3567308E |  | -15156.89 | 364 | 0280 | POLE, WOOD, 45'
3567308E |  | -23252.3 | 364 | 0300 | POLE, WOOD, 50'
3567308E |  | -793.64 | 365 | 0010 | CONDUCTOR, ALUMINUM, LESS THAN 4/0
3567308E |  | -7285.08 | 365 | 0020 | CONDUCTOR, ALUMINUM, 4/0 AND GREATER
3567308E |  | -7102.18 | 366 | 1100 | PRIMARY BOX
3567308E |  | -45402.12 | 367 | 0025 | CONDUCTOR, ALUMINUM, 4/0 AND GREATER
3569012E | -116388.5 |  |  |  | BIG LMESA2813 REACTIVE REMOVE | BIG LMESA2813 REACTIVE REMOVE RECLOSER AND POLE | 2022-01-31
3569012E |  | -2217.92 | 364 | 0280 | POLE, WOOD, 45'
3569012E |  | -403.2 | 365 | 0010 | CONDUCTOR, ALUMINUM, LESS THAN 4/0
3569012E |  | -2613.48 | 365 | 0020 | CONDUCTOR, ALUMINUM, 4/0 AND GREATER
3569012E |  | -111153.9 | 365 | 6030 | RECLOSER,2 OR 3 PHASE,OVER 13.2KV,0-3000 AMP
3573014E | -118352.5 |  |  |  | CATS WO:080MCK2021111900062663 | CATS WO:080MCK2021111900062663689901636899 | 2022-03-18
3573014E |  | -29609.32 | 367 | 5190 | SWITCHGEAR, PADMOUNT, 25KV
3573014E |  | -88743.18 | 367 | 5200 | SWITCHGEAR, PADMOUNT, 25KV, AUTOMATED
3574179E | -212579 |  |  |  | WAC: 2 NOVAS 2022 RECLOSERS PH | WAC: 2 NOVAS 2022 RECLOSERS PH.1 WACO FEEDERS_BA | 2022-05-03
3574179E |  | -153 | 364 | 0240 | POLE, WOOD, 35'
3574179E |  | -269 | 364 | 0260 | POLE, WOOD, 40'
3574179E |  | -212157 | 365 | 6032 | RECLOSER,2 OR 3 PHASE,OVER 13.2KV,OVER 3000 AMP
3577207E | -110526.44 |  |  |  | CATS WO:080MCK2022010406241579 | CATS WO:080MCK2022010406241579964901799649 | 2022-03-30
3577207E |  | -110526.44 | 367 | 5190 | SWITCHGEAR, PADMOUNT, 25KV
3584201E | -111673 |  |  |  | DES: 12 TS 2022 TRIPSAVERS REC | DES: 12 TS 2022 TRIPSAVERS REC PH.2 DESOTO FEEDERS_BA | 2022-06-16
3584201E |  | -22862 | 365 | 6027 | RECLOSER,2 OR 3 PHASE,13.2KV AND UNDER,OVR3000 AMP
3584201E |  | -88811 | 365 | 6032 | RECLOSER,2 OR 3 PHASE,OVER 13.2KV,OVER 3000 AMP
3584228E | -322457.14 |  |  |  | TYL A PLUS STORAGE 2712 S MAIN | TYL A PLUS STORAGE 2712 S MAIN LINDALE EC | 2022-12-05
3584228E |  | -1305.98 | 364 | 0240 | POLE, WOOD, 35'
3584228E |  | -143.96 | 365 | 0010 | CONDUCTOR, ALUMINUM, LESS THAN 4/0
3584228E |  | -321007.2 | 369 | 1200 | SERVICE, UNDERGROUND, GREATER THAN 4/0, SINGLE PH
3586485E | -111809.66 |  |  |  | CATS WO:070ESL2022031717584316 | CATS WO:070ESL2022031717584316091201160912 | 2022-06-02
3586485E |  | -7565.13 | 364 | 0001 | SINGLE CROSSARM
3586485E |  | -2872.85 | 364 | 0220 | POLE, WOOD, 30'
3586485E |  | -21252.94 | 364 | 0240 | POLE, WOOD, 35'
3586485E |  | -40218.36 | 364 | 0260 | POLE, WOOD, 40'
3586485E |  | -27289.88 | 364 | 0280 | POLE, WOOD, 45'
3586485E |  | -7101.22 | 365 | 0010 | CONDUCTOR, ALUMINUM, LESS THAN 4/0
3586485E |  | -519.12 | 365 | 0030 | CONDUCTOR, OTHER THAN ALUMINUM, LESS THAN 2/0
3586485E |  | -4774.86 | 369 | 0100 | SERVICE, OVERHEAD, 4/0 AND LESS, SINGLE PHASE
3586485E |  | -215.3 | 371 | 0010 | GUARD LITE
3589528E | -100529.01 |  |  |  | CATS WO:050HEB2022040704351127 | CATS WO:050HEB2022040704351127426501274265 | 2022-10-25
3589528E |  | -64067.85 | 367 | 0025 | CONDUCTOR, ALUMINUM, 4/0 AND GREATER
3589528E |  | -36461.16 | 367 | 5190 | SWITCHGEAR, PADMOUNT, 25KV
3594146E | -134952.88 |  |  |  | DSD/DSC 22004 CAPEX ASBUILTS I | DSD/DSC 22004 CAPEX ASBUILTS IN THE MCK AND WFS DISTRICTS | 2022-07-14
3594146E |  | -14318.23 | 364 | 0001 | SINGLE CROSSARM
3594146E |  | -2792.31 | 364 | 0002 | DOUBLE CROSSARMS
3594146E |  | -2524.15 | 364 | 0220 | POLE, WOOD, 30'
3594146E |  | -9354.76 | 364 | 0240 | POLE, WOOD, 35'
3594146E |  | -24219.76 | 364 | 0260 | POLE, WOOD, 40'
3594146E |  | -64160.77 | 364 | 0280 | POLE, WOOD, 45'
3594146E |  | -11050.92 | 364 | 0300 | POLE, WOOD, 50'
3594146E |  | -4985.03 | 365 | 0010 | CONDUCTOR, ALUMINUM, LESS THAN 4/0
3594146E |  | -1465.67 | 365 | 6015 | RECLOSER,SINGLE PHASE,13.2KV AND UNDER,0-3000 AMP
3594146E |  | -81.28 | 369 | 0100 | SERVICE, OVERHEAD, 4/0 AND LESS, SINGLE PHASE
3609054E | -159756.3 |  |  |  | ODE UG REMOVAL PILOT 6051 S HW | ODE UG REMOVAL PILOT 6051 S HWY 385 NAK | 2022-10-03
3609054E |  | -118762.62 | 366 | 1020 | CONDUIT, DONATED
3609054E |  | -40993.68 | 367 | 0020 | CONDUCTOR, ALUMINUM, LESS THEN 4/0
3610040E | -100859.41 |  |  |  | BEN: REMOVE UGTEMP FACILITIES | BEN: REMOVE UGTEMP FACILITIES/ STEVENSON OAKS NEAR DIRKS RD | 2022-10-07
3610040E |  | -90471.91 | 366 | 1020 | CONDUIT, DONATED
3610040E |  | -10387.5 | 367 | 0020 | CONDUCTOR, ALUMINUM, LESS THEN 4/0
3611161E | -157118.92 |  |  |  | DSD/DSC22013 CAPEX ASBUILTS - | DSD/DSC22013 CAPEX ASBUILTS - MONAHANS DISTRICT/AREA | 2022-09-21
3611161E |  | -54171.6 | 364 | 0001 | SINGLE CROSSARM
3611161E |  | -102947.32 | 364 | 0300 | POLE, WOOD, 50'
AR15G22D | -937694.37 |  |  |  | AR15 RETIREMENTS YEAR 2022 | AR15 RETIREMENTS FOR FUNCTION G FOR ESD FOR YEAR 2022 | 2022-12-31
AR15G22D |  | -57129.86 | 391 | 0215 | COMPUTER EQUIPMENT
AR15G22D |  | -729850.53 | 397 | 9996 | UNCLASSIFIED FOR CONVERSION
AR15G22D |  | -150713.98 | 397 | 9999 | UNCLASSIFIED
D53601GD | -81677281.38 |  |  |  | DOCKET NO.53601 AR15 RETIREMENT | Implementation of Docket No.53601 AR15 for General Plant. | PROFORMA
D53601GD |  | -80270643.82 | 391 | 0215 | COMPUTER EQUIPMENT
D53601GD |  | -14384.46 | 397 | 0035 | BROAD BAND COAXIAL CABLE EQUIPMENT
D53601GD |  | -69193.17 | 397 | 0160 | MOBILE RADIO EQUIPMENT
D53601GD |  | -59478.94 | 397 | 0165 | Satellite Training System
D53601GD |  | -30855.27 | 397 | 0310 | TELEPHONE SYSTEM
D53601GD |  | -495323.25 | 397 | 0400 | MULTIPLEX SYSTEM
D53601GD |  | -12863.11 | 397 | 1000 | CONDUCTOR
D53601GD |  | -630303 | 397 | 9996 | UNCLASSIFIED FOR CONVERSION
D53601GD |  | -94236.36 | 397 | 9999 | UNCLASSIFIED
D53601GT | -1898243.15 |  |  |  | DOCKET NO.53601 AR15 RETIREMENT | Implementation of Docket No.53601 AR15 for General Plant. | PROFORMA
D53601GT |  | -1421932.22 | 391 | 0215 | COMPUTER EQUIPMENT
D53601GT |  | -2835.49 | 397 | 0010 | ANTENNA
D53601GT |  | -168775.34 | 397 | 0020 | COMMUNICATION TOWER
D53601GT |  | -211577.31 | 397 | 0025 | POWER SUPPLY
D53601GT |  | -7272.31 | 397 | 0035 | BROAD BAND COAXIAL CABLE EQUIPMENT
D53601GT |  | -2678.63 | 397 | 0160 | MOBILE RADIO EQUIPMENT
D53601GT |  | -1697.61 | 397 | 0170 | STATIONARY RADIO EQUIPMENT
D53601GT |  | -1032.06 | 397 | 0310 | TELEPHONE SYSTEM
D53601GT |  | -71115.13 | 397 | 0400 | MULTIPLEX SYSTEM
D53601GT |  | -8672.55 | 397 | 1000 | CONDUCTOR
D53601GT |  | -654.5 | 397 | 9999 | UNCLASSIFIED
IMS22RET | -44752040.15 |  |  |  | Various AMS Intangible Retirements for 2022 | Intangible Retirement for 2022 per review by technology | 2022-12-31
IMS22RET |  | -44752040.15 | 303 | 1000 | INTANGIBLE
IT2022RT | -21571448.48 |  |  |  | Various Intangible Retirements for 2022 | Intangible Retirement for 2022 per review by technology | 2022-12-31
IT2022RT |  | -21571448.48 | 303 | 1000 | INTANGIBLE
| -249922881.8584 | -249922881.8584 | 2022 DCRF Retirements for Projects > $100,000
| -75526417.05 | 2022 DCRF Retirements for Projects < $100,000
| -325449298.9084 | 2022 DCRF Retirements
| -104642636.5678 | Retirements for Six Months Ending June 30, 2023
| -149470516.5861 | Retirements for Six Months Ending December 31, 2023
| -127829411.4164 | Retirements for Six Months Ending June 30, 2024
| -707391863.4786 | Total DCRF Retirements for January 1, 2022 through June 30, 2024, Sch B-5, Col 3, Line 24