## TOC
CenterPoint Houston Investment Planning - Baseline and Mitigation Results
Guidehouse, February 2025
Disclaimer
Contents
| Color | Tab Group | Description
|  | Baseline Result Figures | Figures illustrating baseline CMI by top 10 investment IDs for circuits, substations, and by year for asset classes.
|  | Mitigation Inv-ID Rank | Data table ranking each investment ID applicable to each program included in the main prioritization model (distribution circuit resiliency, strategic undergrounding, and substation flood control). This table is used to identify the top targeted grid locations for each program. Rankings are based on lifetime reductions in CMI through mitigation action.
|  | Mitigation Program Rank | Data table ranking each program applicable to each investment ID. This table is used to identify the top propgram opportunity for each grid location. This table includes investments under each of the programs included in the main prioritization model (distribution circuit resiliency, strategic undergrounding, and substation flood control).
|  | Veg. Management | Data table ranking each circuit ID by vegetation management priority. Ranking results are based on circuit mileage with high vegetation encroachment, probability of wind speed above the the expected failure threshold for poles and overhead lines, and circuit criticality. The wind speed failure thresholds vary between 45 and 70 mph depending on the degree of vegetation encroachment. The lower bound failure threshold was estimated based on the Beaufort Wind Scale. All results reflect climate forecasts using SSP2-4.5 and a deployment year of 2026.
This deliverable was prepared by Guidehouse Inc. for the sole use and benefit of, and pursuant to a client relationship exclusively with CenterPoint Houston ("Client"). The work presented in this deliverable represents Guidehouse’s professional judgement based on the information available at the time this report was prepared. The information in this deliverable may not be relied upon by anyone other than Client. Accordingly, Guidehouse disclaims any contractual or other responsibility to others based on their access to or use of the deliverable.

## Top ID Summary (hidden)
For Top 5 Investment ID XXX,
Q1 | what risk categories are contributing and relative weights? (Table 1)
Q2 | for resiliency, is this wind and or flood? (Investment ID Viewer)
Q3 | is this largely value of lost load or asset replacement/repair costs? (Investment ID Viewer)
Q4 | what are the primary SACs involved? (Super Asset Class Viewer)
Q5 | are there red flag CBACs on this feeder (veg, poor, old, degraded)? (Model)
Q6 | is there a significant time component or relatively even over the 10 years? (Table 2)
Rank by Total Risk | ID | Primary Risk | Detailed Risk | Primary Risk Factor | Primary SAC at Risk | Q4 minor by risk | Q5 Poles Degraded | Q5 Veg | Q5 Old | Q5 Poor | Q6 | Chart | Total Sum of Annual Flood CMI | Total Sum of Annual Flood Value of Lost Load | Total Sum of Annual Flood Capital and O&M Cost | Total Sum of Annual Wind CMI | Total Sum of Annual Wind Value of Lost Load | Total Sum of Annual Wind Capital and O&M Cost | Total Sum of Annual Reliability CMI | Total Sum of Annual Reliability Value of Lost Load | Total Sum of Annual Reliability Capital and O&M Cost | Total Sum of Annual Capacity CMI | Total Sum of Annual Capacity Value of Lost Load | Total Sum of Annual Capacity Capital and O&M Cost
1 | 7359802 | Reliability | Flood | value of lost load | conductor_ug | Additional Summary Info for all Asset types | None | None | See Additional Summary tab | None | peaks in 2029 dropping from 55M to 9M. Every other year increases |  | 0 | 0 | 321.414 | 0 | 0 | 0 | 23511761.626 | 224887891.2 | 115905.6335 | 0 | 0 | 0
2 | 7359801 | Reliability | NA | value of lost load | conductor_ug | Additional Summary Info for all Asset types | None | None | See Additional Summary tab | None | peaks in 2029 dropping from 49M to 7M. Every other year increases |  | 0 | 0 | 0 | 0 | 0 | 0 | 23513289.7813 | 179203426.7078 | 117007.2422 | 0 | 0 | 0
3 | 7205402 | Resilience | Wind | value of lost load | conductor_oh | Additional Summary Info for all Asset types | 1.1% | 2.3% | See Additional Summary tab | None | Decreasing risk over time 13.5M - 11.5M |  | 0 | 0 | 0 | 98554563 | 125488319 | 30676.202 | 485682.5261 | 612525.1511 | 28371.3009 | 0 | 0 | 0
4 | 7359805 | Reliability | Flood | value of lost load | conductor_ug | Additional Summary Info for all Asset types | None | None | See Additional Summary tab | None | peaks in 2029 dropping from 29M to MM. Every other year increases |  | 83.5459 | 367.3476 | 407.541 | 0 | 0 | 0 | 23506530.5037 | 114695783.9949 | 117708.237 | 0 | 0 | 0
5 | 7107303 | Resilience | Flood | value of lost load | switch | Additional Summary Info for all Asset types | 0.5% | 2% | See Additional Summary tab | None | Constant risk value 9.5M |  | 13716974 | 98911960 | 3858.9898 | 0 | 0 | 0 | 436287.0546 | 484439.5117 | 14513.7065 | 0 | 0 | 0
6 | 7407402 | Resilience | Flood | value of lost load | switch | Additional Summary Info for all Asset types | 0.6% | 0.7% | See Additional Summary tab | None | Constant risk value 9M |  | 7465962.3 | 85206009.031 | 3005.4182 | 0 | 0 | 0 | 1811985.2319 | 5538317.885 | 54669.968 | 0 | 0 | 0
7 | 7106903 | Resilience | Flood | value of lost load | switch | Additional Summary Info for all Asset types | 1.1% | 2.8% | See Additional Summary tab | None | Constant risk value 8.5M |  | 8033633.69 | 81101381 | 575.6132 | 0 | 0 | 0 | 1340452.9571 | 4166422.0109 | 28838.4364 | 0 | 0 | 0
8 | hess street | Capacity | NA | Capacity | sub_transformer | Additional Summary Info for all Asset types | None | None | See Additional Summary tab | 75% | Increasing risk over time 6M - 10 M. 2030 has 10.5M |  | 0 | 0 | 0 | 0 | 0 | 0 | 6386449.7 | 6819721.3 | 468730.346 | 4765329.2 | 5088619.2 | 71448146
9 | 0022606 | Resilience | Flood | value of lost load | transformer | Additional Summary Info for all Asset types | 4% | 2.1% | See Additional Summary tab | None | Slight increase in risk over time 7.3M |  | 2514464.01 | 67656256.5 | 16653.9606 | 0 | 0 | 0 | 2757508.3018 | 5808132.011 | 54522.5814 | 0 | 0 | 0
10 | 7104006 | Resilience | Flood | value of lost load | transformer | Additional Summary Info for all Asset types | 6.3% | 1.8 | See Additional Summary tab | None | Slight increase in risk over time 7.3M |  | 9377321.88 | 71936458.3 | 19562.8373 | 0 | 0 | 0 | 1144038.723 | 1438604.702 | 40429.5352 | 0 | 0 | 0
Investment ID 7359802 is a statewide feeder located in the northeast region of AEP Ohio's service territory. Over the next 10 years it faces significant reliability risk due to aging underground cable. This feeder is forecasted to face minimal capacity and wind or flood risk during the 10-year timeframe. Asset replacement and maintenance costs contribute to risk, however, value of lost load to customers is primary driver of risk values. Proactive renewal of aging equipment may result in decreased customer outages and avoided capital and O&M costs. This feeder has not included CEMI during the 2019 to 2022 period and is therefore not eligible for the targeted reliability program.
Investment ID 7107303 is a statewide feeder located in the northeast region of AEP Ohio's service territory. Over the next 10 years it faces significant resilience risk from switch flooding. Switches have a flood replacement threshold of 2.5 feet and a failure threshold of 4 feet. Switch assets on this feeder are located in an area that is expected to face increased flooding due to XXX. This feeder contains a high count and diversity of distribution assets, however, due to prior renewal efforts, average asset ages are not close to expected lifetimes and therefore reliability risk is low. Targeted hardening of flood prone assets will result in reductions in expected replacements and customer outages. This feeder includes one CEMI during the 2019 to 2022 period experiencing 20 outages and is therefore eligible for the targeted reliability program with low expected impact.
The Hess Street station, located in downtown Columbus, is expected to face significant capacity risk over the next 10 years. Demand at this station is expected to grow by 7% by 2032 with transformer nameplate capacities suggesting that load growth can be served without substantial risk. However, due to the combination of transformer age, 64 years on average, and extreme heat exposure, asset risk is accumulating rapidly at this station. Station rehab projects renewing assets in response to heat and capacity event degradation diminish future costs of asset maintenance.

## Additional Summary Info (hidden)
SparkLines
Investment ID | Super Asset Class | Asset Count | Average Asset Age | Scenario | Investment ID | Investment Type | 2024 | 2025 | 2026 | 2027 | 2028 | 2029 | 2030 | 2031 | 2032 | 2033
22606 | conductor_oh | 4951 | 32.8437 | ssp245 | 7359802 | circuit | 16186490 | 19356120.6 | 23311280 | 28924301.6 | 36663963.1 | 55197865.9 | 8969287.57 | 10056679.7 | 11826589 | 14511541.3
22606 | conductor_ug | 310 | 18.2226 | ssp245 | 7359801 | circuit | 12899438 | 15425398.1 | 18577348.5 | 23050433.1 | 29218118.2 | 43987494.7 | 7149800.35 | 8016767.83 | 9427702.14 | 11567933.3
22606 | pole | 1590 | 37.0031 | ssp245 | 7205402 | circuit | 13777614.1 | 13643365.2 | 13327505.7 | 13017152 | 12712465.8 | 12412352 | 12118637.4 | 11917962 | 11717476.3 | 11515360.9
22606 | recloser | 9 | 3.4444 | ssp245 | 7359805 | circuit | 8260977.51 | 9878646.7 | 11897363.7 | 14762222.6 | 18713234.5 | 28174629.6 | 4572349.89 | 5126955.94 | 6029480.18 | 7398407.28
22606 | regulator | 2 | 4 | ssp245 | 7107303 | circuit | 9964462.43 | 9957094.16 | 9954872.09 | 9948824.86 | 9944030.98 | 9944085.09 | 9935568.09 | 9928722.13 | 9921829.2 | 9915285.36
22606 | switch | 6 | 9 | ssp245 | 7407402 | circuit | 9075439.82 | 9085041.11 | 9170997.45 | 9048539.97 | 9055335.37 | 9053073 | 9061665.44 | 9069671.62 | 9147560.79 | 9034678.2
22606 | transformer | 602 | 28.7359 | ssp245 | 7106903 | circuit | 8551466.87 | 8531981.19 | 8524740.34 | 8531584.19 | 8522857.07 | 8521573.03 | 8526063.14 | 8525687.18 | 8529080.34 | 8532182.3
7104006 | conductor_oh | 7606 | 37.965 | ssp245 | hess street | substation | 6678914.52 | 6869085.92 | 7126938.52 | 7393683.33 | 7779575.98 | 8574760.33 | 10836494.4 | 9420775.68 | 9524530.83 | 9620454.02
7104006 | conductor_ug | 208 | 17.6538 | ssp245 | 0022606 | circuit | 7320583.26 | 7315930.89 | 7324158.23 | 7334525.84 | 7347477.9 | 7352910.31 | 7365036.59 | 7376970.41 | 7401206.5 | 7396764.65
7104006 | pole | 1447 | 37.0815 | ssp245 | 7104006 | circuit | 7357231.49 | 7357275.98 | 7350144.33 | 7355747.8 | 7335965.38 | 7336057.93 | 7336432.85 | 7335365.62 | 7335058.52 | 7335774.73
7104006 | recloser | 6 | 3.5
7104006 | switch | 17 | 6.7647
7104006 | transformer | 341 | 25.8211
7106903 | conductor_oh | 2661 | 34.0443
7106903 | conductor_ug | 204 | 17.8284
7106903 | pole | 883 | 37.4156
7106903 | recloser | 3 | 6
7106903 | regulator | 3 | 0
7106903 | switch | 7 | 10.2857
7106903 | transformer | 310 | 26.0839
7107303 | conductor_oh | 2950 | 36.9759
7107303 | conductor_ug | 129 | 17.907
7107303 | pole | 616 | 38.6899
7107303 | recloser | 2 | 7.5
7107303 | switch | 6 | 10.1667
7107303 | transformer | 158 | 27.557
7205402 | conductor_oh | 5252 | 34.7913
7205402 | conductor_ug | 135 | 18.0222
7205402 | pole | 1180 | 38.6517
7205402 | recloser | 5 | 4.4
7205402 | switch | 7 | 9
7205402 | transformer | 318 | 25.6384
7359801 | conductor_oh | 44 | 31.0227
7359801 | conductor_ug | 3543 | 13.1629
7359801 | pole | 120 | 34.4917
7359801 | transformer | 15 | 23.6
7359802 | conductor_oh | 44 | 31.0227
7359802 | conductor_ug | 3540 | 13.1607
7359802 | transformer | 15 | 20.3333
7359805 | conductor_oh | 44 | 31.0227
7359805 | conductor_ug | 3547 | 13.1539
7359805 | transformer | 14 | 22.0714
7407402 | conductor_oh | 7023 | 34.7206
7407402 | conductor_ug | 316 | 17.2848
7407402 | pole | 3164 | 34.5917
7407402 | recloser | 10 | 4.8
7407402 | regulator | 12 | 6.25
7407402 | switch | 20 | 8.15
7407402 | transformer | 816 | 24.7598
hess street | sub_breaker | 21 | 17.619
hess street | sub_regulator | 37 | 12.973
hess street | sub_transformer | 8 | 63.75

## Baseline Result Figures
CenterPoint Houston Investment Planning - Baseline and Mitigation Results
Guidehouse, February 2025
Contents - Baseline Risk Summary
| Top 10 Investment IDs by CMI* | Total CMI by Asset Class
By All Investment IDs |  | Total by Asset Class
By Distribution Circuits
By Substations
Figures illustrating baseline CMI by top 10 investment IDs for circuits, substations, and by year for asset classes from wind and flood hazards.

## Mitigation Inv-ID Rank
CenterPoint Houston Investment Planning - Baseline and Mitigation Results
Guidehouse, February 2025
Contents - Investment IDs Ranked by Program
Table 1. Mitigation Program Results: Investment IDs Ranked per Program
Investment Type | Program | Investment ID | Investment ID Rank | Delta CMI (Baseline - Program) | Delta Wind CMI | Delta Flood CMI | Baseline Flood CMI | Baseline Wind CMI | Program Flood CMI | Program Wind CMI
Circuit | distribution_circuit_resiliency | AR45_lateral | 1 | 105233006.73 | 105233006.73 | 0 | 0 | 231142065.7901 | 0 | 125909058.94
Circuit | distribution_circuit_resiliency | AR45_main | 2 | 68026087.51 | 68026087.51 | 0 | 0 | 253694111.3239 | 0 | 185668023.6903
Circuit | distribution_circuit_resiliency | JCK01_main | 3 | 20054985.35 | 20054985.35 | 0 | 0 | 133841612.3899 | 0 | 113786626.8733
Circuit | distribution_circuit_resiliency | VCR43_main | 4 | 16707220 | 16707220 | 0 | 0 | 45139316.6545 | 0 | 28432096.5155
Circuit | distribution_circuit_resiliency | LJ03_main | 5 | 14723466 | 14723466 | 0 | 0 | 52332896.3237 | 0 | 37609430.1909
Circuit | distribution_circuit_resiliency | SCW01_main | 6 | 13482761.23 | 13482761.23 | 0 | 0 | 85415325.3378 | 0 | 71932563.9665
Circuit | distribution_circuit_resiliency | RZ02_main | 7 | 13087819.43 | 13087819.43 | 0 | 0 | 54033966.8013 | 0 | 40946147.2509
Circuit | distribution_circuit_resiliency | SA54_main | 8 | 12856421.5 | 12856421.5 | 0 | 0 | 89006588.625 | 0 | 76150166.9782
Circuit | distribution_circuit_resiliency | SIE44_main | 9 | 12767547.34 | 12767547.34 | 0 | 0 | 43680610.9111 | 0 | 30913063.4626
Circuit | distribution_circuit_resiliency | JCK01_lateral | 10 | 12476870.56 | 12476870.56 | 0 | 0 | 186077032.6035 | 0 | 173600161.9232
Circuit | distribution_circuit_resiliency | WF48_main | 11 | 12423852.49 | 12423852.49 | 0 | 0 | 60535545.1472 | 0 | 48111692.5472
Circuit | distribution_circuit_resiliency | VL07_main | 12 | 12290557.15 | 12290557.15 | 0 | 0 | 33395596.3316 | 0 | 21105039.0355
Circuit | distribution_circuit_resiliency | JCK02_main | 13 | 12268347.91 | 12268347.91 | 0 | 0 | 65091052.6279 | 0 | 52822704.5982
Circuit | distribution_circuit_resiliency | CA02_main | 14 | 12217809.06 | 12217809.06 | 0 | 0 | 40975789.7414 | 0 | 28757980.5464
Circuit | distribution_circuit_resiliency | PI42_main | 15 | 12107382.35 | 12107382.35 | 0 | 0 | 61774470.5124 | 0 | 49667088.0492
Circuit | distribution_circuit_resiliency | WBY02_main | 16 | 12043505.47 | 12043505.47 | 0 | 0 | 66230174.6118 | 0 | 54186669.0202
Circuit | distribution_circuit_resiliency | TWG44_main | 17 | 11747084.84 | 11747084.84 | 0 | 0 | 39097619.5922 | 0 | 27350534.6235
Circuit | distribution_circuit_resiliency | RZ02_lateral | 18 | 10607290.66 | 10607290.66 | 0 | 0 | 91209731.1543 | 0 | 80602440.388
Circuit | distribution_circuit_resiliency | BW05_main | 19 | 10530677.79 | 10530677.79 | 0 | 0 | 40438628.8915 | 0 | 29907950.9724
Circuit | distribution_circuit_resiliency | FP07_lateral | 20 | 10216601.21 | 10216601.21 | 0 | 0 | 78112530.2541 | 0 | 67895928.9012
Circuit | distribution_circuit_resiliency | BAR43_main | 21 | 10158960.08 | 10158960.08 | 0 | 0 | 40642140.4666 | 0 | 30483180.2825
Circuit | distribution_circuit_resiliency | VCR43_lateral | 22 | 10154511.35 | 10154511.35 | 0 | 0 | 42892256.0852 | 0 | 32737744.6081
Circuit | distribution_circuit_resiliency | LU43_main | 23 | 10152188 | 10152188 | 0 | 0 | 39854079.3092 | 0 | 29701891.188
Circuit | distribution_circuit_resiliency | PI44_lateral | 24 | 10063317.9 | 10063317.9 | 0 | 0 | 56378587.6993 | 0 | 46315269.6653
Circuit | distribution_circuit_resiliency | STL43_lateral | 25 | 10010249.83 | 10010249.83 | 0 | 0 | 58909403.7134 | 0 | 48899153.7449
Circuit | distribution_circuit_resiliency | FP07_main | 26 | 9914428.15 | 9914428.15 | 0 | 0 | 101188134.7022 | 0 | 91273706.4102
Circuit | distribution_circuit_resiliency | LJ08_main | 27 | 9833550.48 | 9833550.48 | 0 | 0 | 34935584.9298 | 0 | 25102034.3382
Circuit | distribution_circuit_resiliency | LJ05_main | 28 | 9546246.89 | 9546246.89 | 0 | 0 | 50461369.7025 | 0 | 40915122.6818
Circuit | distribution_circuit_resiliency | LJ07_lateral | 29 | 9514122.32 | 9514122.32 | 0 | 0 | 46685230.4594 | 0 | 37171108.0296
Circuit | distribution_circuit_resiliency | WBY02_lateral | 30 | 9470759.11 | 9470759.11 | 0 | 0 | 79917794.251 | 0 | 70447035.004
Circuit | distribution_circuit_resiliency | STL43_main | 31 | 9413070.36 | 9413070.36 | 0 | 0 | 35705462.5548 | 0 | 26292392.0556
Circuit | distribution_circuit_resiliency | AR47_lateral | 32 | 9385506.56 | 9385506.56 | 0 | 0 | 67298769.9613 | 0 | 57913263.2793
Circuit | distribution_circuit_resiliency | RZ01_lateral | 33 | 9346166.76 | 9346166.76 | 0 | 0 | 71863356.217 | 0 | 62517189.3248
Circuit | distribution_circuit_resiliency | KM03_main | 34 | 9215532.98 | 9215532.98 | 0 | 0 | 32155536.7905 | 0 | 22940003.6868
Circuit | distribution_circuit_resiliency | RE43_main | 35 | 9198489.09 | 9198489.09 | 0 | 0 | 20163629.73 | 0 | 10965140.5094
Circuit | distribution_circuit_resiliency | RA42_main | 36 | 8911225.18 | 8911225.18 | 0 | 0 | 26199906.5898 | 0 | 17288681.2859
Circuit | distribution_circuit_resiliency | JCK02_lateral | 37 | 8890175.12 | 8890175.12 | 0 | 0 | 68705036.5587 | 0 | 59814861.3283
Circuit | distribution_circuit_resiliency | LW46_main | 38 | 8859003.85 | 8859003.85 | 0 | 0 | 28332572.6712 | 0 | 19473568.7012
Circuit | distribution_circuit_resiliency | SCW01_lateral | 39 | 8829822.5 | 8829822.5 | 0 | 0 | 79139442.1188 | 0 | 70309619.4923
Circuit | distribution_circuit_resiliency | VCR44_main | 40 | 8632232.36 | 8632232.36 | 0 | 0 | 26174479.4261 | 0 | 17542246.9151
Circuit | distribution_circuit_resiliency | PI42_lateral | 41 | 8470522.76 | 8470522.76 | 0 | 0 | 79344941.2629 | 0 | 70874418.3744
Circuit | distribution_circuit_resiliency | STL42_main | 42 | 8370776.46 | 8370776.46 | 0 | 0 | 36579638.9368 | 0 | 28208862.3357
Circuit | distribution_circuit_resiliency | SO43_main | 43 | 8360133.41 | 8360133.41 | 0 | 0 | 30410723.6378 | 0 | 22050590.0808
Circuit | distribution_circuit_resiliency | STL42_lateral | 44 | 8134195.01 | 8134195.01 | 0 | 0 | 54916188.951 | 0 | 46781993.8309
Circuit | distribution_circuit_resiliency | LJ07_main | 45 | 8036717.63 | 8036717.63 | 0 | 0 | 34387981.2066 | 0 | 26351263.4502
Circuit | distribution_circuit_resiliency | LJ02_main | 46 | 7823991.46 | 7823991.46 | 0 | 0 | 30294815.006 | 0 | 22470823.4253
Circuit | distribution_circuit_resiliency | OB41_main | 47 | 7752205.04 | 7752205.04 | 0 | 0 | 22858849.2125 | 0 | 15106644.0363
Circuit | distribution_circuit_resiliency | AR47_main | 48 | 7723487.14 | 7723487.14 | 0 | 0 | 36718759.097 | 0 | 28995271.8184
Circuit | distribution_circuit_resiliency | BZ03_main | 49 | 7594522.58 | 7594522.58 | 0 | 0 | 31303151.4049 | 0 | 23708628.73
Circuit | distribution_circuit_resiliency | HL06_main | 50 | 7487960.85 | 7487960.85 | 0 | 0 | 34453980.9614 | 0 | 26966019.9639
Circuit | distribution_circuit_resiliency | RE43_lateral | 51 | 7359334.9 | 7359334.9 | 0 | 0 | 20603765.7631 | 0 | 13244430.7176
Circuit | distribution_circuit_resiliency | AR46_main | 52 | 7268277.4 | 7268277.4 | 0 | 0 | 39248291.9901 | 0 | 31980014.4513
Circuit | distribution_circuit_resiliency | FL44_main | 53 | 7100146.12 | 7100146.12 | 0 | 0 | 26461765.6102 | 0 | 19361619.3401
Circuit | distribution_circuit_resiliency | WI42_main | 54 | 7056990.06 | 7056990.06 | 0 | 0 | 21971839.5279 | 0 | 14914849.3239
Circuit | distribution_circuit_resiliency | PI44_main | 55 | 6991468.91 | 6991468.91 | 0 | 0 | 42230182.0515 | 0 | 35238713.0041
Circuit | distribution_circuit_resiliency | CD09_lateral | 56 | 6962647.33 | 6962647.33 | 0 | 0 | 78930504.9067 | 0 | 71967857.4344
Circuit | distribution_circuit_resiliency | TWG42_main | 57 | 6890052.12 | 6890052.12 | 0 | 0 | 28026186.0428 | 0 | 21136133.7966
Circuit | distribution_circuit_resiliency | VL04_main | 58 | 6862069.23 | 6862069.23 | 0 | 0 | 49337575.9008 | 0 | 42475506.5323
Circuit | distribution_circuit_resiliency | SA54_lateral | 59 | 6800454.67 | 6800454.67 | 0 | 0 | 60702552.0285 | 0 | 53902097.24
Circuit | distribution_circuit_resiliency | KI44_main | 60 | 6638118.5 | 6638118.5 | 0 | 0 | 21142751.2414 | 0 | 14504632.6202
Circuit | distribution_circuit_resiliency | WI42_lateral | 61 | 6636817.14 | 6636817.14 | 0 | 0 | 22028225.9013 | 0 | 15391408.6454
Circuit | distribution_circuit_resiliency | LJ06_main | 62 | 6539996.57 | 6539996.57 | 0 | 0 | 31356424.9031 | 0 | 24816428.2193
Circuit | distribution_circuit_resiliency | OB44_main | 63 | 6519673.95 | 6519673.95 | 0 | 0 | 17753536.2751 | 0 | 11233862.1902
Circuit | distribution_circuit_resiliency | LJ09_main | 64 | 6516631.97 | 6516631.97 | 0 | 0 | 26622739.2431 | 0 | 20106107.1629
Circuit | distribution_circuit_resiliency | OB47_main | 65 | 6449133.96 | 6449133.96 | 0 | 0 | 19130368.818 | 0 | 12681234.7104
Circuit | distribution_circuit_resiliency | VCR41_main | 66 | 6354595.1 | 6354595.1 | 0 | 0 | 21821887.1325 | 0 | 15467291.8901
Circuit | distribution_circuit_resiliency | LU44_main | 67 | 6317985.84 | 6317985.84 | 0 | 0 | 22473569.5898 | 0 | 16155583.6337
Circuit | distribution_circuit_resiliency | VL06_main | 68 | 6293551.13 | 6293551.13 | 0 | 0 | 21613857.0513 | 0 | 15320305.7874
Circuit | distribution_circuit_resiliency | SPW52_main | 69 | 6271632.78 | 6271632.78 | 0 | 0 | 24246565.5137 | 0 | 17974932.5828
Circuit | distribution_circuit_resiliency | OB45_main | 70 | 6254958.36 | 6254958.36 | 0 | 0 | 18173787.6607 | 0 | 11918829.1769
Circuit | distribution_circuit_resiliency | LM02_lateral | 71 | 6242931.52 | 6242931.52 | 0 | 0 | 35628488.0674 | 0 | 29385556.4042
Circuit | distribution_circuit_resiliency | JOR46_main | 72 | 6221965 | 6221965 | 0 | 0 | 39649086.9554 | 0 | 33427121.8111
Circuit | distribution_circuit_resiliency | VL01_lateral | 73 | 6219772.92 | 6219772.92 | 0 | 0 | 57762898.9101 | 0 | 51543125.8791
Circuit | distribution_circuit_resiliency | WZ41_main | 74 | 6201815.8 | 6201815.8 | 0 | 0 | 26722307.4614 | 0 | 20520491.5263
Circuit | distribution_circuit_resiliency | JCK03_main | 75 | 6167820.03 | 6167820.03 | 0 | 0 | 15102765.3089 | 0 | 8934945.1378
Circuit | distribution_circuit_resiliency | VL01_main | 76 | 6115970.02 | 6115970.02 | 0 | 0 | 26818408.4 | 0 | 20702438.2447
Circuit | distribution_circuit_resiliency | LAK45_main | 77 | 6045717.6 | 6045717.6 | 0 | 0 | 23248052.6439 | 0 | 17202334.9168
Circuit | distribution_circuit_resiliency | DA05_lateral | 78 | 5947398.66 | 5947398.66 | 0 | 0 | 49037779.642 | 0 | 43090380.877
Circuit | distribution_circuit_resiliency | RZ01_main | 79 | 5940348.67 | 5940348.67 | 0 | 0 | 32388221.8794 | 0 | 26447873.0966
Circuit | distribution_circuit_resiliency | TB49_main | 80 | 5851740.94 | 5851740.94 | 0 | 0 | 20230823.005 | 0 | 14379081.9659
Circuit | distribution_circuit_resiliency | PHR03_main | 81 | 5848298.22 | 5848298.22 | 0 | 0 | 15313484.5546 | 0 | 9465186.2124
Circuit | distribution_circuit_resiliency | LY48_main | 82 | 5836225.41 | 5836225.41 | 0 | 0 | 17252374.2399 | 0 | 11416148.7104
Circuit | distribution_circuit_resiliency | AM08_main | 83 | 5810026.91 | 5810026.91 | 0 | 0 | 17997183.9451 | 0 | 12187156.8946
Circuit | distribution_circuit_resiliency | THW44_main | 84 | 5794096.24 | 5794096.24 | 0 | 0 | 20567391.677 | 0 | 14773295.293
Circuit | distribution_circuit_resiliency | BZ08_lateral | 85 | 5714325.06 | 5714325.06 | 0 | 0 | 45411867.3734 | 0 | 39697542.1465
Circuit | distribution_circuit_resiliency | SO49_main | 86 | 5679325.87 | 5679325.87 | 0 | 0 | 20153700.4037 | 0 | 14474374.4003
Circuit | distribution_circuit_resiliency | AR42_main | 87 | 5608394.91 | 5608394.91 | 0 | 0 | 20230016.996 | 0 | 14621621.9486
Circuit | distribution_circuit_resiliency | LW46_lateral | 88 | 5592565.48 | 5592565.48 | 0 | 0 | 16721133.5184 | 0 | 11128567.9209
Circuit | distribution_circuit_resiliency | LIM47_main | 89 | 5575645.56 | 5575645.56 | 0 | 0 | 19012866.0241 | 0 | 13437220.3494
Circuit | distribution_circuit_resiliency | WF48_lateral | 90 | 5524260.32 | 5524260.32 | 0 | 0 | 36410497.9573 | 0 | 30886237.5021
Circuit | distribution_circuit_resiliency | LU45_main | 91 | 5450228.9 | 5450228.9 | 0 | 0 | 23876438.6203 | 0 | 18426209.5913
Circuit | distribution_circuit_resiliency | AL10_lateral | 92 | 5426035.52 | 5426035.52 | 0 | 0 | 66033372.7857 | 0 | 60607337.1288
Circuit | distribution_circuit_resiliency | LU44_lateral | 93 | 5420872.32 | 5420872.32 | 0 | 0 | 21578528.71 | 0 | 16157656.245
Circuit | distribution_circuit_resiliency | CD09_main | 94 | 5412273.15 | 5412273.15 | 0 | 0 | 43284173.5751 | 0 | 37871900.2702
Circuit | distribution_circuit_resiliency | SP12_main | 95 | 5411252.13 | 5411252.13 | 0 | 0 | 14971394.9945 | 0 | 9560142.7189
Circuit | distribution_circuit_resiliency | LJ02_lateral | 96 | 5340455.63 | 5340455.63 | 0 | 0 | 39951329.5519 | 0 | 34610873.7931
Circuit | distribution_circuit_resiliency | AT41_main | 97 | 5310046.56 | 5310046.56 | 0 | 0 | 29155716.1561 | 0 | 23845669.4874
Circuit | distribution_circuit_resiliency | LJ03_lateral | 98 | 5246523.26 | 5246523.26 | 0 | 0 | 55479152.9722 | 0 | 50232629.5789
Circuit | distribution_circuit_resiliency | WF49_main | 99 | 5217429.18 | 5217429.18 | 0 | 0 | 17697299.1646 | 0 | 12479869.8183
Circuit | distribution_circuit_resiliency | OB48_main | 100 | 5125668.28 | 5125668.28 | 0 | 0 | 18844303.1362 | 0 | 13718634.7266
Circuit | distribution_circuit_resiliency | SIE44_lateral | 101 | 5111669.54 | 5111669.54 | 0 | 0 | 35053596.5093 | 0 | 29941926.8495
Circuit | distribution_circuit_resiliency | WR10_lateral | 102 | 5101411.85 | 5101411.85 | 0 | 0 | 57312562.0135 | 0 | 52211150.0095
Circuit | distribution_circuit_resiliency | TE05_main | 103 | 5093622.11 | 5093622.11 | 0 | 0 | 24149406.9728 | 0 | 19055784.7119
Circuit | distribution_circuit_resiliency | WF42_main | 104 | 5065592.41 | 5065592.41 | 0 | 0 | 38065570.9036 | 0 | 32999978.3847
Circuit | distribution_circuit_resiliency | BZ05_main | 105 | 5048766.92 | 5048766.92 | 0 | 0 | 17626296.2581 | 0 | 12577529.2124
Circuit | distribution_circuit_resiliency | FRY49_main | 106 | 4985184.92 | 4985184.92 | 0 | 0 | 15525052.7425 | 0 | 10539867.6836
Circuit | distribution_circuit_resiliency | VCR44_lateral | 107 | 4959232.09 | 4959232.09 | 0 | 0 | 16001940.4412 | 0 | 11042708.2407
Circuit | distribution_circuit_resiliency | GL07_main | 108 | 4947884.98 | 4947884.98 | 0 | 0 | 26998628.9771 | 0 | 22050743.885
Circuit | distribution_circuit_resiliency | TB49_lateral | 109 | 4911264.61 | 4911264.61 | 0 | 0 | 21687116.3044 | 0 | 16775851.5624
Circuit | distribution_circuit_resiliency | DA05_main | 110 | 4897088.13 | 4897088.13 | 0 | 0 | 20615157.0774 | 0 | 15718068.8445
Circuit | distribution_circuit_resiliency | LIM46_main | 111 | 4886915.69 | 4886915.69 | 0 | 0 | 14088178.047 | 0 | 9201262.2257
Circuit | distribution_circuit_resiliency | OB41_lateral | 112 | 4833163.87 | 4833163.87 | 0 | 0 | 12089574.2399 | 0 | 7256410.2491
Circuit | distribution_circuit_resiliency | LM02_main | 113 | 4812019.18 | 4812019.18 | 0 | 0 | 30522658.6783 | 0 | 25710639.3711
Circuit | distribution_circuit_resiliency | AT42_lateral | 114 | 4778223.87 | 4778223.87 | 0 | 0 | 30423719.5559 | 0 | 25645495.5743
Circuit | distribution_circuit_resiliency | KL48_main | 115 | 4720863.34 | 4720863.34 | 0 | 0 | 16026942.9162 | 0 | 11306079.4446
Circuit | distribution_circuit_resiliency | AL10_main | 116 | 4693203.55 | 4693203.55 | 0 | 0 | 33602410.5675 | 0 | 28909206.8781
Circuit | distribution_circuit_resiliency | JOR44_main | 117 | 4662280.44 | 4662280.44 | 0 | 0 | 23092585.3587 | 0 | 18430304.7834
Circuit | distribution_circuit_resiliency | HOC09_main | 118 | 4657002.43 | 4657002.43 | 0 | 0 | 14992474.7728 | 0 | 10335472.2254
Circuit | distribution_circuit_resiliency | AR46_lateral | 119 | 4651363.2 | 4651363.2 | 0 | 0 | 45575027.39 | 0 | 40923664.0701
Circuit | distribution_circuit_resiliency | KDL46_main | 120 | 4642839.91 | 4642839.91 | 0 | 0 | 15321928.3147 | 0 | 10679088.2867
Circuit | distribution_circuit_resiliency | SPW49_main | 121 | 4641447.98 | 4641447.98 | 0 | 0 | 18717006.219 | 0 | 14075558.121
Circuit | distribution_circuit_resiliency | NEW03_main | 122 | 4630546.78 | 4630546.78 | 0 | 0 | 17155621.0245 | 0 | 12525074.1333
Circuit | distribution_circuit_resiliency | BZ08_main | 123 | 4623377.17 | 4623377.17 | 0 | 0 | 28192705.6126 | 0 | 23569328.3099
Circuit | distribution_circuit_resiliency | IM49_main | 124 | 4620965.97 | 4620965.97 | 0 | 0 | 15207818.7149 | 0 | 10586852.6395
Circuit | distribution_circuit_resiliency | TB46_lateral | 125 | 4614733.76 | 4614733.76 | 0 | 0 | 15719498.2896 | 0 | 11104764.4041
Circuit | distribution_circuit_resiliency | TWG41_main | 126 | 4609417.54 | 4609417.54 | 0 | 0 | 14161941.0307 | 0 | 9552523.323
Circuit | distribution_circuit_resiliency | OB44_lateral | 127 | 4603651.28 | 4603651.28 | 0 | 0 | 14021588.4039 | 0 | 9417936.9945
Circuit | distribution_circuit_resiliency | AL08_main | 128 | 4590055.46 | 4590055.46 | 0 | 0 | 29043124.7679 | 0 | 24453069.1967
Circuit | distribution_circuit_resiliency | STL46_lateral | 129 | 4564410.98 | 4564410.98 | 0 | 0 | 17314555.4739 | 0 | 12750144.3536
Circuit | distribution_circuit_resiliency | MDY03_main | 130 | 4489436.35 | 4489436.35 | 0 | 0 | 24132559.3338 | 0 | 19643122.8536
Circuit | distribution_circuit_resiliency | PW05_main | 131 | 4475481.49 | 4475481.49 | 0 | 0 | 21647405.7183 | 0 | 17171924.0936
Circuit | distribution_circuit_resiliency | DL41_main | 132 | 4458329.69 | 4458329.69 | 0 | 0 | 19177017.4498 | 0 | 14718687.6413
Circuit | distribution_circuit_resiliency | BW05_lateral | 133 | 4425807.51 | 4425807.51 | 0 | 0 | 36322706.4895 | 0 | 31896898.857
Circuit | distribution_circuit_resiliency | SPW52_lateral | 134 | 4378345.93 | 4378345.93 | 0 | 0 | 25451941.1427 | 0 | 21073595.0989
Circuit | distribution_circuit_resiliency | KT46_lateral | 135 | 4374783.45 | 4374783.45 | 0 | 0 | 17634705.6233 | 0 | 13259922.044
Circuit | distribution_circuit_resiliency | CG08_lateral | 136 | 4365097.93 | 4365097.93 | 0 | 0 | 28546659.2634 | 0 | 24181561.1958
Circuit | distribution_circuit_resiliency | STL41_main | 137 | 4317170.98 | 4317170.98 | 0 | 0 | 13663730.6089 | 0 | 9346559.5117
Circuit | distribution_circuit_resiliency | JOR46_lateral | 138 | 4276820.37 | 4276820.37 | 0 | 0 | 24447695.1679 | 0 | 20170874.6669
Circuit | distribution_circuit_resiliency | FT10_main | 139 | 4262122.69 | 4262122.69 | 0 | 0 | 20759984.604 | 0 | 16497861.7768
Circuit | distribution_circuit_resiliency | GZ45_main | 140 | 4254531.7 | 4254531.7 | 0 | 0 | 15825733.4461 | 0 | 11571201.631
Circuit | distribution_circuit_resiliency | SIE42_main | 141 | 4244454.99 | 4244454.99 | 0 | 0 | 13121908.6007 | 0 | 8877453.4775
Circuit | distribution_circuit_resiliency | WF42_lateral | 142 | 4230214.53 | 4230214.53 | 0 | 0 | 21734912.3741 | 0 | 17504697.7399
Circuit | distribution_circuit_resiliency | WF49_lateral | 143 | 4220243.32 | 4220243.32 | 0 | 0 | 8539354.3197 | 0 | 4319110.8437
Circuit | distribution_circuit_resiliency | HL06_lateral | 144 | 4217735.56 | 4217735.56 | 0 | 0 | 42974099.9443 | 0 | 38756364.2712
Circuit | distribution_circuit_resiliency | THW44_lateral | 145 | 4198756.95 | 4198756.95 | 0 | 0 | 11078571.5953 | 0 | 6879814.4904
Circuit | distribution_circuit_resiliency | WR10_main | 146 | 4188525.37 | 4188525.37 | 0 | 0 | 27488638.4178 | 0 | 23300112.9229
Circuit | distribution_circuit_resiliency | LAK45_lateral | 147 | 4184668.29 | 4184668.29 | 0 | 0 | 12067217.5113 | 0 | 7882549.0915
Circuit | distribution_circuit_resiliency | WF05_main | 148 | 4174953.43 | 4174953.43 | 0 | 0 | 19475950.2974 | 0 | 15300996.728
Circuit | distribution_circuit_resiliency | NV01_main | 149 | 4147335.27 | 4147335.27 | 0 | 0 | 24812419.1246 | 0 | 20665083.7303
Circuit | distribution_circuit_resiliency | LAK43_main | 150 | 4136560.14 | 4136560.14 | 0 | 0 | 17487733.5731 | 0 | 13351173.3026
Circuit | distribution_circuit_resiliency | THW46_main | 151 | 4131968.46 | 4131968.46 | 0 | 0 | 22758537.1827 | 0 | 18626568.5808
Circuit | distribution_circuit_resiliency | RA42_lateral | 152 | 4111987.06 | 4111987.06 | 0 | 0 | 19308746.6583 | 0 | 15196759.4726
Circuit | distribution_circuit_resiliency | SO42_main | 153 | 4111182.86 | 4111182.86 | 0 | 0 | 13408857.1756 | 0 | 9297674.1867
Circuit | distribution_circuit_resiliency | DA04_main | 154 | 4100847.07 | 4100847.07 | 0 | 0 | 17908535.7525 | 0 | 13807688.5683
Circuit | distribution_circuit_resiliency | BZ09_main | 155 | 4094054.28 | 4094054.28 | 0 | 0 | 30192035.8836 | 0 | 26097981.4661
Circuit | distribution_circuit_resiliency | BAR46_main | 156 | 4092546.07 | 4092546.07 | 0 | 0 | 17266099.0796 | 0 | 13173552.8719
Circuit | distribution_circuit_resiliency | FR43_main | 157 | 4071544.05 | 4071544.05 | 0 | 0 | 19925926.5111 | 0 | 15854382.3488
Circuit | distribution_circuit_resiliency | NV01_lateral | 158 | 4051771.07 | 4051771.07 | 0 | 0 | 33809343.7235 | 0 | 29757572.4931
Circuit | distribution_circuit_resiliency | BAR43_lateral | 159 | 4050208.33 | 4050208.33 | 0 | 0 | 24344313.0645 | 0 | 20294104.5903
Circuit | distribution_circuit_resiliency | FL43_main | 160 | 4045875.01 | 4045875.01 | 0 | 0 | 13369941.3788 | 0 | 9324066.2601
Circuit | distribution_circuit_resiliency | SP09_main | 161 | 4010790.5 | 4010790.5 | 0 | 0 | 12776018.0827 | 0 | 8765227.4673
Circuit | distribution_circuit_resiliency | STL46_main | 162 | 4000430.26 | 4000430.26 | 0 | 0 | 14702259.4662 | 0 | 10701829.0926
Circuit | distribution_circuit_resiliency | LJ06_lateral | 163 | 3997309.91 | 3997309.91 | 0 | 0 | 18243750.3212 | 0 | 14246440.2711
Circuit | distribution_circuit_resiliency | CG08_main | 164 | 3981160.64 | 3981160.64 | 0 | 0 | 27025901.6647 | 0 | 23044740.8943
Circuit | distribution_circuit_resiliency | AR44_main | 165 | 3918214.49 | 3918214.49 | 0 | 0 | 12721732.925 | 0 | 8803518.3111
Circuit | distribution_circuit_resiliency | BT07_lateral | 166 | 3909049.06 | 3909049.06 | 0 | 0 | 18869243.0282 | 0 | 14960193.8276
Circuit | distribution_circuit_resiliency | FR44_main | 167 | 3888263.18 | 3888263.18 | 0 | 0 | 19302210.2163 | 0 | 15413946.9128
Circuit | distribution_circuit_resiliency | KT42_main | 168 | 3884630.67 | 3884630.67 | 0 | 0 | 12782304.9238 | 0 | 8897674.1299
Circuit | distribution_circuit_resiliency | GW02_main | 169 | 3877317.17 | 3877317.17 | 0 | 0 | 19096704.334 | 0 | 15219387.0592
Circuit | distribution_circuit_resiliency | BZ06_lateral | 170 | 3854890.94 | 3854890.94 | 0 | 0 | 114319306.0679 | 0 | 110464414.9872
Circuit | distribution_circuit_resiliency | SE43_lateral | 171 | 3835109.78 | 3835109.78 | 0 | 0 | 11788243.5104 | 0 | 7953133.6098
Circuit | distribution_circuit_resiliency | SIE46_main | 172 | 3830543.16 | 3830543.16 | 0 | 0 | 13164762.3991 | 0 | 9334219.0995
Circuit | distribution_circuit_resiliency | FR43_lateral | 173 | 3829473.2 | 3829473.2 | 0 | 0 | 13172063.3449 | 0 | 9342590.0073
Circuit | distribution_circuit_resiliency | GA04_main | 174 | 3810922.8 | 3810922.8 | 0 | 0 | 30160947.8839 | 0 | 26350024.9595
Circuit | distribution_circuit_resiliency | TRN45_main | 175 | 3804160.55 | 3804160.55 | 0 | 0 | 16834519.9986 | 0 | 13030359.2944
Circuit | distribution_circuit_resiliency | FL45_main | 176 | 3799500.74 | 3799500.74 | 0 | 0 | 10310994.4064 | 0 | 6511493.5528
Circuit | distribution_circuit_resiliency | BAR44_main | 177 | 3791764.67 | 3791764.67 | 0 | 0 | 14441197.8633 | 0 | 10649433.05
Circuit | distribution_circuit_resiliency | HB46_main | 178 | 3790196.81 | 3790196.81 | 0 | 0 | 11557394.056 | 0 | 7767197.1034
Circuit | distribution_circuit_resiliency | PI43_main | 179 | 3786461.74 | 3786461.74 | 0 | 0 | 17768477.7889 | 0 | 13982015.9242
Circuit | distribution_circuit_resiliency | KG45_main | 180 | 3744418.22 | 3744418.22 | 0 | 0 | 13918804.1566 | 0 | 10174385.8026
Circuit | distribution_circuit_resiliency | THW41_main | 181 | 3742219.11 | 3742219.11 | 0 | 0 | 14641892.7527 | 0 | 10899673.5351
Circuit | distribution_circuit_resiliency | BAR41_main | 182 | 3724377.73 | 3724377.73 | 0 | 0 | 17408775.3969 | 0 | 13684397.5549
Circuit | distribution_circuit_resiliency | CA08_main | 183 | 3716964.58 | 3716964.58 | 0 | 0 | 15808494.9316 | 0 | 12091530.2344
Circuit | distribution_circuit_resiliency | SO43_lateral | 184 | 3700506.6 | 3700506.6 | 0 | 0 | 15107102.6956 | 0 | 11406595.9295
Circuit | distribution_circuit_resiliency | SO48_main | 185 | 3693100.64 | 3693100.64 | 0 | 0 | 11660164.5973 | 0 | 7967063.8256
Circuit | distribution_circuit_resiliency | PI43_lateral | 186 | 3682385.18 | 3682385.18 | 0 | 0 | 34613586.6471 | 0 | 30931201.3266
Circuit | distribution_circuit_resiliency | SP12_lateral | 187 | 3655621.78 | 3655621.78 | 0 | 0 | 6267175.063 | 0 | 2611553.1436
Circuit | distribution_circuit_resiliency | STW02_main | 188 | 3646535.32 | 3646535.32 | 0 | 0 | 20897836.5989 | 0 | 17251301.1695
Circuit | distribution_circuit_resiliency | WF05_lateral | 189 | 3605815.73 | 3605815.73 | 0 | 0 | 20843931.2972 | 0 | 17238115.4477
Circuit | distribution_circuit_resiliency | LU41_main | 190 | 3603208.31 | 3603208.31 | 0 | 0 | 16063155.8655 | 0 | 12459947.4403
Circuit | distribution_circuit_resiliency | WR15_main | 191 | 3602673.38 | 3602673.38 | 0 | 0 | 12614837.9365 | 0 | 9012164.4383
Circuit | distribution_circuit_resiliency | NEW03_lateral | 192 | 3601181.99 | 3601181.99 | 0 | 0 | 21501294.5292 | 0 | 17900112.4095
Circuit | distribution_circuit_resiliency | UW07_lateral | 193 | 3589916.79 | 3589916.79 | 0 | 0 | 14610466.7122 | 0 | 11020549.7915
Circuit | distribution_circuit_resiliency | THW46_lateral | 194 | 3578788.49 | 3578788.49 | 0 | 0 | 14788455.3705 | 0 | 11209666.7716
Circuit | distribution_circuit_resiliency | IR05_main | 195 | 3575286.24 | 3575286.24 | 0 | 0 | 11298562.2401 | 0 | 7723275.8653
Circuit | distribution_circuit_resiliency | OB45_lateral | 196 | 3567547.61 | 3567547.61 | 0 | 0 | 8864507.5796 | 0 | 5296959.8469
Circuit | distribution_circuit_resiliency | HL08_lateral | 197 | 3560338.66 | 3560338.66 | 0 | 0 | 23308148.3017 | 0 | 19747809.5081
Circuit | distribution_circuit_resiliency | BC08_main | 198 | 3560089.4 | 3560089.4 | 0 | 0 | 13561887.379 | 0 | 10001797.8439
Circuit | distribution_circuit_resiliency | UW04_lateral | 199 | 3552612.44 | 3552612.44 | 0 | 0 | 10506760.9504 | 0 | 6954148.3789
Circuit | distribution_circuit_resiliency | TWG46_main | 200 | 3549944.21 | 3549944.21 | 0 | 0 | 7434044.9583 | 0 | 3884100.6325
Circuit | distribution_circuit_resiliency | MP03_main | 201 | 3517479.04 | 3517479.04 | 0 | 0 | 17541119.1336 | 0 | 14023639.9869
Circuit | distribution_circuit_resiliency | TB47_main | 202 | 3512595.12 | 3512595.12 | 0 | 0 | 12331541.3645 | 0 | 8818946.1215
Circuit | distribution_circuit_resiliency | TB46_main | 203 | 3507909.9 | 3507909.9 | 0 | 0 | 13719688.0003 | 0 | 10211777.9846
Circuit | distribution_circuit_resiliency | PHR04_lateral | 204 | 3500211.42 | 3500211.42 | 0 | 0 | 27310583.0775 | 0 | 23810371.5208
Circuit | distribution_circuit_resiliency | RA45_main | 205 | 3477991.62 | 3477991.62 | 0 | 0 | 3477991.721 | 0 | 0
Circuit | distribution_circuit_resiliency | KI44_lateral | 206 | 3459637.46 | 3459637.46 | 0 | 0 | 16226031.0404 | 0 | 12766393.4918
Circuit | distribution_circuit_resiliency | UW07_main | 207 | 3449176.5 | 3449176.5 | 0 | 0 | 13439594.6535 | 0 | 9990418.0239
Circuit | distribution_circuit_resiliency | KW42_main | 208 | 3436179.75 | 3436179.75 | 0 | 0 | 13178169.5065 | 0 | 9741989.6097
Circuit | distribution_circuit_resiliency | RT01_lateral | 209 | 3432692.4 | 3432692.4 | 0 | 0 | 17486308.9645 | 0 | 14053616.4385
Circuit | distribution_circuit_resiliency | FUL42_main | 210 | 3412976.48 | 3412976.48 | 0 | 0 | 9656696.3778 | 0 | 6243719.7655
Circuit | distribution_circuit_resiliency | KW41_main | 211 | 3403461.91 | 3403461.91 | 0 | 0 | 12810279.1631 | 0 | 9406817.1343
Circuit | distribution_circuit_resiliency | AE06_main | 212 | 3397016.42 | 3397016.42 | 0 | 0 | 16205737.3374 | 0 | 12808720.7948
Circuit | distribution_circuit_resiliency | PZ46_main | 213 | 3377828.25 | 3377828.25 | 0 | 0 | 12708070.5335 | 0 | 9330242.1352
Circuit | distribution_circuit_resiliency | CE12_main | 214 | 3362787.28 | 3362787.28 | 0 | 0 | 12650625.3193 | 0 | 9287837.8934
Circuit | distribution_circuit_resiliency | LJ09_lateral | 215 | 3354041.71 | 3354041.71 | 0 | 0 | 29181909.7736 | 0 | 25827867.9441
Circuit | distribution_circuit_resiliency | JN01_lateral | 216 | 3345880.71 | 3345880.71 | 0 | 0 | 16339843.9826 | 0 | 12993963.1435
Circuit | distribution_circuit_resiliency | CRB45_main | 217 | 3339653.72 | 3339653.72 | 0 | 0 | 10748819.6771 | 0 | 7409165.8137
Circuit | distribution_circuit_resiliency | STW05_main | 218 | 3334935.08 | 3334935.08 | 0 | 0 | 7839500.6339 | 0 | 4504565.4445
Circuit | distribution_circuit_resiliency | KT46_main | 219 | 3331392.77 | 3331392.77 | 0 | 0 | 11280170.2749 | 0 | 7948777.3401
Circuit | distribution_circuit_resiliency | WLO44_main | 220 | 3320777.85 | 3320777.85 | 0 | 0 | 11592386.6571 | 0 | 8271608.6908
Circuit | distribution_circuit_resiliency | VL02_main | 221 | 3312605.57 | 3312605.57 | 0 | 0 | 14628885.7017 | 0 | 11316279.9982
Circuit | distribution_circuit_resiliency | LAK42_main | 222 | 3301039.05 | 3301039.05 | 0 | 0 | 11858853.6908 | 0 | 8557814.5058
Circuit | distribution_circuit_resiliency | WBY03_lateral | 223 | 3298622.67 | 3298622.67 | 0 | 0 | 21553649.1025 | 0 | 18255026.3019
Circuit | distribution_circuit_resiliency | WBY03_main | 224 | 3290640.43 | 3290640.43 | 0 | 0 | 18001115.7393 | 0 | 14710475.1651
Circuit | distribution_circuit_resiliency | SE42_main | 225 | 3279265.4 | 3279265.4 | 0 | 0 | 15279288.5926 | 0 | 12000023.0751
Circuit | distribution_circuit_resiliency | LC01_lateral | 226 | 3271022.44 | 3271022.44 | 0 | 0 | 21962359.9303 | 0 | 18691337.3811
Circuit | distribution_circuit_resiliency | JN01_main | 227 | 3270339.51 | 3270339.51 | 0 | 0 | 13189282.1722 | 0 | 9918942.5523
Circuit | distribution_circuit_resiliency | TB42_main | 228 | 3266828.83 | 3266828.83 | 0 | 0 | 11693444.8098 | 0 | 8426615.8549
Circuit | distribution_circuit_resiliency | CD06_main | 229 | 3265986 | 3265986 | 0 | 0 | 16806204.8396 | 0 | 13540218.7029
Circuit | distribution_circuit_resiliency | GW02_lateral | 230 | 3253987.63 | 3253987.63 | 0 | 0 | 18249370.1337 | 0 | 14995382.3503
Circuit | distribution_circuit_resiliency | SIE45_main | 231 | 3252851.43 | 3252851.43 | 0 | 0 | 9683760.2849 | 0 | 6430908.7139
Circuit | distribution_circuit_resiliency | HB50_main | 232 | 3240408.41 | 3240408.41 | 0 | 0 | 11397468.4804 | 0 | 8157059.944
Circuit | distribution_circuit_resiliency | LU41_lateral | 233 | 3237483.56 | 3237483.56 | 0 | 0 | 19383261.9711 | 0 | 16145778.2836
Circuit | distribution_circuit_resiliency | PI46_main | 234 | 3232235.08 | 3232235.08 | 0 | 0 | 14428301.2962 | 0 | 11196066.0645
Circuit | distribution_circuit_resiliency | BT07_main | 235 | 3225492.85 | 3225492.85 | 0 | 0 | 18566320.4175 | 0 | 15340827.4418
Circuit | distribution_circuit_resiliency | KDL45_main | 236 | 3201119.03 | 3201119.03 | 0 | 0 | 12671237.9575 | 0 | 9470118.7748
Circuit | distribution_circuit_resiliency | WLO44_lateral | 237 | 3195242.41 | 3195242.41 | 0 | 0 | 7250299.8175 | 0 | 4055057.3047
Circuit | distribution_circuit_resiliency | RO07_main | 238 | 3193939.95 | 3193939.95 | 0 | 0 | 7993822.4075 | 0 | 4799882.3224
Circuit | distribution_circuit_resiliency | MAR41_main | 239 | 3178037.3 | 3178037.3 | 0 | 0 | 11121749.3206 | 0 | 7943711.9001
Circuit | distribution_circuit_resiliency | GAR02_main | 240 | 3168925.83 | 3168925.83 | 0 | 0 | 14298742.7552 | 0 | 11129816.7947
Circuit | distribution_circuit_resiliency | AL07_lateral | 241 | 3158877.5 | 3158877.5 | 0 | 0 | 20120054.2127 | 0 | 16961176.5821
Circuit | distribution_circuit_resiliency | KM02_main | 242 | 3158334.73 | 3158334.73 | 0 | 0 | 16176158.9391 | 0 | 13017824.0507
Circuit | distribution_circuit_resiliency | GZ43_main | 243 | 3153516.87 | 3153516.87 | 0 | 0 | 10273114.4598 | 0 | 7119597.4529
Circuit | distribution_circuit_resiliency | RA46_main | 244 | 3152261.84 | 3152261.84 | 0 | 0 | 11923306.9389 | 0 | 8771044.9902
Circuit | distribution_circuit_resiliency | DA06_main | 245 | 3152212.31 | 3152212.31 | 0 | 0 | 17133486.7413 | 0 | 13981274.2978
Circuit | distribution_circuit_resiliency | TWG42_lateral | 246 | 3144382.13 | 3144382.13 | 0 | 0 | 15682341.261 | 0 | 12537959.0012
Circuit | distribution_circuit_resiliency | TM04_main | 247 | 3124907.52 | 3124907.52 | 0 | 0 | 13491642.8788 | 0 | 10366735.2401
Circuit | distribution_circuit_resiliency | TB43_main | 248 | 3107577.74 | 3107577.74 | 0 | 0 | 10823680.7707 | 0 | 7716102.8982
Circuit | distribution_circuit_resiliency | MY07_lateral | 249 | 3100786.8 | 3100786.8 | 0 | 0 | 8120710.2315 | 0 | 5019923.297
Circuit | distribution_circuit_resiliency | WOR46_main | 250 | 3098682.43 | 3098682.43 | 0 | 0 | 11407289.2231 | 0 | 8308606.6628
Circuit | distribution_circuit_resiliency | TE03_main | 251 | 3095939.14 | 3095939.14 | 0 | 0 | 10749143.2033 | 0 | 7653203.9251
Circuit | distribution_circuit_resiliency | FZ41_main | 252 | 3088125.63 | 3088125.63 | 0 | 0 | 11269480.4803 | 0 | 8181354.7247
Circuit | distribution_circuit_resiliency | FL49_main | 253 | 3083260 | 3083260 | 0 | 0 | 11153466.5922 | 0 | 8070206.4605
Circuit | distribution_circuit_resiliency | MB09_main | 254 | 3070083 | 3070083 | 0 | 0 | 10401354.7173 | 0 | 7331271.6004
Circuit | distribution_circuit_resiliency | PW05_lateral | 255 | 3066624.53 | 3066624.53 | 0 | 0 | 17835636.4899 | 0 | 14769011.8467
Circuit | distribution_circuit_resiliency | FUL42_lateral | 256 | 3065474.54 | 3065474.54 | 0 | 0 | 5931295.4886 | 0 | 2865820.8028
Circuit | distribution_circuit_resiliency | VCR42_main | 257 | 3062686.49 | 3062686.49 | 0 | 0 | 12442391.9141 | 0 | 9379705.3012
Circuit | distribution_circuit_resiliency | MAR50_main | 258 | 3048081.21 | 3048081.21 | 0 | 0 | 11329535.5617 | 0 | 8281454.226
Circuit | distribution_circuit_resiliency | KT48_main | 259 | 3044291.63 | 3044291.63 | 0 | 0 | 10182366.8922 | 0 | 7138075.1335
Circuit | distribution_circuit_resiliency | STW03_main | 260 | 3042934.31 | 3042934.31 | 0 | 0 | 13346359.4466 | 0 | 10303424.997
Circuit | distribution_circuit_resiliency | SPW44_main | 261 | 3040342.4 | 3040342.4 | 0 | 0 | 12426378.0478 | 0 | 9386035.5212
Circuit | distribution_circuit_resiliency | LV02_main | 262 | 3026511.85 | 3026511.85 | 0 | 0 | 14003323.4869 | 0 | 10976811.4903
Circuit | distribution_circuit_resiliency | UW04_main | 263 | 3009428.3 | 3009428.3 | 0 | 0 | 12126704.4167 | 0 | 9117276.0195
Circuit | distribution_circuit_resiliency | PI41_lateral | 264 | 3009301.41 | 3009301.41 | 0 | 0 | 20555549.8435 | 0 | 17546248.2917
Circuit | distribution_circuit_resiliency | JOR44_lateral | 265 | 2997731.44 | 2997731.44 | 0 | 0 | 12646627.525 | 0 | 9648895.9949
Circuit | distribution_circuit_resiliency | SO41_main | 266 | 2991998.3 | 2991998.3 | 0 | 0 | 9947811.4052 | 0 | 6955812.978
Circuit | distribution_circuit_resiliency | STL41_lateral | 267 | 2989259.46 | 2989259.46 | 0 | 0 | 16364244.3833 | 0 | 13374984.8068
Circuit | distribution_circuit_resiliency | AL07_main | 268 | 2987962.97 | 2987962.97 | 0 | 0 | 15374832.8263 | 0 | 12386869.74
Circuit | distribution_circuit_resiliency | GL09_lateral | 269 | 2976068.54 | 2976068.54 | 0 | 0 | 39525010.51 | 0 | 36548941.8601
Circuit | distribution_circuit_resiliency | HM02_lateral | 270 | 2975381.55 | 2975381.55 | 0 | 0 | 20321933.6451 | 0 | 17346551.9376
Circuit | distribution_circuit_resiliency | FRY49_lateral | 271 | 2974724.29 | 2974724.29 | 0 | 0 | 9029588.2105 | 0 | 6054863.7805
Circuit | distribution_circuit_resiliency | VL02_lateral | 272 | 2965390.95 | 2965390.95 | 0 | 0 | 19424620.8378 | 0 | 16459229.7416
Circuit | distribution_circuit_resiliency | OA05_main | 273 | 2964302.2 | 2964302.2 | 0 | 0 | 17086490.3816 | 0 | 14122188.0541
Circuit | distribution_circuit_resiliency | KM02_lateral | 274 | 2951948.33 | 2951948.33 | 0 | 0 | 14288984.6663 | 0 | 11337036.2261
Circuit | distribution_circuit_resiliency | OB47_lateral | 275 | 2945628.73 | 2945628.73 | 0 | 0 | 8656242.3541 | 0 | 5710613.4814
Circuit | distribution_circuit_resiliency | KT50_main | 276 | 2916512.27 | 2916512.27 | 0 | 0 | 10654307.7915 | 0 | 7737795.3999
Circuit | distribution_circuit_resiliency | GL05_main | 277 | 2908663.14 | 2908663.14 | 0 | 0 | 23866437.3298 | 0 | 20957774.0531
Circuit | distribution_circuit_resiliency | OB43_main | 278 | 2901827.64 | 2901827.64 | 0 | 0 | 8917483.71 | 0 | 6015655.9435
Circuit | distribution_circuit_resiliency | JN06_main | 279 | 2896877.84 | 2896877.84 | 0 | 0 | 9366227.2827 | 0 | 6469349.3096
Circuit | distribution_circuit_resiliency | FW06_main | 280 | 2870862.82 | 2870862.82 | 0 | 0 | 8411117.0316 | 0 | 5540254.0554
Circuit | distribution_circuit_resiliency | WO12_lateral | 281 | 2861245.5 | 2861245.5 | 0 | 0 | 14524807.6821 | 0 | 11663562.0767
Circuit | distribution_circuit_resiliency | FL44_lateral | 282 | 2861109.42 | 2861109.42 | 0 | 0 | 9999011.2116 | 0 | 7137901.6539
Circuit | distribution_circuit_resiliency | BV42_main | 283 | 2855470.58 | 2855470.58 | 0 | 0 | 10082347.9887 | 0 | 7226877.2719
Circuit | distribution_circuit_resiliency | BAR42_main | 284 | 2850599.77 | 2850599.77 | 0 | 0 | 10704622.4896 | 0 | 7854022.5958
Circuit | distribution_circuit_resiliency | MB05_main | 285 | 2849791.35 | 2849791.35 | 0 | 0 | 9169148.8585 | 0 | 6319357.372
Circuit | distribution_circuit_resiliency | CC03_lateral | 286 | 2840784.68 | 2840784.68 | 0 | 0 | 14159835.1342 | 0 | 11319050.3099
Circuit | distribution_circuit_resiliency | PG01_main | 287 | 2836554.57 | 2836554.57 | 0 | 0 | 2836554.6988 | 0 | 0
Circuit | distribution_circuit_resiliency | BY09_lateral | 288 | 2826025.69 | 2826025.69 | 0 | 0 | 10175463.8841 | 0 | 7349438.0556
Circuit | distribution_circuit_resiliency | HX02_main | 289 | 2811440.38 | 2811440.38 | 0 | 0 | 13001163.293 | 0 | 10189722.7694
Circuit | distribution_circuit_resiliency | KDL42_main | 290 | 2810483.11 | 2810483.11 | 0 | 0 | 11239606.8482 | 0 | 8429123.5949
Circuit | distribution_circuit_resiliency | AM08_lateral | 291 | 2804033.55 | 2804033.55 | 0 | 0 | 27151343.5166 | 0 | 24347309.8401
Circuit | distribution_circuit_resiliency | GA04_lateral | 292 | 2773363.33 | 2773363.33 | 0 | 0 | 31698789.7276 | 0 | 28925426.2536
Circuit | distribution_circuit_resiliency | GE50_main | 293 | 2772744.1 | 2772744.1 | 0 | 0 | 9340714.1004 | 0 | 6567969.8754
Circuit | distribution_circuit_resiliency | AL08_lateral | 294 | 2753938.13 | 2753938.13 | 0 | 0 | 35908029.7768 | 0 | 33154091.5065
Circuit | distribution_circuit_resiliency | DA06_lateral | 295 | 2742343.73 | 2742343.73 | 0 | 0 | 21946815.1498 | 0 | 19204471.2909
Circuit | distribution_circuit_resiliency | AR42_lateral | 296 | 2738852.65 | 2738852.65 | 0 | 0 | 16574405.4658 | 0 | 13835552.7019
Circuit | distribution_circuit_resiliency | AE06_lateral | 297 | 2733304.74 | 2733304.74 | 0 | 0 | 30772929.405 | 0 | 28039624.5178
Circuit | distribution_circuit_resiliency | PW02_main | 298 | 2731146.29 | 2731146.29 | 0 | 0 | 8824358.8671 | 0 | 6093212.4393
Circuit | distribution_circuit_resiliency | KT44_main | 299 | 2729671.03 | 2729671.03 | 0 | 0 | 9017714.2829 | 0 | 6288043.1326
Circuit | distribution_circuit_resiliency | DH06_main | 300 | 2717007.64 | 2717007.64 | 0 | 0 | 9581906.2535 | 0 | 6864898.4495
Circuit | distribution_circuit_resiliency | CG05_main | 301 | 2715661.99 | 2715661.99 | 0 | 0 | 13719696.8467 | 0 | 11004034.7406
Circuit | distribution_circuit_resiliency | PHR01_main | 302 | 2707776.07 | 2707776.07 | 0 | 0 | 11246516.9754 | 0 | 8538740.7936
Circuit | distribution_circuit_resiliency | MC02_main | 303 | 2706384.93 | 2706384.93 | 0 | 0 | 11572372.9692 | 0 | 8865987.9018
Circuit | distribution_circuit_resiliency | SH02_main | 304 | 2703966.05 | 2703966.05 | 0 | 0 | 14443020.2061 | 0 | 11739054.0451
Circuit | distribution_circuit_resiliency | THW42_main | 305 | 2677113.08 | 2677113.08 | 0 | 0 | 9400530.4131 | 0 | 6723417.1928
Circuit | distribution_circuit_resiliency | WF46_main | 306 | 2673646.31 | 2673646.31 | 0 | 0 | 14847534.5996 | 0 | 12173888.1537
Circuit | distribution_circuit_resiliency | CA05_lateral | 307 | 2671056.52 | 2671056.52 | 0 | 0 | 4452968.6101 | 0 | 1781911.9728
Circuit | distribution_circuit_resiliency | VL04_lateral | 308 | 2670340.76 | 2670340.76 | 0 | 0 | 31691118.2248 | 0 | 29020777.3149
Circuit | distribution_circuit_resiliency | FR50_main | 309 | 2665909.44 | 2665909.44 | 0 | 0 | 14056511.077 | 0 | 11390601.5055
Circuit | distribution_circuit_resiliency | TRN05_lateral | 310 | 2656943.25 | 2656943.25 | 0 | 0 | 12198443.3739 | 0 | 9541499.9698
Circuit | distribution_circuit_resiliency | LJ05_lateral | 311 | 2656469.67 | 2656469.67 | 0 | 0 | 64717947.7372 | 0 | 62061477.9497
Circuit | distribution_circuit_resiliency | RT01_main | 312 | 2655116.04 | 2655116.04 | 0 | 0 | 12783759.9694 | 0 | 10128643.7946
Circuit | distribution_circuit_resiliency | PI47_main | 313 | 2634387.26 | 2634387.26 | 0 | 0 | 12761593.9546 | 0 | 10127206.5448
Circuit | distribution_circuit_resiliency | CYF45_main | 314 | 2606861.97 | 2606861.97 | 0 | 0 | 7312074.3154 | 0 | 4705212.1997
Circuit | distribution_circuit_resiliency | CV11_main | 315 | 2605852.44 | 2605852.44 | 0 | 0 | 7057547.0425 | 0 | 4451694.4582
Circuit | distribution_circuit_resiliency | CC03_main | 316 | 2582206.83 | 2582206.83 | 0 | 0 | 10409257.4407 | 0 | 7827050.4897
Circuit | distribution_circuit_resiliency | FZ49_main | 317 | 2582013.79 | 2582013.79 | 0 | 0 | 8507048.3928 | 0 | 5925034.4809
Circuit | distribution_circuit_resiliency | LIM47_lateral | 318 | 2571299.67 | 2571299.67 | 0 | 0 | 23585820.1292 | 0 | 21014520.3297
Circuit | distribution_circuit_resiliency | CRB44_main | 319 | 2570191.69 | 2570191.69 | 0 | 0 | 8885287.3587 | 0 | 6315095.5192
Circuit | distribution_circuit_resiliency | TWG43_main | 320 | 2566975.56 | 2566975.56 | 0 | 0 | 7549623.8451 | 0 | 4982648.1629
Circuit | distribution_circuit_resiliency | HA11_main | 321 | 2563749.43 | 2563749.43 | 0 | 0 | 8573785.9799 | 0 | 6010036.4184
Circuit | distribution_circuit_resiliency | ED08_main | 322 | 2556907.13 | 2556907.13 | 0 | 0 | 8133809.9525 | 0 | 5576902.663
Circuit | distribution_circuit_resiliency | IM44_main | 323 | 2546564.96 | 2546564.96 | 0 | 0 | 10607820.2916 | 0 | 8061255.197
Circuit | distribution_circuit_resiliency | PI41_main | 324 | 2530536.01 | 2530536.01 | 0 | 0 | 14197505.9846 | 0 | 11666969.8205
Circuit | distribution_circuit_resiliency | HL08_main | 325 | 2526971.87 | 2526971.87 | 0 | 0 | 11424129.8408 | 0 | 8897157.8601
Circuit | distribution_circuit_resiliency | FT11_main | 326 | 2524582.4 | 2524582.4 | 0 | 0 | 9490958.7478 | 0 | 6966376.2134
Circuit | distribution_circuit_resiliency | HA09_main | 327 | 2523373.9 | 2523373.9 | 0 | 0 | 8158630.1976 | 0 | 5635256.174
Circuit | distribution_circuit_resiliency | TE09_lateral | 328 | 2517679.93 | 2517679.93 | 0 | 0 | 9203290.2732 | 0 | 6685610.2071
Circuit | distribution_circuit_resiliency | KI43_main | 329 | 2503243.22 | 2503243.22 | 0 | 0 | 10310382.5304 | 0 | 7807139.1862
Circuit | distribution_circuit_resiliency | MAR44_main | 330 | 2502925.07 | 2502925.07 | 0 | 0 | 7862049.2495 | 0 | 5359124.0476
Circuit | distribution_circuit_resiliency | WF47_lateral | 331 | 2501489.3 | 2501489.3 | 0 | 0 | 3394967.1723 | 0 | 893477.7717
Circuit | distribution_circuit_resiliency | AT41_lateral | 332 | 2499632.08 | 2499632.08 | 0 | 0 | 30304858.2982 | 0 | 27805226.08
Circuit | distribution_circuit_resiliency | FRY46_main | 333 | 2491820.76 | 2491820.76 | 0 | 0 | 8355834.9599 | 0 | 5864014.0596
Circuit | distribution_circuit_resiliency | NB43_main | 334 | 2491299.61 | 2491299.61 | 0 | 0 | 9627512.1909 | 0 | 7136212.4428
Circuit | distribution_circuit_resiliency | PI46_lateral | 335 | 2484425.97 | 2484425.97 | 0 | 0 | 23596145.9764 | 0 | 21111719.8829
Circuit | distribution_circuit_resiliency | CS03_lateral | 336 | 2481675.66 | 2481675.66 | 0 | 0 | 24761702.6179 | 0 | 22280026.8207
Circuit | distribution_circuit_resiliency | IM49_lateral | 337 | 2480466.45 | 2480466.45 | 0 | 0 | 3286207.7415 | 0 | 805741.1716
Circuit | distribution_circuit_resiliency | TE09_main | 338 | 2479801.06 | 2479801.06 | 0 | 0 | 9312245.8436 | 0 | 6832444.6638
Circuit | distribution_circuit_resiliency | HB50_lateral | 339 | 2479254.31 | 2479254.31 | 0 | 0 | 7206018.7893 | 0 | 4726764.3666
Circuit | distribution_circuit_resiliency | CYF46_main | 340 | 2475542.15 | 2475542.15 | 0 | 0 | 10417116.4934 | 0 | 7941574.2024
Circuit | distribution_circuit_resiliency | WV02_lateral | 341 | 2467006.65 | 2467006.65 | 0 | 0 | 20196830.6023 | 0 | 17729823.8348
Circuit | distribution_circuit_resiliency | IM50_main | 342 | 2457569.76 | 2457569.76 | 0 | 0 | 11141186.2396 | 0 | 8683616.3483
Circuit | distribution_circuit_resiliency | WZ47_main | 343 | 2451535.15 | 2451535.15 | 0 | 0 | 10996469.2827 | 0 | 8544934.0085
Circuit | distribution_circuit_resiliency | CA01_main | 344 | 2449585.44 | 2449585.44 | 0 | 0 | 10318524.5571 | 0 | 7868938.9978
Circuit | distribution_circuit_resiliency | GAR01_main | 345 | 2443417.87 | 2443417.87 | 0 | 0 | 7274264.5912 | 0 | 4830846.5968
Circuit | distribution_circuit_resiliency | FZ50_main | 346 | 2440549.38 | 2440549.38 | 0 | 0 | 8068183.931 | 0 | 5627634.4228
Circuit | distribution_circuit_resiliency | LU43_lateral | 347 | 2434850.45 | 2434850.45 | 0 | 0 | 17978425.6052 | 0 | 15543575.0412
Circuit | distribution_circuit_resiliency | SP08_lateral | 348 | 2415731.65 | 2415731.65 | 0 | 0 | 8598596.4955 | 0 | 6182864.6933
Circuit | distribution_circuit_resiliency | PHR04_main | 349 | 2413257.73 | 2413257.73 | 0 | 0 | 15385769.3365 | 0 | 12972511.4604
Circuit | distribution_circuit_resiliency | CRB42_main | 350 | 2409089.77 | 2409089.77 | 0 | 0 | 10239144.2572 | 0 | 7830054.3567
Circuit | distribution_circuit_resiliency | AV03_main | 351 | 2404586.22 | 2404586.22 | 0 | 0 | 9447716.1165 | 0 | 7043129.7815
Circuit | distribution_circuit_resiliency | DL47_main | 352 | 2404521.79 | 2404521.79 | 0 | 0 | 8696901.2091 | 0 | 6292379.2681
Circuit | distribution_circuit_resiliency | HA08_main | 353 | 2395150.81 | 2395150.81 | 0 | 0 | 7390725.094 | 0 | 4995574.1562
Circuit | distribution_circuit_resiliency | HOC09_lateral | 354 | 2391394.76 | 2391394.76 | 0 | 0 | 12183965.0886 | 0 | 9792570.1785
Circuit | distribution_circuit_resiliency | FL49_lateral | 355 | 2382115.11 | 2382115.11 | 0 | 0 | 6516493.1051 | 0 | 4134377.87
Circuit | distribution_circuit_resiliency | MDY03_lateral | 356 | 2372818.46 | 2372818.46 | 0 | 0 | 12656814.287 | 0 | 10283995.6643
Circuit | distribution_circuit_resiliency | MAR43_main | 357 | 2371939.04 | 2371939.04 | 0 | 0 | 8655710.5337 | 0 | 6283771.3428
Circuit | distribution_circuit_resiliency | OB48_lateral | 358 | 2365682.8 | 2365682.8 | 0 | 0 | 7752251.321 | 0 | 5386568.388
Circuit | distribution_circuit_resiliency | LJ08_lateral | 359 | 2357158.97 | 2357158.97 | 0 | 0 | 38914022.1078 | 0 | 36556863.0103
Circuit | distribution_circuit_resiliency | HE14_lateral | 360 | 2354250.39 | 2354250.39 | 0 | 0 | 14711502.9607 | 0 | 12357252.433
Circuit | distribution_circuit_resiliency | TRN45_lateral | 361 | 2354092.44 | 2354092.44 | 0 | 0 | 19281831.3322 | 0 | 16927738.765
Circuit | distribution_circuit_resiliency | LK02_lateral | 362 | 2350988.3 | 2350988.3 | 0 | 0 | 18824867.7029 | 0 | 16473879.2997
Circuit | distribution_circuit_resiliency | GZ44_main | 363 | 2350172.03 | 2350172.03 | 0 | 0 | 8433156.8306 | 0 | 6082984.6816
Circuit | distribution_circuit_resiliency | HOC02_main | 364 | 2338158.3 | 2338158.3 | 0 | 0 | 10972814.9827 | 0 | 8634656.5605
Circuit | distribution_circuit_resiliency | KDL45_lateral | 365 | 2337703.95 | 2337703.95 | 0 | 0 | 12181506.4766 | 0 | 9843802.398
Circuit | distribution_circuit_resiliency | ED05_main | 366 | 2334403.64 | 2334403.64 | 0 | 0 | 8931729.6875 | 0 | 6597325.9004
Circuit | distribution_circuit_resiliency | WOR42_main | 367 | 2324824.21 | 2324824.21 | 0 | 0 | 8683300.9235 | 0 | 6358476.5917
Circuit | distribution_circuit_resiliency | TE03_lateral | 368 | 2319358.57 | 2319358.57 | 0 | 0 | 9647203.0746 | 0 | 7327844.3894
Circuit | distribution_circuit_resiliency | MU03_lateral | 369 | 2314570.14 | 2314570.14 | 0 | 0 | 24177321.254 | 0 | 21862750.9797
Circuit | distribution_circuit_resiliency | HK42_main | 370 | 2314184.37 | 2314184.37 | 0 | 0 | 11065232.1713 | 0 | 8751047.6593
Circuit | distribution_circuit_resiliency | FR44_lateral | 371 | 2310577.98 | 2310577.98 | 0 | 0 | 11375825.6007 | 0 | 9065247.4794
Circuit | distribution_circuit_resiliency | SP08_main | 372 | 2308291.21 | 2308291.21 | 0 | 0 | 11990149.1359 | 0 | 9681857.7823
Circuit | distribution_circuit_resiliency | WI46_main | 373 | 2297827.33 | 2297827.33 | 0 | 0 | 8348111.2201 | 0 | 6050283.7416
Circuit | distribution_circuit_resiliency | FZ54_main | 374 | 2297502.94 | 2297502.94 | 0 | 0 | 7120972.3009 | 0 | 4823469.2205
Circuit | distribution_circuit_resiliency | FL45_lateral | 375 | 2275408.12 | 2275408.12 | 0 | 0 | 7371345.2161 | 0 | 5095936.9629
Circuit | distribution_circuit_resiliency | CYF42_main | 376 | 2275282.85 | 2275282.85 | 0 | 0 | 8105331.2612 | 0 | 5830048.2787
Circuit | distribution_circuit_resiliency | LAK46_main | 377 | 2268211.31 | 2268211.31 | 0 | 0 | 7457778.0339 | 0 | 5189566.583
Circuit | distribution_circuit_resiliency | STW01_main | 378 | 2260709.19 | 2260709.19 | 0 | 0 | 11800673.8284 | 0 | 9539964.5124
Circuit | distribution_circuit_resiliency | GE48_main | 379 | 2252535.55 | 2252535.55 | 0 | 0 | 7428575.5867 | 0 | 5176039.8964
Circuit | distribution_circuit_resiliency | STL44_main | 380 | 2231659.37 | 2231659.37 | 0 | 0 | 9806493.371 | 0 | 7574833.8776
Circuit | distribution_circuit_resiliency | LV01_main | 381 | 2230747.81 | 2230747.81 | 0 | 0 | 9789924.2402 | 0 | 7559176.3156
Circuit | distribution_circuit_resiliency | PA03_main | 382 | 2229100.5 | 2229100.5 | 0 | 0 | 9698619.8463 | 0 | 7469519.1626
Circuit | distribution_circuit_resiliency | WF45_main | 383 | 2225261.7 | 2225261.7 | 0 | 0 | 6217713.4013 | 0 | 3992451.5276
Circuit | distribution_circuit_resiliency | HA06_main | 384 | 2223392.65 | 2223392.65 | 0 | 0 | 7077830.4715 | 0 | 4854437.6957
Circuit | distribution_circuit_resiliency | HE07_lateral | 385 | 2223073.71 | 2223073.71 | 0 | 0 | 5219307.437 | 0 | 2996233.5867
Circuit | distribution_circuit_resiliency | AT42_main | 386 | 2213267.99 | 2213267.99 | 0 | 0 | 14360394.0274 | 0 | 12147125.9062
Circuit | distribution_circuit_resiliency | HA07_main | 387 | 2208879.77 | 2208879.77 | 0 | 0 | 7349135.6274 | 0 | 5140255.7178
Circuit | distribution_circuit_resiliency | HOC07_lateral | 388 | 2208325.52 | 2208325.52 | 0 | 0 | 14370061.0831 | 0 | 12161735.4359
Circuit | distribution_circuit_resiliency | PI45_main | 389 | 2206046.35 | 2206046.35 | 0 | 0 | 10041447.8483 | 0 | 7835401.3714
Circuit | distribution_circuit_resiliency | LY44_lateral | 390 | 2205148.63 | 2205148.63 | 0 | 0 | 8129803.5577 | 0 | 5924654.7976
Circuit | distribution_circuit_resiliency | KG46_main | 391 | 2200710.37 | 2200710.37 | 0 | 0 | 6475955.4625 | 0 | 4275244.9531
Circuit | distribution_circuit_resiliency | PJ03_main | 392 | 2199267.41 | 2199267.41 | 0 | 0 | 8067402.2332 | 0 | 5868134.6817
Circuit | distribution_circuit_resiliency | TB43_lateral | 393 | 2196554.26 | 2196554.26 | 0 | 0 | 17916146.8096 | 0 | 15719592.4416
Circuit | distribution_circuit_resiliency | BI45_main | 394 | 2195487.38 | 2195487.38 | 0 | 0 | 7183035.904 | 0 | 4987548.4106
Circuit | distribution_circuit_resiliency | IM48_main | 395 | 2192642.18 | 2192642.18 | 0 | 0 | 11112175.6767 | 0 | 8919533.353
Circuit | distribution_circuit_resiliency | AD07_lateral | 396 | 2188792.41 | 2188792.41 | 0 | 0 | 12847643.7289 | 0 | 10658851.1814
Circuit | distribution_circuit_resiliency | KDL44_lateral | 397 | 2184945.26 | 2184945.26 | 0 | 0 | 7000914.0711 | 0 | 4815968.6411
Circuit | distribution_circuit_resiliency | EL09_main | 398 | 2183041.34 | 2183041.34 | 0 | 0 | 12654402.8363 | 0 | 10471361.3772
Circuit | distribution_circuit_resiliency | CYF44_main | 399 | 2182405.85 | 2182405.85 | 0 | 0 | 10564515.6791 | 0 | 8382109.6941
Circuit | distribution_circuit_resiliency | SH05_lateral | 400 | 2177623.45 | 2177623.45 | 0 | 0 | 10973070.2483 | 0 | 8795446.6672
Circuit | distribution_circuit_resiliency | KN06_main | 401 | 2176094.27 | 2176094.27 | 0 | 0 | 9877074.3825 | 0 | 7700979.9915
Circuit | distribution_circuit_resiliency | NV03_lateral | 402 | 2174904.84 | 2174904.84 | 0 | 0 | 13288253.0569 | 0 | 11113348.088
Circuit | distribution_circuit_resiliency | RT02_main | 403 | 2171785.09 | 2171785.09 | 0 | 0 | 8855595.8941 | 0 | 6683810.6547
Circuit | distribution_circuit_resiliency | HOC07_main | 404 | 2171660.19 | 2171660.19 | 0 | 0 | 8846048.6551 | 0 | 6674388.3294
Circuit | distribution_circuit_resiliency | PJ06_main | 405 | 2164550.33 | 2164550.33 | 0 | 0 | 7461778.3835 | 0 | 5297227.9286
Circuit | distribution_circuit_resiliency | DE06_main | 406 | 2162431.47 | 2162431.47 | 0 | 0 | 13408582.061 | 0 | 11246150.4384
Circuit | distribution_circuit_resiliency | NB41_main | 407 | 2160150.96 | 2160150.96 | 0 | 0 | 9033429.8877 | 0 | 6873278.7906
Circuit | distribution_circuit_resiliency | SPW50_main | 408 | 2159660.23 | 2159660.23 | 0 | 0 | 6347214.2628 | 0 | 4187553.9183
Circuit | distribution_circuit_resiliency | GV04_lateral | 409 | 2158456.44 | 2158456.44 | 0 | 0 | 11389309.1957 | 0 | 9230852.6207
Circuit | distribution_circuit_resiliency | KN06_lateral | 410 | 2158311.01 | 2158311.01 | 0 | 0 | 5903576.4067 | 0 | 3745265.2605
Circuit | distribution_circuit_resiliency | MU03_main | 411 | 2152749.02 | 2152749.02 | 0 | 0 | 11211288.2454 | 0 | 9058539.1346
Circuit | distribution_circuit_resiliency | RED06_main | 412 | 2149911.02 | 2149911.02 | 0 | 0 | 10247238.3594 | 0 | 8097327.2237
Circuit | distribution_circuit_resiliency | THW41_lateral | 413 | 2149885.45 | 2149885.45 | 0 | 0 | 9274022.1462 | 0 | 7124136.5833
Circuit | distribution_circuit_resiliency | DE06_lateral | 414 | 2146636.82 | 2146636.82 | 0 | 0 | 11345197.2375 | 0 | 9198560.2834
Circuit | distribution_circuit_resiliency | THW48_main | 415 | 2145282.46 | 2145282.46 | 0 | 0 | 8042683.0274 | 0 | 5897400.3996
Circuit | distribution_circuit_resiliency | CA01_lateral | 416 | 2140110.06 | 2140110.06 | 0 | 0 | 16036862.1421 | 0 | 13896751.9442
Circuit | distribution_circuit_resiliency | LV03_lateral | 417 | 2136682.68 | 2136682.68 | 0 | 0 | 19707360.9592 | 0 | 17570678.1317
Circuit | distribution_circuit_resiliency | HG04_main | 418 | 2136281.92 | 2136281.92 | 0 | 0 | 10861993.7495 | 0 | 8725711.6871
Circuit | distribution_circuit_resiliency | WI04_main | 419 | 2133364.22 | 2133364.22 | 0 | 0 | 6649722.0406 | 0 | 4516357.682
Circuit | distribution_circuit_resiliency | AD07_main | 420 | 2132318.38 | 2132318.38 | 0 | 0 | 8639643.2809 | 0 | 6507324.8022
Circuit | distribution_circuit_resiliency | MY07_main | 421 | 2131664.3 | 2131664.3 | 0 | 0 | 6807407.1245 | 0 | 4675742.6715
Circuit | distribution_circuit_resiliency | LIM41_main | 422 | 2125948.6 | 2125948.6 | 0 | 0 | 6278400.2689 | 0 | 4152451.5414
Circuit | distribution_circuit_resiliency | TRN03_main | 423 | 2120831.5 | 2120831.5 | 0 | 0 | 10533912.0237 | 0 | 8413080.3845
Circuit | distribution_circuit_resiliency | MDY01_main | 424 | 2101233.81 | 2101233.81 | 0 | 0 | 13595031.6157 | 0 | 11493797.6717
Circuit | distribution_circuit_resiliency | OB46_main | 425 | 2099323.83 | 2099323.83 | 0 | 0 | 7207148.1482 | 0 | 5107824.1743
Circuit | distribution_circuit_resiliency | DE03_lateral | 426 | 2095901.08 | 2095901.08 | 0 | 0 | 11354635.6747 | 0 | 9258734.4846
Circuit | distribution_circuit_resiliency | TE05_lateral | 427 | 2095765.85 | 2095765.85 | 0 | 0 | 31970336.245 | 0 | 29874570.29
Circuit | distribution_circuit_resiliency | RE41_main | 428 | 2095022.17 | 2095022.17 | 0 | 0 | 6931942.5481 | 0 | 4836920.2428
Circuit | distribution_circuit_resiliency | HK47_main | 429 | 2093369.98 | 2093369.98 | 0 | 0 | 6270575.9089 | 0 | 4177205.7779
Circuit | distribution_circuit_resiliency | KL48_lateral | 430 | 2092315.34 | 2092315.34 | 0 | 0 | 13452503.9362 | 0 | 11360188.4637
Circuit | distribution_circuit_resiliency | KL50_main | 431 | 2088911.15 | 2088911.15 | 0 | 0 | 9268987.5052 | 0 | 7180076.2369
Circuit | distribution_circuit_resiliency | THW45_main | 432 | 2088686.87 | 2088686.87 | 0 | 0 | 7200920.4875 | 0 | 5112233.4699
Circuit | distribution_circuit_resiliency | KT45_main | 433 | 2079697.08 | 2079697.08 | 0 | 0 | 2489590.8785 | 0 | 409893.67
Circuit | distribution_circuit_resiliency | STL44_lateral | 434 | 2074404.89 | 2074404.89 | 0 | 0 | 13936043.8977 | 0 | 11861638.879
Circuit | distribution_circuit_resiliency | AM09_main | 435 | 2074085.48 | 2074085.48 | 0 | 0 | 8717477.0561 | 0 | 6643391.4479
Circuit | distribution_circuit_resiliency | WF46_lateral | 436 | 2062738.69 | 2062738.69 | 0 | 0 | 14668532.906 | 0 | 12605794.0628
Circuit | distribution_circuit_resiliency | RED09_main | 437 | 2059730.85 | 2059730.85 | 0 | 0 | 6352484.9229 | 0 | 4292753.9379
Circuit | distribution_circuit_resiliency | GAR05_main | 438 | 2053768.71 | 2053768.71 | 0 | 0 | 8270456.634 | 0 | 6216687.801
Circuit | distribution_circuit_resiliency | HL02_main | 439 | 2037958.42 | 2037958.42 | 0 | 0 | 8267262.9601 | 0 | 6229304.3976
Circuit | distribution_circuit_resiliency | WR15_lateral | 440 | 2027904.98 | 2027904.98 | 0 | 0 | 22483519.4368 | 0 | 20455614.3043
Circuit | distribution_circuit_resiliency | NV05_main | 441 | 2024057.66 | 2024057.66 | 0 | 0 | 7679904.6089 | 0 | 5655846.8463
Circuit | distribution_circuit_resiliency | FT02_main | 442 | 2015983.94 | 2015983.94 | 0 | 0 | 8849348.6312 | 0 | 6833364.5626
Circuit | distribution_circuit_resiliency | BZ07_main | 443 | 2014486.2 | 2014486.2 | 0 | 0 | 3662858.3134 | 0 | 1648371.9906
Circuit | distribution_circuit_resiliency | BC09_main | 444 | 2004870.8 | 2004870.8 | 0 | 0 | 4308487.2325 | 0 | 2303616.3228
Circuit | distribution_circuit_resiliency | CRB48_main | 445 | 2000284.73 | 2000284.73 | 0 | 0 | 5878031.2781 | 0 | 3877746.4222
Circuit | distribution_circuit_resiliency | HB45_main | 446 | 2000213.04 | 2000213.04 | 0 | 0 | 8265232.3726 | 0 | 6265019.2156
Circuit | distribution_circuit_resiliency | FZ41_lateral | 447 | 1997164.53 | 1997164.53 | 0 | 0 | 5918938.3016 | 0 | 3921773.6535
Circuit | distribution_circuit_resiliency | CD12_main | 448 | 1994833.32 | 1994833.32 | 0 | 0 | 9483540.2731 | 0 | 7488706.8143
Circuit | distribution_circuit_resiliency | KI45_main | 449 | 1993380.69 | 1993380.69 | 0 | 0 | 6120088.9071 | 0 | 4126708.0809
Circuit | distribution_circuit_resiliency | FRY44_main | 450 | 1986445.04 | 1986445.04 | 0 | 0 | 8173433.3286 | 0 | 6186988.161
Circuit | distribution_circuit_resiliency | IR04_main | 451 | 1984662.41 | 1984662.41 | 0 | 0 | 7876105.8762 | 0 | 5891443.3164
Circuit | distribution_circuit_resiliency | GV06_lateral | 452 | 1984202.11 | 1984202.11 | 0 | 0 | 11766087.1094 | 0 | 9781884.8671
Circuit | distribution_circuit_resiliency | FL46_main | 453 | 1974834.57 | 1974834.57 | 0 | 0 | 6647914.8836 | 0 | 4673080.1751
Circuit | distribution_circuit_resiliency | KL49_main | 454 | 1972366.53 | 1972366.53 | 0 | 0 | 6801510.9643 | 0 | 4829144.311
Circuit | distribution_circuit_resiliency | HA02_lateral | 455 | 1970715.96 | 1970715.96 | 0 | 0 | 5723746.7999 | 0 | 3753030.6998
Circuit | distribution_circuit_resiliency | HA01_main | 456 | 1970270.86 | 1970270.86 | 0 | 0 | 9796220.2307 | 0 | 7825949.2413
Circuit | distribution_circuit_resiliency | SA01_main | 457 | 1967157.88 | 1967157.88 | 0 | 0 | 8431365.9867 | 0 | 6464207.9741
Circuit | distribution_circuit_resiliency | AD02_lateral | 458 | 1967047.73 | 1967047.73 | 0 | 0 | 12709670.2498 | 0 | 10742622.4028
Circuit | distribution_circuit_resiliency | GA10_main | 459 | 1964545.49 | 1964545.49 | 0 | 0 | 8391102.944 | 0 | 6426557.318
Circuit | distribution_circuit_resiliency | BZ04_main | 460 | 1960496.2 | 1960496.2 | 0 | 0 | 5231861.6902 | 0 | 3271365.3403
Circuit | distribution_circuit_resiliency | WEB12_main | 461 | 1959594.46 | 1959594.46 | 0 | 0 | 5914194.5916 | 0 | 3954599.999
Circuit | distribution_circuit_resiliency | PE03_main | 462 | 1959586.02 | 1959586.02 | 0 | 0 | 5515374.6385 | 0 | 3555788.4665
Circuit | distribution_circuit_resiliency | CYF47_main | 463 | 1952913.68 | 1952913.68 | 0 | 0 | 7834379.1228 | 0 | 5881465.3112
Circuit | distribution_circuit_resiliency | WF47_main | 464 | 1947344.31 | 1947344.31 | 0 | 0 | 10560336.646 | 0 | 8612992.2257
Circuit | distribution_circuit_resiliency | NS07_main | 465 | 1946182.78 | 1946182.78 | 0 | 0 | 8551416.3509 | 0 | 6605233.4634
Circuit | distribution_circuit_resiliency | GW01_lateral | 466 | 1940047.78 | 1940047.78 | 0 | 0 | 9767098.6744 | 0 | 7827050.7751
Circuit | distribution_circuit_resiliency | RED05_main | 467 | 1934585.47 | 1934585.47 | 0 | 0 | 8999770.1038 | 0 | 7065184.4869
Circuit | distribution_circuit_resiliency | WZ41_lateral | 468 | 1923165.71 | 1923165.71 | 0 | 0 | 6465995.1168 | 0 | 4542829.2824
Circuit | distribution_circuit_resiliency | LW41_lateral | 469 | 1923016.13 | 1923016.13 | 0 | 0 | 7900906.7291 | 0 | 5977890.4448
Circuit | distribution_circuit_resiliency | DA04_lateral | 470 | 1920413.66 | 1920413.66 | 0 | 0 | 28215422.3619 | 0 | 26295008.5556
Circuit | distribution_circuit_resiliency | LK06_lateral | 471 | 1913748.22 | 1913748.22 | 0 | 0 | 12515327.9175 | 0 | 10601579.5623
Circuit | distribution_circuit_resiliency | LV03_main | 472 | 1911827.65 | 1911827.65 | 0 | 0 | 10113566.4362 | 0 | 8201738.671
Circuit | distribution_circuit_resiliency | MP03_lateral | 473 | 1911554.12 | 1911554.12 | 0 | 0 | 17448455.7235 | 0 | 15536901.4757
Circuit | distribution_circuit_resiliency | WEB01_main | 474 | 1909822.22 | 1909822.22 | 0 | 0 | 7790407.6574 | 0 | 5880585.2757
Circuit | distribution_circuit_resiliency | TIK01_main | 475 | 1907550.32 | 1907550.32 | 0 | 0 | 19163543.8399 | 0 | 17255993.3925
Circuit | distribution_circuit_resiliency | SH02_lateral | 476 | 1903269.2 | 1903269.2 | 0 | 0 | 8051012.7694 | 0 | 6147743.4401
Circuit | distribution_circuit_resiliency | CA02_lateral | 477 | 1902883.81 | 1902883.81 | 0 | 0 | 37938654.0907 | 0 | 36035770.1552
Circuit | distribution_circuit_resiliency | CA08_lateral | 478 | 1900975.8 | 1900975.8 | 0 | 0 | 18227431.3697 | 0 | 16326455.4495
Circuit | distribution_circuit_resiliency | VL06_lateral | 479 | 1900623.42 | 1900623.42 | 0 | 0 | 25025354.3631 | 0 | 23124730.8378
Circuit | distribution_circuit_resiliency | KT44_lateral | 480 | 1894827.43 | 1894827.43 | 0 | 0 | 7602494.3081 | 0 | 5707666.7378
Circuit | distribution_circuit_resiliency | LK07_main | 481 | 1892114.52 | 1892114.52 | 0 | 0 | 8373084.7777 | 0 | 6480970.1335
Circuit | distribution_circuit_resiliency | KW43_main | 482 | 1888182.67 | 1888182.67 | 0 | 0 | 6467962.3256 | 0 | 4579779.5022
Circuit | distribution_circuit_resiliency | QV05_main | 483 | 1875268.09 | 1875268.09 | 0 | 0 | 4535811.3454 | 0 | 2660543.1113
Circuit | distribution_circuit_resiliency | HG04_lateral | 484 | 1871415 | 1871415 | 0 | 0 | 10443244.6852 | 0 | 8571829.5593
Circuit | distribution_circuit_resiliency | FUL41_main | 485 | 1870056.79 | 1870056.79 | 0 | 0 | 7655820.6391 | 0 | 5785763.7198
Circuit | distribution_circuit_resiliency | CG03_lateral | 486 | 1868369.73 | 1868369.73 | 0 | 0 | 5896093.323 | 0 | 4027723.4344
Circuit | distribution_circuit_resiliency | PW01_main | 487 | 1860232.91 | 1860232.91 | 0 | 0 | 6394374.9197 | 0 | 4534141.8636
Circuit | distribution_circuit_resiliency | CYF46_lateral | 488 | 1858194.13 | 1858194.13 | 0 | 0 | 8739796.1809 | 0 | 6881601.9326
Circuit | distribution_circuit_resiliency | WLO41_main | 489 | 1857922.69 | 1857922.69 | 0 | 0 | 6780237.5449 | 0 | 4922314.7565
Circuit | distribution_circuit_resiliency | BAR47_main | 490 | 1856939.16 | 1856939.16 | 0 | 0 | 8479838.655 | 0 | 6622899.385
Circuit | distribution_circuit_resiliency | NEW01_main | 491 | 1854860.02 | 1854860.02 | 0 | 0 | 7069118.5212 | 0 | 5214258.39
Circuit | distribution_circuit_resiliency | TWG46_lateral | 492 | 1851130.81 | 1851130.81 | 0 | 0 | 12562089.1886 | 0 | 10710958.2406
Circuit | distribution_circuit_resiliency | UN10_main | 493 | 1849551.71 | 1849551.71 | 0 | 0 | 16831594.6086 | 0 | 14982042.7662
Circuit | distribution_circuit_resiliency | WOR41_main | 494 | 1849131.02 | 1849131.02 | 0 | 0 | 6061108.7608 | 0 | 4211977.6117
Circuit | distribution_circuit_resiliency | THW50_main | 495 | 1845664.5 | 1845664.5 | 0 | 0 | 3303426.2364 | 0 | 1457761.6013
Circuit | distribution_circuit_resiliency | TM04_lateral | 496 | 1843095.58 | 1843095.58 | 0 | 0 | 23070219.0042 | 0 | 21227123.291
Circuit | distribution_circuit_resiliency | AD11_main | 497 | 1842861.42 | 1842861.42 | 0 | 0 | 13015973.4305 | 0 | 11173111.884
Circuit | distribution_circuit_resiliency | HOC04_lateral | 498 | 1840423.86 | 1840423.86 | 0 | 0 | 7577243.4285 | 0 | 5736819.4506
Circuit | distribution_circuit_resiliency | WOR45_main | 499 | 1831710.77 | 1831710.77 | 0 | 0 | 7876011.5168 | 0 | 6044300.6223
Circuit | distribution_circuit_resiliency | CS03_main | 500 | 1828611.59 | 1828611.59 | 0 | 0 | 10486769.1908 | 0 | 8658157.4755
Circuit | distribution_circuit_resiliency | SIE42_lateral | 501 | 1825946.71 | 1825946.71 | 0 | 0 | 9118596.5429 | 0 | 7292649.7055
Circuit | distribution_circuit_resiliency | BC08_lateral | 502 | 1825645.48 | 1825645.48 | 0 | 0 | 10629950.2584 | 0 | 8804304.6302
Circuit | distribution_circuit_resiliency | SH05_main | 503 | 1822670.94 | 1822670.94 | 0 | 0 | 7963410.6993 | 0 | 6140739.6086
Circuit | distribution_circuit_resiliency | CA05_main | 504 | 1820262.29 | 1820262.29 | 0 | 0 | 6983510.4601 | 0 | 5163248.0443
Circuit | distribution_circuit_resiliency | KM01_main | 505 | 1819101.22 | 1819101.22 | 0 | 0 | 7932534.8567 | 0 | 6113433.4952
Circuit | distribution_circuit_resiliency | NB43_lateral | 506 | 1817210 | 1817210 | 0 | 0 | 5636240.4657 | 0 | 3819030.3325
Circuit | distribution_circuit_resiliency | CYF49_main | 507 | 1808691.53 | 1808691.53 | 0 | 0 | 6807744.1001 | 0 | 4999052.4473
Circuit | distribution_circuit_resiliency | QV01_main | 508 | 1808394.9 | 1808394.9 | 0 | 0 | 5763678.8113 | 0 | 3955283.7869
Circuit | distribution_circuit_resiliency | LW41_main | 509 | 1801128.17 | 1801128.17 | 0 | 0 | 7890454.4239 | 0 | 6089326.1059
Circuit | distribution_circuit_resiliency | PZ42_main | 510 | 1799334.25 | 1799334.25 | 0 | 0 | 7330197.8979 | 0 | 5530863.5465
Circuit | distribution_circuit_resiliency | MC02_lateral | 511 | 1794322.44 | 1794322.44 | 0 | 0 | 13209215.008 | 0 | 11414892.4424
Circuit | distribution_circuit_resiliency | KDL41_main | 512 | 1790885.42 | 1790885.42 | 0 | 0 | 6457235.7697 | 0 | 4666350.2186
Circuit | distribution_circuit_resiliency | TWG44_lateral | 513 | 1790091.44 | 1790091.44 | 0 | 0 | 15884487.3241 | 0 | 14094395.7675
Circuit | distribution_circuit_resiliency | BL04_main | 514 | 1785061.98 | 1785061.98 | 0 | 0 | 7199402.0461 | 0 | 5414339.9212
Circuit | distribution_circuit_resiliency | CYF43_main | 515 | 1783580.92 | 1783580.92 | 0 | 0 | 5900163.2001 | 0 | 4116582.1653
Circuit | distribution_circuit_resiliency | GE44_main | 516 | 1782803.99 | 1782803.99 | 0 | 0 | 7149618.1143 | 0 | 5366814.0094
Circuit | distribution_circuit_resiliency | LY44_main | 517 | 1769260.23 | 1769260.23 | 0 | 0 | 5487445.3369 | 0 | 3718184.9826
Circuit | distribution_circuit_resiliency | AL05_lateral | 518 | 1766506.01 | 1766506.01 | 0 | 0 | 19128968.4275 | 0 | 17362462.257
Circuit | distribution_circuit_resiliency | TE07_lateral | 519 | 1762306.44 | 1762306.44 | 0 | 0 | 4485582.6119 | 0 | 2723276.0337
Circuit | distribution_circuit_resiliency | HB48_main | 520 | 1759741.42 | 1759741.42 | 0 | 0 | 10081326.3063 | 0 | 8321584.7579
Circuit | distribution_circuit_resiliency | MB08_main | 521 | 1757933.79 | 1757933.79 | 0 | 0 | 10571349.2339 | 0 | 8813415.3129
Circuit | distribution_circuit_resiliency | MY08_main | 522 | 1757492.71 | 1757492.71 | 0 | 0 | 7276255.8496 | 0 | 5518763.0066
Circuit | distribution_circuit_resiliency | BV41_main | 523 | 1753903.61 | 1753903.61 | 0 | 0 | 6218313.0019 | 0 | 4464409.2476
Circuit | distribution_circuit_resiliency | AR43_main | 524 | 1746637.98 | 1746637.98 | 0 | 0 | 7169199.0143 | 0 | 5422560.9185
Circuit | distribution_circuit_resiliency | BAR47_lateral | 525 | 1739252.69 | 1739252.69 | 0 | 0 | 4977399.7184 | 0 | 3238146.867
Circuit | distribution_circuit_resiliency | THW47_lateral | 526 | 1727105.62 | 1727105.62 | 0 | 0 | 6679153.5206 | 0 | 4952047.7829
Circuit | distribution_circuit_resiliency | LJ04_main | 527 | 1721894.78 | 1721894.78 | 0 | 0 | 10428765.0516 | 0 | 8706870.1254
Circuit | distribution_circuit_resiliency | IM46_main | 528 | 1720274.51 | 1720274.51 | 0 | 0 | 5872055.151 | 0 | 4151780.4919
Circuit | distribution_circuit_resiliency | TB47_lateral | 529 | 1713333.61 | 1713333.61 | 0 | 0 | 10960077.5436 | 0 | 9246743.7934
Circuit | distribution_circuit_resiliency | SO49_lateral | 530 | 1708495.41 | 1708495.41 | 0 | 0 | 6196604.7138 | 0 | 4488109.1747
Circuit | distribution_circuit_resiliency | HL01_main | 531 | 1703294.44 | 1703294.44 | 0 | 0 | 3249914.9428 | 0 | 1546620.3582
Circuit | distribution_circuit_resiliency | PI45_lateral | 532 | 1702300.41 | 1702300.41 | 0 | 0 | 19678990.7899 | 0 | 17976690.2495
Circuit | distribution_circuit_resiliency | ED05_lateral | 533 | 1700716.02 | 1700716.02 | 0 | 0 | 5920200.0456 | 0 | 4219483.9123
Circuit | distribution_circuit_resiliency | CYF44_lateral | 534 | 1699013.02 | 1699013.02 | 0 | 0 | 3300643.6213 | 0 | 1601630.4781
Circuit | distribution_circuit_resiliency | KI47_main | 535 | 1698113.41 | 1698113.41 | 0 | 0 | 5110468.9091 | 0 | 3412355.3654
Circuit | distribution_circuit_resiliency | LY47_main | 536 | 1696080.32 | 1696080.32 | 0 | 0 | 7712035.3153 | 0 | 6015954.8808
Circuit | distribution_circuit_resiliency | KL45_main | 537 | 1693472.4 | 1693472.4 | 0 | 0 | 7895338.9572 | 0 | 6201866.4183
Circuit | distribution_circuit_resiliency | STF04_main | 538 | 1690316.4 | 1690316.4 | 0 | 0 | 5789018.2822 | 0 | 4098701.7478
Circuit | distribution_circuit_resiliency | CD01_main | 539 | 1689813.93 | 1689813.93 | 0 | 0 | 4831472.3734 | 0 | 3141658.2793
Circuit | distribution_circuit_resiliency | TB42_lateral | 540 | 1688628.41 | 1688628.41 | 0 | 0 | 10346508.2853 | 0 | 8657879.7238
Circuit | distribution_circuit_resiliency | BZ09_lateral | 541 | 1687682.93 | 1687682.93 | 0 | 0 | 25614131.2829 | 0 | 23926448.2033
Circuit | distribution_circuit_resiliency | FR50_lateral | 542 | 1686583.87 | 1686583.87 | 0 | 0 | 9112784.3395 | 0 | 7426200.3242
Circuit | distribution_circuit_resiliency | SO42_lateral | 543 | 1686088.12 | 1686088.12 | 0 | 0 | 11248797.1032 | 0 | 9562708.845
Circuit | distribution_circuit_resiliency | FL48_main | 544 | 1685940.32 | 1685940.32 | 0 | 0 | 5391193.9922 | 0 | 3705253.5284
Circuit | distribution_circuit_resiliency | HE07_main | 545 | 1681518.57 | 1681518.57 | 0 | 0 | 6925538.3555 | 0 | 5244019.6669
Circuit | distribution_circuit_resiliency | BA44_main | 546 | 1679068.06 | 1679068.06 | 0 | 0 | 5970310.1904 | 0 | 4291242.0111
Circuit | distribution_circuit_resiliency | GV06_main | 547 | 1676806.3 | 1676806.3 | 0 | 0 | 13842147.4613 | 0 | 12165341.0434
Circuit | distribution_circuit_resiliency | BZ06_main | 548 | 1672846.16 | 1672846.16 | 0 | 0 | 95801664.4326 | 0 | 94128818.1494
Circuit | distribution_circuit_resiliency | HM11_main | 549 | 1664170.74 | 1664170.74 | 0 | 0 | 10177368.2056 | 0 | 8513197.3216
Circuit | distribution_circuit_resiliency | SE42_lateral | 550 | 1664142.09 | 1664142.09 | 0 | 0 | 18608809.747 | 0 | 16944667.5386
Circuit | distribution_circuit_resiliency | AM10_main | 551 | 1662466.8 | 1662466.8 | 0 | 0 | 6301221.0463 | 0 | 4638754.0994
Circuit | distribution_circuit_resiliency | BT03_main | 552 | 1659387.97 | 1659387.97 | 0 | 0 | 9228784.542 | 0 | 7569396.4357
Circuit | distribution_circuit_resiliency | FL43_lateral | 553 | 1657817.18 | 1657817.18 | 0 | 0 | 7975365.0909 | 0 | 6317547.7867
Circuit | distribution_circuit_resiliency | MU01_main | 554 | 1655258.98 | 1655258.98 | 0 | 0 | 6761823.4542 | 0 | 5106564.3526
Circuit | distribution_circuit_resiliency | CD01_lateral | 555 | 1653138.3 | 1653138.3 | 0 | 0 | 2358966.0901 | 0 | 705827.6565
Circuit | distribution_circuit_resiliency | THW47_main | 556 | 1652694.3 | 1652694.3 | 0 | 0 | 8821271.4292 | 0 | 7168576.9847
Circuit | distribution_circuit_resiliency | SPW51_main | 557 | 1652344.81 | 1652344.81 | 0 | 0 | 8616124.6263 | 0 | 6963779.689
Circuit | distribution_circuit_resiliency | BC09_lateral | 558 | 1649611.37 | 1649611.37 | 0 | 0 | 8416299.1232 | 0 | 6766687.6243
Circuit | distribution_circuit_resiliency | PE07_main | 559 | 1646436.01 | 1646436.01 | 0 | 0 | 8418395.243 | 0 | 6771959.084
Circuit | distribution_circuit_resiliency | VCR42_lateral | 560 | 1640533.74 | 1640533.74 | 0 | 0 | 12345760.052 | 0 | 10705226.1779
Circuit | distribution_circuit_resiliency | KT48_lateral | 561 | 1639406.59 | 1639406.59 | 0 | 0 | 11536852.9962 | 0 | 9897446.2746
Circuit | distribution_circuit_resiliency | GAR02_lateral | 562 | 1638637.02 | 1638637.02 | 0 | 0 | 9014441.3549 | 0 | 7375804.1875
Circuit | distribution_circuit_resiliency | TRN05_main | 563 | 1637988.92 | 1637988.92 | 0 | 0 | 8711582.7577 | 0 | 7073593.7008
Circuit | distribution_circuit_resiliency | BE04_lateral | 564 | 1637000.39 | 1637000.39 | 0 | 0 | 8239079.8762 | 0 | 6602079.3362
Circuit | distribution_circuit_resiliency | CV05_main | 565 | 1636746.81 | 1636746.81 | 0 | 0 | 6271544.9188 | 0 | 4634797.9649
Circuit | distribution_circuit_resiliency | MAR48_main | 566 | 1636193.19 | 1636193.19 | 0 | 0 | 5786599.5497 | 0 | 4150406.2355
Circuit | distribution_circuit_resiliency | WO12_main | 567 | 1633543.38 | 1633543.38 | 0 | 0 | 9782420.2822 | 0 | 8148876.7707
Circuit | distribution_circuit_resiliency | KI48_main | 568 | 1631426.59 | 1631426.59 | 0 | 0 | 5968828.329 | 0 | 4337401.5949
Circuit | distribution_circuit_resiliency | MY03_main | 569 | 1626951.06 | 1626951.06 | 0 | 0 | 4879800.9752 | 0 | 3252849.7704
Circuit | distribution_circuit_resiliency | CYF49_lateral | 570 | 1626838.3 | 1626838.3 | 0 | 0 | 6629289.5904 | 0 | 5002451.175
Circuit | distribution_circuit_resiliency | GL01_lateral | 571 | 1618477.97 | 1618477.97 | 0 | 0 | 49087436.2593 | 0 | 47468958.1685
Circuit | distribution_circuit_resiliency | HV04_main | 572 | 1618310.97 | 1618310.97 | 0 | 0 | 5758856.7887 | 0 | 4140545.6677
Circuit | distribution_circuit_resiliency | KL44_main | 573 | 1612157.23 | 1612157.23 | 0 | 0 | 5688173.8449 | 0 | 4076016.4941
Circuit | distribution_circuit_resiliency | CG05_lateral | 574 | 1611856.51 | 1611856.51 | 0 | 0 | 7463127.5517 | 0 | 5851270.8659
Circuit | distribution_circuit_resiliency | DE07_main | 575 | 1610258.15 | 1610258.15 | 0 | 0 | 6175143.3465 | 0 | 4564885.064
Circuit | distribution_circuit_resiliency | IM50_lateral | 576 | 1608730.24 | 1608730.24 | 0 | 0 | 6834218.9459 | 0 | 5225488.5857
Circuit | distribution_circuit_resiliency | FD08_main | 577 | 1606371.13 | 1606371.13 | 0 | 0 | 5036167.3916 | 0 | 3429796.1369
Circuit | distribution_circuit_resiliency | SIE41_main | 578 | 1602514.79 | 1602514.79 | 0 | 0 | 7992779.9681 | 0 | 6390265.0413
Circuit | distribution_circuit_resiliency | KW44_main | 579 | 1602268.82 | 1602268.82 | 0 | 0 | 5411468.5356 | 0 | 3809199.5574
Circuit | distribution_circuit_resiliency | FT02_lateral | 580 | 1599187.13 | 1599187.13 | 0 | 0 | 7851045.2586 | 0 | 6251857.9982
Circuit | distribution_circuit_resiliency | PI48_main | 581 | 1598348.58 | 1598348.58 | 0 | 0 | 5734121.7837 | 0 | 4135773.0885
Circuit | distribution_circuit_resiliency | ME01_lateral | 582 | 1596532.06 | 1596532.06 | 0 | 0 | 7099573.5362 | 0 | 5503041.3178
Circuit | distribution_circuit_resiliency | KDL44_main | 583 | 1593268.62 | 1593268.62 | 0 | 0 | 5140918.6685 | 0 | 3547649.9066
Circuit | distribution_circuit_resiliency | SW03_main | 584 | 1592483.68 | 1592483.68 | 0 | 0 | 7693363.9998 | 0 | 6100880.1836
Circuit | distribution_circuit_resiliency | KT45_lateral | 585 | 1582944.39 | 1582944.39 | 0 | 0 | 3658192.1156 | 0 | 2075247.5785
Circuit | distribution_circuit_resiliency | FM02_main | 586 | 1582553.44 | 1582553.44 | 0 | 0 | 5584331.403 | 0 | 4001777.8418
Circuit | distribution_circuit_resiliency | LW45_main | 587 | 1574064.01 | 1574064.01 | 0 | 0 | 7515265.124 | 0 | 5941200.9824
Circuit | distribution_circuit_resiliency | BT03_lateral | 588 | 1573490.21 | 1573490.21 | 0 | 0 | 9710795.0725 | 0 | 8137304.7333
Circuit | distribution_circuit_resiliency | DL41_lateral | 589 | 1572365.53 | 1572365.53 | 0 | 0 | 11327698.2221 | 0 | 9755332.5631
Circuit | distribution_circuit_resiliency | SO45_main | 590 | 1571908.25 | 1571908.25 | 0 | 0 | 6161597.192 | 0 | 4589688.7953
Circuit | distribution_circuit_resiliency | DL42_main | 591 | 1570684.39 | 1570684.39 | 0 | 0 | 4846937.4367 | 0 | 3276252.9353
Circuit | distribution_circuit_resiliency | HB45_lateral | 592 | 1567431.77 | 1567431.77 | 0 | 0 | 5722909.1817 | 0 | 4155477.2822
Circuit | distribution_circuit_resiliency | HNY01_main | 593 | 1567105.55 | 1567105.55 | 0 | 0 | 5963049.0594 | 0 | 4395943.3562
Circuit | distribution_circuit_resiliency | VCR41_lateral | 594 | 1565806.96 | 1565806.96 | 0 | 0 | 12130049.5986 | 0 | 10564242.5145
Circuit | distribution_circuit_resiliency | KM03_lateral | 595 | 1557463.45 | 1557463.45 | 0 | 0 | 43465436.6865 | 0 | 41907973.1109
Circuit | distribution_circuit_resiliency | BR11_main | 596 | 1556027.03 | 1556027.03 | 0 | 0 | 8709780.966 | 0 | 7153753.8101
Circuit | distribution_circuit_resiliency | FRY43_lateral | 597 | 1552928.56 | 1552928.56 | 0 | 0 | 2591458.0478 | 0 | 1038529.3683
Circuit | distribution_circuit_resiliency | FAN47_main | 598 | 1551977.44 | 1551977.44 | 0 | 0 | 10918669.9157 | 0 | 9366692.3512
Circuit | distribution_circuit_resiliency | WR12_main | 599 | 1544827.04 | 1544827.04 | 0 | 0 | 6889689.046 | 0 | 5344861.8761
Circuit | distribution_circuit_resiliency | FD06_main | 600 | 1544651.62 | 1544651.62 | 0 | 0 | 6046439.8551 | 0 | 4501788.1335
Circuit | distribution_circuit_resiliency | BAR46_lateral | 601 | 1540260.21 | 1540260.21 | 0 | 0 | 4929138.1372 | 0 | 3388877.8052
Circuit | distribution_circuit_resiliency | GW07_main | 602 | 1539509.82 | 1539509.82 | 0 | 0 | 4149557.2762 | 0 | 2610047.3308
Circuit | distribution_circuit_resiliency | TV04_main | 603 | 1539360.76 | 1539360.76 | 0 | 0 | 4817880.8248 | 0 | 3278519.947
Circuit | distribution_circuit_resiliency | LIM46_lateral | 604 | 1536221.17 | 1536221.17 | 0 | 0 | 7025106.4039 | 0 | 5488885.1123
Circuit | distribution_circuit_resiliency | HT01_main | 605 | 1530718.6 | 1530718.6 | 0 | 0 | 7670810.893 | 0 | 6140092.152
Circuit | distribution_circuit_resiliency | AM09_lateral | 606 | 1527139.08 | 1527139.08 | 0 | 0 | 9587176.0603 | 0 | 8060036.861
Circuit | distribution_circuit_resiliency | OA05_lateral | 607 | 1524273.16 | 1524273.16 | 0 | 0 | 7809710.7555 | 0 | 6285437.4411
Circuit | distribution_circuit_resiliency | OB42_main | 608 | 1520849.81 | 1520849.81 | 0 | 0 | 5893824.0506 | 0 | 4372974.1313
Circuit | distribution_circuit_resiliency | TB06_lateral | 609 | 1510340.74 | 1510340.74 | 0 | 0 | 8022307.5308 | 0 | 6511966.6529
Circuit | distribution_circuit_resiliency | SH12_lateral | 610 | 1508750.29 | 1508750.29 | 0 | 0 | 5545376.117 | 0 | 4036625.6997
Circuit | distribution_circuit_resiliency | PJ04_main | 611 | 1507850.56 | 1507850.56 | 0 | 0 | 6088304.4651 | 0 | 4580453.7936
Circuit | distribution_circuit_resiliency | FD05_main | 612 | 1504612.69 | 1504612.69 | 0 | 0 | 3945491.1703 | 0 | 2440878.3433
Circuit | distribution_circuit_resiliency | BT06_main | 613 | 1503903.94 | 1503903.94 | 0 | 0 | 6363709.9928 | 0 | 4859805.9369
Circuit | distribution_circuit_resiliency | FT09_main | 614 | 1501948.61 | 1501948.61 | 0 | 0 | 3747146.5524 | 0 | 2245197.8319
Circuit | distribution_circuit_resiliency | EL09_lateral | 615 | 1499903.17 | 1499903.17 | 0 | 0 | 5199256.3759 | 0 | 3699353.0934
Circuit | distribution_circuit_resiliency | LY41_lateral | 616 | 1499690.96 | 1499690.96 | 0 | 0 | 7061727.1216 | 0 | 5562036.0172
Circuit | distribution_circuit_resiliency | LAK43_lateral | 617 | 1496573.69 | 1496573.69 | 0 | 0 | 6387010.6332 | 0 | 4890436.8202
Circuit | distribution_circuit_resiliency | PI47_lateral | 618 | 1492098.98 | 1492098.98 | 0 | 0 | 15594865.0485 | 0 | 14102765.9491
Circuit | distribution_circuit_resiliency | LP01_lateral | 619 | 1483884.78 | 1483884.78 | 0 | 0 | 9272100.9694 | 0 | 7788216.0943
Circuit | distribution_circuit_resiliency | SIE43_lateral | 620 | 1483815.21 | 1483815.21 | 0 | 0 | 2948815.863 | 0 | 1465000.546
Circuit | distribution_circuit_resiliency | FT10_lateral | 621 | 1481789.89 | 1481789.89 | 0 | 0 | 11215092.5479 | 0 | 9733302.5345
Circuit | distribution_circuit_resiliency | TO01_lateral | 622 | 1477378.86 | 1477378.86 | 0 | 0 | 6158359.9236 | 0 | 4680980.938
Circuit | distribution_circuit_resiliency | GAR05_lateral | 623 | 1476275.85 | 1476275.85 | 0 | 0 | 7878804.7681 | 0 | 6402528.7944
Circuit | distribution_circuit_resiliency | GA03_main | 624 | 1474266.53 | 1474266.53 | 0 | 0 | 8209165.7126 | 0 | 6734899.0763
Circuit | distribution_circuit_resiliency | UL13_lateral | 625 | 1472674.59 | 1472674.59 | 0 | 0 | 1932520.9314 | 0 | 459846.2288
Circuit | distribution_circuit_resiliency | STW02_lateral | 626 | 1472330.53 | 1472330.53 | 0 | 0 | 22203958.1365 | 0 | 20731627.4548
Circuit | distribution_circuit_resiliency | LY41_main | 627 | 1469600.17 | 1469600.17 | 0 | 0 | 7699668.9406 | 0 | 6230068.6382
Circuit | distribution_circuit_resiliency | KT50_lateral | 628 | 1466848.16 | 1466848.16 | 0 | 0 | 6663363.8519 | 0 | 5196515.5653
Circuit | distribution_circuit_resiliency | RED05_lateral | 629 | 1459000.52 | 1459000.52 | 0 | 0 | 5841887.2387 | 0 | 4382886.5739
Circuit | distribution_circuit_resiliency | GA02_lateral | 630 | 1446744.56 | 1446744.56 | 0 | 0 | 11517566.6956 | 0 | 10070822.0121
Circuit | distribution_circuit_resiliency | NS07_lateral | 631 | 1445195.49 | 1445195.49 | 0 | 0 | 13743246.4103 | 0 | 12298050.7886
Circuit | distribution_circuit_resiliency | HB46_lateral | 632 | 1444130.8 | 1444130.8 | 0 | 0 | 5234966.9617 | 0 | 3790836.0195
Circuit | distribution_circuit_resiliency | CA09_lateral | 633 | 1443729.75 | 1443729.75 | 0 | 0 | 2261784.9498 | 0 | 818055.1047
Circuit | distribution_circuit_resiliency | HE02_lateral | 634 | 1439807.94 | 1439807.94 | 0 | 0 | 7621817.3661 | 0 | 6182009.2984
Circuit | distribution_circuit_resiliency | KL42_main | 635 | 1439465.58 | 1439465.58 | 0 | 0 | 10947350.4335 | 0 | 9507884.7331
Circuit | distribution_circuit_resiliency | HOC06_main | 636 | 1438782.32 | 1438782.32 | 0 | 0 | 3372337.4451 | 0 | 1933555.002
Circuit | distribution_circuit_resiliency | RO43_main | 637 | 1432041.7 | 1432041.7 | 0 | 0 | 6728663.2772 | 0 | 5296621.4346
Circuit | distribution_circuit_resiliency | HA04_main | 638 | 1431962.14 | 1431962.14 | 0 | 0 | 6337959.2878 | 0 | 4905997.0243
Circuit | distribution_circuit_resiliency | GA06_main | 639 | 1431419.32 | 1431419.32 | 0 | 0 | 7360443.0423 | 0 | 5929023.5919
Circuit | distribution_circuit_resiliency | LV02_lateral | 640 | 1430227.82 | 1430227.82 | 0 | 0 | 25178953.2241 | 0 | 23748725.2729
Circuit | distribution_circuit_resiliency | NP43_main | 641 | 1426916.69 | 1426916.69 | 0 | 0 | 5976167.6389 | 0 | 4549250.8368
Circuit | distribution_circuit_resiliency | WI46_lateral | 642 | 1426888.09 | 1426888.09 | 0 | 0 | 4804545.1245 | 0 | 3377656.9102
Circuit | distribution_circuit_resiliency | FRY45_main | 643 | 1426450.95 | 1426450.95 | 0 | 0 | 5985661.8418 | 0 | 4559210.7843
Circuit | distribution_circuit_resiliency | SIE46_lateral | 644 | 1425734.85 | 1425734.85 | 0 | 0 | 9517750.7364 | 0 | 8092015.7475
Circuit | distribution_circuit_resiliency | GA03_lateral | 645 | 1425251.45 | 1425251.45 | 0 | 0 | 7331484.4867 | 0 | 5906232.9086
Circuit | distribution_circuit_resiliency | UW02_main | 646 | 1424314.14 | 1424314.14 | 0 | 0 | 4978318.1424 | 0 | 3554003.8762
Circuit | distribution_circuit_resiliency | SH06_lateral | 647 | 1418051.95 | 1418051.95 | 0 | 0 | 12263785.0637 | 0 | 10845732.9901
Circuit | distribution_circuit_resiliency | RU02_lateral | 648 | 1417200.84 | 1417200.84 | 0 | 0 | 5943511.474 | 0 | 4526310.5247
Circuit | distribution_circuit_resiliency | HE14_main | 649 | 1414115.07 | 1414115.07 | 0 | 0 | 9472342.9579 | 0 | 8058227.7284
Circuit | distribution_circuit_resiliency | WEB06_main | 650 | 1411651.94 | 1411651.94 | 0 | 0 | 3804233.7806 | 0 | 2392581.7252
Circuit | distribution_circuit_resiliency | SE04_main | 651 | 1411346.84 | 1411346.84 | 0 | 0 | 7436214.7895 | 0 | 6024867.8021
Circuit | distribution_circuit_resiliency | WOR42_lateral | 652 | 1406508.92 | 1406508.92 | 0 | 0 | 8638456.9816 | 0 | 7231947.9487
Circuit | distribution_circuit_resiliency | CR11_main | 653 | 1404499.28 | 1404499.28 | 0 | 0 | 5255792.9905 | 0 | 3851293.5913
Circuit | distribution_circuit_resiliency | RE07_main | 654 | 1401651.88 | 1401651.88 | 0 | 0 | 7454981.4863 | 0 | 6053329.4893
Circuit | distribution_circuit_resiliency | RED06_lateral | 655 | 1400407.97 | 1400407.97 | 0 | 0 | 10260130.3385 | 0 | 8859722.2234
Circuit | distribution_circuit_resiliency | MY12_main | 656 | 1400399.52 | 1400399.52 | 0 | 0 | 4028787.5752 | 0 | 2628387.9034
Circuit | distribution_circuit_resiliency | TE10_main | 657 | 1399318.61 | 1399318.61 | 0 | 0 | 3590485.7663 | 0 | 2191167.0215
Circuit | distribution_circuit_resiliency | MB05_lateral | 658 | 1398777.67 | 1398777.67 | 0 | 0 | 13966164.8397 | 0 | 12567387.0293
Circuit | distribution_circuit_resiliency | TWG41_lateral | 659 | 1398761.56 | 1398761.56 | 0 | 0 | 5099376.4129 | 0 | 3700614.7127
Circuit | distribution_circuit_resiliency | WI44_main | 660 | 1397481.37 | 1397481.37 | 0 | 0 | 3951446.9248 | 0 | 2553965.4
Circuit | distribution_circuit_resiliency | WBY01_main | 661 | 1394684.4 | 1394684.4 | 0 | 0 | 7204973.2124 | 0 | 5810288.6771
Circuit | distribution_circuit_resiliency | JOR43_lateral | 662 | 1387492.17 | 1387492.17 | 0 | 0 | 8462947.5423 | 0 | 7075455.2476
Circuit | distribution_circuit_resiliency | CD02_main | 663 | 1385513.12 | 1385513.12 | 0 | 0 | 7639076.3104 | 0 | 6253563.048
Circuit | distribution_circuit_resiliency | AL05_main | 664 | 1384631.55 | 1384631.55 | 0 | 0 | 7522136.7411 | 0 | 6137505.055
Circuit | distribution_circuit_resiliency | FZ54_lateral | 665 | 1382843.93 | 1382843.93 | 0 | 0 | 5310431.4623 | 0 | 3927587.4149
Circuit | distribution_circuit_resiliency | MY08_lateral | 666 | 1380448.72 | 1380448.72 | 0 | 0 | 8440431.7647 | 0 | 7059982.9541
Circuit | distribution_circuit_resiliency | UN08_lateral | 667 | 1375939.35 | 1375939.35 | 0 | 0 | 7226375.6287 | 0 | 5850436.1306
Circuit | distribution_circuit_resiliency | LW42_lateral | 668 | 1372201.14 | 1372201.14 | 0 | 0 | 4911081.6805 | 0 | 3538880.3976
Circuit | distribution_circuit_resiliency | CK03_main | 669 | 1372107.18 | 1372107.18 | 0 | 0 | 4505859.738 | 0 | 3133752.4253
Circuit | distribution_circuit_resiliency | KG47_main | 670 | 1372078.08 | 1372078.08 | 0 | 0 | 4642024.1551 | 0 | 3269945.9656
Circuit | distribution_circuit_resiliency | NV02_main | 671 | 1370511.39 | 1370511.39 | 0 | 0 | 9741563.8736 | 0 | 8371052.384
Circuit | distribution_circuit_resiliency | SPW50_lateral | 672 | 1368934.95 | 1368934.95 | 0 | 0 | 3372500.6459 | 0 | 2003565.5655
Circuit | distribution_circuit_resiliency | KDL43_main | 673 | 1367376.45 | 1367376.45 | 0 | 0 | 5075116.165 | 0 | 3707739.5722
Circuit | distribution_circuit_resiliency | SIE43_main | 674 | 1361199.79 | 1361199.79 | 0 | 0 | 4502637.0575 | 0 | 3141437.1207
Circuit | distribution_circuit_resiliency | HNY02_main | 675 | 1355848.96 | 1355848.96 | 0 | 0 | 4899437.2222 | 0 | 3543588.1206
Circuit | distribution_circuit_resiliency | RO41_main | 676 | 1354397.18 | 1354397.18 | 0 | 0 | 5316127.7435 | 0 | 3961730.4481
Circuit | distribution_circuit_resiliency | AE05_main | 677 | 1353944.67 | 1353944.67 | 0 | 0 | 5641592.5379 | 0 | 4287647.7185
Circuit | distribution_circuit_resiliency | CK05_main | 678 | 1352931.5 | 1352931.5 | 0 | 0 | 4514007.7029 | 0 | 3161076.081
Circuit | distribution_circuit_resiliency | GAR06_main | 679 | 1352009.31 | 1352009.31 | 0 | 0 | 3488447.5411 | 0 | 2136438.1165
Circuit | distribution_circuit_resiliency | TV02_main | 680 | 1351735.26 | 1351735.26 | 0 | 0 | 3733170.7237 | 0 | 2381435.3227
Circuit | distribution_circuit_resiliency | WI45_main | 681 | 1349185.03 | 1349185.03 | 0 | 0 | 4792675.7875 | 0 | 3443490.6182
Circuit | distribution_circuit_resiliency | JN11_main | 682 | 1347824.8 | 1347824.8 | 0 | 0 | 6784464.9832 | 0 | 5436640.0625
Circuit | distribution_circuit_resiliency | CV01_main | 683 | 1347788.44 | 1347788.44 | 0 | 0 | 7461915.1817 | 0 | 6114126.6149
Circuit | distribution_circuit_resiliency | GE49_main | 684 | 1347786.85 | 1347786.85 | 0 | 0 | 4786336 | 0 | 3438548.9983
Circuit | distribution_circuit_resiliency | SH06_main | 685 | 1341778.59 | 1341778.59 | 0 | 0 | 7640535.414 | 0 | 6298756.6991
Circuit | distribution_circuit_resiliency | HR02_main | 686 | 1338059.93 | 1338059.93 | 0 | 0 | 7735129.3534 | 0 | 6397069.2801
Circuit | distribution_circuit_resiliency | DH06_lateral | 687 | 1337045.48 | 1337045.48 | 0 | 0 | 7626279.6927 | 0 | 6289234.0983
Circuit | distribution_circuit_resiliency | GL10_lateral | 688 | 1336737.03 | 1336737.03 | 0 | 0 | 3391030.4566 | 0 | 2054293.2868
Circuit | distribution_circuit_resiliency | ES02_lateral | 689 | 1336464.09 | 1336464.09 | 0 | 0 | 7471935.4722 | 0 | 6135471.2557
Circuit | distribution_circuit_resiliency | CE03_main | 690 | 1333984.95 | 1333984.95 | 0 | 0 | 5009546.8458 | 0 | 3675561.7797
Circuit | distribution_circuit_resiliency | KI42_main | 691 | 1331362.08 | 1331362.08 | 0 | 0 | 5282814.5836 | 0 | 3951452.3788
Circuit | distribution_circuit_resiliency | WZ46_main | 692 | 1326970.7 | 1326970.7 | 0 | 0 | 5883374.7995 | 0 | 4556403.9895
Circuit | distribution_circuit_resiliency | SH03_lateral | 693 | 1326620.03 | 1326620.03 | 0 | 0 | 7911552.4608 | 0 | 6584932.2896
Circuit | distribution_circuit_resiliency | CYF48_main | 694 | 1326436.49 | 1326436.49 | 0 | 0 | 3875891.1533 | 0 | 2549454.5262
Circuit | distribution_circuit_resiliency | DL44_main | 695 | 1325728.67 | 1325728.67 | 0 | 0 | 6846315.5359 | 0 | 5520586.7415
Circuit | distribution_circuit_resiliency | CB07_main | 696 | 1320737.43 | 1320737.43 | 0 | 0 | 9966816.2387 | 0 | 8646078.7056
Circuit | distribution_circuit_resiliency | GW01_main | 697 | 1320696.63 | 1320696.63 | 0 | 0 | 4692050.8033 | 0 | 3371354.0444
Circuit | distribution_circuit_resiliency | BE02_lateral | 698 | 1320329.49 | 1320329.49 | 0 | 0 | 13326538.0909 | 0 | 12006208.4675
Circuit | distribution_circuit_resiliency | CD02_lateral | 699 | 1320265.15 | 1320265.15 | 0 | 0 | 8495819.5316 | 0 | 7175554.2338
Circuit | distribution_circuit_resiliency | HK42_lateral | 700 | 1319845.02 | 1319845.02 | 0 | 0 | 9938264.8554 | 0 | 8618419.7317
Circuit | distribution_circuit_resiliency | PO04_main | 701 | 1317611.11 | 1317611.11 | 0 | 0 | 5775371.2674 | 0 | 4457760.0498
Circuit | distribution_circuit_resiliency | LB02_lateral | 702 | 1317140.06 | 1317140.06 | 0 | 0 | 10689543.4912 | 0 | 9372403.3219
Circuit | distribution_circuit_resiliency | WA42_main | 703 | 1316481.45 | 1316481.45 | 0 | 0 | 5513880.7047 | 0 | 4197399.1506
Circuit | distribution_circuit_resiliency | LK08_lateral | 704 | 1315831.07 | 1315831.07 | 0 | 0 | 7690576.9824 | 0 | 6374745.7632
Circuit | distribution_circuit_resiliency | EU11_main | 705 | 1315701.09 | 1315701.09 | 0 | 0 | 6677527.9035 | 0 | 5361826.697
Circuit | distribution_circuit_resiliency | LIM45_main | 706 | 1311761.22 | 1311761.22 | 0 | 0 | 3505702.282 | 0 | 2193940.9322
Circuit | distribution_circuit_resiliency | FW07_main | 707 | 1308981.54 | 1308981.54 | 0 | 0 | 3991600.3725 | 0 | 2682618.691
Circuit | distribution_circuit_resiliency | AD11_lateral | 708 | 1308671.1 | 1308671.1 | 0 | 0 | 14779039.6431 | 0 | 13470368.4329
Circuit | distribution_circuit_resiliency | LY45_main | 709 | 1307492.84 | 1307492.84 | 0 | 0 | 5568948.8388 | 0 | 4261455.8649
Circuit | distribution_circuit_resiliency | RS04_main | 710 | 1307254.8 | 1307254.8 | 0 | 0 | 5131819.2063 | 0 | 3824564.2592
Circuit | distribution_circuit_resiliency | BY10_main | 711 | 1304224.49 | 1304224.49 | 0 | 0 | 20160059.3152 | 0 | 18855834.6958
Circuit | distribution_circuit_resiliency | SPW47_main | 712 | 1303318.84 | 1303318.84 | 0 | 0 | 4414870.1125 | 0 | 3111551.132
Circuit | distribution_circuit_resiliency | NEW01_lateral | 713 | 1301058.57 | 1301058.57 | 0 | 0 | 14582585.1719 | 0 | 13281526.4743
Circuit | distribution_circuit_resiliency | DE03_main | 714 | 1297952.51 | 1297952.51 | 0 | 0 | 7313471.1849 | 0 | 6015518.524
Circuit | distribution_circuit_resiliency | BAR41_lateral | 715 | 1295391.57 | 1295391.57 | 0 | 0 | 6182083.8224 | 0 | 4886692.1183
Circuit | distribution_circuit_resiliency | OR01_main | 716 | 1293309.02 | 1293309.02 | 0 | 0 | 4868031.1988 | 0 | 3574722.0481
Circuit | distribution_circuit_resiliency | FL47_main | 717 | 1291986.11 | 1291986.11 | 0 | 0 | 4137611.5216 | 0 | 2845625.2853
Circuit | distribution_circuit_resiliency | LC01_main | 718 | 1291611.23 | 1291611.23 | 0 | 0 | 11643292.0644 | 0 | 10351680.71
Circuit | distribution_circuit_resiliency | ADK42_main | 719 | 1290817.5 | 1290817.5 | 0 | 0 | 3520388.0338 | 0 | 2229570.4036
Circuit | distribution_circuit_resiliency | SO44_main | 720 | 1288287.98 | 1288287.98 | 0 | 0 | 5231926.9003 | 0 | 3943638.781
Circuit | distribution_circuit_resiliency | PA01_main | 721 | 1279068.03 | 1279068.03 | 0 | 0 | 9685026.2534 | 0 | 8405958.1036
Circuit | distribution_circuit_resiliency | LK02_main | 722 | 1277836.24 | 1277836.24 | 0 | 0 | 9161826.3151 | 0 | 7883989.9324
Circuit | distribution_circuit_resiliency | WV02_main | 723 | 1276978.84 | 1276978.84 | 0 | 0 | 11587646.7234 | 0 | 10310667.7474
Circuit | distribution_circuit_resiliency | UN02_lateral | 724 | 1276771.32 | 1276771.32 | 0 | 0 | 6199948.4418 | 0 | 4923176.9714
Circuit | distribution_circuit_resiliency | KDL46_lateral | 725 | 1273223.77 | 1273223.77 | 0 | 0 | 6432161.8363 | 0 | 5158937.9345
Circuit | distribution_circuit_resiliency | HE08_main | 726 | 1272167.42 | 1272167.42 | 0 | 0 | 4967323.3453 | 0 | 3695155.8015
Circuit | distribution_circuit_resiliency | STF43_main | 727 | 1271717.68 | 1271717.68 | 0 | 0 | 5420136.4437 | 0 | 4148418.6327
Circuit | distribution_circuit_resiliency | TE07_main | 728 | 1262349.54 | 1262349.54 | 0 | 0 | 4838772.8071 | 0 | 3576423.1469
Circuit | distribution_circuit_resiliency | DE01_main | 729 | 1262010.15 | 1262010.15 | 0 | 0 | 4844267.9196 | 0 | 3582257.6287
Circuit | distribution_circuit_resiliency | MU04_lateral | 730 | 1260917.27 | 1260917.27 | 0 | 0 | 7688482.1972 | 0 | 6427564.7852
Circuit | distribution_circuit_resiliency | WR11_main | 731 | 1260576.27 | 1260576.27 | 0 | 0 | 6675223.9193 | 0 | 5414647.5369
Circuit | distribution_circuit_resiliency | MC04_main | 732 | 1260520.34 | 1260520.34 | 0 | 0 | 4063709.4209 | 0 | 2803188.9482
Circuit | distribution_circuit_resiliency | VL07_lateral | 733 | 1260454.25 | 1260454.25 | 0 | 0 | 39666111.306 | 0 | 38405656.9156
Circuit | distribution_circuit_resiliency | GA07_lateral | 734 | 1260118.25 | 1260118.25 | 0 | 0 | 4981383.7951 | 0 | 3721265.4086
Circuit | distribution_circuit_resiliency | CE02_main | 735 | 1259104.17 | 1259104.17 | 0 | 0 | 4509731.5063 | 0 | 3250627.1958
Circuit | distribution_circuit_resiliency | FRY44_lateral | 736 | 1258748.56 | 1258748.56 | 0 | 0 | 2807890.9259 | 0 | 1549142.2372
Circuit | distribution_circuit_resiliency | CK06_main | 737 | 1258337.91 | 1258337.91 | 0 | 0 | 3982199.3497 | 0 | 2723861.3002
Circuit | distribution_circuit_resiliency | KL46_main | 738 | 1257262.29 | 1257262.29 | 0 | 0 | 5439526.5135 | 0 | 4182264.0956
Circuit | distribution_circuit_resiliency | IM42_main | 739 | 1257251.58 | 1257251.58 | 0 | 0 | 4305990.3519 | 0 | 3048738.631
Circuit | distribution_circuit_resiliency | LW45_lateral | 740 | 1255136.49 | 1255136.49 | 0 | 0 | 6475406.2706 | 0 | 5220269.6667
Circuit | distribution_circuit_resiliency | CYF42_lateral | 741 | 1253372.43 | 1253372.43 | 0 | 0 | 4303939.0218 | 0 | 3050566.484
Circuit | distribution_circuit_resiliency | UL04_main | 742 | 1252095.72 | 1252095.72 | 0 | 0 | 4635237.2923 | 0 | 3383141.455
Circuit | distribution_circuit_resiliency | WEB03_main | 743 | 1250534.43 | 1250534.43 | 0 | 0 | 5729306.2689 | 0 | 4478771.6985
Circuit | distribution_circuit_resiliency | WEB12_lateral | 744 | 1249251.32 | 1249251.32 | 0 | 0 | 5823587.3118 | 0 | 4574335.8425
Circuit | distribution_circuit_resiliency | TRN04_main | 745 | 1248552.24 | 1248552.24 | 0 | 0 | 5651478.3396 | 0 | 4402925.9754
Circuit | distribution_circuit_resiliency | SPW45_main | 746 | 1248421.47 | 1248421.47 | 0 | 0 | 5645298.7069 | 0 | 4396877.1147
Circuit | distribution_circuit_resiliency | PA11_main | 747 | 1246853.65 | 1246853.65 | 0 | 0 | 4626843.0033 | 0 | 3379989.2144
Circuit | distribution_circuit_resiliency | AN12_lateral | 748 | 1245458.88 | 1245458.88 | 0 | 0 | 7045513.0791 | 0 | 5800054.0388
Circuit | distribution_circuit_resiliency | RU02_main | 749 | 1245181.72 | 1245181.72 | 0 | 0 | 5969565.685 | 0 | 4724383.818
Circuit | distribution_circuit_resiliency | HNY05_main | 750 | 1241474.46 | 1241474.46 | 0 | 0 | 3765351.6095 | 0 | 2523877.0261
Circuit | distribution_circuit_resiliency | KG44_main | 751 | 1240539.48 | 1240539.48 | 0 | 0 | 3644108.701 | 0 | 2403569.0808
Circuit | distribution_circuit_resiliency | RE07_lateral | 752 | 1235707.01 | 1235707.01 | 0 | 0 | 10209668.5802 | 0 | 8973961.4439
Circuit | distribution_circuit_resiliency | BI08_main | 753 | 1234195.75 | 1234195.75 | 0 | 0 | 4936964.7685 | 0 | 3702768.8752
Circuit | distribution_circuit_resiliency | DL46_main | 754 | 1232952.86 | 1232952.86 | 0 | 0 | 4641747.7278 | 0 | 3408794.7612
Circuit | distribution_circuit_resiliency | NV02_lateral | 755 | 1232913.45 | 1232913.45 | 0 | 0 | 17719243.9134 | 0 | 16486330.3299
Circuit | distribution_circuit_resiliency | SO41_lateral | 756 | 1231703.95 | 1231703.95 | 0 | 0 | 4004761.9157 | 0 | 2773057.8358
Circuit | distribution_circuit_resiliency | LY48_lateral | 757 | 1230353.9 | 1230353.9 | 0 | 0 | 7143828.0159 | 0 | 5913473.9616
Circuit | distribution_circuit_resiliency | FRY45_lateral | 758 | 1224143.41 | 1224143.41 | 0 | 0 | 5410996.8623 | 0 | 4186853.308
Circuit | distribution_circuit_resiliency | EU11_lateral | 759 | 1223929.62 | 1223929.62 | 0 | 0 | 6866286.8103 | 0 | 5642357.0383
Circuit | distribution_circuit_resiliency | HOC04_main | 760 | 1219904.16 | 1219904.16 | 0 | 0 | 6382659.3488 | 0 | 5162755.0678
Circuit | distribution_circuit_resiliency | HM12_main | 761 | 1219111.65 | 1219111.65 | 0 | 0 | 4496610.7478 | 0 | 3277498.9457
Circuit | distribution_circuit_resiliency | HM06_main | 762 | 1218529.26 | 1218529.26 | 0 | 0 | 8446228.5872 | 0 | 7227699.209
Circuit | distribution_circuit_resiliency | GAR03_main | 763 | 1217445.24 | 1217445.24 | 0 | 0 | 4283748.254 | 0 | 3066302.9036
Circuit | distribution_circuit_resiliency | GG02_lateral | 764 | 1216826.75 | 1216826.75 | 0 | 0 | 4685183.2081 | 0 | 3468356.3338
Circuit | distribution_circuit_resiliency | LP01_main | 765 | 1216041.03 | 1216041.03 | 0 | 0 | 6561249.8754 | 0 | 5345208.7096
Circuit | distribution_circuit_resiliency | KL41_main | 766 | 1214452.57 | 1214452.57 | 0 | 0 | 4171956.3422 | 0 | 2957503.6456
Circuit | distribution_circuit_resiliency | HA03_main | 767 | 1214111.41 | 1214111.41 | 0 | 0 | 5713470.7439 | 0 | 4499359.2033
Circuit | distribution_circuit_resiliency | DR07_lateral | 768 | 1212921.99 | 1212921.99 | 0 | 0 | 10494667.658 | 0 | 9281745.5256
Circuit | distribution_circuit_resiliency | LM04_main | 769 | 1210132.78 | 1210132.78 | 0 | 0 | 6346756.6057 | 0 | 5136623.675
Circuit | distribution_circuit_resiliency | KI49_main | 770 | 1206958.33 | 1206958.33 | 0 | 0 | 4393537.3499 | 0 | 3186578.9159
Circuit | distribution_circuit_resiliency | HA12_main | 771 | 1206845.72 | 1206845.72 | 0 | 0 | 3257726.0435 | 0 | 2050880.1886
Circuit | distribution_circuit_resiliency | LY43_lateral | 772 | 1205157.18 | 1205157.18 | 0 | 0 | 11611764.6445 | 0 | 10406607.3374
Circuit | distribution_circuit_resiliency | HK45_main | 773 | 1204678.71 | 1204678.71 | 0 | 0 | 4582485.2513 | 0 | 3377806.4289
Circuit | distribution_circuit_resiliency | WOR46_lateral | 774 | 1203956.27 | 1203956.27 | 0 | 0 | 7135033.7189 | 0 | 5931077.3192
Circuit | distribution_circuit_resiliency | FW02_main | 775 | 1203734.68 | 1203734.68 | 0 | 0 | 3136169.5327 | 0 | 1932434.7206
Circuit | distribution_circuit_resiliency | KW45_main | 776 | 1203187.93 | 1203187.93 | 0 | 0 | 4585745.365 | 0 | 3382557.3009
Circuit | distribution_circuit_resiliency | CS01_lateral | 777 | 1202836.74 | 1202836.74 | 0 | 0 | 7914977.0336 | 0 | 6712140.1641
Circuit | distribution_circuit_resiliency | WL41_lateral | 778 | 1201592.29 | 1201592.29 | 0 | 0 | 7113211.8887 | 0 | 5911619.4834
Circuit | distribution_circuit_resiliency | CE07_main | 779 | 1199455.99 | 1199455.99 | 0 | 0 | 4260898.2345 | 0 | 3061442.1041
Circuit | distribution_circuit_resiliency | DH10_main | 780 | 1198146.43 | 1198146.43 | 0 | 0 | 4897363.9533 | 0 | 3699217.4133
Circuit | distribution_circuit_resiliency | BY09_main | 781 | 1197611.83 | 1197611.83 | 0 | 0 | 5307609.2445 | 0 | 4109997.287
Circuit | distribution_circuit_resiliency | LU04_main | 782 | 1194946.17 | 1194946.17 | 0 | 0 | 4304966.9813 | 0 | 3110020.6981
Circuit | distribution_circuit_resiliency | MAR45_main | 783 | 1194108.76 | 1194108.76 | 0 | 0 | 3931897.6359 | 0 | 2737788.751
Circuit | distribution_circuit_resiliency | UN10_lateral | 784 | 1191858.78 | 1191858.78 | 0 | 0 | 11255910.1963 | 0 | 10064051.2988
Circuit | distribution_circuit_resiliency | RE02_main | 785 | 1191722.73 | 1191722.73 | 0 | 0 | 3398277.4521 | 0 | 2206554.5946
Circuit | distribution_circuit_resiliency | GE50_lateral | 786 | 1191021.18 | 1191021.18 | 0 | 0 | 5302730.1485 | 0 | 4111708.8317
Circuit | distribution_circuit_resiliency | UV06_main | 787 | 1190316.54 | 1190316.54 | 0 | 0 | 4400607.7853 | 0 | 3210291.1195
Circuit | distribution_circuit_resiliency | JN10_main | 788 | 1183256.57 | 1183256.57 | 0 | 0 | 4933338.2945 | 0 | 3750081.5702
Circuit | distribution_circuit_resiliency | PO01_main | 789 | 1181419.96 | 1181419.96 | 0 | 0 | 3402403.3278 | 0 | 2220983.2494
Circuit | distribution_circuit_resiliency | KT43_main | 790 | 1178649.86 | 1178649.86 | 0 | 0 | 3476875.5727 | 0 | 2298225.5993
Circuit | distribution_circuit_resiliency | KT42_lateral | 791 | 1177455.88 | 1177455.88 | 0 | 0 | 6733125.7265 | 0 | 5555669.7331
Circuit | distribution_circuit_resiliency | HV08_main | 792 | 1177407.37 | 1177407.37 | 0 | 0 | 6441535.9949 | 0 | 5264128.5305
Circuit | distribution_circuit_resiliency | UV04_main | 793 | 1174437.93 | 1174437.93 | 0 | 0 | 5382690.3461 | 0 | 4208252.2894
Circuit | distribution_circuit_resiliency | WL41_main | 794 | 1174242.47 | 1174242.47 | 0 | 0 | 4539543.4718 | 0 | 3365300.8683
Circuit | distribution_circuit_resiliency | LU45_lateral | 795 | 1173456.45 | 1173456.45 | 0 | 0 | 17990387.0399 | 0 | 16816930.4625
Circuit | distribution_circuit_resiliency | BI43_main | 796 | 1171043.01 | 1171043.01 | 0 | 0 | 4349241.7122 | 0 | 3178198.5721
Circuit | distribution_circuit_resiliency | WF03_main | 797 | 1169598.96 | 1169598.96 | 0 | 0 | 3294164.9525 | 0 | 2124565.8613
Circuit | distribution_circuit_resiliency | RS02_lateral | 798 | 1168828.42 | 1168828.42 | 0 | 0 | 5568375.8253 | 0 | 4399547.2722
Circuit | distribution_circuit_resiliency | MDY01_lateral | 799 | 1168805.21 | 1168805.21 | 0 | 0 | 7088843.6571 | 0 | 5920038.3048
Circuit | distribution_circuit_resiliency | AR43_lateral | 800 | 1164134.19 | 1164134.19 | 0 | 0 | 7295642.1245 | 0 | 6131507.8225
Circuit | distribution_circuit_resiliency | STF42_main | 801 | 1162618.49 | 1162618.49 | 0 | 0 | 6023241.6576 | 0 | 4860623.0324
Circuit | distribution_circuit_resiliency | HL05_lateral | 802 | 1160068.5 | 1160068.5 | 0 | 0 | 10897212.216 | 0 | 9737143.5785
Circuit | distribution_circuit_resiliency | PI48_lateral | 803 | 1158860.72 | 1158860.72 | 0 | 0 | 7938163.2517 | 0 | 6779302.3923
Circuit | distribution_circuit_resiliency | PHR03_lateral | 804 | 1157196.32 | 1157196.32 | 0 | 0 | 3904634.639 | 0 | 2747438.1857
Circuit | distribution_circuit_resiliency | AR44_lateral | 805 | 1153905.48 | 1153905.48 | 0 | 0 | 5933537.8943 | 0 | 4779632.2907
Circuit | distribution_circuit_resiliency | KL47_main | 806 | 1151413.01 | 1151413.01 | 0 | 0 | 4819630.0459 | 0 | 3668216.8869
Circuit | distribution_circuit_resiliency | GZ46_main | 807 | 1150495.61 | 1150495.61 | 0 | 0 | 5245749.1464 | 0 | 4095253.3831
Circuit | distribution_circuit_resiliency | CRB45_lateral | 808 | 1146215.5 | 1146215.5 | 0 | 0 | 6401413.8263 | 0 | 5255198.2042
Circuit | distribution_circuit_resiliency | GE47_main | 809 | 1144643.54 | 1144643.54 | 0 | 0 | 4719485.6624 | 0 | 3574842.0262
Circuit | distribution_circuit_resiliency | WR09_lateral | 810 | 1143665.84 | 1143665.84 | 0 | 0 | 13030811.5666 | 0 | 11887145.5804
Circuit | distribution_circuit_resiliency | LY43_main | 811 | 1142035.07 | 1142035.07 | 0 | 0 | 4833259.035 | 0 | 3691223.8292
Circuit | distribution_circuit_resiliency | SO45_lateral | 812 | 1140811.92 | 1140811.92 | 0 | 0 | 4259182.6497 | 0 | 3118370.6218
Circuit | distribution_circuit_resiliency | GL01_main | 813 | 1137921.52 | 1137921.52 | 0 | 0 | 29741454.0029 | 0 | 28603532.3567
Circuit | distribution_circuit_resiliency | HE09_lateral | 814 | 1136738.74 | 1136738.74 | 0 | 0 | 4778363.435 | 0 | 3641624.5561
Circuit | distribution_circuit_resiliency | HM12_lateral | 815 | 1136118.62 | 1136118.62 | 0 | 0 | 6404771.9156 | 0 | 5268653.1664
Circuit | distribution_circuit_resiliency | FL48_lateral | 816 | 1133001.94 | 1133001.94 | 0 | 0 | 4947217.0153 | 0 | 3814214.9661
Circuit | distribution_circuit_resiliency | FD04_main | 817 | 1132219.4 | 1132219.4 | 0 | 0 | 6663238.0777 | 0 | 5531018.5397
Circuit | distribution_circuit_resiliency | AN01_lateral | 818 | 1131658.91 | 1131658.91 | 0 | 0 | 6263414.6241 | 0 | 5131755.5804
Circuit | distribution_circuit_resiliency | HM04_main | 819 | 1130923.36 | 1130923.36 | 0 | 0 | 4764413.8184 | 0 | 3633490.3275
Circuit | distribution_circuit_resiliency | STL45_main | 820 | 1130877.38 | 1130877.38 | 0 | 0 | 3773847.4872 | 0 | 2642969.9694
Circuit | distribution_circuit_resiliency | PW06_main | 821 | 1130286.75 | 1130286.75 | 0 | 0 | 3992212.075 | 0 | 2861925.1885
Circuit | distribution_circuit_resiliency | FUL41_lateral | 822 | 1128171.6 | 1128171.6 | 0 | 0 | 4072507.4297 | 0 | 2944335.6835
Circuit | distribution_circuit_resiliency | HA03_lateral | 823 | 1128094.09 | 1128094.09 | 0 | 0 | 3997163.1814 | 0 | 2869068.9549
Circuit | distribution_circuit_resiliency | PW03_main | 824 | 1124925.53 | 1124925.53 | 0 | 0 | 3021218.2731 | 0 | 1896292.6329
Circuit | distribution_circuit_resiliency | KDL41_lateral | 825 | 1120178.18 | 1120178.18 | 0 | 0 | 6922718.4417 | 0 | 5802540.1472
Circuit | distribution_circuit_resiliency | HNY03_main | 826 | 1119245.05 | 1119245.05 | 0 | 0 | 8012454.0024 | 0 | 6893208.8191
Circuit | distribution_circuit_resiliency | RA46_lateral | 827 | 1117648.91 | 1117648.91 | 0 | 0 | 10498672.4516 | 0 | 9381023.4352
Circuit | distribution_circuit_resiliency | SW06_main | 828 | 1117527.81 | 1117527.81 | 0 | 0 | 3362771.5375 | 0 | 2245243.6096
Circuit | distribution_circuit_resiliency | KG42_main | 829 | 1115215.89 | 1115215.89 | 0 | 0 | 3407872.3384 | 0 | 2292656.3107
Circuit | distribution_circuit_resiliency | LU42_main | 830 | 1114584.1 | 1114584.1 | 0 | 0 | 3870206.5572 | 0 | 2755622.3155
Circuit | distribution_circuit_resiliency | FZ50_lateral | 831 | 1112453.8 | 1112453.8 | 0 | 0 | 4025931.5851 | 0 | 2913477.6446
Circuit | distribution_circuit_resiliency | RED09_lateral | 832 | 1111670.15 | 1111670.15 | 0 | 0 | 5933236.9572 | 0 | 4821566.6669
Circuit | distribution_circuit_resiliency | UV07_main | 833 | 1111064.16 | 1111064.16 | 0 | 0 | 3303583.4365 | 0 | 2192519.1711
Circuit | distribution_circuit_resiliency | NV03_main | 834 | 1110878.01 | 1110878.01 | 0 | 0 | 4607047.2833 | 0 | 3496169.1407
Circuit | distribution_circuit_resiliency | AN10_main | 835 | 1110338.09 | 1110338.09 | 0 | 0 | 4059044.8981 | 0 | 2948706.6552
Circuit | distribution_circuit_resiliency | HY06_main | 836 | 1109691.7 | 1109691.7 | 0 | 0 | 4779445.2249 | 0 | 3669753.369
Circuit | distribution_circuit_resiliency | GZ45_lateral | 837 | 1109485.7 | 1109485.7 | 0 | 0 | 7522825.9425 | 0 | 6413340.1253
Circuit | distribution_circuit_resiliency | SE41_main | 838 | 1109230.45 | 1109230.45 | 0 | 0 | 4908970.6555 | 0 | 3799740.0868
Circuit | distribution_circuit_resiliency | MP01_main | 839 | 1106481.88 | 1106481.88 | 0 | 0 | 6654131.5729 | 0 | 5547649.5402
Circuit | distribution_circuit_resiliency | CD04_main | 840 | 1105049.53 | 1105049.53 | 0 | 0 | 3709339.1843 | 0 | 2604289.5101
Circuit | distribution_circuit_resiliency | BV42_lateral | 841 | 1104564.3 | 1104564.3 | 0 | 0 | 11276852.6386 | 0 | 10172288.2326
Circuit | distribution_circuit_resiliency | SB02_main | 842 | 1104272.13 | 1104272.13 | 0 | 0 | 9569674.7515 | 0 | 8465402.4733
Circuit | distribution_circuit_resiliency | WR12_lateral | 843 | 1103442.66 | 1103442.66 | 0 | 0 | 10336967.7074 | 0 | 9233524.9268
Circuit | distribution_circuit_resiliency | GAR03_lateral | 844 | 1103431.8 | 1103431.8 | 0 | 0 | 2589750.1671 | 0 | 1486318.2398
Circuit | distribution_circuit_resiliency | KI43_lateral | 845 | 1103273.17 | 1103273.17 | 0 | 0 | 7368579.9758 | 0 | 6265306.6779
Circuit | distribution_circuit_resiliency | KDL42_lateral | 846 | 1101468.23 | 1101468.23 | 0 | 0 | 6399521.9616 | 0 | 5298053.605
Circuit | distribution_circuit_resiliency | SB02_lateral | 847 | 1101280.83 | 1101280.83 | 0 | 0 | 11266349.1863 | 0 | 10165068.2146
Circuit | distribution_circuit_resiliency | WD48_main | 848 | 1101118.4 | 1101118.4 | 0 | 0 | 4022967.2734 | 0 | 2921848.7391
Circuit | distribution_circuit_resiliency | CV09_main | 849 | 1099859.56 | 1099859.56 | 0 | 0 | 4864070.3364 | 0 | 3764210.6314
Circuit | distribution_circuit_resiliency | BL08_main | 850 | 1097486.76 | 1097486.76 | 0 | 0 | 5302958.9148 | 0 | 4205472.0413
Circuit | distribution_circuit_resiliency | EL04_main | 851 | 1097182.01 | 1097182.01 | 0 | 0 | 2761422.3681 | 0 | 1664240.2067
Circuit | distribution_circuit_resiliency | CD12_lateral | 852 | 1096844.73 | 1096844.73 | 0 | 0 | 17818150.8456 | 0 | 16721305.9963
Circuit | distribution_circuit_resiliency | BH08_main | 853 | 1095560.46 | 1095560.46 | 0 | 0 | 6774757.4449 | 0 | 5679196.859
Circuit | distribution_circuit_resiliency | AE05_lateral | 854 | 1094717.54 | 1094717.54 | 0 | 0 | 7677301.018 | 0 | 6582583.3564
Circuit | distribution_circuit_resiliency | SP09_lateral | 855 | 1093149.88 | 1093149.88 | 0 | 0 | 2484386.0769 | 0 | 1391236.0731
Circuit | distribution_circuit_resiliency | CS02_main | 856 | 1093134.32 | 1093134.32 | 0 | 0 | 3028497.6772 | 0 | 1935363.2418
Circuit | distribution_circuit_resiliency | HR02_lateral | 857 | 1093029.02 | 1093029.02 | 0 | 0 | 8562669.4454 | 0 | 7469640.2888
Circuit | distribution_circuit_resiliency | RA41_main | 858 | 1092290.47 | 1092290.47 | 0 | 0 | 4411912.4528 | 0 | 3319621.8667
Circuit | distribution_circuit_resiliency | SP04_lateral | 859 | 1092229.44 | 1092229.44 | 0 | 0 | 2905451.3792 | 0 | 1813221.7945
Circuit | distribution_circuit_resiliency | FP05_lateral | 860 | 1091954.44 | 1091954.44 | 0 | 0 | 3023786.6815 | 0 | 1931832.0982
Circuit | distribution_circuit_resiliency | WOR45_lateral | 861 | 1090665.92 | 1090665.92 | 0 | 0 | 3874214.9894 | 0 | 2783548.9293
Circuit | distribution_circuit_resiliency | FD13_main | 862 | 1089099.48 | 1089099.48 | 0 | 0 | 4869612.9258 | 0 | 3780513.3296
Circuit | distribution_circuit_resiliency | LV01_lateral | 863 | 1088830.96 | 1088830.96 | 0 | 0 | 10337809.2847 | 0 | 9248978.1966
Circuit | distribution_circuit_resiliency | AD03_lateral | 864 | 1088230.35 | 1088230.35 | 0 | 0 | 3540166.8197 | 0 | 2451936.322
Circuit | distribution_circuit_resiliency | DL43_main | 865 | 1087048.03 | 1087048.03 | 0 | 0 | 4194830.1767 | 0 | 3107781.9978
Circuit | distribution_circuit_resiliency | SPW42_main | 866 | 1086464.58 | 1086464.58 | 0 | 0 | 4522871.1614 | 0 | 3436406.4601
Circuit | distribution_circuit_resiliency | PA10_lateral | 867 | 1083540.7 | 1083540.7 | 0 | 0 | 7357386.7395 | 0 | 6273845.9162
Circuit | distribution_circuit_resiliency | CRB48_lateral | 868 | 1083485.8 | 1083485.8 | 0 | 0 | 3415041.8245 | 0 | 2331555.8651
Circuit | distribution_circuit_resiliency | JCK03_lateral | 869 | 1079844.2 | 1079844.2 | 0 | 0 | 21233538.7783 | 0 | 20153694.4678
Circuit | distribution_circuit_resiliency | PW08_main | 870 | 1077767.98 | 1077767.98 | 0 | 0 | 2946149.524 | 0 | 1868381.4074
Circuit | distribution_circuit_resiliency | WF45_lateral | 871 | 1076286.31 | 1076286.31 | 0 | 0 | 5802270.1596 | 0 | 4725983.6744
Circuit | distribution_circuit_resiliency | MY01_main | 872 | 1074447.5 | 1074447.5 | 0 | 0 | 3893274.6836 | 0 | 2818827.0424
Circuit | distribution_circuit_resiliency | EL06_main | 873 | 1071778.12 | 1071778.12 | 0 | 0 | 2124259.9416 | 0 | 1052481.6852
Circuit | distribution_circuit_resiliency | GAR01_lateral | 874 | 1071437.86 | 1071437.86 | 0 | 0 | 7000783.3186 | 0 | 5929345.3231
Circuit | distribution_circuit_resiliency | MY05_main | 875 | 1070277.88 | 1070277.88 | 0 | 0 | 3430431.1426 | 0 | 2360153.1493
Circuit | distribution_circuit_resiliency | HK45_lateral | 876 | 1069904.16 | 1069904.16 | 0 | 0 | 4230081.6662 | 0 | 3160177.3674
Circuit | distribution_circuit_resiliency | RA45_lateral | 877 | 1069591.38 | 1069591.38 | 0 | 0 | 5034407.7057 | 0 | 3964816.2141
Circuit | distribution_circuit_resiliency | GL09_main | 878 | 1068160.07 | 1068160.07 | 0 | 0 | 20290774.6901 | 0 | 19222614.4656
Circuit | distribution_circuit_resiliency | RO07_lateral | 879 | 1068091.02 | 1068091.02 | 0 | 0 | 3946646.7125 | 0 | 2878555.5678
Circuit | distribution_circuit_resiliency | NM04_lateral | 880 | 1067340.26 | 1067340.26 | 0 | 0 | 6115915.1869 | 0 | 5048574.7653
Circuit | distribution_circuit_resiliency | UV05_main | 881 | 1065660.44 | 1065660.44 | 0 | 0 | 3832593.197 | 0 | 2766932.6036
Circuit | distribution_circuit_resiliency | LM03_main | 882 | 1062494.86 | 1062494.86 | 0 | 0 | 6070048.3535 | 0 | 5007553.3454
Circuit | distribution_circuit_resiliency | MY04_main | 883 | 1061243.85 | 1061243.85 | 0 | 0 | 3715395.6165 | 0 | 2654151.6209
Circuit | distribution_circuit_resiliency | SB06_main | 884 | 1059277.53 | 1059277.53 | 0 | 0 | 4244467.7912 | 0 | 3185190.1255
Circuit | distribution_circuit_resiliency | KI45_lateral | 885 | 1057433.43 | 1057433.43 | 0 | 0 | 3961542.8577 | 0 | 2904109.2835
Circuit | distribution_circuit_resiliency | WZ48_main | 886 | 1054334.42 | 1054334.42 | 0 | 0 | 2978664.6786 | 0 | 1924330.1266
Circuit | distribution_circuit_resiliency | TB45_main | 887 | 1048721.33 | 1048721.33 | 0 | 0 | 2927357.5926 | 0 | 1878636.165
Circuit | distribution_circuit_resiliency | FD12_main | 888 | 1048253.48 | 1048253.48 | 0 | 0 | 4285261.8045 | 0 | 3237008.1912
Circuit | distribution_circuit_resiliency | KG47_lateral | 889 | 1047452.83 | 1047452.83 | 0 | 0 | 4094574.8543 | 0 | 3047121.9179
Circuit | distribution_circuit_resiliency | GZ44_lateral | 890 | 1047437.77 | 1047437.77 | 0 | 0 | 4085152.3707 | 0 | 3037714.4898
Circuit | distribution_circuit_resiliency | GZ47_main | 891 | 1047325.8 | 1047325.8 | 0 | 0 | 3403545.7916 | 0 | 2356219.8615
Circuit | distribution_circuit_resiliency | SH09_main | 892 | 1044754.34 | 1044754.34 | 0 | 0 | 4196402.5262 | 0 | 3151648.0676
Circuit | distribution_circuit_resiliency | EB07_lateral | 893 | 1042697.34 | 1042697.34 | 0 | 0 | 9052046.9799 | 0 | 8009349.4836
Circuit | distribution_circuit_resiliency | LP05_main | 894 | 1041810.42 | 1041810.42 | 0 | 0 | 4347766.9393 | 0 | 3305956.4024
Circuit | distribution_circuit_resiliency | NP44_main | 895 | 1040669.55 | 1040669.55 | 0 | 0 | 4202459.6067 | 0 | 3161789.9319
Circuit | distribution_circuit_resiliency | VL03_main | 896 | 1038853.51 | 1038853.51 | 0 | 0 | 4122854.2443 | 0 | 3084000.643
Circuit | distribution_circuit_resiliency | ED01_lateral | 897 | 1038697.6 | 1038697.6 | 0 | 0 | 3195302.209 | 0 | 2156604.4816
Circuit | distribution_circuit_resiliency | KL42_lateral | 898 | 1038289.01 | 1038289.01 | 0 | 0 | 14689529.5176 | 0 | 13651240.3903
Circuit | distribution_circuit_resiliency | DL47_lateral | 899 | 1038266.47 | 1038266.47 | 0 | 0 | 3280311.5718 | 0 | 2242044.9799
Circuit | distribution_circuit_resiliency | AM02_main | 900 | 1038014.9 | 1038014.9 | 0 | 0 | 3904081.7032 | 0 | 2866066.6415
Circuit | distribution_circuit_resiliency | UV01_main | 901 | 1036225.18 | 1036225.18 | 0 | 0 | 3345460.8021 | 0 | 2309235.4944
Circuit | distribution_circuit_resiliency | PO09_main | 902 | 1036142.54 | 1036142.54 | 0 | 0 | 5709224.2553 | 0 | 4673081.5794
Circuit | distribution_circuit_resiliency | CV04_main | 903 | 1035948.1 | 1035948.1 | 0 | 0 | 6538812.0701 | 0 | 5502863.8459
Circuit | distribution_circuit_resiliency | HV06_main | 904 | 1035422.71 | 1035422.71 | 0 | 0 | 3776158.6992 | 0 | 2740735.8522
Circuit | distribution_circuit_resiliency | TE02_main | 905 | 1034359.6 | 1034359.6 | 0 | 0 | 2286772.1554 | 0 | 1252412.4285
Circuit | distribution_circuit_resiliency | LP03_main | 906 | 1032511.33 | 1032511.33 | 0 | 0 | 2308788.6141 | 0 | 1276277.1268
Circuit | distribution_circuit_resiliency | BY06_lateral | 907 | 1032013.41 | 1032013.41 | 0 | 0 | 3974389.8439 | 0 | 2942376.2847
Circuit | distribution_circuit_resiliency | BA42_main | 908 | 1029431.11 | 1029431.11 | 0 | 0 | 3549585.5506 | 0 | 2520154.3281
Circuit | distribution_circuit_resiliency | KT43_lateral | 909 | 1028657.83 | 1028657.83 | 0 | 0 | 5672299.9987 | 0 | 4643642.031
Circuit | distribution_circuit_resiliency | CYF50_main | 910 | 1027433.17 | 1027433.17 | 0 | 0 | 3240087.9859 | 0 | 2212654.6541
Circuit | distribution_circuit_resiliency | RU06_main | 911 | 1027180.91 | 1027180.91 | 0 | 0 | 7500339.6148 | 0 | 6473158.5423
Circuit | distribution_circuit_resiliency | PA10_main | 912 | 1023472.33 | 1023472.33 | 0 | 0 | 5439069.9349 | 0 | 4415597.483
Circuit | distribution_circuit_resiliency | WT12_main | 913 | 1023270.16 | 1023270.16 | 0 | 0 | 4713258.0603 | 0 | 3689987.7457
Circuit | distribution_circuit_resiliency | WI43_main | 914 | 1022942.21 | 1022942.21 | 0 | 0 | 3548388.0912 | 0 | 2525445.7647
Circuit | distribution_circuit_resiliency | TB03_lateral | 915 | 1022180.49 | 1022180.49 | 0 | 0 | 4675010.2119 | 0 | 3652829.5905
Circuit | distribution_circuit_resiliency | MB09_lateral | 916 | 1019363.4 | 1019363.4 | 0 | 0 | 15762248.8893 | 0 | 14742885.3688
Circuit | distribution_circuit_resiliency | HK41_main | 917 | 1018797.88 | 1018797.88 | 0 | 0 | 3224207.9944 | 0 | 2205410.0056
Circuit | distribution_circuit_resiliency | WA42_lateral | 918 | 1018006.31 | 1018006.31 | 0 | 0 | 8322421.8458 | 0 | 7304415.386
Circuit | distribution_circuit_resiliency | BA46_main | 919 | 1016245.29 | 1016245.29 | 0 | 0 | 3659055.6402 | 0 | 2642810.2126
Circuit | distribution_circuit_resiliency | BA45_main | 920 | 1016052.97 | 1016052.97 | 0 | 0 | 3968326.3797 | 0 | 2952273.2863
Circuit | distribution_circuit_resiliency | SPW51_lateral | 921 | 1015825.76 | 1015825.76 | 0 | 0 | 6112001.9029 | 0 | 5096175.9982
Circuit | distribution_circuit_resiliency | CYF47_lateral | 922 | 1012517.66 | 1012517.66 | 0 | 0 | 3202229.8615 | 0 | 2189712.0651
Circuit | distribution_circuit_resiliency | EL05_main | 923 | 1010102.88 | 1010102.88 | 0 | 0 | 4813678.6228 | 0 | 3803575.6196
Circuit | distribution_circuit_resiliency | FL42_main | 924 | 1008514.37 | 1008514.37 | 0 | 0 | 3271405.277 | 0 | 2262890.8005
Circuit | distribution_circuit_resiliency | MY10_main | 925 | 1008356.37 | 1008356.37 | 0 | 0 | 3161978.7053 | 0 | 2153622.1935
Circuit | distribution_circuit_resiliency | KI48_lateral | 926 | 1007789.52 | 1007789.52 | 0 | 0 | 4808372.8601 | 0 | 3800583.2352
Circuit | distribution_circuit_resiliency | LW47_lateral | 927 | 1007630.95 | 1007630.95 | 0 | 0 | 2740325.664 | 0 | 1732694.5921
Circuit | distribution_circuit_resiliency | MY02_main | 928 | 1004430.79 | 1004430.79 | 0 | 0 | 3317693.7304 | 0 | 2313262.814
Circuit | distribution_circuit_resiliency | HB44_lateral | 929 | 1002538.6 | 1002538.6 | 0 | 0 | 4055164.827 | 0 | 3052626.1031
Circuit | distribution_circuit_resiliency | THW48_lateral | 930 | 1002144.5 | 1002144.5 | 0 | 0 | 4850691.8833 | 0 | 3848547.269
Circuit | distribution_circuit_resiliency | CA09_main | 931 | 1001665.26 | 1001665.26 | 0 | 0 | 2703229.506 | 0 | 1701564.107
Circuit | distribution_circuit_resiliency | CA04_main | 932 | 999951.43 | 999951.43 | 0 | 0 | 3202444.7067 | 0 | 2202493.1564
Circuit | distribution_circuit_resiliency | TWG43_lateral | 933 | 997768.68 | 997768.68 | 0 | 0 | 5238717.9646 | 0 | 4240949.1754
Circuit | distribution_circuit_resiliency | SP02_lateral | 934 | 992367.75 | 992367.75 | 0 | 0 | 3809948.7681 | 0 | 2817580.9042
Circuit | distribution_circuit_resiliency | EB07_main | 935 | 991502.48 | 991502.48 | 0 | 0 | 5442103.0449 | 0 | 4450600.4576
Circuit | distribution_circuit_resiliency | WR11_lateral | 936 | 988793.54 | 988793.54 | 0 | 0 | 13393339.9642 | 0 | 12404546.2992
Circuit | distribution_circuit_resiliency | CK04_main | 937 | 988618.08 | 988618.08 | 0 | 0 | 4054358.7648 | 0 | 3065740.5592
Circuit | distribution_circuit_resiliency | WEB11_main | 938 | 988496.03 | 988496.03 | 0 | 0 | 4932130.02 | 0 | 3943633.8461
Circuit | distribution_circuit_resiliency | BA47_main | 939 | 987723.32 | 987723.32 | 0 | 0 | 5157918.1062 | 0 | 4170194.6458
Circuit | distribution_circuit_resiliency | HM08_main | 940 | 987270.71 | 987270.71 | 0 | 0 | 5285750.0221 | 0 | 4298479.1917
Circuit | distribution_circuit_resiliency | UW02_lateral | 941 | 986537.73 | 986537.73 | 0 | 0 | 2788918.4592 | 0 | 1802380.59
Circuit | distribution_circuit_resiliency | HOC02_lateral | 942 | 985955.78 | 985955.78 | 0 | 0 | 11463788.0541 | 0 | 10477832.1349
Circuit | distribution_circuit_resiliency | GN12_main | 943 | 985668.23 | 985668.23 | 0 | 0 | 2346564.0134 | 0 | 1360895.6671
Circuit | distribution_circuit_resiliency | SPW48_main | 944 | 984831.74 | 984831.74 | 0 | 0 | 4875093.5193 | 0 | 3890261.6738
Circuit | distribution_circuit_resiliency | SW10_main | 945 | 984669.54 | 984669.54 | 0 | 0 | 4432602.4152 | 0 | 3447932.7744
Circuit | distribution_circuit_resiliency | HK46_main | 946 | 981330.89 | 981330.89 | 0 | 0 | 3364436.764 | 0 | 2383105.7651
Circuit | distribution_circuit_resiliency | DE01_lateral | 947 | 977165.64 | 977165.64 | 0 | 0 | 2373044.8528 | 0 | 1395879.075
Circuit | distribution_circuit_resiliency | TB44_main | 948 | 976809.52 | 976809.52 | 0 | 0 | 3604949.8521 | 0 | 2628140.185
Circuit | distribution_circuit_resiliency | MAR51_main | 949 | 974575.08 | 974575.08 | 0 | 0 | 3169167.3131 | 0 | 2194592.1065
Circuit | distribution_circuit_resiliency | DR07_main | 950 | 974244 | 974244 | 0 | 0 | 7411461.0756 | 0 | 6437216.9534
Circuit | distribution_circuit_resiliency | FR45_main | 951 | 974148.87 | 974148.87 | 0 | 0 | 5749886.9963 | 0 | 4775737.9857
Circuit | distribution_circuit_resiliency | GT12_main | 952 | 971104.76 | 971104.76 | 0 | 0 | 4032314.35 | 0 | 3061209.4773
Circuit | distribution_circuit_resiliency | TB45_lateral | 953 | 967699.58 | 967699.58 | 0 | 0 | 2973095.4694 | 0 | 2005395.7621
Circuit | distribution_circuit_resiliency | SH03_main | 954 | 967374.42 | 967374.42 | 0 | 0 | 5458519.0239 | 0 | 4491144.4658
Circuit | distribution_circuit_resiliency | WT07_main | 955 | 967046.99 | 967046.99 | 0 | 0 | 5636486.32 | 0 | 4669439.2142
Circuit | distribution_circuit_resiliency | EU08_main | 956 | 966441.61 | 966441.61 | 0 | 0 | 3160263.3999 | 0 | 2193821.6517
Circuit | distribution_circuit_resiliency | GA09_main | 957 | 964962.46 | 964962.46 | 0 | 0 | 6469018.7425 | 0 | 5504056.1587
Circuit | distribution_circuit_resiliency | SF43_main | 958 | 963711.76 | 963711.76 | 0 | 0 | 3890248.3763 | 0 | 2926536.4925
Circuit | distribution_circuit_resiliency | HV08_lateral | 959 | 962967.77 | 962967.77 | 0 | 0 | 8703108.2974 | 0 | 7740140.4002
Circuit | distribution_circuit_resiliency | HV42_main | 960 | 962003.83 | 962003.83 | 0 | 0 | 3185086.5346 | 0 | 2223082.5704
Circuit | distribution_circuit_resiliency | FT11_lateral | 961 | 960787.31 | 960787.31 | 0 | 0 | 3905109.3331 | 0 | 2944321.8846
Circuit | distribution_circuit_resiliency | SO48_lateral | 962 | 960125.5 | 960125.5 | 0 | 0 | 2799634.6072 | 0 | 1839508.9685
Circuit | distribution_circuit_resiliency | IR04_lateral | 963 | 959947.08 | 959947.08 | 0 | 0 | 8785815.1644 | 0 | 7825867.93
Circuit | distribution_circuit_resiliency | KI47_lateral | 964 | 957074.58 | 957074.58 | 0 | 0 | 4003440.5627 | 0 | 3046365.8526
Circuit | distribution_circuit_resiliency | HP05_main | 965 | 955579.78 | 955579.78 | 0 | 0 | 6344325.6392 | 0 | 5388745.7277
Circuit | distribution_circuit_resiliency | STF43_lateral | 966 | 954035.3 | 954035.3 | 0 | 0 | 1683624.6629 | 0 | 729589.2492
Circuit | distribution_circuit_resiliency | HB44_main | 967 | 952501.16 | 952501.16 | 0 | 0 | 4354756.3211 | 0 | 3402255.0539
Circuit | distribution_circuit_resiliency | OA07_lateral | 968 | 951810.8 | 951810.8 | 0 | 0 | 3550990.4581 | 0 | 2599179.5318
Circuit | distribution_circuit_resiliency | HM02_main | 969 | 951738.38 | 951738.38 | 0 | 0 | 7284496.1238 | 0 | 6332757.6251
Circuit | distribution_circuit_resiliency | AR41_main | 970 | 951661.85 | 951661.85 | 0 | 0 | 3867935.8168 | 0 | 2916273.836
Circuit | distribution_circuit_resiliency | DE02_main | 971 | 951612.83 | 951612.83 | 0 | 0 | 4235863.2189 | 0 | 3284250.2764
Circuit | distribution_circuit_resiliency | ED06_main | 972 | 951563.56 | 951563.56 | 0 | 0 | 3726511.3002 | 0 | 2774947.5765
Circuit | distribution_circuit_resiliency | JOR43_main | 973 | 949158.96 | 949158.96 | 0 | 0 | 5348722.6455 | 0 | 4399563.5717
Circuit | distribution_circuit_resiliency | HB48_lateral | 974 | 947396.26 | 947396.26 | 0 | 0 | 5908126.6565 | 0 | 4960730.2625
Circuit | distribution_circuit_resiliency | KN01_main | 975 | 946164.64 | 946164.64 | 0 | 0 | 5562899.7393 | 0 | 4616734.9847
Circuit | distribution_circuit_resiliency | WZ46_lateral | 976 | 945844.8 | 945844.8 | 0 | 0 | 2097178.1015 | 0 | 1151333.165
Circuit | distribution_circuit_resiliency | SA47_main | 977 | 944572.69 | 944572.69 | 0 | 0 | 3510897.4637 | 0 | 2566324.6365
Circuit | distribution_circuit_resiliency | FD12_lateral | 978 | 944455.14 | 944455.14 | 0 | 0 | 1932660.3344 | 0 | 988205.0617
Circuit | distribution_circuit_resiliency | HE01_main | 979 | 944249.42 | 944249.42 | 0 | 0 | 3163990.4187 | 0 | 2219740.8594
Circuit | distribution_circuit_resiliency | UL48_main | 980 | 944222.9 | 944222.9 | 0 | 0 | 4880300.1905 | 0 | 3936077.18
Circuit | distribution_circuit_resiliency | UN01_main | 981 | 942421.66 | 942421.66 | 0 | 0 | 4837121.7901 | 0 | 3894700.0047
Circuit | distribution_circuit_resiliency | HB49_lateral | 982 | 942040.08 | 942040.08 | 0 | 0 | 4518846.6988 | 0 | 3576806.4786
Circuit | distribution_circuit_resiliency | STW03_lateral | 983 | 941773.96 | 941773.96 | 0 | 0 | 10129803.5545 | 0 | 9188029.4638
Circuit | distribution_circuit_resiliency | FR45_lateral | 984 | 941545.53 | 941545.53 | 0 | 0 | 3120424.5326 | 0 | 2178878.8555
Circuit | distribution_circuit_resiliency | AF09_main | 985 | 940825.89 | 940825.89 | 0 | 0 | 4281767.8862 | 0 | 3340941.8622
Circuit | distribution_circuit_resiliency | HM04_lateral | 986 | 940044.11 | 940044.11 | 0 | 0 | 6138232.7964 | 0 | 5198188.574
Circuit | distribution_circuit_resiliency | LK07_lateral | 987 | 938034.35 | 938034.35 | 0 | 0 | 10630775.2517 | 0 | 9692740.7892
Circuit | distribution_circuit_resiliency | MAR43_lateral | 988 | 937086.03 | 937086.03 | 0 | 0 | 1296381.3816 | 0 | 359295.208
Circuit | distribution_circuit_resiliency | LIM44_main | 989 | 935375.11 | 935375.11 | 0 | 0 | 2007687.3623 | 0 | 1072312.133
Circuit | distribution_circuit_resiliency | WW10_main | 990 | 934625.46 | 934625.46 | 0 | 0 | 4155912.5723 | 0 | 3221286.9768
Circuit | distribution_circuit_resiliency | CE01_main | 991 | 931671.36 | 931671.36 | 0 | 0 | 3101479.5431 | 0 | 2169808.0362
Circuit | distribution_circuit_resiliency | HB47_main | 992 | 930422.21 | 930422.21 | 0 | 0 | 4338320.1846 | 0 | 3407897.8428
Circuit | distribution_circuit_resiliency | HL07_lateral | 993 | 926399.65 | 926399.65 | 0 | 0 | 8344017.4829 | 0 | 7417617.7089
Circuit | distribution_circuit_resiliency | SH09_lateral | 994 | 919290.94 | 919290.94 | 0 | 0 | 6230934.2967 | 0 | 5311643.226
Circuit | distribution_circuit_resiliency | EL05_lateral | 995 | 919244.41 | 919244.41 | 0 | 0 | 3437546.5166 | 0 | 2518301.9696
Circuit | distribution_circuit_resiliency | WOR44_main | 996 | 919014.54 | 919014.54 | 0 | 0 | 4601054.6356 | 0 | 3682039.9276
Circuit | distribution_circuit_resiliency | PE06_main | 997 | 918085.49 | 918085.49 | 0 | 0 | 2856122.8147 | 0 | 1938037.1939
Circuit | distribution_circuit_resiliency | MV03_lateral | 998 | 917235.9 | 917235.9 | 0 | 0 | 6781856.7538 | 0 | 5864620.7199
Circuit | distribution_circuit_resiliency | HB51_main | 999 | 914823.91 | 914823.91 | 0 | 0 | 4587087.444 | 0 | 3672263.3947
Circuit | distribution_circuit_resiliency | FR41_main | 1000 | 914786.36 | 914786.36 | 0 | 0 | 4365963.4664 | 0 | 3451176.9954
Circuit | distribution_circuit_resiliency | KL50_lateral | 1001 | 913631.05 | 913631.05 | 0 | 0 | 6488476.4161 | 0 | 5574845.2516
Circuit | distribution_circuit_resiliency | HL05_main | 1002 | 913449.38 | 913449.38 | 0 | 0 | 6836533.4347 | 0 | 5923083.9615
Circuit | distribution_circuit_resiliency | ME09_main | 1003 | 911651.19 | 911651.19 | 0 | 0 | 2918780.1652 | 0 | 2007128.8292
Circuit | distribution_circuit_resiliency | CV09_lateral | 1004 | 911646.82 | 911646.82 | 0 | 0 | 7001879.6325 | 0 | 6090232.6634
Circuit | distribution_circuit_resiliency | QV09_main | 1005 | 910982.79 | 910982.79 | 0 | 0 | 2649188.4708 | 0 | 1738205.5692
Circuit | distribution_circuit_resiliency | BA41_main | 1006 | 910336.37 | 910336.37 | 0 | 0 | 6183954.4404 | 0 | 5273617.9707
Circuit | distribution_circuit_resiliency | OB43_lateral | 1007 | 908569.86 | 908569.86 | 0 | 0 | 4446121.0158 | 0 | 3537551.058
Circuit | distribution_circuit_resiliency | WO03_lateral | 1008 | 907952.96 | 907952.96 | 0 | 0 | 8505425.802 | 0 | 7597472.701
Circuit | distribution_circuit_resiliency | EL07_main | 1009 | 907199.77 | 907199.77 | 0 | 0 | 3779428.5756 | 0 | 2872228.6714
Circuit | distribution_circuit_resiliency | CYF48_lateral | 1010 | 907080.32 | 907080.32 | 0 | 0 | 2958384.6578 | 0 | 2051304.2152
Circuit | distribution_circuit_resiliency | FZ52_main | 1011 | 905892.42 | 905892.42 | 0 | 0 | 3344958.0164 | 0 | 2439065.4564
Circuit | distribution_circuit_resiliency | STL45_lateral | 1012 | 905658.3 | 905658.3 | 0 | 0 | 3282535.5828 | 0 | 2376877.1165
Circuit | distribution_circuit_resiliency | MID01_lateral | 1013 | 905055.74 | 905055.74 | 0 | 0 | 6076322.3831 | 0 | 5171266.5174
Circuit | distribution_circuit_resiliency | DL45_main | 1014 | 904702.9 | 904702.9 | 0 | 0 | 3358471.563 | 0 | 2453768.5179
Circuit | distribution_circuit_resiliency | HNY06_main | 1015 | 904341.71 | 904341.71 | 0 | 0 | 4390784.7577 | 0 | 3486442.9328
Circuit | distribution_circuit_resiliency | NB46_lateral | 1016 | 903671.18 | 903671.18 | 0 | 0 | 3194256.5648 | 0 | 2290585.2556
Circuit | distribution_circuit_resiliency | BR11_lateral | 1017 | 903663.04 | 903663.04 | 0 | 0 | 5082124.9474 | 0 | 4178461.7577
Circuit | distribution_circuit_resiliency | PA07_main | 1018 | 902048.19 | 902048.19 | 0 | 0 | 8139443.1581 | 0 | 7237394.8267
Circuit | distribution_circuit_resiliency | GT12_lateral | 1019 | 898559.44 | 898559.44 | 0 | 0 | 3518646.5868 | 0 | 2620087.0355
Circuit | distribution_circuit_resiliency | LB02_main | 1020 | 898431.25 | 898431.25 | 0 | 0 | 4727247.2434 | 0 | 3828815.8538
Circuit | distribution_circuit_resiliency | HOC10_main | 1021 | 895813.29 | 895813.29 | 0 | 0 | 2523628.8745 | 0 | 1627815.4577
Circuit | distribution_circuit_resiliency | HV41_lateral | 1022 | 895164.44 | 895164.44 | 0 | 0 | 2820120.1097 | 0 | 1924955.534
Circuit | distribution_circuit_resiliency | SA45_main | 1023 | 895146.42 | 895146.42 | 0 | 0 | 4207993.8092 | 0 | 3312847.2589
Circuit | distribution_circuit_resiliency | FT03_main | 1024 | 894946.43 | 894946.43 | 0 | 0 | 5382666.9271 | 0 | 4487720.3604
Circuit | distribution_circuit_resiliency | ES02_main | 1025 | 893347.81 | 893347.81 | 0 | 0 | 5744355.4019 | 0 | 4851007.4852
Circuit | distribution_circuit_resiliency | BR03_main | 1026 | 893176.32 | 893176.32 | 0 | 0 | 5843782.9755 | 0 | 4950606.5161
Circuit | distribution_circuit_resiliency | SPW48_lateral | 1027 | 892005.23 | 892005.23 | 0 | 0 | 3265917.9584 | 0 | 2373912.5873
Circuit | distribution_circuit_resiliency | LAK42_lateral | 1028 | 891890.11 | 891890.11 | 0 | 0 | 4191802.5243 | 0 | 3299912.3097
Circuit | distribution_circuit_resiliency | BG10_lateral | 1029 | 889245.07 | 889245.07 | 0 | 0 | 3781570.5018 | 0 | 2892325.294
Circuit | distribution_circuit_resiliency | LY47_lateral | 1030 | 889041.22 | 889041.22 | 0 | 0 | 13257217.2887 | 0 | 12368175.9432
Circuit | distribution_circuit_resiliency | BR03_lateral | 1031 | 888555.18 | 888555.18 | 0 | 0 | 4796102.4652 | 0 | 3907547.1728
Circuit | distribution_circuit_resiliency | HOC08_lateral | 1032 | 887434.17 | 887434.17 | 0 | 0 | 4277782.2887 | 0 | 3390347.9933
Circuit | distribution_circuit_resiliency | AL09_main | 1033 | 887287.21 | 887287.21 | 0 | 0 | 4703787.9893 | 0 | 3816500.6368
Circuit | distribution_circuit_resiliency | PW02_lateral | 1034 | 886563.69 | 886563.69 | 0 | 0 | 8628447.9473 | 0 | 7741884.12
Circuit | distribution_circuit_resiliency | UN02_main | 1035 | 886417.23 | 886417.23 | 0 | 0 | 6476246.7793 | 0 | 5589829.4225
Circuit | distribution_circuit_resiliency | LK09_lateral | 1036 | 885115.14 | 885115.14 | 0 | 0 | 8077611.1017 | 0 | 7192495.8135
Circuit | distribution_circuit_resiliency | LA02_lateral | 1037 | 885068.51 | 885068.51 | 0 | 0 | 10907590.9395 | 0 | 10022522.3209
Circuit | distribution_circuit_resiliency | RS02_main | 1038 | 884362.3 | 884362.3 | 0 | 0 | 4341061.1619 | 0 | 3456698.7256
Circuit | distribution_circuit_resiliency | ADK48_main | 1039 | 883959.09 | 883959.09 | 0 | 0 | 3218357.4513 | 0 | 2334398.238
Circuit | distribution_circuit_resiliency | FZ46_lateral | 1040 | 883913.17 | 883913.17 | 0 | 0 | 1778165.6362 | 0 | 894252.3353
Circuit | distribution_circuit_resiliency | PE03_lateral | 1041 | 883820.14 | 883820.14 | 0 | 0 | 4739199.1445 | 0 | 3855378.8772
Circuit | distribution_circuit_resiliency | CS01_main | 1042 | 882595.81 | 882595.81 | 0 | 0 | 4557778.927 | 0 | 3675182.9885
Circuit | distribution_circuit_resiliency | AF01_main | 1043 | 881740.06 | 881740.06 | 0 | 0 | 4390899.7463 | 0 | 3509159.5401
Circuit | distribution_circuit_resiliency | BZ03_lateral | 1044 | 880838.29 | 880838.29 | 0 | 0 | 15585828.1812 | 0 | 14704989.7454
Circuit | distribution_circuit_resiliency | WOR41_lateral | 1045 | 879097.39 | 879097.39 | 0 | 0 | 4168865.3886 | 0 | 3289767.8727
Circuit | distribution_circuit_resiliency | HM06_lateral | 1046 | 876803.82 | 876803.82 | 0 | 0 | 11660016.9033 | 0 | 10783212.9395
Circuit | distribution_circuit_resiliency | FD13_lateral | 1047 | 875851.04 | 875851.04 | 0 | 0 | 2799578.1429 | 0 | 1923726.9752
Circuit | distribution_circuit_resiliency | AV02_lateral | 1048 | 875139.82 | 875139.82 | 0 | 0 | 4499078.7202 | 0 | 3623938.7769
Circuit | distribution_circuit_resiliency | HA07_lateral | 1049 | 875092.01 | 875092.01 | 0 | 0 | 8046555.4026 | 0 | 7171463.2682
Circuit | distribution_circuit_resiliency | RE09_main | 1050 | 872580.31 | 872580.31 | 0 | 0 | 3169056.1338 | 0 | 2296475.6923
Circuit | distribution_circuit_resiliency | ED02_main | 1051 | 870920.4 | 870920.4 | 0 | 0 | 4153049.5232 | 0 | 3282128.9716
Circuit | distribution_circuit_resiliency | WBY01_lateral | 1052 | 870582.2 | 870582.2 | 0 | 0 | 2472214.0187 | 0 | 1601631.6738
Circuit | distribution_circuit_resiliency | SH11_main | 1053 | 869887.27 | 869887.27 | 0 | 0 | 2328161.9171 | 0 | 1458274.4926
Circuit | distribution_circuit_resiliency | BA04_main | 1054 | 869771.08 | 869771.08 | 0 | 0 | 3874843.6212 | 0 | 3005072.4368
Circuit | distribution_circuit_resiliency | SIE41_lateral | 1055 | 867735.56 | 867735.56 | 0 | 0 | 4692658.3083 | 0 | 3824922.6268
Circuit | distribution_circuit_resiliency | OB46_lateral | 1056 | 866205.1 | 866205.1 | 0 | 0 | 4979754.8371 | 0 | 4113549.6244
Circuit | distribution_circuit_resiliency | GL07_lateral | 1057 | 865886.76 | 865886.76 | 0 | 0 | 31806688.5646 | 0 | 30940801.678
Circuit | distribution_circuit_resiliency | WLO41_lateral | 1058 | 865417.18 | 865417.18 | 0 | 0 | 4841996.9761 | 0 | 3976579.6652
Circuit | distribution_circuit_resiliency | STF41_main | 1059 | 865329.79 | 865329.79 | 0 | 0 | 5622704.0845 | 0 | 4757374.1851
Circuit | distribution_circuit_resiliency | HY02_main | 1060 | 860116.21 | 860116.21 | 0 | 0 | 3155168.4127 | 0 | 2295052.0592
Circuit | distribution_circuit_resiliency | PA03_lateral | 1061 | 859483.8 | 859483.8 | 0 | 0 | 9791457.9644 | 0 | 8931974.0447
Circuit | distribution_circuit_resiliency | WI41_main | 1062 | 857247.77 | 857247.77 | 0 | 0 | 2778048.8426 | 0 | 1920800.9318
Circuit | distribution_circuit_resiliency | BY10_lateral | 1063 | 856653.22 | 856653.22 | 0 | 0 | 30367113.5596 | 0 | 29510460.2115
Circuit | distribution_circuit_resiliency | GG03_lateral | 1064 | 856019.55 | 856019.55 | 0 | 0 | 6943138.6582 | 0 | 6087118.9751
Circuit | distribution_circuit_resiliency | ED04_main | 1065 | 855892.32 | 855892.32 | 0 | 0 | 3725179.6114 | 0 | 2869287.15
Circuit | distribution_circuit_resiliency | HE15_lateral | 1066 | 852654.8 | 852654.8 | 0 | 0 | 6987585.8522 | 0 | 6134930.9385
Circuit | distribution_circuit_resiliency | GN11_lateral | 1067 | 851850.04 | 851850.04 | 0 | 0 | 3699225.6687 | 0 | 2847375.5239
Circuit | distribution_circuit_resiliency | MY06_main | 1068 | 851656.42 | 851656.42 | 0 | 0 | 3824437.4323 | 0 | 2972780.8706
Circuit | distribution_circuit_resiliency | MV03_main | 1069 | 849334.13 | 849334.13 | 0 | 0 | 4420022.9856 | 0 | 3570688.7481
Circuit | distribution_circuit_resiliency | LP06_main | 1070 | 845995.74 | 845995.74 | 0 | 0 | 2689769.5144 | 0 | 1843773.6592
Circuit | distribution_circuit_resiliency | WR13_main | 1071 | 844398.48 | 844398.48 | 0 | 0 | 4388870.8978 | 0 | 3544472.2978
Circuit | distribution_circuit_resiliency | HOC08_main | 1072 | 842267.51 | 842267.51 | 0 | 0 | 4287845.2992 | 0 | 3445577.6681
Circuit | distribution_circuit_resiliency | ED04_lateral | 1073 | 841683.47 | 841683.47 | 0 | 0 | 3779078.6467 | 0 | 2937395.071
Circuit | distribution_circuit_resiliency | JP08_main | 1074 | 840503.95 | 840503.95 | 0 | 0 | 2507432.3405 | 0 | 1666928.2622
Circuit | distribution_circuit_resiliency | NS08_lateral | 1075 | 840494.81 | 840494.81 | 0 | 0 | 4371576.1397 | 0 | 3531081.1879
Circuit | distribution_circuit_resiliency | UV03_main | 1076 | 840226.72 | 840226.72 | 0 | 0 | 3632500.9173 | 0 | 2792274.0432
Circuit | distribution_circuit_resiliency | TO07_main | 1077 | 839193.93 | 839193.93 | 0 | 0 | 3281548.6625 | 0 | 2442354.6125
Circuit | distribution_circuit_resiliency | SPW42_lateral | 1078 | 839116.6 | 839116.6 | 0 | 0 | 4171683.3275 | 0 | 3332566.5617
Circuit | distribution_circuit_resiliency | MAR46_main | 1079 | 837970.32 | 837970.32 | 0 | 0 | 3165369.6758 | 0 | 2327399.2258
Circuit | distribution_circuit_resiliency | LK01_main | 1080 | 837718.27 | 837718.27 | 0 | 0 | 2314930.8262 | 0 | 1477212.4421
Circuit | distribution_circuit_resiliency | OR41_main | 1081 | 837133.01 | 837133.01 | 0 | 0 | 2759089.37 | 0 | 1921956.2176
Circuit | distribution_circuit_resiliency | WR09_main | 1082 | 833998.07 | 833998.07 | 0 | 0 | 5762897.9948 | 0 | 4928899.8117
Circuit | distribution_circuit_resiliency | WD46_main | 1083 | 833390.07 | 833390.07 | 0 | 0 | 2678332.7112 | 0 | 1844942.5111
Circuit | distribution_circuit_resiliency | LB01_lateral | 1084 | 832057.37 | 832057.37 | 0 | 0 | 6930870.5305 | 0 | 6098813.0257
Circuit | distribution_circuit_resiliency | HA01_lateral | 1085 | 832021.64 | 832021.64 | 0 | 0 | 5973871.9858 | 0 | 5141850.2068
Circuit | distribution_circuit_resiliency | RS03_lateral | 1086 | 831893.41 | 831893.41 | 0 | 0 | 2921155.305 | 0 | 2089261.7506
Circuit | distribution_circuit_resiliency | FRY41_main | 1087 | 830377.75 | 830377.75 | 0 | 0 | 3776014.2795 | 0 | 2945636.3898
Circuit | distribution_circuit_resiliency | SPW43_main | 1088 | 830149.51 | 830149.51 | 0 | 0 | 2793007.1803 | 0 | 1962857.5338
Circuit | distribution_circuit_resiliency | CB10_main | 1089 | 828797.58 | 828797.58 | 0 | 0 | 3316896.1611 | 0 | 2488098.45
Circuit | distribution_circuit_resiliency | TV03_main | 1090 | 828767.13 | 828767.13 | 0 | 0 | 2909792.6982 | 0 | 2081025.4262
Circuit | distribution_circuit_resiliency | LP07_main | 1091 | 828708.66 | 828708.66 | 0 | 0 | 2494037.4715 | 0 | 1665328.699
Circuit | distribution_circuit_resiliency | WEB01_lateral | 1092 | 828454.73 | 828454.73 | 0 | 0 | 2046805.9031 | 0 | 1218351.0531
Circuit | distribution_circuit_resiliency | FW06_lateral | 1093 | 828014.28 | 828014.28 | 0 | 0 | 4290409.178 | 0 | 3462394.7659
Circuit | distribution_circuit_resiliency | CG03_main | 1094 | 827963.26 | 827963.26 | 0 | 0 | 3642006.662 | 0 | 2814043.2697
Circuit | distribution_circuit_resiliency | ED03_main | 1095 | 827798.61 | 827798.61 | 0 | 0 | 4052549.2928 | 0 | 3224750.5572
Circuit | distribution_circuit_resiliency | SO47_main | 1096 | 823142.62 | 823142.62 | 0 | 0 | 3774499.7543 | 0 | 2951357.0327
Circuit | distribution_circuit_resiliency | BH05_main | 1097 | 822758.72 | 822758.72 | 0 | 0 | 3187776.5837 | 0 | 2365017.7079
Circuit | distribution_circuit_resiliency | BZ01_lateral | 1098 | 821846.41 | 821846.41 | 0 | 0 | 4066016.1126 | 0 | 3244169.5482
Circuit | distribution_circuit_resiliency | UL04_lateral | 1099 | 820905.32 | 820905.32 | 0 | 0 | 2723478.8493 | 0 | 1902573.3989
Circuit | distribution_circuit_resiliency | BZ04_lateral | 1100 | 818899.98 | 818899.98 | 0 | 0 | 1166866.0181 | 0 | 347965.8934
Circuit | distribution_circuit_resiliency | ES05_lateral | 1101 | 816829.97 | 816829.97 | 0 | 0 | 6685117.9761 | 0 | 5868287.8835
Circuit | distribution_circuit_resiliency | HV41_main | 1102 | 815810.48 | 815810.48 | 0 | 0 | 3771071.0144 | 0 | 2955260.3845
Circuit | distribution_circuit_resiliency | SW04_lateral | 1103 | 815242.68 | 815242.68 | 0 | 0 | 10315139.2148 | 0 | 9499896.391
Circuit | distribution_circuit_resiliency | FRY46_lateral | 1104 | 814533.57 | 814533.57 | 0 | 0 | 3992215.9704 | 0 | 3177682.2766
Circuit | distribution_circuit_resiliency | FD15_main | 1105 | 810540.63 | 810540.63 | 0 | 0 | 3725350.69 | 0 | 2914809.9363
Circuit | distribution_circuit_resiliency | CRB42_lateral | 1106 | 808015.82 | 808015.82 | 0 | 0 | 3247682.6142 | 0 | 2439666.6765
Circuit | distribution_circuit_resiliency | PA05_lateral | 1107 | 807752.43 | 807752.43 | 0 | 0 | 8185266.0492 | 0 | 7377513.4886
Circuit | distribution_circuit_resiliency | LW44_main | 1108 | 807107.39 | 807107.39 | 0 | 0 | 2249964.3344 | 0 | 1442856.8062
Circuit | distribution_circuit_resiliency | LW42_main | 1109 | 806021.76 | 806021.76 | 0 | 0 | 6118456.5958 | 0 | 5312434.7004
Circuit | distribution_circuit_resiliency | LA02_main | 1110 | 805985.46 | 805985.46 | 0 | 0 | 6871354.6304 | 0 | 6065369.0388
Circuit | distribution_circuit_resiliency | BE02_main | 1111 | 805345.56 | 805345.56 | 0 | 0 | 7615640.7787 | 0 | 6810295.0813
Circuit | distribution_circuit_resiliency | PA02_lateral | 1112 | 804801.76 | 804801.76 | 0 | 0 | 4017589.1848 | 0 | 3212787.2968
Circuit | distribution_circuit_resiliency | QV10_main | 1113 | 804782.04 | 804782.04 | 0 | 0 | 2521382.1742 | 0 | 1716600.0198
Circuit | distribution_circuit_resiliency | HA11_lateral | 1114 | 802760.61 | 802760.61 | 0 | 0 | 5421743.7851 | 0 | 4618983.0609
Circuit | distribution_circuit_resiliency | HX02_lateral | 1115 | 802529.1 | 802529.1 | 0 | 0 | 20113708.8365 | 0 | 19311179.5848
Circuit | distribution_circuit_resiliency | EL10_main | 1116 | 802410.84 | 802410.84 | 0 | 0 | 2585015.0117 | 0 | 1782604.0172
Circuit | distribution_circuit_resiliency | ADK49_main | 1117 | 801821.64 | 801821.64 | 0 | 0 | 2870905.8545 | 0 | 2069084.0993
Circuit | distribution_circuit_resiliency | FT03_lateral | 1118 | 800905.63 | 800905.63 | 0 | 0 | 6776682.1997 | 0 | 5975776.4294
Circuit | distribution_circuit_resiliency | SW09_lateral | 1119 | 800893.07 | 800893.07 | 0 | 0 | 6218083.398 | 0 | 5417190.1869
Circuit | distribution_circuit_resiliency | TB41_main | 1120 | 799992.53 | 799992.53 | 0 | 0 | 2673497.5536 | 0 | 1873504.8837
Circuit | distribution_circuit_resiliency | DE08_main | 1121 | 799651.12 | 799651.12 | 0 | 0 | 3412340.1089 | 0 | 2612688.871
Circuit | distribution_circuit_resiliency | CK02_main | 1122 | 799350.44 | 799350.44 | 0 | 0 | 2577856.0522 | 0 | 1778505.5131
Circuit | distribution_circuit_resiliency | KN01_lateral | 1123 | 798283.14 | 798283.14 | 0 | 0 | 3805066.626 | 0 | 3006783.3635
Circuit | distribution_circuit_resiliency | KL49_lateral | 1124 | 798053.27 | 798053.27 | 0 | 0 | 4249314.5852 | 0 | 3451261.1841
Circuit | distribution_circuit_resiliency | THW45_lateral | 1125 | 798034.47 | 798034.47 | 0 | 0 | 2928772.6743 | 0 | 2130738.0785
Circuit | distribution_circuit_resiliency | LK06_main | 1126 | 797598.03 | 797598.03 | 0 | 0 | 4984978.1884 | 0 | 4187380.0284
Circuit | distribution_circuit_resiliency | HP09_main | 1127 | 797473.38 | 797473.38 | 0 | 0 | 2317788.056 | 0 | 1520314.5098
Circuit | distribution_circuit_resiliency | BH07_lateral | 1128 | 797429.02 | 797429.02 | 0 | 0 | 5010222.6226 | 0 | 4212793.4542
Circuit | distribution_circuit_resiliency | PW01_lateral | 1129 | 796732.03 | 796732.03 | 0 | 0 | 4064486.7599 | 0 | 3267754.6057
Circuit | distribution_circuit_resiliency | LIM45_lateral | 1130 | 795859.86 | 795859.86 | 0 | 0 | 3828339.9054 | 0 | 3032479.9049
Circuit | distribution_circuit_resiliency | GE47_lateral | 1131 | 795344.38 | 795344.38 | 0 | 0 | 3663014.5749 | 0 | 2867670.0484
Circuit | distribution_circuit_resiliency | QV04_main | 1132 | 794694.32 | 794694.32 | 0 | 0 | 2417870.2146 | 0 | 1623175.7576
Circuit | distribution_circuit_resiliency | RZ03_main | 1133 | 793110.4 | 793110.4 | 0 | 0 | 2645909.3655 | 0 | 1852798.8351
Circuit | distribution_circuit_resiliency | HA09_lateral | 1134 | 792764.47 | 792764.47 | 0 | 0 | 6396535.0713 | 0 | 5603770.4666
Circuit | distribution_circuit_resiliency | SW10_lateral | 1135 | 792495.1 | 792495.1 | 0 | 0 | 4569713.6845 | 0 | 3777218.5038
Circuit | distribution_circuit_resiliency | BI41_lateral | 1136 | 792259.13 | 792259.13 | 0 | 0 | 5355604.9923 | 0 | 4563345.7199
Circuit | distribution_circuit_resiliency | FZ49_lateral | 1137 | 791786.98 | 791786.98 | 0 | 0 | 2321476.5896 | 0 | 1529689.4928
Circuit | distribution_circuit_resiliency | HR03_lateral | 1138 | 791158.04 | 791158.04 | 0 | 0 | 8537195.6876 | 0 | 7746037.5076
Circuit | distribution_circuit_resiliency | GE48_lateral | 1139 | 791066.75 | 791066.75 | 0 | 0 | 4660509.168 | 0 | 3869442.3077
Circuit | distribution_circuit_resiliency | SP04_main | 1140 | 790791.86 | 790791.86 | 0 | 0 | 3071882.3893 | 0 | 2281090.4164
Circuit | distribution_circuit_resiliency | UN05_lateral | 1141 | 790363.03 | 790363.03 | 0 | 0 | 4143174.1823 | 0 | 3352811.0307
Circuit | distribution_circuit_resiliency | HT06_lateral | 1142 | 790221.96 | 790221.96 | 0 | 0 | 1544807.8078 | 0 | 754585.6912
Circuit | distribution_circuit_resiliency | HNY07_main | 1143 | 789863.38 | 789863.38 | 0 | 0 | 2181520.8624 | 0 | 1391657.3382
Circuit | distribution_circuit_resiliency | GE49_lateral | 1144 | 789477.55 | 789477.55 | 0 | 0 | 3157106.8123 | 0 | 2367629.1383
Circuit | distribution_circuit_resiliency | HNY06_lateral | 1145 | 789228.13 | 789228.13 | 0 | 0 | 5532005.8144 | 0 | 4742777.5549
Circuit | distribution_circuit_resiliency | HB49_main | 1146 | 788015.16 | 788015.16 | 0 | 0 | 3776969.1363 | 0 | 2988953.8705
Circuit | distribution_circuit_resiliency | BM08_lateral | 1147 | 786618.26 | 786618.26 | 0 | 0 | 2420086.7087 | 0 | 1633468.3521
Circuit | distribution_circuit_resiliency | LAK41_main | 1148 | 786332.11 | 786332.11 | 0 | 0 | 2885192.6958 | 0 | 2098860.4497
Circuit | distribution_circuit_resiliency | EC08_main | 1149 | 786154.18 | 786154.18 | 0 | 0 | 3241080.2002 | 0 | 2454925.911
Circuit | distribution_circuit_resiliency | CD05_main | 1150 | 785509.93 | 785509.93 | 0 | 0 | 4992091.9109 | 0 | 4206581.8298
Circuit | distribution_circuit_resiliency | LK09_main | 1151 | 785442.69 | 785442.69 | 0 | 0 | 4468036.7128 | 0 | 3682593.8955
Circuit | distribution_circuit_resiliency | PA05_main | 1152 | 784683.03 | 784683.03 | 0 | 0 | 7327083.1997 | 0 | 6542400.0328
Circuit | distribution_circuit_resiliency | WO14_lateral | 1153 | 782724.56 | 782724.56 | 0 | 0 | 3734785.2472 | 0 | 2952060.5514
Circuit | distribution_circuit_resiliency | PO07_main | 1154 | 780661.79 | 780661.79 | 0 | 0 | 2437811.1557 | 0 | 1657149.2302
Circuit | distribution_circuit_resiliency | UN08_main | 1155 | 780627.32 | 780627.32 | 0 | 0 | 5385708.1545 | 0 | 4605080.6931
Circuit | distribution_circuit_resiliency | AM06_lateral | 1156 | 778813.95 | 778813.95 | 0 | 0 | 5183304.6686 | 0 | 4404490.5961
Circuit | distribution_circuit_resiliency | JP08_lateral | 1157 | 776523.94 | 776523.94 | 0 | 0 | 4413459.0285 | 0 | 3636934.9378
Circuit | distribution_circuit_resiliency | HB04_main | 1158 | 776400.59 | 776400.59 | 0 | 0 | 4899025.7707 | 0 | 4122625.0483
Circuit | distribution_circuit_resiliency | PZ44_main | 1159 | 775986.54 | 775986.54 | 0 | 0 | 4179343.7155 | 0 | 3403357.062
Circuit | distribution_circuit_resiliency | AL06_main | 1160 | 773550.71 | 773550.71 | 0 | 0 | 3396757.3395 | 0 | 2623206.4814
Circuit | distribution_circuit_resiliency | SP10_lateral | 1161 | 772593.59 | 772593.59 | 0 | 0 | 4347200.9383 | 0 | 3574607.2353
Circuit | distribution_circuit_resiliency | FD11_main | 1162 | 772096.92 | 772096.92 | 0 | 0 | 4132066.49 | 0 | 3359969.4446
Circuit | distribution_circuit_resiliency | MAR49_main | 1163 | 771977.33 | 771977.33 | 0 | 0 | 3302353.4378 | 0 | 2530375.983
Circuit | distribution_circuit_resiliency | HE11_lateral | 1164 | 770556.88 | 770556.88 | 0 | 0 | 6937786.3504 | 0 | 6167229.3713
Circuit | distribution_circuit_resiliency | DV11_main | 1165 | 770470 | 770470 | 0 | 0 | 2770727.3973 | 0 | 2000257.2729
Circuit | distribution_circuit_resiliency | SA48_main | 1166 | 770220.34 | 770220.34 | 0 | 0 | 2593689.132 | 0 | 1823468.6531
Circuit | distribution_circuit_resiliency | CR10_main | 1167 | 770132.11 | 770132.11 | 0 | 0 | 4064587.0124 | 0 | 3294454.785
Circuit | distribution_circuit_resiliency | KG45_lateral | 1168 | 769006.13 | 769006.13 | 0 | 0 | 7434268.2701 | 0 | 6665262.0348
Circuit | distribution_circuit_resiliency | RT02_lateral | 1169 | 768288.28 | 768288.28 | 0 | 0 | 11484677.0755 | 0 | 10716388.6675
Circuit | distribution_circuit_resiliency | SR03_main | 1170 | 767597.14 | 767597.14 | 0 | 0 | 4295582.4684 | 0 | 3527985.1874
Circuit | distribution_circuit_resiliency | MID03_lateral | 1171 | 765635.29 | 765635.29 | 0 | 0 | 3686331.4544 | 0 | 2920696.0381
Circuit | distribution_circuit_resiliency | NB46_main | 1172 | 765313.19 | 765313.19 | 0 | 0 | 3479545.5365 | 0 | 2714232.1989
Circuit | distribution_circuit_resiliency | WF43_main | 1173 | 764677.78 | 764677.78 | 0 | 0 | 3032761.1869 | 0 | 2268083.2784
Circuit | distribution_circuit_resiliency | OB42_lateral | 1174 | 762853.27 | 762853.27 | 0 | 0 | 2879125.8039 | 0 | 2116272.3936
Circuit | distribution_circuit_resiliency | AM06_main | 1175 | 762553.17 | 762553.17 | 0 | 0 | 3303148.7031 | 0 | 2540595.4082
Circuit | distribution_circuit_resiliency | GZ43_lateral | 1176 | 761066.11 | 761066.11 | 0 | 0 | 6351966.537 | 0 | 5590900.2949
Circuit | distribution_circuit_resiliency | RS03_main | 1177 | 759634.04 | 759634.04 | 0 | 0 | 2711462.4945 | 0 | 1951828.3226
Circuit | distribution_circuit_resiliency | RE08_main | 1178 | 757413.76 | 757413.76 | 0 | 0 | 4511010.9911 | 0 | 3753597.08
Circuit | distribution_circuit_resiliency | LW44_lateral | 1179 | 756678.34 | 756678.34 | 0 | 0 | 1751792.6861 | 0 | 995114.2279
Circuit | distribution_circuit_resiliency | IM48_lateral | 1180 | 756191.68 | 756191.68 | 0 | 0 | 5921447.186 | 0 | 5165255.4024
Circuit | distribution_circuit_resiliency | FRY48_lateral | 1181 | 756179.97 | 756179.97 | 0 | 0 | 1928886.1413 | 0 | 1172706.025
Circuit | distribution_circuit_resiliency | PHR01_lateral | 1182 | 755635.4 | 755635.4 | 0 | 0 | 15335596.0954 | 0 | 14579960.5412
Circuit | distribution_circuit_resiliency | GE44_lateral | 1183 | 755596.69 | 755596.69 | 0 | 0 | 2094230.714 | 0 | 1338633.8884
Circuit | distribution_circuit_resiliency | OR01_lateral | 1184 | 755538.32 | 755538.32 | 0 | 0 | 7498767.0316 | 0 | 6743228.5923
Circuit | distribution_circuit_resiliency | FL46_lateral | 1185 | 755530.33 | 755530.33 | 0 | 0 | 4483707.7915 | 0 | 3728177.3297
Circuit | distribution_circuit_resiliency | SE04_lateral | 1186 | 754702.33 | 754702.33 | 0 | 0 | 16428564.3055 | 0 | 15673861.8352
Circuit | distribution_circuit_resiliency | WLO43_main | 1187 | 754458.64 | 754458.64 | 0 | 0 | 3477166.8669 | 0 | 2722708.1098
Circuit | distribution_circuit_resiliency | WL43_lateral | 1188 | 753163.01 | 753163.01 | 0 | 0 | 5144452.8301 | 0 | 4391289.7194
Circuit | distribution_circuit_resiliency | CA07_main | 1189 | 753088.52 | 753088.52 | 0 | 0 | 4825003.1696 | 0 | 4071914.517
Circuit | distribution_circuit_resiliency | BA46_lateral | 1190 | 750680.95 | 750680.95 | 0 | 0 | 3463072.8015 | 0 | 2712391.7008
Circuit | distribution_circuit_resiliency | AL09_lateral | 1191 | 748508.25 | 748508.25 | 0 | 0 | 6917317.2226 | 0 | 6168808.8274
Circuit | distribution_circuit_resiliency | FZ46_main | 1192 | 745976.52 | 745976.52 | 0 | 0 | 2547392.7959 | 0 | 1801416.1505
Circuit | distribution_circuit_resiliency | KG43_main | 1193 | 742998.97 | 742998.97 | 0 | 0 | 2707531.9679 | 0 | 1964532.847
Circuit | distribution_circuit_resiliency | CD08_main | 1194 | 742730.2 | 742730.2 | 0 | 0 | 6018861.9454 | 0 | 5276131.5947
Circuit | distribution_circuit_resiliency | MP04_main | 1195 | 740162.34 | 740162.34 | 0 | 0 | 4053333.6803 | 0 | 3313171.2029
Circuit | distribution_circuit_resiliency | WO08_lateral | 1196 | 739681.56 | 739681.56 | 0 | 0 | 2400022.0535 | 0 | 1660340.3648
Circuit | distribution_circuit_resiliency | NB45_main | 1197 | 738702.46 | 738702.46 | 0 | 0 | 4050857.7458 | 0 | 3312155.1104
Circuit | distribution_circuit_resiliency | ES03_lateral | 1198 | 738521.57 | 738521.57 | 0 | 0 | 3332024.8864 | 0 | 2593503.1795
Circuit | distribution_circuit_resiliency | RS05_main | 1199 | 737766.42 | 737766.42 | 0 | 0 | 2502662.0856 | 0 | 1764895.5192
Circuit | distribution_circuit_resiliency | TB06_main | 1200 | 737721.55 | 737721.55 | 0 | 0 | 4806455.4403 | 0 | 4068733.7597
Circuit | distribution_circuit_resiliency | CV03_main | 1201 | 737186.82 | 737186.82 | 0 | 0 | 2644862.2185 | 0 | 1907675.2967
Circuit | distribution_circuit_resiliency | NM02_main | 1202 | 735340.93 | 735340.93 | 0 | 0 | 3066614.0233 | 0 | 2331272.9627
Circuit | distribution_circuit_resiliency | SH12_main | 1203 | 734109.57 | 734109.57 | 0 | 0 | 3432862.7462 | 0 | 2698753.0348
Circuit | distribution_circuit_resiliency | HY08_main | 1204 | 733793.93 | 733793.93 | 0 | 0 | 3601305.2844 | 0 | 2867511.1981
Circuit | distribution_circuit_resiliency | CV06_lateral | 1205 | 733027.21 | 733027.21 | 0 | 0 | 5096136.6458 | 0 | 4363109.3029
Circuit | distribution_circuit_resiliency | SP02_main | 1206 | 732687.33 | 732687.33 | 0 | 0 | 4738626.5537 | 0 | 4005939.0933
Circuit | distribution_circuit_resiliency | WE02_lateral | 1207 | 731904.78 | 731904.78 | 0 | 0 | 3209971.0567 | 0 | 2478066.1384
Circuit | distribution_circuit_resiliency | CR08_main | 1208 | 731562.39 | 731562.39 | 0 | 0 | 2257709.3898 | 0 | 1526146.8839
Circuit | distribution_circuit_resiliency | SA01_lateral | 1209 | 730656.33 | 730656.33 | 0 | 0 | 8061337.3899 | 0 | 7330680.8927
Circuit | distribution_circuit_resiliency | HG02_main | 1210 | 730025.21 | 730025.21 | 0 | 0 | 5919163.5231 | 0 | 5189138.1809
Circuit | distribution_circuit_resiliency | QV03_main | 1211 | 729887.57 | 729887.57 | 0 | 0 | 2804508.9504 | 0 | 2074621.2524
Circuit | distribution_circuit_resiliency | CRB44_lateral | 1212 | 729330.2 | 729330.2 | 0 | 0 | 3481558.3844 | 0 | 2752228.0283
Circuit | distribution_circuit_resiliency | PE07_lateral | 1213 | 727843.8 | 727843.8 | 0 | 0 | 11224207.7939 | 0 | 10496363.8462
Circuit | distribution_circuit_resiliency | HY03_main | 1214 | 726125.56 | 726125.56 | 0 | 0 | 1734586.9965 | 0 | 1008461.3001
Circuit | distribution_circuit_resiliency | DR02_main | 1215 | 722820.98 | 722820.98 | 0 | 0 | 16657288.7898 | 0 | 15934467.6663
Circuit | distribution_circuit_resiliency | BL10_main | 1216 | 720611.95 | 720611.95 | 0 | 0 | 3421245.5211 | 0 | 2700633.4454
Circuit | distribution_circuit_resiliency | SIE45_lateral | 1217 | 719016.42 | 719016.42 | 0 | 0 | 4944044.4394 | 0 | 4225027.9035
Circuit | distribution_circuit_resiliency | MU04_main | 1218 | 718123.58 | 718123.58 | 0 | 0 | 4515220.4741 | 0 | 3797096.7646
Circuit | distribution_circuit_resiliency | HE11_main | 1219 | 718062.92 | 718062.92 | 0 | 0 | 4343566.732 | 0 | 3625503.6961
Circuit | distribution_circuit_resiliency | GZ41_main | 1220 | 717735.16 | 717735.16 | 0 | 0 | 2687228.3978 | 0 | 1969493.1144
Circuit | distribution_circuit_resiliency | PA06_main | 1221 | 713253.83 | 713253.83 | 0 | 0 | 3552493.4525 | 0 | 2839239.4928
Circuit | distribution_circuit_resiliency | FZ48_main | 1222 | 711015.24 | 711015.24 | 0 | 0 | 2410906.5662 | 0 | 1699891.1986
Circuit | distribution_circuit_resiliency | CE08_main | 1223 | 709828.74 | 709828.74 | 0 | 0 | 2439479.5475 | 0 | 1729650.6725
Circuit | distribution_circuit_resiliency | KM01_lateral | 1224 | 709713.7 | 709713.7 | 0 | 0 | 6759113.8207 | 0 | 6049399.9861
Circuit | distribution_circuit_resiliency | BG10_main | 1225 | 709089.16 | 709089.16 | 0 | 0 | 3334435.4822 | 0 | 2625346.1891
Circuit | distribution_circuit_resiliency | STF05_main | 1226 | 707997.96 | 707997.96 | 0 | 0 | 2351415.9146 | 0 | 1643417.8275
Circuit | distribution_circuit_resiliency | CA03_main | 1227 | 707772.58 | 707772.58 | 0 | 0 | 2804488.8979 | 0 | 2096716.1708
Circuit | distribution_circuit_resiliency | TIK01_lateral | 1228 | 707327.45 | 707327.45 | 0 | 0 | 41968697.3954 | 0 | 41261369.8364
Circuit | distribution_circuit_resiliency | BE04_main | 1229 | 707093.56 | 707093.56 | 0 | 0 | 5501701.0609 | 0 | 4794607.409
Circuit | distribution_circuit_resiliency | MY11_main | 1230 | 706896.83 | 706896.83 | 0 | 0 | 2077691.6469 | 0 | 1370794.6789
Circuit | distribution_circuit_resiliency | CD06_lateral | 1231 | 706814.9 | 706814.9 | 0 | 0 | 21423127.5669 | 0 | 20716312.5345
Circuit | distribution_circuit_resiliency | HV03_main | 1232 | 706129.75 | 706129.75 | 0 | 0 | 3630614.1954 | 0 | 2924484.3031
Circuit | distribution_circuit_resiliency | DH01_main | 1233 | 705794.21 | 705794.21 | 0 | 0 | 3362003.1291 | 0 | 2656208.8001
Circuit | distribution_circuit_resiliency | SH11_lateral | 1234 | 705783.62 | 705783.62 | 0 | 0 | 3153666.8663 | 0 | 2447883.1542
Circuit | distribution_circuit_resiliency | CV06_main | 1235 | 705275.22 | 705275.22 | 0 | 0 | 4564230.7766 | 0 | 3858955.4106
Circuit | distribution_circuit_resiliency | SR13_main | 1236 | 705233.46 | 705233.46 | 0 | 0 | 4733415.9991 | 0 | 4028182.4198
Circuit | distribution_circuit_resiliency | HR03_main | 1237 | 704261.9 | 704261.9 | 0 | 0 | 5856502.5052 | 0 | 5152240.4598
Circuit | distribution_circuit_resiliency | EL04_lateral | 1238 | 702427.26 | 702427.26 | 0 | 0 | 2309977.7812 | 0 | 1607550.4092
Circuit | distribution_circuit_resiliency | SW42_main | 1239 | 701396.47 | 701396.47 | 0 | 0 | 1177247.6353 | 0 | 475851.0401
Circuit | distribution_circuit_resiliency | GA07_main | 1240 | 701267.88 | 701267.88 | 0 | 0 | 6184438.6687 | 0 | 5483170.6782
Circuit | distribution_circuit_resiliency | WI05_main | 1241 | 698821.73 | 698821.73 | 0 | 0 | 2248048.8045 | 0 | 1549226.9484
Circuit | distribution_circuit_resiliency | KG46_lateral | 1242 | 698102.14 | 698102.14 | 0 | 0 | 2132996.2447 | 0 | 1434893.9771
Circuit | distribution_circuit_resiliency | BAR45_main | 1243 | 697520.68 | 697520.68 | 0 | 0 | 2322287.785 | 0 | 1624766.9666
Circuit | distribution_circuit_resiliency | KL46_lateral | 1244 | 697183.58 | 697183.58 | 0 | 0 | 5475625.6202 | 0 | 4778441.9009
Circuit | distribution_circuit_resiliency | NM03_main | 1245 | 697102.09 | 697102.09 | 0 | 0 | 4042585.2201 | 0 | 3345483.021
Circuit | distribution_circuit_resiliency | KL45_lateral | 1246 | 696686.09 | 696686.09 | 0 | 0 | 6001656.1053 | 0 | 5304969.8932
Circuit | distribution_circuit_resiliency | FL41_main | 1247 | 696020.09 | 696020.09 | 0 | 0 | 2220508.6522 | 0 | 1524488.4093
Circuit | distribution_circuit_resiliency | RU06_lateral | 1248 | 695579.45 | 695579.45 | 0 | 0 | 10323851.6427 | 0 | 9628272.0791
Circuit | distribution_circuit_resiliency | RA41_lateral | 1249 | 695520.87 | 695520.87 | 0 | 0 | 4009801.8505 | 0 | 3314280.8482
Circuit | distribution_circuit_resiliency | SR15_lateral | 1250 | 694982.89 | 694982.89 | 0 | 0 | 7753838.0516 | 0 | 7058855.0614
Circuit | distribution_circuit_resiliency | HE13_main | 1251 | 693526.55 | 693526.55 | 0 | 0 | 5477264.4029 | 0 | 4783737.7096
Circuit | distribution_circuit_resiliency | SW03_lateral | 1252 | 693106.58 | 693106.58 | 0 | 0 | 11657659.4886 | 0 | 10964552.7762
Circuit | distribution_circuit_resiliency | UV03_lateral | 1253 | 692678.9 | 692678.9 | 0 | 0 | 2399683.2822 | 0 | 1707004.2439
Circuit | distribution_circuit_resiliency | SH10_main | 1254 | 692416.56 | 692416.56 | 0 | 0 | 3980403.7725 | 0 | 3287987.0848
Circuit | distribution_circuit_resiliency | HA02_main | 1255 | 692204.68 | 692204.68 | 0 | 0 | 7730975.9686 | 0 | 7038771.1645
Circuit | distribution_circuit_resiliency | HNY04_main | 1256 | 692034.97 | 692034.97 | 0 | 0 | 3714119.3486 | 0 | 3022084.2539
Circuit | distribution_circuit_resiliency | PA06_lateral | 1257 | 690618.88 | 690618.88 | 0 | 0 | 6916581.5167 | 0 | 6225962.5062
Circuit | distribution_circuit_resiliency | HOC10_lateral | 1258 | 689134.27 | 689134.27 | 0 | 0 | 5334577.4202 | 0 | 4645443.028
Circuit | distribution_circuit_resiliency | LK08_main | 1259 | 688787.89 | 688787.89 | 0 | 0 | 4175388.1365 | 0 | 3486600.1337
Circuit | distribution_circuit_resiliency | CYF43_lateral | 1260 | 686605.08 | 686605.08 | 0 | 0 | 5279958.3415 | 0 | 4593353.1069
Circuit | distribution_circuit_resiliency | DV10_main | 1261 | 683682.07 | 683682.07 | 0 | 0 | 2772780.8425 | 0 | 2089098.6294
Circuit | distribution_circuit_resiliency | GE45_main | 1262 | 683577.9 | 683577.9 | 0 | 0 | 1941704.693 | 0 | 1258126.6812
Circuit | distribution_circuit_resiliency | LP05_lateral | 1263 | 683481.52 | 683481.52 | 0 | 0 | 4002805.679 | 0 | 3319324.0328
Circuit | distribution_circuit_resiliency | CB07_lateral | 1264 | 682869.81 | 682869.81 | 0 | 0 | 9186359.2164 | 0 | 8503489.2522
Circuit | distribution_circuit_resiliency | AD02_main | 1265 | 682656.68 | 682656.68 | 0 | 0 | 7647247.0551 | 0 | 6964590.2534
Circuit | distribution_circuit_resiliency | HE13_lateral | 1266 | 682109.5 | 682109.5 | 0 | 0 | 9120175.8865 | 0 | 8438066.2653
Circuit | distribution_circuit_resiliency | WI43_lateral | 1267 | 681358.98 | 681358.98 | 0 | 0 | 1773824.0439 | 0 | 1092464.93
Circuit | distribution_circuit_resiliency | CRB41_main | 1268 | 680681.14 | 680681.14 | 0 | 0 | 2930850.4621 | 0 | 2250169.1782
Circuit | distribution_circuit_resiliency | LB01_main | 1269 | 678874.74 | 678874.74 | 0 | 0 | 3166296.8091 | 0 | 2487421.908
Circuit | distribution_circuit_resiliency | HL07_main | 1270 | 678865.83 | 678865.83 | 0 | 0 | 8368599.8476 | 0 | 7689733.8962
Circuit | distribution_circuit_resiliency | BM08_main | 1271 | 676311.9 | 676311.9 | 0 | 0 | 3893991.332 | 0 | 3217679.2865
Circuit | distribution_circuit_resiliency | HNY01_lateral | 1272 | 674953.04 | 674953.04 | 0 | 0 | 1750275.8872 | 0 | 1075322.7304
Circuit | distribution_circuit_resiliency | KI42_lateral | 1273 | 673536.22 | 673536.22 | 0 | 0 | 3129312.8111 | 0 | 2455776.4401
Circuit | distribution_circuit_resiliency | BM10_main | 1274 | 672876.9 | 672876.9 | 0 | 0 | 2182708.4815 | 0 | 1509831.4452
Circuit | distribution_circuit_resiliency | AF04_main | 1275 | 671527.27 | 671527.27 | 0 | 0 | 2574778.006 | 0 | 1903250.5942
Circuit | distribution_circuit_resiliency | ME03_main | 1276 | 670937.32 | 670937.32 | 0 | 0 | 2386824.7179 | 0 | 1715887.2942
Circuit | distribution_circuit_resiliency | STF41_lateral | 1277 | 669720.9 | 669720.9 | 0 | 0 | 5159881.4085 | 0 | 4490160.3708
Circuit | distribution_circuit_resiliency | LU02_main | 1278 | 668938.75 | 668938.75 | 0 | 0 | 3430201.956 | 0 | 2761263.0568
Circuit | distribution_circuit_resiliency | RO06_main | 1279 | 668158.2 | 668158.2 | 0 | 0 | 2415845.0487 | 0 | 1747686.7254
Circuit | distribution_circuit_resiliency | PG01_lateral | 1280 | 668002.36 | 668002.36 | 0 | 0 | 5989400.5312 | 0 | 5321398.0319
Circuit | distribution_circuit_resiliency | SP05_main | 1281 | 666041.04 | 666041.04 | 0 | 0 | 3204801.4899 | 0 | 2538760.2888
Circuit | distribution_circuit_resiliency | TO11_lateral | 1282 | 663956.18 | 663956.18 | 0 | 0 | 5667557.9349 | 0 | 5003601.6278
Circuit | distribution_circuit_resiliency | WT02_lateral | 1283 | 663837.74 | 663837.74 | 0 | 0 | 12048351.3554 | 0 | 11384513.489
Circuit | distribution_circuit_resiliency | MAR41_lateral | 1284 | 663818.11 | 663818.11 | 0 | 0 | 4863234.689 | 0 | 4199416.4496
Circuit | distribution_circuit_resiliency | DL42_lateral | 1285 | 663613.57 | 663613.57 | 0 | 0 | 1534240.4365 | 0 | 870626.7269
Circuit | distribution_circuit_resiliency | OA07_main | 1286 | 660386.09 | 660386.09 | 0 | 0 | 3438810.7732 | 0 | 2778424.5421
Circuit | distribution_circuit_resiliency | HP02_main | 1287 | 659969.06 | 659969.06 | 0 | 0 | 2416669.4755 | 0 | 1756700.3
Circuit | distribution_circuit_resiliency | FZ42_main | 1288 | 659062.3 | 659062.3 | 0 | 0 | 2539841.7402 | 0 | 1880779.3194
Circuit | distribution_circuit_resiliency | RO05_main | 1289 | 658300.49 | 658300.49 | 0 | 0 | 3061606.4824 | 0 | 2403305.8688
Circuit | distribution_circuit_resiliency | FR41_lateral | 1290 | 657889.82 | 657889.82 | 0 | 0 | 2137189.3432 | 0 | 1479299.3654
Circuit | distribution_circuit_resiliency | TO11_main | 1291 | 657313.86 | 657313.86 | 0 | 0 | 2980025.1694 | 0 | 2322711.1732
Circuit | distribution_circuit_resiliency | DH11_lateral | 1292 | 656307.85 | 656307.85 | 0 | 0 | 3216893.6919 | 0 | 2560585.7182
Circuit | distribution_circuit_resiliency | CE03_lateral | 1293 | 655306.93 | 655306.93 | 0 | 0 | 2592173.279 | 0 | 1936866.2156
Circuit | distribution_circuit_resiliency | UW03_main | 1294 | 653665.39 | 653665.39 | 0 | 0 | 2623303.8153 | 0 | 1969638.2797
Circuit | distribution_circuit_resiliency | KB19_main | 1295 | 653512.15 | 653512.15 | 0 | 0 | 1523773.3843 | 0 | 870261.0728
Circuit | distribution_circuit_resiliency | BL01_main | 1296 | 653368.77 | 653368.77 | 0 | 0 | 2769894.58 | 0 | 2116525.6792
Circuit | distribution_circuit_resiliency | EC02_lateral | 1297 | 652634.91 | 652634.91 | 0 | 0 | 3078699.6294 | 0 | 2426064.5901
Circuit | distribution_circuit_resiliency | STF42_lateral | 1298 | 652519.49 | 652519.49 | 0 | 0 | 2439569.8858 | 0 | 1787050.2863
Circuit | distribution_circuit_resiliency | KDL43_lateral | 1299 | 652517.8 | 652517.8 | 0 | 0 | 6135130.4044 | 0 | 5482612.4905
Circuit | distribution_circuit_resiliency | HY01_main | 1300 | 650768.16 | 650768.16 | 0 | 0 | 7142763.6905 | 0 | 6491995.3988
Circuit | distribution_circuit_resiliency | LJ01_main | 1301 | 650589.54 | 650589.54 | 0 | 0 | 3368864.9143 | 0 | 2718275.2478
Circuit | distribution_circuit_resiliency | BI46_main | 1302 | 649120.87 | 649120.87 | 0 | 0 | 3629837.4378 | 0 | 2980716.4448
Circuit | distribution_circuit_resiliency | DN11_main | 1303 | 649000.11 | 649000.11 | 0 | 0 | 5972908.7166 | 0 | 5323908.4821
Circuit | distribution_circuit_resiliency | RE08_lateral | 1304 | 648881.21 | 648881.21 | 0 | 0 | 4727538.7579 | 0 | 4078657.4185
Circuit | distribution_circuit_resiliency | HK43_lateral | 1305 | 648222.44 | 648222.44 | 0 | 0 | 3942060.6991 | 0 | 3293838.129
Circuit | distribution_circuit_resiliency | BR07_main | 1306 | 648035.08 | 648035.08 | 0 | 0 | 4058738.0621 | 0 | 3410702.8491
Circuit | distribution_circuit_resiliency | AM10_lateral | 1307 | 647197.46 | 647197.46 | 0 | 0 | 2858929.2858 | 0 | 2211731.6815
Circuit | distribution_circuit_resiliency | LP07_lateral | 1308 | 646770.6 | 646770.6 | 0 | 0 | 964324.634 | 0 | 317553.9128
Circuit | distribution_circuit_resiliency | BM06_main | 1309 | 646050.59 | 646050.59 | 0 | 0 | 2793009.3475 | 0 | 2146958.6496
Circuit | distribution_circuit_resiliency | PJ06_lateral | 1310 | 645773.01 | 645773.01 | 0 | 0 | 4496542.8579 | 0 | 3850769.692
Circuit | distribution_circuit_resiliency | FAN48_main | 1311 | 645450.19 | 645450.19 | 0 | 0 | 3327286.0154 | 0 | 2681835.6969
Circuit | distribution_circuit_resiliency | HM08_lateral | 1312 | 645412.61 | 645412.61 | 0 | 0 | 5832197.301 | 0 | 5186784.5705
Circuit | distribution_circuit_resiliency | WLO42_main | 1313 | 645219.21 | 645219.21 | 0 | 0 | 2615680.559 | 0 | 1970461.2154
Circuit | distribution_circuit_resiliency | DE08_lateral | 1314 | 644277.79 | 644277.79 | 0 | 0 | 2491095.5271 | 0 | 1846817.6348
Circuit | distribution_circuit_resiliency | STW01_lateral | 1315 | 642943.72 | 642943.72 | 0 | 0 | 8477948.0435 | 0 | 7835004.1873
Circuit | distribution_circuit_resiliency | PJ05_main | 1316 | 642719.91 | 642719.91 | 0 | 0 | 2279617.2075 | 0 | 1636897.1578
Circuit | distribution_circuit_resiliency | FM03_lateral | 1317 | 642387.91 | 642387.91 | 0 | 0 | 1643471.6611 | 0 | 1001083.6379
Circuit | distribution_circuit_resiliency | KL44_lateral | 1318 | 641422.99 | 641422.99 | 0 | 0 | 3045094.0217 | 0 | 2403670.8868
Circuit | distribution_circuit_resiliency | UW05_main | 1319 | 640937.5 | 640937.5 | 0 | 0 | 2573189.9322 | 0 | 1932252.3049
Circuit | distribution_circuit_resiliency | PO05_main | 1320 | 640234.33 | 640234.33 | 0 | 0 | 3937507.9454 | 0 | 3297273.4871
Circuit | distribution_circuit_resiliency | MC09_main | 1321 | 639930.37 | 639930.37 | 0 | 0 | 2449587.3653 | 0 | 1809656.863
Circuit | distribution_circuit_resiliency | PE04_main | 1322 | 639438.06 | 639438.06 | 0 | 0 | 3051863.1944 | 0 | 2412425.0024
Circuit | distribution_circuit_resiliency | UW06_main | 1323 | 638983.87 | 638983.87 | 0 | 0 | 2419195.0633 | 0 | 1780211.0578
Circuit | distribution_circuit_resiliency | GP06_main | 1324 | 638606.81 | 638606.81 | 0 | 0 | 1539663.5589 | 0 | 901056.6192
Circuit | distribution_circuit_resiliency | WO08_main | 1325 | 638445.04 | 638445.04 | 0 | 0 | 2882125.131 | 0 | 2243679.9398
Circuit | distribution_circuit_resiliency | ED01_main | 1326 | 638062.87 | 638062.87 | 0 | 0 | 3280309.3778 | 0 | 2642246.3982
Circuit | distribution_circuit_resiliency | BR14_lateral | 1327 | 637690.06 | 637690.06 | 0 | 0 | 1998119.4354 | 0 | 1360429.2192
Circuit | distribution_circuit_resiliency | SW06_lateral | 1328 | 636714.8 | 636714.8 | 0 | 0 | 3245007.9909 | 0 | 2608293.0669
Circuit | distribution_circuit_resiliency | HE04_main | 1329 | 636565.17 | 636565.17 | 0 | 0 | 3212760.1927 | 0 | 2576194.8832
Circuit | distribution_circuit_resiliency | IR02_main | 1330 | 636299.23 | 636299.23 | 0 | 0 | 2378986.1513 | 0 | 1742686.7936
Circuit | distribution_circuit_resiliency | STW05_lateral | 1331 | 635249.47 | 635249.47 | 0 | 0 | 8638994.5546 | 0 | 8003744.9702
Circuit | distribution_circuit_resiliency | AM04_main | 1332 | 633495.71 | 633495.71 | 0 | 0 | 4140430.9683 | 0 | 3506935.1144
Circuit | distribution_circuit_resiliency | SPW44_lateral | 1333 | 633075.98 | 633075.98 | 0 | 0 | 9472677.5122 | 0 | 8839601.4064
Circuit | distribution_circuit_resiliency | HK47_lateral | 1334 | 632538.45 | 632538.45 | 0 | 0 | 3218726.1613 | 0 | 2586187.5852
Circuit | distribution_circuit_resiliency | LW43_main | 1335 | 632536.52 | 632536.52 | 0 | 0 | 1943292.6567 | 0 | 1310756.0102
Circuit | distribution_circuit_resiliency | ES06_lateral | 1336 | 632459.37 | 632459.37 | 0 | 0 | 11430094.0365 | 0 | 10797634.5266
Circuit | distribution_circuit_resiliency | CV08_main | 1337 | 631318.37 | 631318.37 | 0 | 0 | 2778725.0401 | 0 | 2147406.5498
Circuit | distribution_circuit_resiliency | TO07_lateral | 1338 | 630792.55 | 630792.55 | 0 | 0 | 2083908.7999 | 0 | 1453116.1046
Circuit | distribution_circuit_resiliency | KN05_main | 1339 | 630440.55 | 630440.55 | 0 | 0 | 3588140.3247 | 0 | 2957699.6703
Circuit | distribution_circuit_resiliency | GL06_lateral | 1340 | 630267.02 | 630267.02 | 0 | 0 | 11703080.7322 | 0 | 11072813.5734
Circuit | distribution_circuit_resiliency | BAR44_lateral | 1341 | 629867.97 | 629867.97 | 0 | 0 | 1503164.554 | 0 | 873296.4736
Circuit | distribution_circuit_resiliency | MP07_lateral | 1342 | 629734.97 | 629734.97 | 0 | 0 | 2397137.1128 | 0 | 1767402.0069
Circuit | distribution_circuit_resiliency | LP02_main | 1343 | 628440.76 | 628440.76 | 0 | 0 | 1359829.4919 | 0 | 731388.596
Circuit | distribution_circuit_resiliency | TRN03_lateral | 1344 | 628190.78 | 628190.78 | 0 | 0 | 10579316.133 | 0 | 9951125.2062
Circuit | distribution_circuit_resiliency | SW04_main | 1345 | 628094.12 | 628094.12 | 0 | 0 | 6464067.1625 | 0 | 5835972.9224
Circuit | distribution_circuit_resiliency | MP04_lateral | 1346 | 628025.22 | 628025.22 | 0 | 0 | 5683258.277 | 0 | 5055232.911
Circuit | distribution_circuit_resiliency | CR10_lateral | 1347 | 627228.11 | 627228.11 | 0 | 0 | 3461764.7794 | 0 | 2834536.5368
Circuit | distribution_circuit_resiliency | KN03_main | 1348 | 626749.73 | 626749.73 | 0 | 0 | 1369589.3387 | 0 | 742839.4755
Circuit | distribution_circuit_resiliency | UV08_lateral | 1349 | 626668.64 | 626668.64 | 0 | 0 | 827208.8189 | 0 | 200540.0553
Circuit | distribution_circuit_resiliency | HM05_lateral | 1350 | 626163.17 | 626163.17 | 0 | 0 | 8221555.4456 | 0 | 7595392.1349
Circuit | distribution_circuit_resiliency | MP10_main | 1351 | 625471.99 | 625471.99 | 0 | 0 | 3403209.8885 | 0 | 2777737.7826
Circuit | distribution_circuit_resiliency | DN07_lateral | 1352 | 624981.81 | 624981.81 | 0 | 0 | 5261847.604 | 0 | 4636865.6775
Circuit | distribution_circuit_resiliency | KN02_main | 1353 | 624004.61 | 624004.61 | 0 | 0 | 4930703.1605 | 0 | 4306698.3912
Circuit | distribution_circuit_resiliency | WO14_main | 1354 | 623317.6 | 623317.6 | 0 | 0 | 3444799.726 | 0 | 2821481.9665
Circuit | distribution_circuit_resiliency | RO41_lateral | 1355 | 623152.37 | 623152.37 | 0 | 0 | 3832136.1119 | 0 | 3208983.5945
Circuit | distribution_circuit_resiliency | SP11_main | 1356 | 622740.57 | 622740.57 | 0 | 0 | 2443646.3821 | 0 | 1820905.7064
Circuit | distribution_circuit_resiliency | CE10_main | 1357 | 622378.87 | 622378.87 | 0 | 0 | 1649271.9535 | 0 | 1026892.9723
Circuit | distribution_circuit_resiliency | UN05_main | 1358 | 622230.71 | 622230.71 | 0 | 0 | 4177139.0684 | 0 | 3554908.2293
Circuit | distribution_circuit_resiliency | AF08_lateral | 1359 | 621887.56 | 621887.56 | 0 | 0 | 4065653.6715 | 0 | 3443765.9698
Circuit | distribution_circuit_resiliency | CS02_lateral | 1360 | 621669.08 | 621669.08 | 0 | 0 | 2740351.7224 | 0 | 2118682.4983
Circuit | distribution_circuit_resiliency | SB08_main | 1361 | 620950.99 | 620950.99 | 0 | 0 | 2587638.9087 | 0 | 1966687.7782
Circuit | distribution_circuit_resiliency | PA01_lateral | 1362 | 618526.71 | 618526.71 | 0 | 0 | 10720455.2516 | 0 | 10101928.4109
Circuit | distribution_circuit_resiliency | GW03_main | 1363 | 618277.35 | 618277.35 | 0 | 0 | 1085858.9359 | 0 | 467581.4547
Circuit | distribution_circuit_resiliency | HX01_main | 1364 | 617698.86 | 617698.86 | 0 | 0 | 3992165.5601 | 0 | 3374466.5694
Circuit | distribution_circuit_resiliency | WF43_lateral | 1365 | 616817.62 | 616817.62 | 0 | 0 | 2572045.8385 | 0 | 1955228.0978
Circuit | distribution_circuit_resiliency | GZ46_lateral | 1366 | 616792.55 | 616792.55 | 0 | 0 | 3261648.4499 | 0 | 2644855.7876
Circuit | distribution_circuit_resiliency | TO01_main | 1367 | 616514.84 | 616514.84 | 0 | 0 | 2952224.7931 | 0 | 2335709.8173
Circuit | distribution_circuit_resiliency | NS06_lateral | 1368 | 615514.96 | 615514.96 | 0 | 0 | 5725578.5176 | 0 | 5110063.4336
Circuit | distribution_circuit_resiliency | BA45_lateral | 1369 | 615198.03 | 615198.03 | 0 | 0 | 4725446.7487 | 0 | 4110248.5548
Circuit | distribution_circuit_resiliency | HL02_lateral | 1370 | 613870.06 | 613870.06 | 0 | 0 | 5179519.3404 | 0 | 4565649.1905
Circuit | distribution_circuit_resiliency | HX03_lateral | 1371 | 613672.9 | 613672.9 | 0 | 0 | 5332353.3741 | 0 | 4718680.3437
Circuit | distribution_circuit_resiliency | AL11_main | 1372 | 613240.41 | 613240.41 | 0 | 0 | 2488723.6192 | 0 | 1875483.0701
Circuit | distribution_circuit_resiliency | KM04_main | 1373 | 612838.73 | 612838.73 | 0 | 0 | 2412940.6726 | 0 | 1800101.827
Circuit | distribution_circuit_resiliency | WL43_main | 1374 | 611459.32 | 611459.32 | 0 | 0 | 3643297.8989 | 0 | 3031838.4396
Circuit | distribution_circuit_resiliency | EU03_main | 1375 | 610045.33 | 610045.33 | 0 | 0 | 2552408.1514 | 0 | 1942362.6789
Circuit | distribution_circuit_resiliency | CB10_lateral | 1376 | 609979.78 | 609979.78 | 0 | 0 | 3444506.6251 | 0 | 2834526.7367
Circuit | distribution_circuit_resiliency | GN12_lateral | 1377 | 609047.6 | 609047.6 | 0 | 0 | 2733006.5901 | 0 | 2123958.8582
Circuit | distribution_circuit_resiliency | TV04_lateral | 1378 | 608983.12 | 608983.12 | 0 | 0 | 1758385.4809 | 0 | 1149402.2141
Circuit | distribution_circuit_resiliency | AM04_lateral | 1379 | 608906.27 | 608906.27 | 0 | 0 | 5355215.1364 | 0 | 4746308.7439
Circuit | distribution_circuit_resiliency | LK10_main | 1380 | 606618.73 | 606618.73 | 0 | 0 | 2065027.5821 | 0 | 1458408.7258
Circuit | distribution_circuit_resiliency | BR14_main | 1381 | 603988.69 | 603988.69 | 0 | 0 | 3122066.9017 | 0 | 2518078.0528
Circuit | distribution_circuit_resiliency | OR02_main | 1382 | 602278.44 | 602278.44 | 0 | 0 | 1941905.4584 | 0 | 1339626.8908
Circuit | distribution_circuit_resiliency | MP01_lateral | 1383 | 601981.09 | 601981.09 | 0 | 0 | 6630758.9874 | 0 | 6028777.7725
Circuit | distribution_circuit_resiliency | MY12_lateral | 1384 | 600699.91 | 600699.91 | 0 | 0 | 3352997.8217 | 0 | 2752297.7823
Circuit | distribution_circuit_resiliency | IM43_main | 1385 | 600616.05 | 600616.05 | 0 | 0 | 3419930.2551 | 0 | 2819314.1181
Circuit | distribution_circuit_resiliency | CC04_main | 1386 | 600358.78 | 600358.78 | 0 | 0 | 2233592.2501 | 0 | 1633233.3442
Circuit | distribution_circuit_resiliency | HA10_main | 1387 | 600118.38 | 600118.38 | 0 | 0 | 1898447.3194 | 0 | 1298328.8288
Circuit | distribution_circuit_resiliency | MC08_main | 1388 | 600015.52 | 600015.52 | 0 | 0 | 1895249.3473 | 0 | 1295233.7022
Circuit | distribution_circuit_resiliency | AD10_main | 1389 | 598659.15 | 598659.15 | 0 | 0 | 2082690.7529 | 0 | 1484031.4676
Circuit | distribution_circuit_resiliency | BZ01_main | 1390 | 598617.27 | 598617.27 | 0 | 0 | 3026205.0063 | 0 | 2427587.6169
Circuit | distribution_circuit_resiliency | PO08_main | 1391 | 598433.38 | 598433.38 | 0 | 0 | 3263279.4614 | 0 | 2664845.9341
Circuit | distribution_circuit_resiliency | CD04_lateral | 1392 | 598339.57 | 598339.57 | 0 | 0 | 5568664.6892 | 0 | 4970324.9593
Circuit | distribution_circuit_resiliency | GA06_lateral | 1393 | 598191.03 | 598191.03 | 0 | 0 | 4691581.3518 | 0 | 4093390.1776
Circuit | distribution_circuit_resiliency | HG02_lateral | 1394 | 597510.97 | 597510.97 | 0 | 0 | 7458855.9299 | 0 | 6861344.8146
Circuit | distribution_circuit_resiliency | MY01_lateral | 1395 | 596655.12 | 596655.12 | 0 | 0 | 2109739.566 | 0 | 1513084.2939
Circuit | distribution_circuit_resiliency | AL12_main | 1396 | 596582.04 | 596582.04 | 0 | 0 | 2245841.1634 | 0 | 1649258.986
Circuit | distribution_circuit_resiliency | RS08_main | 1397 | 595750.15 | 595750.15 | 0 | 0 | 3061347.3585 | 0 | 2465597.0867
Circuit | distribution_circuit_resiliency | RS08_lateral | 1398 | 594378.27 | 594378.27 | 0 | 0 | 6609600.3549 | 0 | 6015221.9728
Circuit | distribution_circuit_resiliency | BE03_main | 1399 | 594120.75 | 594120.75 | 0 | 0 | 2405846.1062 | 0 | 1811725.2406
Circuit | distribution_circuit_resiliency | WR13_lateral | 1400 | 592350.48 | 592350.48 | 0 | 0 | 6353977.0399 | 0 | 5761626.4458
Circuit | distribution_circuit_resiliency | BH04_lateral | 1401 | 592115.32 | 592115.32 | 0 | 0 | 2729034.8456 | 0 | 2136919.3893
Circuit | distribution_circuit_resiliency | SR15_main | 1402 | 592026.78 | 592026.78 | 0 | 0 | 6271404.4264 | 0 | 5679377.5082
Circuit | distribution_circuit_resiliency | NP44_lateral | 1403 | 591795.69 | 591795.69 | 0 | 0 | 4994072.0472 | 0 | 4402276.2185
Circuit | distribution_circuit_resiliency | AD08_lateral | 1404 | 591742.74 | 591742.74 | 0 | 0 | 12436250.5968 | 0 | 11844507.733
Circuit | distribution_circuit_resiliency | BI42_main | 1405 | 591672.08 | 591672.08 | 0 | 0 | 3139976.549 | 0 | 2548304.3192
Circuit | distribution_circuit_resiliency | MP02_lateral | 1406 | 591571.69 | 591571.69 | 0 | 0 | 3552582.0945 | 0 | 2961010.2914
Circuit | distribution_circuit_resiliency | RS04_lateral | 1407 | 590732.43 | 590732.43 | 0 | 0 | 4611152.3066 | 0 | 4020419.74
Circuit | distribution_circuit_resiliency | SB07_main | 1408 | 590697.63 | 590697.63 | 0 | 0 | 3869828.4848 | 0 | 3279130.7141
Circuit | distribution_circuit_resiliency | ED07_main | 1409 | 590456.65 | 590456.65 | 0 | 0 | 2592464.9102 | 0 | 2002008.1411
Circuit | distribution_circuit_resiliency | LB05_main | 1410 | 589880.12 | 589880.12 | 0 | 0 | 3917716.3537 | 0 | 3327836.0782
Circuit | distribution_circuit_resiliency | HL03_main | 1411 | 589107.8 | 589107.8 | 0 | 0 | 1907388.7705 | 0 | 1318280.8322
Circuit | distribution_circuit_resiliency | SE43_main | 1412 | 589101.27 | 589101.27 | 0 | 0 | 5145270.948 | 0 | 4556169.5647
Circuit | distribution_circuit_resiliency | CR01_lateral | 1413 | 588447.78 | 588447.78 | 0 | 0 | 5954205.1237 | 0 | 5365757.2129
Circuit | distribution_circuit_resiliency | RA43_lateral | 1414 | 588406.14 | 588406.14 | 0 | 0 | 3677576.7952 | 0 | 3089170.5363
Circuit | distribution_circuit_resiliency | GG10_lateral | 1415 | 587556.84 | 587556.84 | 0 | 0 | 6610401.6915 | 0 | 6022844.7115
Circuit | distribution_circuit_resiliency | CD11_lateral | 1416 | 586464.73 | 586464.73 | 0 | 0 | 7415653.9859 | 0 | 6829189.098
Circuit | distribution_circuit_resiliency | HY07_main | 1417 | 586223.77 | 586223.77 | 0 | 0 | 1620474.2944 | 0 | 1034250.4223
Circuit | distribution_circuit_resiliency | GL06_main | 1418 | 585918.9 | 585918.9 | 0 | 0 | 9397958.2361 | 0 | 8812039.2047
Circuit | distribution_circuit_resiliency | ADK42_lateral | 1419 | 585862.04 | 585862.04 | 0 | 0 | 2563982.4744 | 0 | 1978120.3163
Circuit | distribution_circuit_resiliency | AN12_main | 1420 | 585795.89 | 585795.89 | 0 | 0 | 3378545.6451 | 0 | 2792749.6125
Circuit | distribution_circuit_resiliency | AN08_lateral | 1421 | 585487.18 | 585487.18 | 0 | 0 | 3588666.2192 | 0 | 3003178.9137
Circuit | distribution_circuit_resiliency | CG06_lateral | 1422 | 585150.12 | 585150.12 | 0 | 0 | 2503345.1624 | 0 | 1918194.9321
Circuit | distribution_circuit_resiliency | FL42_lateral | 1423 | 584777.41 | 584777.41 | 0 | 0 | 3934411.5495 | 0 | 3349634.0004
Circuit | distribution_circuit_resiliency | HA06_lateral | 1424 | 584187.04 | 584187.04 | 0 | 0 | 4972367.9036 | 0 | 4388180.7329
Circuit | distribution_circuit_resiliency | GAR06_lateral | 1425 | 584128.43 | 584128.43 | 0 | 0 | 3067082.6749 | 0 | 2482954.1276
Circuit | distribution_circuit_resiliency | BI41_main | 1426 | 582263.71 | 582263.71 | 0 | 0 | 3621263.9543 | 0 | 3039000.1101
Circuit | distribution_circuit_resiliency | PJ03_lateral | 1427 | 581960.75 | 581960.75 | 0 | 0 | 2213869.1603 | 0 | 1631908.2807
Circuit | distribution_circuit_resiliency | KI41_main | 1428 | 581326.6 | 581326.6 | 0 | 0 | 2928188.1954 | 0 | 2346861.4872
Circuit | distribution_circuit_resiliency | WO03_main | 1429 | 580383.2 | 580383.2 | 0 | 0 | 3969670.6438 | 0 | 3389287.3441
Circuit | distribution_circuit_resiliency | BT01_main | 1430 | 579561.04 | 579561.04 | 0 | 0 | 3333765.2806 | 0 | 2754204.0925
Circuit | distribution_circuit_resiliency | TO08_main | 1431 | 579290.39 | 579290.39 | 0 | 0 | 1949627.1428 | 0 | 1370336.6309
Circuit | distribution_circuit_resiliency | ADK44_lateral | 1432 | 577639.87 | 577639.87 | 0 | 0 | 1073263.3969 | 0 | 495623.3658
Circuit | distribution_circuit_resiliency | AV02_main | 1433 | 577257.39 | 577257.39 | 0 | 0 | 2933194.5925 | 0 | 2355937.0515
Circuit | distribution_circuit_resiliency | GG03_main | 1434 | 577236.2 | 577236.2 | 0 | 0 | 5618792.8439 | 0 | 5041556.5205
Circuit | distribution_circuit_resiliency | HT02_main | 1435 | 576329.22 | 576329.22 | 0 | 0 | 4172488.6694 | 0 | 3596159.3209
Circuit | distribution_circuit_resiliency | FZ48_lateral | 1436 | 575847.64 | 575847.64 | 0 | 0 | 1181855.3036 | 0 | 606007.5306
Circuit | distribution_circuit_resiliency | DN08_main | 1437 | 575599.54 | 575599.54 | 0 | 0 | 3380698.3444 | 0 | 2805098.6855
Circuit | distribution_circuit_resiliency | SPW43_lateral | 1438 | 575117.32 | 575117.32 | 0 | 0 | 3129304.9635 | 0 | 2554187.4915
Circuit | distribution_circuit_resiliency | EB05_lateral | 1439 | 574315.56 | 574315.56 | 0 | 0 | 7364956.8446 | 0 | 6790641.1279
Circuit | distribution_circuit_resiliency | HE04_lateral | 1440 | 574235.81 | 574235.81 | 0 | 0 | 3656665.0943 | 0 | 3082429.1701
Circuit | distribution_circuit_resiliency | HNY04_lateral | 1441 | 573519.69 | 573519.69 | 0 | 0 | 1562991.3778 | 0 | 989471.5557
Circuit | distribution_circuit_resiliency | AN11_main | 1442 | 572544.48 | 572544.48 | 0 | 0 | 2959062.8284 | 0 | 2386518.2232
Circuit | distribution_circuit_resiliency | CG01_main | 1443 | 570791.3 | 570791.3 | 0 | 0 | 2177074.2021 | 0 | 1606282.7791
Circuit | distribution_circuit_resiliency | FW01_main | 1444 | 569327.08 | 569327.08 | 0 | 0 | 1990359.5477 | 0 | 1421032.3553
Circuit | distribution_circuit_resiliency | SA48_lateral | 1445 | 569261.47 | 569261.47 | 0 | 0 | 1432696.1622 | 0 | 863434.5227
Circuit | distribution_circuit_resiliency | GG06_lateral | 1446 | 568843.79 | 568843.79 | 0 | 0 | 3623192.4646 | 0 | 3054348.5108
Circuit | distribution_circuit_resiliency | HT06_main | 1447 | 568185.46 | 568185.46 | 0 | 0 | 5273693.2986 | 0 | 4705507.7116
Circuit | distribution_circuit_resiliency | DE07_lateral | 1448 | 567969.69 | 567969.69 | 0 | 0 | 6107515.128 | 0 | 5539545.3132
Circuit | distribution_circuit_resiliency | KI46_main | 1449 | 567915.92 | 567915.92 | 0 | 0 | 1945718.8594 | 0 | 1377802.8267
Circuit | distribution_circuit_resiliency | CB12_lateral | 1450 | 567611.11 | 567611.11 | 0 | 0 | 1921689.0639 | 0 | 1354077.8145
Circuit | distribution_circuit_resiliency | UL13_main | 1451 | 567125.5 | 567125.5 | 0 | 0 | 4656715.0965 | 0 | 4089589.4575
Circuit | distribution_circuit_resiliency | NP43_lateral | 1452 | 566344.06 | 566344.06 | 0 | 0 | 4039127.4211 | 0 | 3472783.2574
Circuit | distribution_circuit_resiliency | ST07_lateral | 1453 | 565042.75 | 565042.75 | 0 | 0 | 3658580.3133 | 0 | 3093537.4507
Circuit | distribution_circuit_resiliency | LB04_main | 1454 | 564408.6 | 564408.6 | 0 | 0 | 2047761.8336 | 0 | 1483353.1101
Circuit | distribution_circuit_resiliency | GV04_main | 1455 | 564352.45 | 564352.45 | 0 | 0 | 5977848.7021 | 0 | 5413496.1152
Circuit | distribution_circuit_resiliency | LIM41_lateral | 1456 | 563976.89 | 563976.89 | 0 | 0 | 5225389.861 | 0 | 4661412.8716
Circuit | distribution_circuit_resiliency | CR07_main | 1457 | 563967.53 | 563967.53 | 0 | 0 | 2130838.5905 | 0 | 1566870.9389
Circuit | distribution_circuit_resiliency | EL06_lateral | 1458 | 563772.57 | 563772.57 | 0 | 0 | 1283119.2746 | 0 | 719346.5748
Circuit | distribution_circuit_resiliency | BG06_lateral | 1459 | 561343.73 | 561343.73 | 0 | 0 | 4778375.3736 | 0 | 4217031.5115
Circuit | distribution_circuit_resiliency | CE13_main | 1460 | 561332.62 | 561332.62 | 0 | 0 | 3094115.6181 | 0 | 2532782.8583
Circuit | distribution_circuit_resiliency | AN07_lateral | 1461 | 560905.21 | 560905.21 | 0 | 0 | 7857765.4205 | 0 | 7296860.0876
Circuit | distribution_circuit_resiliency | HK43_main | 1462 | 559601.08 | 559601.08 | 0 | 0 | 1826210.6218 | 0 | 1266609.461
Circuit | distribution_circuit_resiliency | DV08_main | 1463 | 558889.28 | 558889.28 | 0 | 0 | 1733255.6809 | 0 | 1174366.2743
Circuit | distribution_circuit_resiliency | KW46_main | 1464 | 558873.57 | 558873.57 | 0 | 0 | 1867594.314 | 0 | 1308720.6101
Circuit | distribution_circuit_resiliency | GE46_main | 1465 | 558710.31 | 558710.31 | 0 | 0 | 2379881.5414 | 0 | 1821171.1193
Circuit | distribution_circuit_resiliency | RE41_lateral | 1466 | 558192.29 | 558192.29 | 0 | 0 | 2971499.6935 | 0 | 2413307.298
Circuit | distribution_circuit_resiliency | GT04_main | 1467 | 557628.82 | 557628.82 | 0 | 0 | 2599779.793 | 0 | 2042150.8451
Circuit | distribution_circuit_resiliency | HM05_main | 1468 | 557434.28 | 557434.28 | 0 | 0 | 4503482.9605 | 0 | 3946048.5411
Circuit | distribution_circuit_resiliency | WW05_main | 1469 | 556806.76 | 556806.76 | 0 | 0 | 2570313.5719 | 0 | 2013506.7047
Circuit | distribution_circuit_resiliency | AL06_lateral | 1470 | 555324.7 | 555324.7 | 0 | 0 | 6399141.7819 | 0 | 5843816.9471
Circuit | distribution_circuit_resiliency | GA10_lateral | 1471 | 554736.17 | 554736.17 | 0 | 0 | 7177052.5903 | 0 | 6622316.2902
Circuit | distribution_circuit_resiliency | LA04_main | 1472 | 554695.55 | 554695.55 | 0 | 0 | 1620892.7103 | 0 | 1066197.0237
Circuit | distribution_circuit_resiliency | RE06_main | 1473 | 553093.34 | 553093.34 | 0 | 0 | 2600121.2154 | 0 | 2047027.7423
Circuit | distribution_circuit_resiliency | FM02_lateral | 1474 | 552629.16 | 552629.16 | 0 | 0 | 3343774.8361 | 0 | 2791145.5692
Circuit | distribution_circuit_resiliency | BM04_lateral | 1475 | 552067.63 | 552067.63 | 0 | 0 | 1284339.6453 | 0 | 732271.8698
Circuit | distribution_circuit_resiliency | NV05_lateral | 1476 | 551786.06 | 551786.06 | 0 | 0 | 17116174.3218 | 0 | 16564388.14
Circuit | distribution_circuit_resiliency | NM04_main | 1477 | 551774 | 551774 | 0 | 0 | 3943105.5894 | 0 | 3391331.4526
Circuit | distribution_circuit_resiliency | AN06_main | 1478 | 550965.02 | 550965.02 | 0 | 0 | 2994888.0224 | 0 | 2443922.8607
Circuit | distribution_circuit_resiliency | BG09_main | 1479 | 550855.1 | 550855.1 | 0 | 0 | 1280717.1618 | 0 | 729861.919
Circuit | distribution_circuit_resiliency | WZ45_main | 1480 | 550530.87 | 550530.87 | 0 | 0 | 1671101.0944 | 0 | 1120570.0926
Circuit | distribution_circuit_resiliency | SB01_main | 1481 | 550218.75 | 550218.75 | 0 | 0 | 2596211.3803 | 0 | 2045992.5413
Circuit | distribution_circuit_resiliency | RA43_main | 1482 | 550094.72 | 550094.72 | 0 | 0 | 3611700.1979 | 0 | 3061605.3472
Circuit | distribution_circuit_resiliency | RO08_main | 1483 | 549891.16 | 549891.16 | 0 | 0 | 2031222.9558 | 0 | 1481331.6743
Circuit | distribution_circuit_resiliency | SB04_main | 1484 | 547560.87 | 547560.87 | 0 | 0 | 2883970.8581 | 0 | 2336409.8713
Circuit | distribution_circuit_resiliency | SB03_lateral | 1485 | 547403.27 | 547403.27 | 0 | 0 | 4660612.1323 | 0 | 4113208.714
Circuit | distribution_circuit_resiliency | KW43_lateral | 1486 | 547384.19 | 547384.19 | 0 | 0 | 2726319.9266 | 0 | 2178935.5993
Circuit | distribution_circuit_resiliency | SH08_lateral | 1487 | 547182.71 | 547182.71 | 0 | 0 | 2573965.6527 | 0 | 2026782.8054
Circuit | distribution_circuit_resiliency | GG10_main | 1488 | 546692.52 | 546692.52 | 0 | 0 | 3668027.2907 | 0 | 3121334.6319
Circuit | distribution_circuit_resiliency | KL47_lateral | 1489 | 546617.21 | 546617.21 | 0 | 0 | 4071960.0076 | 0 | 3525342.6427
Circuit | distribution_circuit_resiliency | LY49_lateral | 1490 | 546424.8 | 546424.8 | 0 | 0 | 2089311.598 | 0 | 1542886.6903
Circuit | distribution_circuit_resiliency | SW07_main | 1491 | 546273.8 | 546273.8 | 0 | 0 | 3622915.2752 | 0 | 3076641.3297
Circuit | distribution_circuit_resiliency | WI44_lateral | 1492 | 546145.05 | 546145.05 | 0 | 0 | 1552510.049 | 0 | 1006364.8485
Circuit | distribution_circuit_resiliency | BA41_lateral | 1493 | 544876 | 544876 | 0 | 0 | 3509317.3997 | 0 | 2964441.257
Circuit | distribution_circuit_resiliency | HP08_main | 1494 | 544867.76 | 544867.76 | 0 | 0 | 1450159.0385 | 0 | 905291.1682
Circuit | distribution_circuit_resiliency | FZ53_main | 1495 | 544708.48 | 544708.48 | 0 | 0 | 2349426.5556 | 0 | 1804717.923
Circuit | distribution_circuit_resiliency | CD11_main | 1496 | 544048.25 | 544048.25 | 0 | 0 | 4793202.6123 | 0 | 4249154.2326
Circuit | distribution_circuit_resiliency | BT05_lateral | 1497 | 543476.83 | 543476.83 | 0 | 0 | 3936042.2784 | 0 | 3392565.3202
Circuit | distribution_circuit_resiliency | HV05_main | 1498 | 542763.57 | 542763.57 | 0 | 0 | 2151053.9387 | 0 | 1608290.2345
Circuit | distribution_circuit_resiliency | CB09_main | 1499 | 542450.19 | 542450.19 | 0 | 0 | 2736096.4496 | 0 | 2193646.1268
Circuit | distribution_circuit_resiliency | TB03_main | 1500 | 541977.03 | 541977.03 | 0 | 0 | 2568531.0196 | 0 | 2026553.8715
Circuit | distribution_circuit_resiliency | SB05_main | 1501 | 541046.11 | 541046.11 | 0 | 0 | 3618071.8501 | 0 | 3077025.6323
Circuit | distribution_circuit_resiliency | MID01_main | 1502 | 540918.12 | 540918.12 | 0 | 0 | 4233032.15 | 0 | 3692113.92
Circuit | distribution_circuit_resiliency | FD04_lateral | 1503 | 540212.55 | 540212.55 | 0 | 0 | 4591110.1935 | 0 | 4050897.5106
Circuit | distribution_circuit_resiliency | WE02_main | 1504 | 538705.74 | 538705.74 | 0 | 0 | 2879645.4244 | 0 | 2340939.5251
Circuit | distribution_circuit_resiliency | CK01_main | 1505 | 538596.17 | 538596.17 | 0 | 0 | 2088843.8682 | 0 | 1550247.5861
Circuit | distribution_circuit_resiliency | RS07_main | 1506 | 538428.97 | 538428.97 | 0 | 0 | 2129066.1326 | 0 | 1590637.0391
Circuit | distribution_circuit_resiliency | MC06_main | 1507 | 537478.97 | 537478.97 | 0 | 0 | 1309672.4734 | 0 | 772193.3573
Circuit | distribution_circuit_resiliency | CV11_lateral | 1508 | 537403.69 | 537403.69 | 0 | 0 | 9234042.4092 | 0 | 8696638.5897
Circuit | distribution_circuit_resiliency | GN11_main | 1509 | 535602.63 | 535602.63 | 0 | 0 | 3808877.0082 | 0 | 3273274.2568
Circuit | distribution_circuit_resiliency | CC01_main | 1510 | 535581.44 | 535581.44 | 0 | 0 | 4079666.5156 | 0 | 3544084.9576
Circuit | distribution_circuit_resiliency | LU04_lateral | 1511 | 535451.36 | 535451.36 | 0 | 0 | 2431793.9019 | 0 | 1896342.4282
Circuit | distribution_circuit_resiliency | HY12_main | 1512 | 535340.76 | 535340.76 | 0 | 0 | 2110432.1409 | 0 | 1575091.2408
Circuit | distribution_circuit_resiliency | FM01_lateral | 1513 | 535253.4 | 535253.4 | 0 | 0 | 3062422.5002 | 0 | 2527168.9989
Circuit | distribution_circuit_resiliency | UW06_lateral | 1514 | 534672.86 | 534672.86 | 0 | 0 | 2416110.8292 | 0 | 1881437.8447
Circuit | distribution_circuit_resiliency | PJ07_main | 1515 | 533840.22 | 533840.22 | 0 | 0 | 1183935.0504 | 0 | 650094.6916
Circuit | distribution_circuit_resiliency | DH09_main | 1516 | 533746.52 | 533746.52 | 0 | 0 | 2625556.3784 | 0 | 2091809.7504
Circuit | distribution_circuit_resiliency | GE42_main | 1517 | 533652.67 | 533652.67 | 0 | 0 | 2734614.248 | 0 | 2200961.4583
Circuit | distribution_circuit_resiliency | FD16_main | 1518 | 533159.56 | 533159.56 | 0 | 0 | 2149712.5757 | 0 | 1616552.9026
Circuit | distribution_circuit_resiliency | HV07_main | 1519 | 533070.56 | 533070.56 | 0 | 0 | 2365052.583 | 0 | 1831981.8863
Circuit | distribution_circuit_resiliency | CK07_main | 1520 | 532393.18 | 532393.18 | 0 | 0 | 951641.2486 | 0 | 419247.9108
Circuit | distribution_circuit_resiliency | UW03_lateral | 1521 | 532088.97 | 532088.97 | 0 | 0 | 3167677.7202 | 0 | 2635588.6206
Circuit | distribution_circuit_resiliency | WF41_main | 1522 | 532030.89 | 532030.89 | 0 | 0 | 1999949.0826 | 0 | 1467918.0759
Circuit | distribution_circuit_resiliency | BY08_lateral | 1523 | 531574.86 | 531574.86 | 0 | 0 | 5313026.0406 | 0 | 4781451.0505
Circuit | distribution_circuit_resiliency | HT05_lateral | 1524 | 530983.82 | 530983.82 | 0 | 0 | 2666566.8585 | 0 | 2135582.9069
Circuit | distribution_circuit_resiliency | NS01_lateral | 1525 | 529439.08 | 529439.08 | 0 | 0 | 1581371.2304 | 0 | 1051932.0275
Circuit | distribution_circuit_resiliency | DN06_main | 1526 | 529094.19 | 529094.19 | 0 | 0 | 1987601.4632 | 0 | 1458507.1311
Circuit | distribution_circuit_resiliency | SPW49_lateral | 1527 | 528823.09 | 528823.09 | 0 | 0 | 9210667.1237 | 0 | 8681843.9174
Circuit | distribution_circuit_resiliency | NS04_main | 1528 | 527421.89 | 527421.89 | 0 | 0 | 3054748.7162 | 0 | 2527326.7028
Circuit | distribution_circuit_resiliency | FT04_lateral | 1529 | 526962.59 | 526962.59 | 0 | 0 | 3884478.3033 | 0 | 3357515.5725
Circuit | distribution_circuit_resiliency | SF42_main | 1530 | 526751.42 | 526751.42 | 0 | 0 | 2304432.7486 | 0 | 1777681.1928
Circuit | distribution_circuit_resiliency | SO50_main | 1531 | 526551 | 526551 | 0 | 0 | 1864180.9238 | 0 | 1337629.7874
Circuit | distribution_circuit_resiliency | HE02_main | 1532 | 526016.1 | 526016.1 | 0 | 0 | 4664014.727 | 0 | 4137998.5042
Circuit | distribution_circuit_resiliency | MAR50_lateral | 1533 | 525683.07 | 525683.07 | 0 | 0 | 1754155.246 | 0 | 1228472.0554
Circuit | distribution_circuit_resiliency | WD50_main | 1534 | 524969.99 | 524969.99 | 0 | 0 | 2174346.5801 | 0 | 1649376.4475
Circuit | distribution_circuit_resiliency | RE09_lateral | 1535 | 524735.57 | 524735.57 | 0 | 0 | 4211142.6141 | 0 | 3686406.8795
Circuit | distribution_circuit_resiliency | BR13_lateral | 1536 | 524222.05 | 524222.05 | 0 | 0 | 1725776.7662 | 0 | 1201554.5675
Circuit | distribution_circuit_resiliency | SPW45_lateral | 1537 | 522907.31 | 522907.31 | 0 | 0 | 4063360.7571 | 0 | 3540453.3378
Circuit | distribution_circuit_resiliency | NV06_main | 1538 | 522898.63 | 522898.63 | 0 | 0 | 2070967.3288 | 0 | 1548068.5633
Circuit | distribution_circuit_resiliency | MAR46_lateral | 1539 | 522866.54 | 522866.54 | 0 | 0 | 1432004.282 | 0 | 909137.6263
Circuit | distribution_circuit_resiliency | EU02_main | 1540 | 522644.1 | 522644.1 | 0 | 0 | 2712744.2056 | 0 | 2190099.9923
Circuit | distribution_circuit_resiliency | CV01_lateral | 1541 | 522553.63 | 522553.63 | 0 | 0 | 10767690.2347 | 0 | 10245136.4591
Circuit | distribution_circuit_resiliency | RU01_main | 1542 | 522420.17 | 522420.17 | 0 | 0 | 4240521.4991 | 0 | 3718101.179
Circuit | distribution_circuit_resiliency | PA07_lateral | 1543 | 521871.08 | 521871.08 | 0 | 0 | 8135344.7929 | 0 | 7613473.5829
Circuit | distribution_circuit_resiliency | FT05_lateral | 1544 | 521841.4 | 521841.4 | 0 | 0 | 1291501.3802 | 0 | 769659.8464
Circuit | distribution_circuit_resiliency | UV06_lateral | 1545 | 521738.39 | 521738.39 | 0 | 0 | 1269409.268 | 0 | 747670.7521
Circuit | distribution_circuit_resiliency | CRB47_main | 1546 | 521643.5 | 521643.5 | 0 | 0 | 2188996.6839 | 0 | 1667353.044
Circuit | distribution_circuit_resiliency | SF03_main | 1547 | 521275.02 | 521275.02 | 0 | 0 | 3372570.9826 | 0 | 2851295.83
Circuit | distribution_circuit_resiliency | BT01_lateral | 1548 | 521215.47 | 521215.47 | 0 | 0 | 6360998.4319 | 0 | 5839782.8092
Circuit | distribution_circuit_resiliency | MAR42_main | 1549 | 521151.19 | 521151.19 | 0 | 0 | 1834395.1113 | 0 | 1313243.8293
Circuit | distribution_circuit_resiliency | RU03_main | 1550 | 518434.62 | 518434.62 | 0 | 0 | 4540192.8214 | 0 | 4021758.0749
Circuit | distribution_circuit_resiliency | FT04_main | 1551 | 517824.83 | 517824.83 | 0 | 0 | 4342273.6876 | 0 | 3824448.7133
Circuit | distribution_circuit_resiliency | JP07_main | 1552 | 517416.58 | 517416.58 | 0 | 0 | 1623826.316 | 0 | 1106409.6062
Circuit | distribution_circuit_resiliency | JN09_main | 1553 | 516491.72 | 516491.72 | 0 | 0 | 3826438.5546 | 0 | 3309946.7119
Circuit | distribution_circuit_resiliency | ST13_main | 1554 | 515922.89 | 515922.89 | 0 | 0 | 4387612.3953 | 0 | 3871689.3839
Circuit | distribution_circuit_resiliency | AD05_lateral | 1555 | 514612.77 | 514612.77 | 0 | 0 | 4256365.0544 | 0 | 3741752.1554
Circuit | distribution_circuit_resiliency | HX01_lateral | 1556 | 514448.85 | 514448.85 | 0 | 0 | 7830111.8718 | 0 | 7315662.8926
Circuit | distribution_circuit_resiliency | FRY47_main | 1557 | 513941.34 | 513941.34 | 0 | 0 | 1871149.3534 | 0 | 1357207.9052
Circuit | distribution_circuit_resiliency | WT01_lateral | 1558 | 513675.92 | 513675.92 | 0 | 0 | 3682064.753 | 0 | 3168388.7055
Circuit | distribution_circuit_resiliency | ST13_lateral | 1559 | 513491.97 | 513491.97 | 0 | 0 | 2000097.6931 | 0 | 1486605.5807
Circuit | distribution_circuit_resiliency | PO02_main | 1560 | 513227.2 | 513227.2 | 0 | 0 | 1558586.2107 | 0 | 1045358.8635
Circuit | distribution_circuit_resiliency | IR02_lateral | 1561 | 511316.84 | 511316.84 | 0 | 0 | 2517431.8402 | 0 | 2006114.8996
Circuit | distribution_circuit_resiliency | PW08_lateral | 1562 | 508783.31 | 508783.31 | 0 | 0 | 2823537.8813 | 0 | 2314754.4636
Circuit | distribution_circuit_resiliency | DH08_main | 1563 | 508542.49 | 508542.49 | 0 | 0 | 3340992.3517 | 0 | 2832449.7154
Circuit | distribution_circuit_resiliency | DN11_lateral | 1564 | 508508.56 | 508508.56 | 0 | 0 | 2105336.5653 | 0 | 1596827.8752
Circuit | distribution_circuit_resiliency | GV02_main | 1565 | 508096.42 | 508096.42 | 0 | 0 | 6413036.4758 | 0 | 5904939.915
Circuit | distribution_circuit_resiliency | PW04_main | 1566 | 507349.32 | 507349.32 | 0 | 0 | 2794340.4755 | 0 | 2286991.0296
Circuit | distribution_circuit_resiliency | AN03_lateral | 1567 | 507101.53 | 507101.53 | 0 | 0 | 5818850.7239 | 0 | 5311749.0402
Circuit | distribution_circuit_resiliency | EC11_main | 1568 | 506719.57 | 506719.57 | 0 | 0 | 2572420.0054 | 0 | 2065700.2981
Circuit | distribution_circuit_resiliency | HA08_lateral | 1569 | 505673.14 | 505673.14 | 0 | 0 | 3456983.8557 | 0 | 2951310.5934
Circuit | distribution_circuit_resiliency | UV08_main | 1570 | 505547.62 | 505547.62 | 0 | 0 | 1099486.8503 | 0 | 593939.1078
Circuit | distribution_circuit_resiliency | PO09_lateral | 1571 | 505089 | 505089 | 0 | 0 | 4530548.3592 | 0 | 4025459.2192
Circuit | distribution_circuit_resiliency | BL06_main | 1572 | 505044.14 | 505044.14 | 0 | 0 | 2132232.2934 | 0 | 1627188.0152
Circuit | distribution_circuit_resiliency | DH08_lateral | 1573 | 504838.11 | 504838.11 | 0 | 0 | 2380757.4389 | 0 | 1875919.2022
Circuit | distribution_circuit_resiliency | MAR49_lateral | 1574 | 503875.73 | 503875.73 | 0 | 0 | 1086982.1665 | 0 | 583106.3065
Circuit | distribution_circuit_resiliency | EU09_main | 1575 | 503540.13 | 503540.13 | 0 | 0 | 2769710.0743 | 0 | 2266169.8114
Circuit | distribution_circuit_resiliency | BG07_main | 1576 | 503433.75 | 503433.75 | 0 | 0 | 8434984.5615 | 0 | 7931550.6878
Circuit | distribution_circuit_resiliency | EU05_main | 1577 | 502986.17 | 502986.17 | 0 | 0 | 1680915.0441 | 0 | 1177928.7394
Circuit | distribution_circuit_resiliency | ES03_main | 1578 | 502355.42 | 502355.42 | 0 | 0 | 2678188.1411 | 0 | 2175832.6098
Circuit | distribution_circuit_resiliency | HK41_lateral | 1579 | 502122.09 | 502122.09 | 0 | 0 | 5078181.4982 | 0 | 4576059.278
Circuit | distribution_circuit_resiliency | SB06_lateral | 1580 | 501191.37 | 501191.37 | 0 | 0 | 6836418.3687 | 0 | 6335226.8608
Circuit | distribution_circuit_resiliency | BV43_main | 1581 | 500900.7 | 500900.7 | 0 | 0 | 2136344.8187 | 0 | 1635443.9901
Circuit | distribution_circuit_resiliency | AN01_main | 1582 | 500512.32 | 500512.32 | 0 | 0 | 3692338.3983 | 0 | 3191825.9628
Circuit | distribution_circuit_resiliency | BAR42_lateral | 1583 | 500382.88 | 500382.88 | 0 | 0 | 3071146.2792 | 0 | 2570763.2661
Circuit | distribution_circuit_resiliency | OB49_main | 1584 | 499338.7 | 499338.7 | 0 | 0 | 1749206.3155 | 0 | 1249867.4757
Circuit | distribution_circuit_resiliency | JOR41_main | 1585 | 498229.44 | 498229.44 | 0 | 0 | 2833954.9871 | 0 | 2335725.4364
Circuit | distribution_circuit_resiliency | BL08_lateral | 1586 | 498048.46 | 498048.46 | 0 | 0 | 4651881.8373 | 0 | 4153833.2572
Circuit | distribution_circuit_resiliency | LM03_lateral | 1587 | 497951.52 | 497951.52 | 0 | 0 | 7377418.1783 | 0 | 6879466.5366
Circuit | distribution_circuit_resiliency | CG02_main | 1588 | 497729.57 | 497729.57 | 0 | 0 | 3187598.5094 | 0 | 2689868.8134
Circuit | distribution_circuit_resiliency | RO44_main | 1589 | 497382.86 | 497382.86 | 0 | 0 | 2057642.8592 | 0 | 1560259.8737
Circuit | distribution_circuit_resiliency | MU01_lateral | 1590 | 496727.35 | 496727.35 | 0 | 0 | 7198969.9248 | 0 | 6702242.4377
Circuit | distribution_circuit_resiliency | TRN04_lateral | 1591 | 496645.82 | 496645.82 | 0 | 0 | 5462939.9999 | 0 | 4966294.084
Circuit | distribution_circuit_resiliency | BE01_main | 1592 | 496116.73 | 496116.73 | 0 | 0 | 2304584.7833 | 0 | 1808467.9374
Circuit | distribution_circuit_resiliency | AD03_main | 1593 | 494844.25 | 494844.25 | 0 | 0 | 2366348.9773 | 0 | 1871504.6277
Circuit | distribution_circuit_resiliency | HE08_lateral | 1594 | 494048.47 | 494048.47 | 0 | 0 | 4628871.0281 | 0 | 4134822.4165
Circuit | distribution_circuit_resiliency | CL03_lateral | 1595 | 492390.56 | 492390.56 | 0 | 0 | 3543179.4247 | 0 | 3050788.7383
Circuit | distribution_circuit_resiliency | PA11_lateral | 1596 | 491385.4 | 491385.4 | 0 | 0 | 4566287.2459 | 0 | 4074901.7185
Circuit | distribution_circuit_resiliency | GW07_lateral | 1597 | 490602.45 | 490602.45 | 0 | 0 | 4271495.0047 | 0 | 3780892.4344
Circuit | distribution_circuit_resiliency | BL09_main | 1598 | 489973.1 | 489973.1 | 0 | 0 | 1783827.1419 | 0 | 1293853.8993
Circuit | distribution_circuit_resiliency | WT06_main | 1599 | 489312.13 | 489312.13 | 0 | 0 | 2385508.7557 | 0 | 1896196.4717
Circuit | distribution_circuit_resiliency | IM46_lateral | 1600 | 488677.25 | 488677.25 | 0 | 0 | 1242313.7811 | 0 | 753636.4187
Circuit | distribution_circuit_resiliency | CK08_main | 1601 | 487693.01 | 487693.01 | 0 | 0 | 1446762.254 | 0 | 959069.1208
Circuit | distribution_circuit_resiliency | AD08_main | 1602 | 487065.34 | 487065.34 | 0 | 0 | 7099323.3466 | 0 | 6612257.8568
Circuit | distribution_circuit_resiliency | DN07_main | 1603 | 486878.11 | 486878.11 | 0 | 0 | 2805741.2136 | 0 | 2318862.9629
Circuit | distribution_circuit_resiliency | AN09_main | 1604 | 486422.45 | 486422.45 | 0 | 0 | 2331823.4753 | 0 | 1845400.8696
Circuit | distribution_circuit_resiliency | CC04_lateral | 1605 | 486376.16 | 486376.16 | 0 | 0 | 2988219.7789 | 0 | 2501843.4781
Circuit | distribution_circuit_resiliency | FAN47_lateral | 1606 | 486354.94 | 486354.94 | 0 | 0 | 4795686.644 | 0 | 4309331.5843
Circuit | distribution_circuit_resiliency | UL48_lateral | 1607 | 486044.99 | 486044.99 | 0 | 0 | 2583448.9228 | 0 | 2097403.8228
Circuit | distribution_circuit_resiliency | LK05_main | 1608 | 485489.21 | 485489.21 | 0 | 0 | 2236940.7202 | 0 | 1751451.3746
Circuit | distribution_circuit_resiliency | FZ52_lateral | 1609 | 485100.57 | 485100.57 | 0 | 0 | 880780.6456 | 0 | 395679.9305
Circuit | distribution_circuit_resiliency | KT41_main | 1610 | 485042.04 | 485042.04 | 0 | 0 | 1973797.9557 | 0 | 1488755.7485
Circuit | distribution_circuit_resiliency | LY49_main | 1611 | 484812.48 | 484812.48 | 0 | 0 | 1837649.1014 | 0 | 1352836.4878
Circuit | distribution_circuit_resiliency | WI07_main | 1612 | 484039.8 | 484039.8 | 0 | 0 | 2612457.9831 | 0 | 2128418.0335
Circuit | distribution_circuit_resiliency | ES05_main | 1613 | 483712.1 | 483712.1 | 0 | 0 | 3510786.0094 | 0 | 3027073.7857
Circuit | distribution_circuit_resiliency | IM41_main | 1614 | 483515.78 | 483515.78 | 0 | 0 | 1994757.9898 | 0 | 1511242.0922
Circuit | distribution_circuit_resiliency | DH09_lateral | 1615 | 483453.34 | 483453.34 | 0 | 0 | 2984460.7611 | 0 | 2501007.3247
Circuit | distribution_circuit_resiliency | CV03_lateral | 1616 | 483451 | 483451 | 0 | 0 | 2618549.8504 | 0 | 2135098.7363
Circuit | distribution_circuit_resiliency | CYF50_lateral | 1617 | 483427.35 | 483427.35 | 0 | 0 | 2408844.0899 | 0 | 1925416.598
Circuit | distribution_circuit_resiliency | DH04_main | 1618 | 483416.78 | 483416.78 | 0 | 0 | 3367503.466 | 0 | 2884086.5603
Circuit | distribution_circuit_resiliency | SW07_lateral | 1619 | 482836.94 | 482836.94 | 0 | 0 | 3717931.3188 | 0 | 3235094.2637
Circuit | distribution_circuit_resiliency | WV03_lateral | 1620 | 482404.18 | 482404.18 | 0 | 0 | 4784280.6253 | 0 | 4301876.3236
Circuit | distribution_circuit_resiliency | SO44_lateral | 1621 | 481797.65 | 481797.65 | 0 | 0 | 1643683.1355 | 0 | 1161885.3427
Circuit | distribution_circuit_resiliency | RU03_lateral | 1622 | 481016.98 | 481016.98 | 0 | 0 | 6570142.8526 | 0 | 6089125.7479
Circuit | distribution_circuit_resiliency | AF10_main | 1623 | 480127.91 | 480127.91 | 0 | 0 | 1943571.8437 | 0 | 1463443.809
Circuit | distribution_circuit_resiliency | FL50_main | 1624 | 480071.94 | 480071.94 | 0 | 0 | 1661524.1971 | 0 | 1181452.1196
Circuit | distribution_circuit_resiliency | KT47_main | 1625 | 479930.96 | 479930.96 | 0 | 0 | 1431168.8557 | 0 | 951237.774
Circuit | distribution_circuit_resiliency | OR41_lateral | 1626 | 478332.08 | 478332.08 | 0 | 0 | 4568491.4415 | 0 | 4090159.2165
Circuit | distribution_circuit_resiliency | DH12_main | 1627 | 477818.35 | 477818.35 | 0 | 0 | 1734768.3328 | 0 | 1256949.8845
Circuit | distribution_circuit_resiliency | LB03_main | 1628 | 477475.34 | 477475.34 | 0 | 0 | 1586456.635 | 0 | 1108981.1376
Circuit | distribution_circuit_resiliency | WO07_lateral | 1629 | 476300.5 | 476300.5 | 0 | 0 | 2664834.1345 | 0 | 2188533.5033
Circuit | distribution_circuit_resiliency | EB06_main | 1630 | 476270.8 | 476270.8 | 0 | 0 | 2335162.9201 | 0 | 1858892.0056
Circuit | distribution_circuit_resiliency | NM03_lateral | 1631 | 476105.88 | 476105.88 | 0 | 0 | 1993053.7612 | 0 | 1516947.7453
Circuit | distribution_circuit_resiliency | HB51_lateral | 1632 | 476034.02 | 476034.02 | 0 | 0 | 2630589.4228 | 0 | 2154555.2628
Circuit | distribution_circuit_resiliency | EC13_main | 1633 | 475280.43 | 475280.43 | 0 | 0 | 2806635.974 | 0 | 2331355.3903
Circuit | distribution_circuit_resiliency | EL07_lateral | 1634 | 474947.48 | 474947.48 | 0 | 0 | 1887274.1427 | 0 | 1412326.5647
Circuit | distribution_circuit_resiliency | HV03_lateral | 1635 | 473791.11 | 473791.11 | 0 | 0 | 5195294.0168 | 0 | 4721502.7913
Circuit | distribution_circuit_resiliency | AD09_main | 1636 | 472973.44 | 472973.44 | 0 | 0 | 2698094.3769 | 0 | 2225120.7881
Circuit | distribution_circuit_resiliency | DV04_main | 1637 | 472916.47 | 472916.47 | 0 | 0 | 2163277.4563 | 0 | 1690360.8638
Circuit | distribution_circuit_resiliency | PA02_main | 1638 | 472889.29 | 472889.29 | 0 | 0 | 2918520.2631 | 0 | 2445630.8506
Circuit | distribution_circuit_resiliency | SH04_main | 1639 | 472577.62 | 472577.62 | 0 | 0 | 1363779.7944 | 0 | 891202.0482
Circuit | distribution_circuit_resiliency | WI02_main | 1640 | 471560.59 | 471560.59 | 0 | 0 | 1870783.9991 | 0 | 1399223.2813
Circuit | distribution_circuit_resiliency | NS02_main | 1641 | 470760.94 | 470760.94 | 0 | 0 | 4379813.2031 | 0 | 3909052.1512
Circuit | distribution_circuit_resiliency | FD02_main | 1642 | 470646.38 | 470646.38 | 0 | 0 | 1543388.7835 | 0 | 1072742.2822
Circuit | distribution_circuit_resiliency | HY09_main | 1643 | 470443.36 | 470443.36 | 0 | 0 | 2042881.7744 | 0 | 1572438.3024
Circuit | distribution_circuit_resiliency | LAK46_lateral | 1644 | 470186.33 | 470186.33 | 0 | 0 | 2204444.8788 | 0 | 1734258.4171
Circuit | distribution_circuit_resiliency | QV07_main | 1645 | 470121.19 | 470121.19 | 0 | 0 | 1048686.0256 | 0 | 578564.7023
Circuit | distribution_circuit_resiliency | TO09_main | 1646 | 470109.54 | 470109.54 | 0 | 0 | 2816651.539 | 0 | 2346541.8748
Circuit | distribution_circuit_resiliency | PO06_main | 1647 | 469995.34 | 469995.34 | 0 | 0 | 3319889.8658 | 0 | 2849894.3776
Circuit | distribution_circuit_resiliency | KB21_main | 1648 | 469910.78 | 469910.78 | 0 | 0 | 1737718.1307 | 0 | 1267807.2354
Circuit | distribution_circuit_resiliency | AM02_lateral | 1649 | 469884.21 | 469884.21 | 0 | 0 | 3892066.653 | 0 | 3422182.3165
Circuit | distribution_circuit_resiliency | KI49_lateral | 1650 | 469110.88 | 469110.88 | 0 | 0 | 3036235.0413 | 0 | 2567124.0418
Circuit | distribution_circuit_resiliency | MAR51_lateral | 1651 | 468689.58 | 468689.58 | 0 | 0 | 1477408.3833 | 0 | 1008718.6703
Circuit | distribution_circuit_resiliency | HY04_main | 1652 | 468452.41 | 468452.41 | 0 | 0 | 2332348.2144 | 0 | 1863895.6662
Circuit | distribution_circuit_resiliency | RE04_main | 1653 | 467821.96 | 467821.96 | 0 | 0 | 2777636.4895 | 0 | 2309814.4091
Circuit | distribution_circuit_resiliency | AN05_main | 1654 | 467699.45 | 467699.45 | 0 | 0 | 1810369.3308 | 0 | 1342669.7285
Circuit | distribution_circuit_resiliency | BV41_lateral | 1655 | 467394.21 | 467394.21 | 0 | 0 | 4883561.6979 | 0 | 4416167.3743
Circuit | distribution_circuit_resiliency | HE05_main | 1656 | 467217.4 | 467217.4 | 0 | 0 | 3501218.32 | 0 | 3034000.7965
Circuit | distribution_circuit_resiliency | SE02_lateral | 1657 | 466297.61 | 466297.61 | 0 | 0 | 2608817.6241 | 0 | 2142519.897
Circuit | distribution_circuit_resiliency | MAR44_lateral | 1658 | 466297.16 | 466297.16 | 0 | 0 | 1678153.8969 | 0 | 1211856.5905
Circuit | distribution_circuit_resiliency | FRY43_main | 1659 | 466146.48 | 466146.48 | 0 | 0 | 1327169.5645 | 0 | 861022.9482
Circuit | distribution_circuit_resiliency | FW07_lateral | 1660 | 465662.17 | 465662.17 | 0 | 0 | 2567127.6641 | 0 | 2101465.3781
Circuit | distribution_circuit_resiliency | RO04_main | 1661 | 465411.29 | 465411.29 | 0 | 0 | 1880695.1039 | 0 | 1415283.6603
Circuit | distribution_circuit_resiliency | AD06_lateral | 1662 | 464970.75 | 464970.75 | 0 | 0 | 2312919.9025 | 0 | 1847949.0078
Circuit | distribution_circuit_resiliency | BL03_main | 1663 | 464883.93 | 464883.93 | 0 | 0 | 2154580.6693 | 0 | 1689696.6069
Circuit | distribution_circuit_resiliency | AN02_main | 1664 | 464506.3 | 464506.3 | 0 | 0 | 2769085.776 | 0 | 2304579.3133
Circuit | distribution_circuit_resiliency | DL43_lateral | 1665 | 462174.22 | 462174.22 | 0 | 0 | 1941442.1564 | 0 | 1479267.8155
Circuit | distribution_circuit_resiliency | WOR44_lateral | 1666 | 462015.33 | 462015.33 | 0 | 0 | 1973518.8386 | 0 | 1511503.3768
Circuit | distribution_circuit_resiliency | WD48_lateral | 1667 | 461915.52 | 461915.52 | 0 | 0 | 1528887.1667 | 0 | 1066971.5065
Circuit | distribution_circuit_resiliency | AD01_main | 1668 | 461805.28 | 461805.28 | 0 | 0 | 2410075.3381 | 0 | 1948269.9543
Circuit | distribution_circuit_resiliency | EL10_lateral | 1669 | 461689.84 | 461689.84 | 0 | 0 | 2743379.6383 | 0 | 2281689.655
Circuit | distribution_circuit_resiliency | SP10_main | 1670 | 460845.13 | 460845.13 | 0 | 0 | 2609031.6654 | 0 | 2148186.4007
Circuit | distribution_circuit_resiliency | WEB08_main | 1671 | 459776.89 | 459776.89 | 0 | 0 | 1592957.9415 | 0 | 1133180.9086
Circuit | distribution_circuit_resiliency | PHR02_main | 1672 | 459517.94 | 459517.94 | 0 | 0 | 2162597.1192 | 0 | 1703079.046
Circuit | distribution_circuit_resiliency | PE04_lateral | 1673 | 459018.24 | 459018.24 | 0 | 0 | 4429443.4697 | 0 | 3970425.1081
Circuit | distribution_circuit_resiliency | CR11_lateral | 1674 | 458773.37 | 458773.37 | 0 | 0 | 5364695.2464 | 0 | 4905921.7526
Circuit | distribution_circuit_resiliency | CG02_lateral | 1675 | 458733.62 | 458733.62 | 0 | 0 | 5043929.1275 | 0 | 4585195.3645
Circuit | distribution_circuit_resiliency | BL07_main | 1676 | 458433.65 | 458433.65 | 0 | 0 | 2178053.9822 | 0 | 1719620.1998
Circuit | distribution_circuit_resiliency | CR01_main | 1677 | 457936.46 | 457936.46 | 0 | 0 | 3562481.2816 | 0 | 3104544.7205
Circuit | distribution_circuit_resiliency | FRY41_lateral | 1678 | 457419.83 | 457419.83 | 0 | 0 | 2573697.029 | 0 | 2116277.0679
Circuit | distribution_circuit_resiliency | SP06_main | 1679 | 456607.12 | 456607.12 | 0 | 0 | 2378902.8401 | 0 | 1922295.5823
Circuit | distribution_circuit_resiliency | SO46_main | 1680 | 455595.49 | 455595.49 | 0 | 0 | 1756262.4988 | 0 | 1300666.8606
Circuit | distribution_circuit_resiliency | BT05_main | 1681 | 454551.93 | 454551.93 | 0 | 0 | 3604512.086 | 0 | 3149960.0434
Circuit | distribution_circuit_resiliency | HT05_main | 1682 | 454431.25 | 454431.25 | 0 | 0 | 3373259.215 | 0 | 2918827.8581
Circuit | distribution_circuit_resiliency | DH11_main | 1683 | 453885.34 | 453885.34 | 0 | 0 | 2411778.7598 | 0 | 1957893.2962
Circuit | distribution_circuit_resiliency | WZ48_lateral | 1684 | 453822.91 | 453822.91 | 0 | 0 | 1301203.0574 | 0 | 847380.0073
Circuit | distribution_circuit_resiliency | FP06_main | 1685 | 453767.8 | 453767.8 | 0 | 0 | 4418318.1886 | 0 | 3964550.2499
Circuit | distribution_circuit_resiliency | GV03_lateral | 1686 | 453748.35 | 453748.35 | 0 | 0 | 4789647.9067 | 0 | 4335899.4381
Circuit | distribution_circuit_resiliency | AN05_lateral | 1687 | 453547.04 | 453547.04 | 0 | 0 | 2712464.5767 | 0 | 2258917.4124
Circuit | distribution_circuit_resiliency | AR41_lateral | 1688 | 453240.24 | 453240.24 | 0 | 0 | 3922124.7254 | 0 | 3468884.3459
Circuit | distribution_circuit_resiliency | RZ03_lateral | 1689 | 452688.37 | 452688.37 | 0 | 0 | 4285700.0749 | 0 | 3833011.5658
Circuit | distribution_circuit_resiliency | RO05_lateral | 1690 | 452633.25 | 452633.25 | 0 | 0 | 1196960.9145 | 0 | 744327.5419
Circuit | distribution_circuit_resiliency | AF05_main | 1691 | 452472.14 | 452472.14 | 0 | 0 | 2108507.8081 | 0 | 1656035.5239
Circuit | distribution_circuit_resiliency | TE02_lateral | 1692 | 452329.38 | 452329.38 | 0 | 0 | 2337383.1271 | 0 | 1885053.6267
Circuit | distribution_circuit_resiliency | VL03_lateral | 1693 | 452053.08 | 452053.08 | 0 | 0 | 5062235.6277 | 0 | 4610182.4357
Circuit | distribution_circuit_resiliency | EC15_lateral | 1694 | 451596.37 | 451596.37 | 0 | 0 | 1948960.9406 | 0 | 1497364.4688
Circuit | distribution_circuit_resiliency | GN10_main | 1695 | 451351.04 | 451351.04 | 0 | 0 | 3671636.6808 | 0 | 3220285.4947
Circuit | distribution_circuit_resiliency | HB47_lateral | 1696 | 451146.97 | 451146.97 | 0 | 0 | 3068642.7896 | 0 | 2617495.6864
Circuit | distribution_circuit_resiliency | GG09_main | 1697 | 450493.84 | 450493.84 | 0 | 0 | 2175331.4413 | 0 | 1724837.4867
Circuit | distribution_circuit_resiliency | RO02_main | 1698 | 450378.17 | 450378.17 | 0 | 0 | 1870731.5211 | 0 | 1420353.2151
Circuit | distribution_circuit_resiliency | EU09_lateral | 1699 | 450281.07 | 450281.07 | 0 | 0 | 5118752.3879 | 0 | 4668471.1932
Circuit | distribution_circuit_resiliency | PW07_main | 1700 | 449932.75 | 449932.75 | 0 | 0 | 1624757.8799 | 0 | 1174824.9608
Circuit | distribution_circuit_resiliency | ME01_main | 1701 | 449706.15 | 449706.15 | 0 | 0 | 6127746.0792 | 0 | 5678039.7822
Circuit | distribution_circuit_resiliency | SA45_lateral | 1702 | 448987.68 | 448987.68 | 0 | 0 | 1895056.9172 | 0 | 1446069.1122
Circuit | distribution_circuit_resiliency | CB03_main | 1703 | 448981.95 | 448981.95 | 0 | 0 | 1927010.8932 | 0 | 1478028.8139
Circuit | distribution_circuit_resiliency | NS02_lateral | 1704 | 448059.48 | 448059.48 | 0 | 0 | 4714256.073 | 0 | 4266196.4462
Circuit | distribution_circuit_resiliency | CC01_lateral | 1705 | 447677.59 | 447677.59 | 0 | 0 | 3802793.146 | 0 | 3355115.4029
Circuit | distribution_circuit_resiliency | HV42_lateral | 1706 | 446801.17 | 446801.17 | 0 | 0 | 1377506.6556 | 0 | 930705.3672
Circuit | distribution_circuit_resiliency | AF08_main | 1707 | 445581.03 | 445581.03 | 0 | 0 | 3148540.0718 | 0 | 2702958.9321
Circuit | distribution_circuit_resiliency | WI06_main | 1708 | 445451.36 | 445451.36 | 0 | 0 | 1545123.304 | 0 | 1099671.8265
Circuit | distribution_circuit_resiliency | TE04_lateral | 1709 | 445320.71 | 445320.71 | 0 | 0 | 1326994.6128 | 0 | 881673.775
Circuit | distribution_circuit_resiliency | AF10_lateral | 1710 | 444881.04 | 444881.04 | 0 | 0 | 1591371.554 | 0 | 1146490.3787
Circuit | distribution_circuit_resiliency | SP05_lateral | 1711 | 444789 | 444789 | 0 | 0 | 6139976.6813 | 0 | 5695187.5339
Circuit | distribution_circuit_resiliency | WEB07_main | 1712 | 444578.31 | 444578.31 | 0 | 0 | 1051956.9361 | 0 | 607378.4889
Circuit | distribution_circuit_resiliency | AL11_lateral | 1713 | 444554.2 | 444554.2 | 0 | 0 | 4735400.9009 | 0 | 4290846.5973
Circuit | distribution_circuit_resiliency | AF01_lateral | 1714 | 444054.64 | 444054.64 | 0 | 0 | 1604467.8003 | 0 | 1160413.0292
Circuit | distribution_circuit_resiliency | CE05_main | 1715 | 443680.23 | 443680.23 | 0 | 0 | 1132435.5956 | 0 | 688755.2605
Circuit | distribution_circuit_resiliency | NV06_lateral | 1716 | 443634.03 | 443634.03 | 0 | 0 | 4397258.9871 | 0 | 3953624.8223
Circuit | distribution_circuit_resiliency | MC01_main | 1717 | 443607.75 | 443607.75 | 0 | 0 | 2586693.7145 | 0 | 2143085.8517
Circuit | distribution_circuit_resiliency | TE10_lateral | 1718 | 443418.02 | 443418.02 | 0 | 0 | 2134169.83 | 0 | 1690751.6871
Circuit | distribution_circuit_resiliency | PE01_main | 1719 | 443371.21 | 443371.21 | 0 | 0 | 1203500.4209 | 0 | 760129.0868
Circuit | distribution_circuit_resiliency | LJ04_lateral | 1720 | 443153.97 | 443153.97 | 0 | 0 | 5163049.4214 | 0 | 4719895.3272
Circuit | distribution_circuit_resiliency | WI41_lateral | 1721 | 442962.99 | 442962.99 | 0 | 0 | 1236246.9754 | 0 | 793283.8631
Circuit | distribution_circuit_resiliency | JP07_lateral | 1722 | 442576.82 | 442576.82 | 0 | 0 | 2156358.3518 | 0 | 1713781.3949
Circuit | distribution_circuit_resiliency | FP05_main | 1723 | 442557.34 | 442557.34 | 0 | 0 | 2362997.0924 | 0 | 1920439.6252
Circuit | distribution_circuit_resiliency | LP03_lateral | 1724 | 442504.82 | 442504.82 | 0 | 0 | 1873444.264 | 0 | 1430939.3362
Circuit | distribution_circuit_resiliency | DH10_lateral | 1725 | 441834.76 | 441834.76 | 0 | 0 | 4102658.702 | 0 | 3660823.82
Circuit | distribution_circuit_resiliency | KW42_lateral | 1726 | 441780.05 | 441780.05 | 0 | 0 | 2845091.299 | 0 | 2403311.1382
Circuit | distribution_circuit_resiliency | EU01_lateral | 1727 | 438609.2 | 438609.2 | 0 | 0 | 3985968.3229 | 0 | 3547359.0178
Circuit | distribution_circuit_resiliency | AD10_lateral | 1728 | 438058.37 | 438058.37 | 0 | 0 | 3023997.1849 | 0 | 2585938.6756
Circuit | distribution_circuit_resiliency | BR08_lateral | 1729 | 437893.31 | 437893.31 | 0 | 0 | 1959318.8226 | 0 | 1521425.3675
Circuit | distribution_circuit_resiliency | RU04_main | 1730 | 437692.3 | 437692.3 | 0 | 0 | 2674447.9077 | 0 | 2236755.4878
Circuit | distribution_circuit_resiliency | EC13_lateral | 1731 | 437525.63 | 437525.63 | 0 | 0 | 2869380.4651 | 0 | 2431854.7022
Circuit | distribution_circuit_resiliency | OA04_lateral | 1732 | 437440.17 | 437440.17 | 0 | 0 | 4655305.8035 | 0 | 4217865.5056
Circuit | distribution_circuit_resiliency | HM09_lateral | 1733 | 436616.43 | 436616.43 | 0 | 0 | 10338722.1073 | 0 | 9902105.5757
Circuit | distribution_circuit_resiliency | WT02_main | 1734 | 436004.73 | 436004.73 | 0 | 0 | 11968582.7422 | 0 | 11532577.8731
Circuit | distribution_circuit_resiliency | IR05_lateral | 1735 | 435655.67 | 435655.67 | 0 | 0 | 3186119.079 | 0 | 2750463.261
Circuit | distribution_circuit_resiliency | PW06_lateral | 1736 | 434786.48 | 434786.48 | 0 | 0 | 2299888.5533 | 0 | 1865101.9707
Circuit | distribution_circuit_resiliency | UL46_main | 1737 | 434157.21 | 434157.21 | 0 | 0 | 3083390.5855 | 0 | 2649233.2535
Circuit | distribution_circuit_resiliency | RO01_main | 1738 | 433903.45 | 433903.45 | 0 | 0 | 2194250.7345 | 0 | 1760347.1484
Circuit | distribution_circuit_resiliency | EU02_lateral | 1739 | 433610.05 | 433610.05 | 0 | 0 | 1096884.971 | 0 | 663274.8097
Circuit | distribution_circuit_resiliency | CV02_main | 1740 | 433102.97 | 433102.97 | 0 | 0 | 1393161.3179 | 0 | 960058.239
Circuit | distribution_circuit_resiliency | SR12_main | 1741 | 432205.69 | 432205.69 | 0 | 0 | 2739802.4025 | 0 | 2307596.5874
Circuit | distribution_circuit_resiliency | BI09_main | 1742 | 431622.51 | 431622.51 | 0 | 0 | 1512700.7648 | 0 | 1081078.1407
Circuit | distribution_circuit_resiliency | LAK41_lateral | 1743 | 431544.02 | 431544.02 | 0 | 0 | 1219109.8668 | 0 | 787565.7152
Circuit | distribution_circuit_resiliency | CR08_lateral | 1744 | 431321.02 | 431321.02 | 0 | 0 | 1365610.2136 | 0 | 934289.0792
Circuit | distribution_circuit_resiliency | LC02_main | 1745 | 431151.48 | 431151.48 | 0 | 0 | 1859970.227 | 0 | 1428818.6286
Circuit | distribution_circuit_resiliency | CA06_main | 1746 | 430949.88 | 430949.88 | 0 | 0 | 1827434.4805 | 0 | 1396484.46
Circuit | distribution_circuit_resiliency | TO09_lateral | 1747 | 430811.13 | 430811.13 | 0 | 0 | 3704878.6794 | 0 | 3274067.4208
Circuit | distribution_circuit_resiliency | MP10_lateral | 1748 | 430725.79 | 430725.79 | 0 | 0 | 3333649.2076 | 0 | 2902923.2836
Circuit | distribution_circuit_resiliency | TE08_lateral | 1749 | 430053.36 | 430053.36 | 0 | 0 | 1800642.2402 | 0 | 1370588.7543
Circuit | distribution_circuit_resiliency | HY05_main | 1750 | 428032.53 | 428032.53 | 0 | 0 | 1455833.77 | 0 | 1027801.0915
Circuit | distribution_circuit_resiliency | CV04_lateral | 1751 | 427981.46 | 427981.46 | 0 | 0 | 7506261.5744 | 0 | 7078280.0038
Circuit | distribution_circuit_resiliency | RO44_lateral | 1752 | 427812.49 | 427812.49 | 0 | 0 | 858781.6311 | 0 | 430969.0202
Circuit | distribution_circuit_resiliency | JN06_lateral | 1753 | 427755.27 | 427755.27 | 0 | 0 | 2624369.5287 | 0 | 2196614.1398
Circuit | distribution_circuit_resiliency | GV05_main | 1754 | 427516.65 | 427516.65 | 0 | 0 | 1303210.6003 | 0 | 875693.8178
Circuit | distribution_circuit_resiliency | HP05_lateral | 1755 | 427500.21 | 427500.21 | 0 | 0 | 4579420.8289 | 0 | 4151920.4803
Circuit | distribution_circuit_resiliency | CL05_lateral | 1756 | 427451.81 | 427451.81 | 0 | 0 | 4095738.2325 | 0 | 3668286.2966
Circuit | distribution_circuit_resiliency | JN05_main | 1757 | 427375.89 | 427375.89 | 0 | 0 | 4105910.2092 | 0 | 3678534.2024
Circuit | distribution_circuit_resiliency | KB17_main | 1758 | 426869.17 | 426869.17 | 0 | 0 | 2742441.1663 | 0 | 2315571.8605
Circuit | distribution_circuit_resiliency | UV01_lateral | 1759 | 426275.35 | 426275.35 | 0 | 0 | 852673.6197 | 0 | 426398.1346
Circuit | distribution_circuit_resiliency | HNY02_lateral | 1760 | 425988.04 | 425988.04 | 0 | 0 | 1865148.6436 | 0 | 1439160.4817
Circuit | distribution_circuit_resiliency | DV05_lateral | 1761 | 425814.1 | 425814.1 | 0 | 0 | 1003513.2607 | 0 | 577699.0424
Circuit | distribution_circuit_resiliency | HR04_main | 1762 | 424758.54 | 424758.54 | 0 | 0 | 3174076.9539 | 0 | 2749318.2495
Circuit | distribution_circuit_resiliency | BA47_lateral | 1763 | 423776.89 | 423776.89 | 0 | 0 | 4213680.7752 | 0 | 3789903.7758
Circuit | distribution_circuit_resiliency | SR06_lateral | 1764 | 423241.12 | 423241.12 | 0 | 0 | 1034987.9859 | 0 | 611746.7382
Circuit | distribution_circuit_resiliency | BA44_lateral | 1765 | 422855.83 | 422855.83 | 0 | 0 | 4528787.9305 | 0 | 4105931.949
Circuit | distribution_circuit_resiliency | AV03_lateral | 1766 | 421669.03 | 421669.03 | 0 | 0 | 11859830.836 | 0 | 11438161.6809
Circuit | distribution_circuit_resiliency | BY02_main | 1767 | 421260.26 | 421260.26 | 0 | 0 | 1899194.7086 | 0 | 1477934.3005
Circuit | distribution_circuit_resiliency | DR01_main | 1768 | 421133.05 | 421133.05 | 0 | 0 | 4092116.8623 | 0 | 3670983.6834
Circuit | distribution_circuit_resiliency | SB05_lateral | 1769 | 420901.39 | 420901.39 | 0 | 0 | 4217948.3059 | 0 | 3797046.754
Circuit | distribution_circuit_resiliency | PJ01_main | 1770 | 419558.91 | 419558.91 | 0 | 0 | 1104113.9694 | 0 | 684554.9257
Circuit | distribution_circuit_resiliency | SA43_main | 1771 | 419139.77 | 419139.77 | 0 | 0 | 1686695.1656 | 0 | 1267555.2664
Circuit | distribution_circuit_resiliency | WC01_main | 1772 | 418844 | 418844 | 0 | 0 | 1781007.2506 | 0 | 1362163.1124
Circuit | distribution_circuit_resiliency | FD11_lateral | 1773 | 418626.71 | 418626.71 | 0 | 0 | 3238536.2968 | 0 | 2819909.4624
Circuit | distribution_circuit_resiliency | RE04_lateral | 1774 | 418083.59 | 418083.59 | 0 | 0 | 1817169.3554 | 0 | 1399085.6348
Circuit | distribution_circuit_resiliency | BA42_lateral | 1775 | 417919.39 | 417919.39 | 0 | 0 | 2114171.3851 | 0 | 1696251.8549
Circuit | distribution_circuit_resiliency | MID02_main | 1776 | 416823.22 | 416823.22 | 0 | 0 | 1575971.4818 | 0 | 1159148.126
Circuit | distribution_circuit_resiliency | BI43_lateral | 1777 | 416764.48 | 416764.48 | 0 | 0 | 3862872.0748 | 0 | 3446107.4808
Circuit | distribution_circuit_resiliency | EC05_lateral | 1778 | 416169.47 | 416169.47 | 0 | 0 | 3888852.6055 | 0 | 3472683.0382
Circuit | distribution_circuit_resiliency | HE09_main | 1779 | 415907.42 | 415907.42 | 0 | 0 | 5443721.3835 | 0 | 5027813.8569
Circuit | distribution_circuit_resiliency | CD08_lateral | 1780 | 415747.18 | 415747.18 | 0 | 0 | 9407084.098 | 0 | 8991336.781
Circuit | distribution_circuit_resiliency | IM47_main | 1781 | 414090.79 | 414090.79 | 0 | 0 | 1819391.7646 | 0 | 1405300.8459
Circuit | distribution_circuit_resiliency | FR42_main | 1782 | 413888.51 | 413888.51 | 0 | 0 | 1693089.8968 | 0 | 1279201.252
Circuit | distribution_circuit_resiliency | MB08_lateral | 1783 | 413735.96 | 413735.96 | 0 | 0 | 6865987.7773 | 0 | 6452251.6992
Circuit | distribution_circuit_resiliency | FT05_main | 1784 | 413600.81 | 413600.81 | 0 | 0 | 1852301.4518 | 0 | 1438700.547
Circuit | distribution_circuit_resiliency | WF01_main | 1785 | 413039.34 | 413039.34 | 0 | 0 | 2478099.9408 | 0 | 2065060.4588
Circuit | distribution_circuit_resiliency | AT43_main | 1786 | 412457.93 | 412457.93 | 0 | 0 | 2366108.9874 | 0 | 1953650.9288
Circuit | distribution_circuit_resiliency | HM10_main | 1787 | 411145.86 | 411145.86 | 0 | 0 | 1768306.4674 | 0 | 1357160.4599
Circuit | distribution_circuit_resiliency | GG06_main | 1788 | 411048.78 | 411048.78 | 0 | 0 | 2397175.6361 | 0 | 1986126.7455
Circuit | distribution_circuit_resiliency | WD47_main | 1789 | 410867.96 | 410867.96 | 0 | 0 | 1400734.1782 | 0 | 989866.1096
Circuit | distribution_circuit_resiliency | KT41_lateral | 1790 | 410644.98 | 410644.98 | 0 | 0 | 1969094.4255 | 0 | 1558449.324
Circuit | distribution_circuit_resiliency | ST12_lateral | 1791 | 410530.81 | 410530.81 | 0 | 0 | 1273137.465 | 0 | 862606.5095
Circuit | distribution_circuit_resiliency | SDY03_main | 1792 | 410273.9 | 410273.9 | 0 | 0 | 515870.1921 | 0 | 105596.1489
Circuit | distribution_circuit_resiliency | BY05_main | 1793 | 409908.47 | 409908.47 | 0 | 0 | 2474846.5992 | 0 | 2064937.9877
Circuit | distribution_circuit_resiliency | GT03_lateral | 1794 | 408247.24 | 408247.24 | 0 | 0 | 2127739.0506 | 0 | 1719491.6668
Circuit | distribution_circuit_resiliency | FP03_lateral | 1795 | 407033.85 | 407033.85 | 0 | 0 | 1364748.9788 | 0 | 957714.9737
Circuit | distribution_circuit_resiliency | SB01_lateral | 1796 | 406485.71 | 406485.71 | 0 | 0 | 3661203.002 | 0 | 3254717.1644
Circuit | distribution_circuit_resiliency | SPW41_main | 1797 | 406461.97 | 406461.97 | 0 | 0 | 1763828.5759 | 0 | 1357366.4552
Circuit | distribution_circuit_resiliency | TB02_main | 1798 | 406065.41 | 406065.41 | 0 | 0 | 1549399.4146 | 0 | 1143333.8762
Circuit | distribution_circuit_resiliency | AD05_main | 1799 | 405989.29 | 405989.29 | 0 | 0 | 3496746.3273 | 0 | 3090756.8961
Circuit | distribution_circuit_resiliency | NS05_lateral | 1800 | 404412.15 | 404412.15 | 0 | 0 | 5898383.3423 | 0 | 5493971.037
Circuit | distribution_circuit_resiliency | ME09_lateral | 1801 | 404272.35 | 404272.35 | 0 | 0 | 2745286.3125 | 0 | 2341013.8362
Circuit | distribution_circuit_resiliency | FD09_lateral | 1802 | 404220.39 | 404220.39 | 0 | 0 | 1181841.6828 | 0 | 777621.1755
Circuit | distribution_circuit_resiliency | SH07_main | 1803 | 404149.48 | 404149.48 | 0 | 0 | 2842729.2438 | 0 | 2438579.6565
Circuit | distribution_circuit_resiliency | EC02_main | 1804 | 403213.99 | 403213.99 | 0 | 0 | 3583186.2038 | 0 | 3179972.0797
Circuit | distribution_circuit_resiliency | BG01_main | 1805 | 402514.72 | 402514.72 | 0 | 0 | 4147105.1431 | 0 | 3744590.2865
Circuit | distribution_circuit_resiliency | EB05_main | 1806 | 402183.64 | 402183.64 | 0 | 0 | 3054431.779 | 0 | 2652247.9885
Circuit | distribution_circuit_resiliency | PO04_lateral | 1807 | 401354.03 | 401354.03 | 0 | 0 | 1794691.1223 | 0 | 1393336.9886
Circuit | distribution_circuit_resiliency | HK46_lateral | 1808 | 400750.11 | 400750.11 | 0 | 0 | 1925705.8123 | 0 | 1524955.5828
Circuit | distribution_circuit_resiliency | WW07_main | 1809 | 400291.21 | 400291.21 | 0 | 0 | 1739530.6978 | 0 | 1339239.3638
Circuit | distribution_circuit_resiliency | FD14_main | 1810 | 400255.24 | 400255.24 | 0 | 0 | 1877349.4765 | 0 | 1477094.0968
Circuit | distribution_circuit_resiliency | JN04_lateral | 1811 | 399846.2 | 399846.2 | 0 | 0 | 553352.7517 | 0 | 153506.4287
Circuit | distribution_circuit_resiliency | GL10_main | 1812 | 399845.03 | 399845.03 | 0 | 0 | 3318378.4698 | 0 | 2918533.3327
Circuit | distribution_circuit_resiliency | NS08_main | 1813 | 399799.77 | 399799.77 | 0 | 0 | 3720810.7592 | 0 | 3321010.859
Circuit | distribution_circuit_resiliency | QV02_main | 1814 | 398987.81 | 398987.81 | 0 | 0 | 1415794.1392 | 0 | 1016806.1963
Circuit | distribution_circuit_resiliency | GA02_main | 1815 | 398124.03 | 398124.03 | 0 | 0 | 3063300.228 | 0 | 2665176.0512
Circuit | distribution_circuit_resiliency | TO10_lateral | 1816 | 397901.84 | 397901.84 | 0 | 0 | 6386660.323 | 0 | 5988758.375
Circuit | distribution_circuit_resiliency | HE15_main | 1817 | 396401.13 | 396401.13 | 0 | 0 | 6640292.7131 | 0 | 6243891.4583
Circuit | distribution_circuit_resiliency | SB04_lateral | 1818 | 394700.71 | 394700.71 | 0 | 0 | 6323337.8234 | 0 | 5928636.9844
Circuit | distribution_circuit_resiliency | PO07_lateral | 1819 | 393146.69 | 393146.69 | 0 | 0 | 1967112.2719 | 0 | 1573965.4476
Circuit | distribution_circuit_resiliency | PE02_lateral | 1820 | 392447.32 | 392447.32 | 0 | 0 | 2021811.3933 | 0 | 1629363.9384
Circuit | distribution_circuit_resiliency | BM03_main | 1821 | 391975.52 | 391975.52 | 0 | 0 | 1680566.3932 | 0 | 1288590.735
Circuit | distribution_circuit_resiliency | GAR08_lateral | 1822 | 391580.28 | 391580.28 | 0 | 0 | 919998.8553 | 0 | 528418.4552
Circuit | distribution_circuit_resiliency | CR09_main | 1823 | 389596.25 | 389596.25 | 0 | 0 | 2553895.4347 | 0 | 2164299.0713
Circuit | distribution_circuit_resiliency | GE45_lateral | 1824 | 389011.27 | 389011.27 | 0 | 0 | 1022862.494 | 0 | 633851.0984
Circuit | distribution_circuit_resiliency | WLO42_lateral | 1825 | 388960.13 | 388960.13 | 0 | 0 | 3370826.075 | 0 | 2981865.8168
Circuit | distribution_circuit_resiliency | SP01_lateral | 1826 | 387960.61 | 387960.61 | 0 | 0 | 1136504.2378 | 0 | 748543.4872
Circuit | distribution_circuit_resiliency | WA44_main | 1827 | 387669.6 | 387669.6 | 0 | 0 | 2056288.2105 | 0 | 1668618.4964
Circuit | distribution_circuit_resiliency | EC05_main | 1828 | 387353.92 | 387353.92 | 0 | 0 | 1829600.6594 | 0 | 1442246.6015
Circuit | distribution_circuit_resiliency | HM09_main | 1829 | 387213.71 | 387213.71 | 0 | 0 | 6957171.3814 | 0 | 6569957.5396
Circuit | distribution_circuit_resiliency | WEB07_lateral | 1830 | 386917.09 | 386917.09 | 0 | 0 | 894045.5319 | 0 | 507128.3192
Circuit | distribution_circuit_resiliency | FM01_main | 1831 | 386546.16 | 386546.16 | 0 | 0 | 2169076.0121 | 0 | 1782529.7198
Circuit | distribution_circuit_resiliency | HNY05_lateral | 1832 | 385358.43 | 385358.43 | 0 | 0 | 4227249.3052 | 0 | 3841890.7339
Circuit | distribution_circuit_resiliency | CYF45_lateral | 1833 | 385083.94 | 385083.94 | 0 | 0 | 1807360.2561 | 0 | 1422276.1912
Circuit | distribution_circuit_resiliency | DN06_lateral | 1834 | 384703.14 | 384703.14 | 0 | 0 | 1972549.1384 | 0 | 1587845.8662
Circuit | distribution_circuit_resiliency | HV01_lateral | 1835 | 384171.07 | 384171.07 | 0 | 0 | 1601317.6346 | 0 | 1217146.44
Circuit | distribution_circuit_resiliency | HNY03_lateral | 1836 | 384154.55 | 384154.55 | 0 | 0 | 2633540.8394 | 0 | 2249386.1453
Circuit | distribution_circuit_resiliency | DH04_lateral | 1837 | 382578.79 | 382578.79 | 0 | 0 | 4651047.3289 | 0 | 4268468.4333
Circuit | distribution_circuit_resiliency | LW43_lateral | 1838 | 381390.55 | 381390.55 | 0 | 0 | 1311753.6972 | 0 | 930363.0081
Circuit | distribution_circuit_resiliency | UL03_main | 1839 | 381348.61 | 381348.61 | 0 | 0 | 1673089.1576 | 0 | 1291740.415
Circuit | distribution_circuit_resiliency | SE41_lateral | 1840 | 379974.7 | 379974.7 | 0 | 0 | 6370628.1669 | 0 | 5990653.3427
Circuit | distribution_circuit_resiliency | THW43_main | 1841 | 379520.02 | 379520.02 | 0 | 0 | 1597588.7707 | 0 | 1218068.615
Circuit | distribution_circuit_resiliency | ME11_main | 1842 | 378100.74 | 378100.74 | 0 | 0 | 1542173.3718 | 0 | 1164072.4877
Circuit | distribution_circuit_resiliency | GP04_main | 1843 | 378092.04 | 378092.04 | 0 | 0 | 1916722.1017 | 0 | 1538629.9107
Circuit | distribution_circuit_resiliency | RU04_lateral | 1844 | 378070.36 | 378070.36 | 0 | 0 | 4291148.4526 | 0 | 3913077.9639
Circuit | distribution_circuit_resiliency | FL41_lateral | 1845 | 377567.91 | 377567.91 | 0 | 0 | 1801744.9827 | 0 | 1424176.9375
Circuit | distribution_circuit_resiliency | CV07_main | 1846 | 375866.19 | 375866.19 | 0 | 0 | 1195438.3592 | 0 | 819572.0271
Circuit | distribution_circuit_resiliency | WLO43_lateral | 1847 | 375576.31 | 375576.31 | 0 | 0 | 3000863.4554 | 0 | 2625287.0282
Circuit | distribution_circuit_resiliency | QV03_lateral | 1848 | 375386.14 | 375386.14 | 0 | 0 | 962669.6837 | 0 | 587283.4279
Circuit | distribution_circuit_resiliency | TO08_lateral | 1849 | 374824.99 | 374824.99 | 0 | 0 | 982809.9752 | 0 | 607984.8391
Circuit | distribution_circuit_resiliency | CG04_main | 1850 | 373473.67 | 373473.67 | 0 | 0 | 1313190.7616 | 0 | 939716.9566
Circuit | distribution_circuit_resiliency | TV01_main | 1851 | 373358.36 | 373358.36 | 0 | 0 | 1562686.5707 | 0 | 1189328.0793
Circuit | distribution_circuit_resiliency | JN05_lateral | 1852 | 372699.71 | 372699.71 | 0 | 0 | 2825710.7272 | 0 | 2453010.8847
Circuit | distribution_circuit_resiliency | DR01_lateral | 1853 | 372633.16 | 372633.16 | 0 | 0 | 5042040.9859 | 0 | 4669407.6952
Circuit | distribution_circuit_resiliency | BT04_main | 1854 | 371860.74 | 371860.74 | 0 | 0 | 5772795.3049 | 0 | 5400934.4294
Circuit | distribution_circuit_resiliency | KG42_lateral | 1855 | 371803.86 | 371803.86 | 0 | 0 | 2012225.3946 | 0 | 1640421.4178
Circuit | distribution_circuit_resiliency | BG06_main | 1856 | 371491.37 | 371491.37 | 0 | 0 | 3600150.7703 | 0 | 3228659.2592
Circuit | distribution_circuit_resiliency | GW06_main | 1857 | 370367.56 | 370367.56 | 0 | 0 | 1322494.2832 | 0 | 952126.5809
Circuit | distribution_circuit_resiliency | BL10_lateral | 1858 | 370194.81 | 370194.81 | 0 | 0 | 3515016.9118 | 0 | 3144822.0017
Circuit | distribution_circuit_resiliency | BA03_main | 1859 | 369635.25 | 369635.25 | 0 | 0 | 3309307.6969 | 0 | 2939672.3332
Circuit | distribution_circuit_resiliency | BA43_main | 1860 | 369551.95 | 369551.95 | 0 | 0 | 1143723.6276 | 0 | 774171.5411
Circuit | distribution_circuit_resiliency | SF43_lateral | 1861 | 369494.56 | 369494.56 | 0 | 0 | 541606.3012 | 0 | 172111.5995
Circuit | distribution_circuit_resiliency | HM01_main | 1862 | 369383.67 | 369383.67 | 0 | 0 | 1981343.0054 | 0 | 1611959.1901
Circuit | distribution_circuit_resiliency | UN03_main | 1863 | 369140.72 | 369140.72 | 0 | 0 | 1476921.1178 | 0 | 1107780.2323
Circuit | distribution_circuit_resiliency | GV07_main | 1864 | 368747.39 | 368747.39 | 0 | 0 | 1647039.2807 | 0 | 1278291.757
Circuit | distribution_circuit_resiliency | GA05_main | 1865 | 367758.34 | 367758.34 | 0 | 0 | 6125116.3054 | 0 | 5757357.851
Circuit | distribution_circuit_resiliency | TRN07_lateral | 1866 | 366768.01 | 366768.01 | 0 | 0 | 2708370.96 | 0 | 2341602.8225
Circuit | distribution_circuit_resiliency | GN10_lateral | 1867 | 366130.88 | 366130.88 | 0 | 0 | 4717987.764 | 0 | 4351856.735
Circuit | distribution_circuit_resiliency | WW09_main | 1868 | 365773.1 | 365773.1 | 0 | 0 | 1721549.432 | 0 | 1355776.1653
Circuit | distribution_circuit_resiliency | HM07_lateral | 1869 | 365351.4 | 365351.4 | 0 | 0 | 1717679.7113 | 0 | 1352328.2051
Circuit | distribution_circuit_resiliency | MP05_lateral | 1870 | 364305.43 | 364305.43 | 0 | 0 | 2511561.6816 | 0 | 2147256.1352
Circuit | distribution_circuit_resiliency | KB20_main | 1871 | 364116.04 | 364116.04 | 0 | 0 | 1025158.9174 | 0 | 661042.7514
Circuit | distribution_circuit_resiliency | BY02_lateral | 1872 | 362864.93 | 362864.93 | 0 | 0 | 3499225.9311 | 0 | 3136360.8604
Circuit | distribution_circuit_resiliency | EU08_lateral | 1873 | 362570.41 | 362570.41 | 0 | 0 | 2398714.4439 | 0 | 2036143.9116
Circuit | distribution_circuit_resiliency | SPW47_lateral | 1874 | 362037.89 | 362037.89 | 0 | 0 | 922379.9012 | 0 | 560341.8656
Circuit | distribution_circuit_resiliency | DH05_main | 1875 | 360840.51 | 360840.51 | 0 | 0 | 1475568.5851 | 0 | 1114727.9792
Circuit | distribution_circuit_resiliency | GW03_lateral | 1876 | 360419.28 | 360419.28 | 0 | 0 | 1909353.8931 | 0 | 1548934.4895
Circuit | distribution_circuit_resiliency | FZ53_lateral | 1877 | 360256.73 | 360256.73 | 0 | 0 | 1155036.3864 | 0 | 794779.5156
Circuit | distribution_circuit_resiliency | GG01_lateral | 1878 | 359624.42 | 359624.42 | 0 | 0 | 1260085.6123 | 0 | 900461.073
Circuit | distribution_circuit_resiliency | SE02_main | 1879 | 359339.75 | 359339.75 | 0 | 0 | 1712047.8423 | 0 | 1352707.9675
Circuit | distribution_circuit_resiliency | SDY06_main | 1880 | 358886.39 | 358886.39 | 0 | 0 | 1193340.0731 | 0 | 834453.5602
Circuit | distribution_circuit_resiliency | AM03_main | 1881 | 358638 | 358638 | 0 | 0 | 977516.078 | 0 | 618877.9514
Circuit | distribution_circuit_resiliency | JN11_lateral | 1882 | 358612.13 | 358612.13 | 0 | 0 | 2335200.352 | 0 | 1976588.0731
Circuit | distribution_circuit_resiliency | RE05_lateral | 1883 | 358404.14 | 358404.14 | 0 | 0 | 2844622.6036 | 0 | 2486218.2944
Circuit | distribution_circuit_resiliency | GV05_lateral | 1884 | 358297.19 | 358297.19 | 0 | 0 | 2128887.9885 | 0 | 1770590.6687
Circuit | distribution_circuit_resiliency | THW49_main | 1885 | 358058.21 | 358058.21 | 0 | 0 | 1454101.1724 | 0 | 1096042.8305
Circuit | distribution_circuit_resiliency | WT01_main | 1886 | 357716.22 | 357716.22 | 0 | 0 | 2356033.228 | 0 | 1998316.8778
Circuit | distribution_circuit_resiliency | SR08_main | 1887 | 357148.1 | 357148.1 | 0 | 0 | 4453847.6001 | 0 | 4096699.3632
Circuit | distribution_circuit_resiliency | HL03_lateral | 1888 | 356929.24 | 356929.24 | 0 | 0 | 2576267.9915 | 0 | 2219338.6372
Circuit | distribution_circuit_resiliency | LW47_main | 1889 | 356912.2 | 356912.2 | 0 | 0 | 2020253.4893 | 0 | 1663341.1629
Circuit | distribution_circuit_resiliency | CC02_lateral | 1890 | 356525.93 | 356525.93 | 0 | 0 | 4200451.0147 | 0 | 3843924.9466
Circuit | distribution_circuit_resiliency | CV02_lateral | 1891 | 356224.92 | 356224.92 | 0 | 0 | 1143871.2488 | 0 | 787646.2075
Circuit | distribution_circuit_resiliency | WF44_main | 1892 | 356041.08 | 356041.08 | 0 | 0 | 1214808.4042 | 0 | 858767.1747
Circuit | distribution_circuit_resiliency | TB48_main | 1893 | 356014.33 | 356014.33 | 0 | 0 | 1374079.415 | 0 | 1018064.9454
Circuit | distribution_circuit_resiliency | CA03_lateral | 1894 | 355883.27 | 355883.27 | 0 | 0 | 2400082.9858 | 0 | 2044199.5786
Circuit | distribution_circuit_resiliency | TE06_main | 1895 | 354034.8 | 354034.8 | 0 | 0 | 1719963.7136 | 0 | 1365928.8083
Circuit | distribution_circuit_resiliency | SA47_lateral | 1896 | 353915.67 | 353915.67 | 0 | 0 | 1169543.8169 | 0 | 815628.0227
Circuit | distribution_circuit_resiliency | UN01_lateral | 1897 | 353685.47 | 353685.47 | 0 | 0 | 2554423.382 | 0 | 2200737.797
Circuit | distribution_circuit_resiliency | AI07_lateral | 1898 | 353462 | 353462 | 0 | 0 | 1159190.9531 | 0 | 805728.8013
Circuit | distribution_circuit_resiliency | JN10_lateral | 1899 | 352358.7 | 352358.7 | 0 | 0 | 1760183.0165 | 0 | 1407824.2007
Circuit | distribution_circuit_resiliency | BR08_main | 1900 | 352218.74 | 352218.74 | 0 | 0 | 2292045.6903 | 0 | 1939826.7976
Circuit | distribution_circuit_resiliency | AN11_lateral | 1901 | 351738.88 | 351738.88 | 0 | 0 | 4415925.7069 | 0 | 4064186.6998
Circuit | distribution_circuit_resiliency | GL05_lateral | 1902 | 351469.93 | 351469.93 | 0 | 0 | 21716419.4526 | 0 | 21364949.376
Circuit | distribution_circuit_resiliency | AI05_main | 1903 | 351271.98 | 351271.98 | 0 | 0 | 1196442.8778 | 0 | 845170.7609
Circuit | distribution_circuit_resiliency | HP08_lateral | 1904 | 350985.58 | 350985.58 | 0 | 0 | 1761346.1185 | 0 | 1410360.3994
Circuit | distribution_circuit_resiliency | SP03_main | 1905 | 349711.43 | 349711.43 | 0 | 0 | 1787439.7719 | 0 | 1437728.2053
Circuit | distribution_circuit_resiliency | ME11_lateral | 1906 | 349560.68 | 349560.68 | 0 | 0 | 1073162.4442 | 0 | 723601.6365
Circuit | distribution_circuit_resiliency | LY46_lateral | 1907 | 349310.93 | 349310.93 | 0 | 0 | 1195060.7622 | 0 | 845749.6923
Circuit | distribution_circuit_resiliency | BG05_lateral | 1908 | 349071.16 | 349071.16 | 0 | 0 | 822929.4726 | 0 | 473858.1901
Circuit | distribution_circuit_resiliency | HY03_lateral | 1909 | 348572.4 | 348572.4 | 0 | 0 | 883995.5489 | 0 | 535423.0105
Circuit | distribution_circuit_resiliency | EC11_lateral | 1910 | 348481.33 | 348481.33 | 0 | 0 | 3661084.0088 | 0 | 3312602.5573
Circuit | distribution_circuit_resiliency | HP07_main | 1911 | 348217.59 | 348217.59 | 0 | 0 | 2653259.1837 | 0 | 2305041.4992
Circuit | distribution_circuit_resiliency | LC02_lateral | 1912 | 348198.78 | 348198.78 | 0 | 0 | 2252699.7593 | 0 | 1904500.852
Circuit | distribution_circuit_resiliency | WF03_lateral | 1913 | 347501.6 | 347501.6 | 0 | 0 | 2088341.1932 | 0 | 1740839.4695
Circuit | distribution_circuit_resiliency | PO03_main | 1914 | 346590.74 | 346590.74 | 0 | 0 | 746190.3885 | 0 | 399599.4948
Circuit | distribution_circuit_resiliency | SP01_main | 1915 | 346444.99 | 346444.99 | 0 | 0 | 2045974.733 | 0 | 1699529.624
Circuit | distribution_circuit_resiliency | SO47_lateral | 1916 | 345238.46 | 345238.46 | 0 | 0 | 1581221.2653 | 0 | 1235982.6719
Circuit | distribution_circuit_resiliency | TO02_lateral | 1917 | 344923.6 | 344923.6 | 0 | 0 | 3043010.1834 | 0 | 2698086.4534
Circuit | distribution_circuit_resiliency | HE05_lateral | 1918 | 344870 | 344870 | 0 | 0 | 3472112.4304 | 0 | 3127242.282
Circuit | distribution_circuit_resiliency | AI06_main | 1919 | 344318.05 | 344318.05 | 0 | 0 | 2746370.1595 | 0 | 2402051.9765
Circuit | distribution_circuit_resiliency | CR02_main | 1920 | 343641.79 | 343641.79 | 0 | 0 | 1023581.5611 | 0 | 679939.6341
Circuit | distribution_circuit_resiliency | SW08_main | 1921 | 343564.51 | 343564.51 | 0 | 0 | 1461924.0216 | 0 | 1118359.379
Circuit | distribution_circuit_resiliency | UV07_lateral | 1922 | 343037.97 | 343037.97 | 0 | 0 | 2063507.1191 | 0 | 1720469.0148
Circuit | distribution_circuit_resiliency | RO03_main | 1923 | 343032.56 | 343032.56 | 0 | 0 | 2312807.6627 | 0 | 1969774.9826
Circuit | distribution_circuit_resiliency | OA06_main | 1924 | 342687.22 | 342687.22 | 0 | 0 | 1866086.4135 | 0 | 1523399.0935
Circuit | distribution_circuit_resiliency | ME10_main | 1925 | 341381.13 | 341381.13 | 0 | 0 | 1199524.5753 | 0 | 858143.3248
Circuit | distribution_circuit_resiliency | EU01_main | 1926 | 341162.99 | 341162.99 | 0 | 0 | 2618481.941 | 0 | 2277318.8285
Circuit | distribution_circuit_resiliency | IM44_lateral | 1927 | 340989.1 | 340989.1 | 0 | 0 | 2100666.0644 | 0 | 1759676.8534
Circuit | distribution_circuit_resiliency | SP03_lateral | 1928 | 340460.27 | 340460.27 | 0 | 0 | 2806775.2772 | 0 | 2466314.8959
Circuit | distribution_circuit_resiliency | CRB41_lateral | 1929 | 339828.87 | 339828.87 | 0 | 0 | 2779653.3837 | 0 | 2439824.3677
Circuit | distribution_circuit_resiliency | KW41_lateral | 1930 | 339545.95 | 339545.95 | 0 | 0 | 4220283.2604 | 0 | 3880737.1875
Circuit | distribution_circuit_resiliency | FD03_main | 1931 | 339448.71 | 339448.71 | 0 | 0 | 2819416.2143 | 0 | 2479967.3783
Circuit | distribution_circuit_resiliency | UL47_main | 1932 | 338762.45 | 338762.45 | 0 | 0 | 2464502.6378 | 0 | 2125740.0453
Circuit | distribution_circuit_resiliency | SW09_main | 1933 | 338704.57 | 338704.57 | 0 | 0 | 4313240.721 | 0 | 3974536.0284
Circuit | distribution_circuit_resiliency | FL50_lateral | 1934 | 338548.6 | 338548.6 | 0 | 0 | 1657969.5492 | 0 | 1319420.8265
Circuit | distribution_circuit_resiliency | LY45_lateral | 1935 | 338528.61 | 338528.61 | 0 | 0 | 2063120.1463 | 0 | 1724591.404
Circuit | distribution_circuit_resiliency | CR03_main | 1936 | 338174.06 | 338174.06 | 0 | 0 | 2071496.7752 | 0 | 1733322.5951
Circuit | distribution_circuit_resiliency | TWG45_main | 1937 | 338126.7 | 338126.7 | 0 | 0 | 946322.9036 | 0 | 608196.0732
Circuit | distribution_circuit_resiliency | ST14_lateral | 1938 | 337588.4 | 337588.4 | 0 | 0 | 1563390.8555 | 0 | 1225802.3051
Circuit | distribution_circuit_resiliency | TE08_main | 1939 | 337081.66 | 337081.66 | 0 | 0 | 1387684.879 | 0 | 1050603.0954
Circuit | distribution_circuit_resiliency | QV09_lateral | 1940 | 336293.14 | 336293.14 | 0 | 0 | 837053.7808 | 0 | 500760.523
Circuit | distribution_circuit_resiliency | WD50_lateral | 1941 | 335694.11 | 335694.11 | 0 | 0 | 924391.7647 | 0 | 588697.5344
Circuit | distribution_circuit_resiliency | RO42_main | 1942 | 335456.8 | 335456.8 | 0 | 0 | 2284942.8526 | 0 | 1949485.9392
Circuit | distribution_circuit_resiliency | ADK49_lateral | 1943 | 335177.54 | 335177.54 | 0 | 0 | 2527755.531 | 0 | 2192577.8852
Circuit | distribution_circuit_resiliency | UW05_lateral | 1944 | 334975.59 | 334975.59 | 0 | 0 | 3235198.9827 | 0 | 2900223.2654
Circuit | distribution_circuit_resiliency | CG06_main | 1945 | 334430.32 | 334430.32 | 0 | 0 | 2470521.774 | 0 | 2136091.3456
Circuit | distribution_circuit_resiliency | DR10_main | 1946 | 334029.23 | 334029.23 | 0 | 0 | 334029.3425 | 0 | 0
Circuit | distribution_circuit_resiliency | WI02_lateral | 1947 | 333912.29 | 333912.29 | 0 | 0 | 626029.0746 | 0 | 292116.6639
Circuit | distribution_circuit_resiliency | PE02_main | 1948 | 333657.19 | 333657.19 | 0 | 0 | 1212652.3554 | 0 | 878995.024
Circuit | distribution_circuit_resiliency | MP08_lateral | 1949 | 332945.68 | 332945.68 | 0 | 0 | 1529889.2454 | 0 | 1196943.4435
Circuit | distribution_circuit_resiliency | WT12_lateral | 1950 | 332232.1 | 332232.1 | 0 | 0 | 4745249.8504 | 0 | 4413017.6466
Circuit | distribution_circuit_resiliency | WO10_main | 1951 | 331113.04 | 331113.04 | 0 | 0 | 1911497.0417 | 0 | 1580383.8703
Circuit | distribution_circuit_resiliency | BY03_main | 1952 | 331065.62 | 331065.62 | 0 | 0 | 2480193.1451 | 0 | 2149127.3963
Circuit | distribution_circuit_resiliency | HM01_lateral | 1953 | 330956.47 | 330956.47 | 0 | 0 | 2647773.6562 | 0 | 2316817.0844
Circuit | distribution_circuit_resiliency | GA05_lateral | 1954 | 330364.96 | 330364.96 | 0 | 0 | 4635023.2716 | 0 | 4304658.1893
Circuit | distribution_circuit_resiliency | AI06_lateral | 1955 | 330048.17 | 330048.17 | 0 | 0 | 2572522.8724 | 0 | 2242474.5698
Circuit | distribution_circuit_resiliency | ME06_main | 1956 | 330038.75 | 330038.75 | 0 | 0 | 1477989.3229 | 0 | 1147950.465
Circuit | distribution_circuit_resiliency | BI03_lateral | 1957 | 329777.55 | 329777.55 | 0 | 0 | 797957.5491 | 0 | 468179.9046
Circuit | distribution_circuit_resiliency | WW10_lateral | 1958 | 328261.13 | 328261.13 | 0 | 0 | 1976598.9661 | 0 | 1648337.7194
Circuit | distribution_circuit_resiliency | RO08_lateral | 1959 | 328127.79 | 328127.79 | 0 | 0 | 523011.353 | 0 | 194883.4356
Circuit | distribution_circuit_resiliency | EU07_main | 1960 | 327875.47 | 327875.47 | 0 | 0 | 1211827.3748 | 0 | 883951.8193
Circuit | distribution_circuit_resiliency | CL03_main | 1961 | 327759.23 | 327759.23 | 0 | 0 | 2222941.9503 | 0 | 1895182.5989
Circuit | distribution_circuit_resiliency | RE05_main | 1962 | 327205.3 | 327205.3 | 0 | 0 | 1672763.565 | 0 | 1345558.1407
Circuit | distribution_circuit_resiliency | GV02_lateral | 1963 | 325128.16 | 325128.16 | 0 | 0 | 8923864.4288 | 0 | 8598736.1365
Circuit | distribution_circuit_resiliency | OA02_main | 1964 | 324573.79 | 324573.79 | 0 | 0 | 1652161.8063 | 0 | 1327587.8774
Circuit | distribution_circuit_resiliency | SR09_lateral | 1965 | 324562.02 | 324562.02 | 0 | 0 | 2201800.9112 | 0 | 1877238.7464
Circuit | distribution_circuit_resiliency | ADK44_main | 1966 | 324407.84 | 324407.84 | 0 | 0 | 762109.9545 | 0 | 437701.9955
Circuit | distribution_circuit_resiliency | PW03_lateral | 1967 | 323522.88 | 323522.88 | 0 | 0 | 2515839.7619 | 0 | 2192316.7486
Circuit | distribution_circuit_resiliency | WT08_lateral | 1968 | 323431.63 | 323431.63 | 0 | 0 | 1504486.5241 | 0 | 1181054.7664
Circuit | distribution_circuit_resiliency | SW05_main | 1969 | 322226.82 | 322226.82 | 0 | 0 | 787675.6918 | 0 | 465448.7452
Circuit | distribution_circuit_resiliency | WEB02_main | 1970 | 321653.71 | 321653.71 | 0 | 0 | 1886623.4434 | 0 | 1564969.601
Circuit | distribution_circuit_resiliency | HA12_lateral | 1971 | 321582.06 | 321582.06 | 0 | 0 | 1028985.4542 | 0 | 707403.2511
Circuit | distribution_circuit_resiliency | WEB02_lateral | 1972 | 320222.88 | 320222.88 | 0 | 0 | 1386266.7876 | 0 | 1066043.7456
Circuit | distribution_circuit_resiliency | DH05_lateral | 1973 | 319776.29 | 319776.29 | 0 | 0 | 1321030.5957 | 0 | 1001254.1781
Circuit | distribution_circuit_resiliency | DN03_lateral | 1974 | 319418.67 | 319418.67 | 0 | 0 | 1814682.3854 | 0 | 1495263.5927
Circuit | distribution_circuit_resiliency | EC08_lateral | 1975 | 318828.41 | 318828.41 | 0 | 0 | 5959894.3075 | 0 | 5641065.7791
Circuit | distribution_circuit_resiliency | JN02_main | 1976 | 318759.84 | 318759.84 | 0 | 0 | 1014061.2437 | 0 | 695301.2823
Circuit | distribution_circuit_resiliency | BI01_main | 1977 | 318489.56 | 318489.56 | 0 | 0 | 1050650.963 | 0 | 732161.267
Circuit | distribution_circuit_resiliency | FD10_main | 1978 | 317556.48 | 317556.48 | 0 | 0 | 968858.4417 | 0 | 651301.8221
Circuit | distribution_circuit_resiliency | WR14_main | 1979 | 317388.51 | 317388.51 | 0 | 0 | 1126354.7585 | 0 | 808966.1254
Circuit | distribution_circuit_resiliency | FL47_lateral | 1980 | 317248.54 | 317248.54 | 0 | 0 | 1486241.5119 | 0 | 1168992.8439
Circuit | distribution_circuit_resiliency | GW06_lateral | 1981 | 316695.54 | 316695.54 | 0 | 0 | 2020568.2183 | 0 | 1703872.541
Circuit | distribution_circuit_resiliency | MY05_lateral | 1982 | 316633.51 | 316633.51 | 0 | 0 | 1441541.7729 | 0 | 1124908.1387
Circuit | distribution_circuit_resiliency | IR06_main | 1983 | 316550.56 | 316550.56 | 0 | 0 | 1637768.4838 | 0 | 1321217.7678
Circuit | distribution_circuit_resiliency | BG11_main | 1984 | 314790.67 | 314790.67 | 0 | 0 | 1415693.7913 | 0 | 1100902.9696
Circuit | distribution_circuit_resiliency | WEB10_main | 1985 | 313691.55 | 313691.55 | 0 | 0 | 2293595.4648 | 0 | 1979903.777
Circuit | distribution_circuit_resiliency | CR06_lateral | 1986 | 313632.65 | 313632.65 | 0 | 0 | 3958278.0033 | 0 | 3644645.2394
Circuit | distribution_circuit_resiliency | BR13_main | 1987 | 313434.97 | 313434.97 | 0 | 0 | 2631307.6066 | 0 | 2317872.5025
Circuit | distribution_circuit_resiliency | ST14_main | 1988 | 313415.42 | 313415.42 | 0 | 0 | 2173421.5816 | 0 | 1860006.0358
Circuit | distribution_circuit_resiliency | NS06_main | 1989 | 313402.12 | 313402.12 | 0 | 0 | 4264298.8035 | 0 | 3950896.5419
Circuit | distribution_circuit_resiliency | RO42_lateral | 1990 | 313314.97 | 313314.97 | 0 | 0 | 989610.4961 | 0 | 676295.4089
Circuit | distribution_circuit_resiliency | BT06_lateral | 1991 | 313159.56 | 313159.56 | 0 | 0 | 7663978.1551 | 0 | 7350818.4489
Circuit | distribution_circuit_resiliency | GL03_main | 1992 | 312358.7 | 312358.7 | 0 | 0 | 2218905.4304 | 0 | 1906546.6033
Circuit | distribution_circuit_resiliency | ADK48_lateral | 1993 | 312344.66 | 312344.66 | 0 | 0 | 1475899.7571 | 0 | 1163554.972
Circuit | distribution_circuit_resiliency | BY03_lateral | 1994 | 311922.49 | 311922.49 | 0 | 0 | 3635359.7176 | 0 | 3323437.1066
Circuit | distribution_circuit_resiliency | TAN44_lateral | 1995 | 311510.04 | 311510.04 | 0 | 0 | 1706022.5817 | 0 | 1394512.3931
Circuit | distribution_circuit_resiliency | QV08_main | 1996 | 311380.36 | 311380.36 | 0 | 0 | 1017612.9453 | 0 | 706232.4658
Circuit | distribution_circuit_resiliency | TB44_lateral | 1997 | 311197.39 | 311197.39 | 0 | 0 | 3500189.0988 | 0 | 3188991.5812
Circuit | distribution_circuit_resiliency | AD04_main | 1998 | 310604.74 | 310604.74 | 0 | 0 | 2801919.7947 | 0 | 2491314.8981
Circuit | distribution_circuit_resiliency | SF14_main | 1999 | 310122.3 | 310122.3 | 0 | 0 | 1475596.6772 | 0 | 1165474.234
Circuit | distribution_circuit_resiliency | KB10_main | 2000 | 310076.48 | 310076.48 | 0 | 0 | 1944030.7816 | 0 | 1633954.1728
Circuit | distribution_circuit_resiliency | KB04_main | 2001 | 309309.16 | 309309.16 | 0 | 0 | 1204470.2244 | 0 | 895160.9479
Circuit | distribution_circuit_resiliency | HE06_main | 2002 | 307651.54 | 307651.54 | 0 | 0 | 3079444.0004 | 0 | 2771792.3322
Circuit | distribution_circuit_resiliency | HG05_main | 2003 | 306911.73 | 306911.73 | 0 | 0 | 774425.0215 | 0 | 467513.1607
Circuit | distribution_circuit_resiliency | HK44_main | 2004 | 306552.68 | 306552.68 | 0 | 0 | 1399396.423 | 0 | 1092843.5908
Circuit | distribution_circuit_resiliency | HP07_lateral | 2005 | 306349.33 | 306349.33 | 0 | 0 | 1797112.0542 | 0 | 1490762.5802
Circuit | distribution_circuit_resiliency | SH07_lateral | 2006 | 306142.24 | 306142.24 | 0 | 0 | 5837252.5084 | 0 | 5531110.1458
Circuit | distribution_circuit_resiliency | BI44_main | 2007 | 306114.89 | 306114.89 | 0 | 0 | 376395.732 | 0 | 70280.7121
Circuit | distribution_circuit_resiliency | CR09_lateral | 2008 | 305876.25 | 305876.25 | 0 | 0 | 3906152.221 | 0 | 3600275.8418
Circuit | distribution_circuit_resiliency | LK10_lateral | 2009 | 305444.28 | 305444.28 | 0 | 0 | 2275075.2303 | 0 | 1969630.8219
Circuit | distribution_circuit_resiliency | DH12_lateral | 2010 | 305163.37 | 305163.37 | 0 | 0 | 1840740.8329 | 0 | 1535577.3322
Circuit | distribution_circuit_resiliency | CR07_lateral | 2011 | 305078.93 | 305078.93 | 0 | 0 | 977243.5058 | 0 | 672164.4604
Circuit | distribution_circuit_resiliency | AF06_main | 2012 | 304823.77 | 304823.77 | 0 | 0 | 1193111.1897 | 0 | 888287.2821
Circuit | distribution_circuit_resiliency | EC10_main | 2013 | 304724.48 | 304724.48 | 0 | 0 | 1630549.2018 | 0 | 1325824.5539
Circuit | distribution_circuit_resiliency | WEB08_lateral | 2014 | 304503.36 | 304503.36 | 0 | 0 | 493881.4788 | 0 | 189377.9856
Circuit | distribution_circuit_resiliency | CA07_lateral | 2015 | 304350.53 | 304350.53 | 0 | 0 | 968287.1404 | 0 | 663936.467
Circuit | distribution_circuit_resiliency | DV09_main | 2016 | 304341.99 | 304341.99 | 0 | 0 | 2178528.781 | 0 | 1874186.6408
Circuit | distribution_circuit_resiliency | PJ01_lateral | 2017 | 304131.17 | 304131.17 | 0 | 0 | 669382.8733 | 0 | 365251.5671
Circuit | distribution_circuit_resiliency | RE03_main | 2018 | 303368.44 | 303368.44 | 0 | 0 | 1499862.9029 | 0 | 1196494.3603
Circuit | distribution_circuit_resiliency | RE42_main | 2019 | 303249.91 | 303249.91 | 0 | 0 | 817686.3674 | 0 | 514436.3317
Circuit | distribution_circuit_resiliency | KDL47_main | 2020 | 302758.4 | 302758.4 | 0 | 0 | 1108162.0447 | 0 | 805403.5379
Circuit | distribution_circuit_resiliency | NP41_main | 2021 | 302546.57 | 302546.57 | 0 | 0 | 1107907.9382 | 0 | 805361.2341
Circuit | distribution_circuit_resiliency | EU04_main | 2022 | 302507.34 | 302507.34 | 0 | 0 | 1279465.278 | 0 | 976957.7748
Circuit | distribution_circuit_resiliency | LB04_lateral | 2023 | 302213.34 | 302213.34 | 0 | 0 | 1795118.5453 | 0 | 1492905.0539
Circuit | distribution_circuit_resiliency | FT07_main | 2024 | 302182.22 | 302182.22 | 0 | 0 | 1205251.5646 | 0 | 903069.2372
Circuit | distribution_circuit_resiliency | HY10_main | 2025 | 301928.3 | 301928.3 | 0 | 0 | 1324257.4199 | 0 | 1022328.9982
Circuit | distribution_circuit_resiliency | SR12_lateral | 2026 | 301711.06 | 301711.06 | 0 | 0 | 3994337.3885 | 0 | 3692626.2137
Circuit | distribution_circuit_resiliency | RA44_main | 2027 | 301642.43 | 301642.43 | 0 | 0 | 1056357.4073 | 0 | 754714.861
Circuit | distribution_circuit_resiliency | RS05_lateral | 2028 | 301431.68 | 301431.68 | 0 | 0 | 2254511.8547 | 0 | 1953080.054
Circuit | distribution_circuit_resiliency | SF12_main | 2029 | 300922.75 | 300922.75 | 0 | 0 | 422020.2835 | 0 | 121097.3939
Circuit | distribution_circuit_resiliency | NB44_lateral | 2030 | 300832.92 | 300832.92 | 0 | 0 | 1165323.1455 | 0 | 864490.0885
Circuit | distribution_circuit_resiliency | NS05_main | 2031 | 300390.44 | 300390.44 | 0 | 0 | 2777564.6155 | 0 | 2477174.0594
Circuit | distribution_circuit_resiliency | HB03_lateral | 2032 | 300317.51 | 300317.51 | 0 | 0 | 2155064.7374 | 0 | 1854747.0943
Circuit | distribution_circuit_resiliency | DR02_lateral | 2033 | 300211.78 | 300211.78 | 0 | 0 | 11747981.7912 | 0 | 11447769.8834
Circuit | distribution_circuit_resiliency | MAR48_lateral | 2034 | 300156.78 | 300156.78 | 0 | 0 | 1197141.1489 | 0 | 896984.2264
Circuit | distribution_circuit_resiliency | TO05_main | 2035 | 299089.09 | 299089.09 | 0 | 0 | 2384964.8424 | 0 | 2085875.6067
Circuit | distribution_circuit_resiliency | CE12_lateral | 2036 | 298843.52 | 298843.52 | 0 | 0 | 1655547.9696 | 0 | 1356704.3233
Circuit | distribution_circuit_resiliency | DV10_lateral | 2037 | 298764.71 | 298764.71 | 0 | 0 | 1592102.9109 | 0 | 1293338.0733
Circuit | distribution_circuit_resiliency | LK05_lateral | 2038 | 298745.31 | 298745.31 | 0 | 0 | 3603948.7012 | 0 | 3305203.2601
Circuit | distribution_circuit_resiliency | SR10_main | 2039 | 298650.05 | 298650.05 | 0 | 0 | 2862364.8843 | 0 | 2563714.6655
Circuit | distribution_circuit_resiliency | WA44_lateral | 2040 | 297984.16 | 297984.16 | 0 | 0 | 4380734.8878 | 0 | 4082750.6093
Circuit | distribution_circuit_resiliency | SB07_lateral | 2041 | 297890.49 | 297890.49 | 0 | 0 | 2471654.4078 | 0 | 2173763.7923
Circuit | distribution_circuit_resiliency | SP07_main | 2042 | 297398.55 | 297398.55 | 0 | 0 | 1071852.725 | 0 | 774454.0488
Circuit | distribution_circuit_resiliency | NM06_lateral | 2043 | 297320.16 | 297320.16 | 0 | 0 | 2323830.2402 | 0 | 2026509.9649
Circuit | distribution_circuit_resiliency | RE06_lateral | 2044 | 297234.52 | 297234.52 | 0 | 0 | 2110777.2507 | 0 | 1813542.6036
Circuit | distribution_circuit_resiliency | GAR08_main | 2045 | 297193.41 | 297193.41 | 0 | 0 | 1231483.596 | 0 | 934290.0796
Circuit | distribution_circuit_resiliency | TRN07_main | 2046 | 297060.85 | 297060.85 | 0 | 0 | 1571155.0965 | 0 | 1274094.1131
Circuit | distribution_circuit_resiliency | MY06_lateral | 2047 | 296948.04 | 296948.04 | 0 | 0 | 2786121.1238 | 0 | 2489172.9825
Circuit | distribution_circuit_resiliency | MAR47_main | 2048 | 296915.25 | 296915.25 | 0 | 0 | 880323.5573 | 0 | 583408.1759
Circuit | distribution_circuit_resiliency | RE03_lateral | 2049 | 296602.62 | 296602.62 | 0 | 0 | 1662846.1332 | 0 | 1366243.3787
Circuit | distribution_circuit_resiliency | PHR02_lateral | 2050 | 295986.04 | 295986.04 | 0 | 0 | 2665396.0253 | 0 | 2369409.8733
Circuit | distribution_circuit_resiliency | KM06_main | 2051 | 295554.17 | 295554.17 | 0 | 0 | 3044546.2158 | 0 | 2748991.9211
Circuit | distribution_circuit_resiliency | KG43_lateral | 2052 | 295421.62 | 295421.62 | 0 | 0 | 996356.7021 | 0 | 700934.942
Circuit | distribution_circuit_resiliency | FP06_lateral | 2053 | 295406.05 | 295406.05 | 0 | 0 | 8102376.4363 | 0 | 7806970.2443
Circuit | distribution_circuit_resiliency | SPW41_lateral | 2054 | 294558.67 | 294558.67 | 0 | 0 | 1558973.1397 | 0 | 1264414.3269
Circuit | distribution_circuit_resiliency | BM10_lateral | 2055 | 294309.68 | 294309.68 | 0 | 0 | 1981868.1158 | 0 | 1687558.2923
Circuit | distribution_circuit_resiliency | KM06_lateral | 2056 | 294133.24 | 294133.24 | 0 | 0 | 5138495.3482 | 0 | 4844361.9891
Circuit | distribution_circuit_resiliency | AF07_main | 2057 | 294112.36 | 294112.36 | 0 | 0 | 1854598.1955 | 0 | 1560485.6986
Circuit | distribution_circuit_resiliency | EB06_lateral | 2058 | 293825.26 | 293825.26 | 0 | 0 | 6689542.904 | 0 | 6395717.518
Circuit | distribution_circuit_resiliency | GT04_lateral | 2059 | 292051.72 | 292051.72 | 0 | 0 | 2267653.3031 | 0 | 1975601.4848
Circuit | distribution_circuit_resiliency | NB41_lateral | 2060 | 291852.08 | 291852.08 | 0 | 0 | 3772697.3051 | 0 | 3480845.0867
Circuit | distribution_circuit_resiliency | KB02_main | 2061 | 291848.41 | 291848.41 | 0 | 0 | 1767994.9496 | 0 | 1476146.4143
Circuit | distribution_circuit_resiliency | AM03_lateral | 2062 | 290800.32 | 290800.32 | 0 | 0 | 585516.8475 | 0 | 294716.3805
Circuit | distribution_circuit_resiliency | LK01_lateral | 2063 | 289623.46 | 289623.46 | 0 | 0 | 1718996.3167 | 0 | 1429372.7246
Circuit | distribution_circuit_resiliency | KW45_lateral | 2064 | 288744.38 | 288744.38 | 0 | 0 | 2775681.6294 | 0 | 2486937.1024
Circuit | distribution_circuit_resiliency | QV10_lateral | 2065 | 288717.1 | 288717.1 | 0 | 0 | 625661.2643 | 0 | 336944.0294
Circuit | distribution_circuit_resiliency | RU01_lateral | 2066 | 288647.75 | 288647.75 | 0 | 0 | 4148387.4056 | 0 | 3859739.5314
Circuit | distribution_circuit_resiliency | SP06_lateral | 2067 | 287933.56 | 287933.56 | 0 | 0 | 1575353.8088 | 0 | 1287420.1144
Circuit | distribution_circuit_resiliency | BH04_main | 2068 | 287814.62 | 287814.62 | 0 | 0 | 1193016.6389 | 0 | 905201.8788
Circuit | distribution_circuit_resiliency | ES04_main | 2069 | 287521.91 | 287521.91 | 0 | 0 | 1343641.3627 | 0 | 1056119.3278
Circuit | distribution_circuit_resiliency | MY10_lateral | 2070 | 287460.15 | 287460.15 | 0 | 0 | 2014590.22 | 0 | 1727129.9282
Circuit | distribution_circuit_resiliency | GT08_main | 2071 | 286963.6 | 286963.6 | 0 | 0 | 1883681.4302 | 0 | 1596717.6858
Circuit | distribution_circuit_resiliency | KN05_lateral | 2072 | 286586.26 | 286586.26 | 0 | 0 | 3631251.2016 | 0 | 3344664.8234
Circuit | distribution_circuit_resiliency | AM05_main | 2073 | 285877.41 | 285877.41 | 0 | 0 | 1717402.5457 | 0 | 1431525.0227
Circuit | distribution_circuit_resiliency | DV05_main | 2074 | 285845.71 | 285845.71 | 0 | 0 | 1214137.3095 | 0 | 928291.4932
Circuit | distribution_circuit_resiliency | SO50_lateral | 2075 | 285691.67 | 285691.67 | 0 | 0 | 908699.2099 | 0 | 623007.3897
Circuit | distribution_circuit_resiliency | PJ07_lateral | 2076 | 285672.97 | 285672.97 | 0 | 0 | 689272.803 | 0 | 403599.6938
Circuit | distribution_circuit_resiliency | KL41_lateral | 2077 | 285647.24 | 285647.24 | 0 | 0 | 2067781.2966 | 0 | 1782133.905
Circuit | distribution_circuit_resiliency | HL01_lateral | 2078 | 285386.67 | 285386.67 | 0 | 0 | 5351617.3813 | 0 | 5066230.5895
Circuit | distribution_circuit_resiliency | BE03_lateral | 2079 | 285180.26 | 285180.26 | 0 | 0 | 4350287.3185 | 0 | 4065106.9377
Circuit | distribution_circuit_resiliency | CR05_lateral | 2080 | 283999.66 | 283999.66 | 0 | 0 | 1678023.1025 | 0 | 1394023.3136
Circuit | distribution_circuit_resiliency | HP04_main | 2081 | 283197.46 | 283197.46 | 0 | 0 | 1136084.1917 | 0 | 852886.5914
Circuit | distribution_circuit_resiliency | SO46_lateral | 2082 | 282985.58 | 282985.58 | 0 | 0 | 1523325.8084 | 0 | 1240340.1022
Circuit | distribution_circuit_resiliency | GP07_main | 2083 | 282141.85 | 282141.85 | 0 | 0 | 1733628.4032 | 0 | 1451486.4108
Circuit | distribution_circuit_resiliency | PW04_lateral | 2084 | 282136.29 | 282136.29 | 0 | 0 | 4708823.4783 | 0 | 4426687.0622
Circuit | distribution_circuit_resiliency | HE10_lateral | 2085 | 281986.97 | 281986.97 | 0 | 0 | 3405467.4454 | 0 | 3123480.3501
Circuit | distribution_circuit_resiliency | HE03_main | 2086 | 281711.91 | 281711.91 | 0 | 0 | 1558606.7734 | 0 | 1276894.7385
Circuit | distribution_circuit_resiliency | FD14_lateral | 2087 | 281160.11 | 281160.11 | 0 | 0 | 1842799.0355 | 0 | 1561638.7712
Circuit | distribution_circuit_resiliency | WW06_main | 2088 | 280945.92 | 280945.92 | 0 | 0 | 2477902.9899 | 0 | 2196956.9175
Circuit | distribution_circuit_resiliency | WR14_lateral | 2089 | 280789.2 | 280789.2 | 0 | 0 | 1674898.8149 | 0 | 1394109.4661
Circuit | distribution_circuit_resiliency | HA05_main | 2090 | 280587.22 | 280587.22 | 0 | 0 | 796290.8571 | 0 | 515703.5097
Circuit | distribution_circuit_resiliency | KB04_lateral | 2091 | 280363.64 | 280363.64 | 0 | 0 | 830993.6759 | 0 | 550629.9216
Circuit | distribution_circuit_resiliency | WW06_lateral | 2092 | 280328.4 | 280328.4 | 0 | 0 | 1904092.5433 | 0 | 1623763.9916
Circuit | distribution_circuit_resiliency | AI07_main | 2093 | 279140.24 | 279140.24 | 0 | 0 | 653653.1085 | 0 | 374512.7339
Circuit | distribution_circuit_resiliency | AF03_main | 2094 | 278762.23 | 278762.23 | 0 | 0 | 2655422.065 | 0 | 2376659.7045
Circuit | distribution_circuit_resiliency | HP06_main | 2095 | 277882.45 | 277882.45 | 0 | 0 | 863414.977 | 0 | 585532.3631
Circuit | distribution_circuit_resiliency | EC03_main | 2096 | 277691.06 | 277691.06 | 0 | 0 | 1266607.7824 | 0 | 988916.5767
Circuit | distribution_circuit_resiliency | IR03_main | 2097 | 277545.91 | 277545.91 | 0 | 0 | 1460708.6299 | 0 | 1183162.5862
Circuit | distribution_circuit_resiliency | CC02_main | 2098 | 277228.31 | 277228.31 | 0 | 0 | 2539584.4765 | 0 | 2262356.0247
Circuit | distribution_circuit_resiliency | WEB10_lateral | 2099 | 276677.79 | 276677.79 | 0 | 0 | 552584.8204 | 0 | 275906.8989
Circuit | distribution_circuit_resiliency | GP09_main | 2100 | 276256.28 | 276256.28 | 0 | 0 | 941219.3179 | 0 | 664962.9014
Circuit | distribution_circuit_resiliency | SH10_lateral | 2101 | 275590.32 | 275590.32 | 0 | 0 | 2923307.3823 | 0 | 2647716.9182
Circuit | distribution_circuit_resiliency | LB03_lateral | 2102 | 275583.41 | 275583.41 | 0 | 0 | 1223489.5692 | 0 | 947906.0269
Circuit | distribution_circuit_resiliency | FRY42_main | 2103 | 275022.9 | 275022.9 | 0 | 0 | 939097.2489 | 0 | 664074.2262
Circuit | distribution_circuit_resiliency | LA04_lateral | 2104 | 274882.53 | 274882.53 | 0 | 0 | 954273.612 | 0 | 679390.9156
Circuit | distribution_circuit_resiliency | FD07_main | 2105 | 274324.67 | 274324.67 | 0 | 0 | 1234915.9188 | 0 | 960591.1308
Circuit | distribution_circuit_resiliency | FW03_main | 2106 | 273781.05 | 273781.05 | 0 | 0 | 857331.5001 | 0 | 583550.3034
Circuit | distribution_circuit_resiliency | SR09_main | 2107 | 273236.06 | 273236.06 | 0 | 0 | 2665771.3362 | 0 | 2392535.1528
Circuit | distribution_circuit_resiliency | WV03_main | 2108 | 272920.11 | 272920.11 | 0 | 0 | 4114317.6457 | 0 | 3841397.3938
Circuit | distribution_circuit_resiliency | DN02_main | 2109 | 272445.48 | 272445.48 | 0 | 0 | 1596809.7346 | 0 | 1324364.1075
Circuit | distribution_circuit_resiliency | BM04_main | 2110 | 272435.24 | 272435.24 | 0 | 0 | 1068192.0332 | 0 | 795756.667
Circuit | distribution_circuit_resiliency | WL42_main | 2111 | 272165.56 | 272165.56 | 0 | 0 | 1248387.5852 | 0 | 976221.8918
Circuit | distribution_circuit_resiliency | DL45_lateral | 2112 | 272015.35 | 272015.35 | 0 | 0 | 1430255.0356 | 0 | 1158239.5682
Circuit | distribution_circuit_resiliency | DE04_main | 2113 | 271300.49 | 271300.49 | 0 | 0 | 969510.9734 | 0 | 698210.3519
Circuit | distribution_circuit_resiliency | BY05_lateral | 2114 | 271135.74 | 271135.74 | 0 | 0 | 4304920.0732 | 0 | 4033784.2143
Circuit | distribution_circuit_resiliency | ST10_main | 2115 | 270929.97 | 270929.97 | 0 | 0 | 1919236.8812 | 0 | 1648306.7693
Circuit | distribution_circuit_resiliency | SF01_main | 2116 | 270818.84 | 270818.84 | 0 | 0 | 1434818.3567 | 0 | 1163999.373
Circuit | distribution_circuit_resiliency | AN02_lateral | 2117 | 270635.47 | 270635.47 | 0 | 0 | 2901092.1206 | 0 | 2630456.5266
Circuit | distribution_circuit_resiliency | KG44_lateral | 2118 | 270488.72 | 270488.72 | 0 | 0 | 2047538.5157 | 0 | 1777049.6699
Circuit | distribution_circuit_resiliency | GZ42_main | 2119 | 269895.43 | 269895.43 | 0 | 0 | 1559980.4885 | 0 | 1290084.9172
Circuit | distribution_circuit_resiliency | EL03_main | 2120 | 269884.21 | 269884.21 | 0 | 0 | 318307.9506 | 0 | 48423.5868
Circuit | distribution_circuit_resiliency | LK04_main | 2121 | 269604.15 | 269604.15 | 0 | 0 | 1070369.4306 | 0 | 800765.1512
Circuit | distribution_circuit_resiliency | GL03_lateral | 2122 | 269383.18 | 269383.18 | 0 | 0 | 2130802.0875 | 0 | 1861418.8071
Circuit | distribution_circuit_resiliency | AN07_main | 2123 | 269122.2 | 269122.2 | 0 | 0 | 3603044.4907 | 0 | 3333922.1703
Circuit | distribution_circuit_resiliency | WD47_lateral | 2124 | 268557.29 | 268557.29 | 0 | 0 | 641589.8375 | 0 | 373032.4336
Circuit | distribution_circuit_resiliency | DE05_main | 2125 | 267594.44 | 267594.44 | 0 | 0 | 2577353.9229 | 0 | 2309759.3543
Circuit | distribution_circuit_resiliency | BG11_lateral | 2126 | 267340.09 | 267340.09 | 0 | 0 | 3574258.8666 | 0 | 3306918.6498
Circuit | distribution_circuit_resiliency | TB02_lateral | 2127 | 267165.37 | 267165.37 | 0 | 0 | 1669735.1058 | 0 | 1402569.6382
Circuit | distribution_circuit_resiliency | BU01_main | 2128 | 266063.34 | 266063.34 | 0 | 0 | 685672.5487 | 0 | 419609.0703
Circuit | distribution_circuit_resiliency | WC01_lateral | 2129 | 265896.11 | 265896.11 | 0 | 0 | 3791204.5674 | 0 | 3525308.3253
Circuit | distribution_circuit_resiliency | BA04_lateral | 2130 | 265500.81 | 265500.81 | 0 | 0 | 1561502.8418 | 0 | 1296001.8694
Circuit | distribution_circuit_resiliency | BM06_lateral | 2131 | 265412.65 | 265412.65 | 0 | 0 | 2935136.0936 | 0 | 2669723.315
Circuit | distribution_circuit_resiliency | AF04_lateral | 2132 | 265006.46 | 265006.46 | 0 | 0 | 1623434.5422 | 0 | 1358427.9491
Circuit | distribution_circuit_resiliency | NV04_main | 2133 | 264620.76 | 264620.76 | 0 | 0 | 844047.925 | 0 | 579427.0511
Circuit | distribution_circuit_resiliency | BH08_lateral | 2134 | 264398.51 | 264398.51 | 0 | 0 | 7158712.6346 | 0 | 6894313.9956
Circuit | distribution_circuit_resiliency | GP07_lateral | 2135 | 264326.47 | 264326.47 | 0 | 0 | 3144703.3029 | 0 | 2880376.6938
Circuit | distribution_circuit_resiliency | AN10_lateral | 2136 | 263852.94 | 263852.94 | 0 | 0 | 3228379.9449 | 0 | 2964526.8542
Circuit | distribution_circuit_resiliency | BL02_lateral | 2137 | 263252.24 | 263252.24 | 0 | 0 | 2525366.0579 | 0 | 2262113.6922
Circuit | distribution_circuit_resiliency | EC04_main | 2138 | 262859.88 | 262859.88 | 0 | 0 | 1592427.3325 | 0 | 1329567.3436
Circuit | distribution_circuit_resiliency | CB01_main | 2139 | 262187.15 | 262187.15 | 0 | 0 | 1752556.8353 | 0 | 1490369.5642
Circuit | distribution_circuit_resiliency | ST05_lateral | 2140 | 262109.22 | 262109.22 | 0 | 0 | 3721870.7687 | 0 | 3459761.3998
Circuit | distribution_circuit_resiliency | GT11_lateral | 2141 | 261593.7 | 261593.7 | 0 | 0 | 5721384.7142 | 0 | 5459790.8529
Circuit | distribution_circuit_resiliency | GT08_lateral | 2142 | 261363.26 | 261363.26 | 0 | 0 | 1863469.7469 | 0 | 1602106.3444
Circuit | distribution_circuit_resiliency | SDY04_main | 2143 | 261211.93 | 261211.93 | 0 | 0 | 430569.8474 | 0 | 169357.8208
Circuit | distribution_circuit_resiliency | BA01_main | 2144 | 259713.94 | 259713.94 | 0 | 0 | 2088767.9922 | 0 | 1829053.9405
Circuit | distribution_circuit_resiliency | CB09_lateral | 2145 | 259019.55 | 259019.55 | 0 | 0 | 2730232.097 | 0 | 2471212.4157
Circuit | distribution_circuit_resiliency | FR49_main | 2146 | 258487.56 | 258487.56 | 0 | 0 | 1254281.2659 | 0 | 995793.5596
Circuit | distribution_circuit_resiliency | UN04_lateral | 2147 | 258219.91 | 258219.91 | 0 | 0 | 1889009.152 | 0 | 1630789.1071
Circuit | distribution_circuit_resiliency | AN08_main | 2148 | 257075.75 | 257075.75 | 0 | 0 | 2210697.419 | 0 | 1953621.544
Circuit | distribution_circuit_resiliency | BI07_lateral | 2149 | 256933.89 | 256933.89 | 0 | 0 | 2503139.122 | 0 | 2246205.1018
Circuit | distribution_circuit_resiliency | FD03_lateral | 2150 | 256911.57 | 256911.57 | 0 | 0 | 3214175.1624 | 0 | 2957263.4546
Circuit | distribution_circuit_resiliency | WW03_main | 2151 | 256449.79 | 256449.79 | 0 | 0 | 1574862.2124 | 0 | 1318412.2854
Circuit | distribution_circuit_resiliency | KB06_lateral | 2152 | 256435.06 | 256435.06 | 0 | 0 | 961816.879 | 0 | 705381.6912
Circuit | distribution_circuit_resiliency | GZ42_lateral | 2153 | 256306.7 | 256306.7 | 0 | 0 | 761334.8923 | 0 | 505028.0668
Circuit | distribution_circuit_resiliency | WO13_main | 2154 | 256040.95 | 256040.95 | 0 | 0 | 988367.807 | 0 | 732326.7391
Circuit | distribution_circuit_resiliency | LA03_main | 2155 | 255891.92 | 255891.92 | 0 | 0 | 911882.4469 | 0 | 655990.3877
Circuit | distribution_circuit_resiliency | CR02_lateral | 2156 | 255777.41 | 255777.41 | 0 | 0 | 1059419.7848 | 0 | 803642.2525
Circuit | distribution_circuit_resiliency | HY02_lateral | 2157 | 255719.03 | 255719.03 | 0 | 0 | 730393.7474 | 0 | 474674.5562
Circuit | distribution_circuit_resiliency | ES06_main | 2158 | 255580.48 | 255580.48 | 0 | 0 | 3414617.1443 | 0 | 3159036.5579
Circuit | distribution_circuit_resiliency | LP08_main | 2159 | 255560.31 | 255560.31 | 0 | 0 | 1067642.6103 | 0 | 812082.1677
Circuit | distribution_circuit_resiliency | GP02_lateral | 2160 | 255512.2 | 255512.2 | 0 | 0 | 267285.3367 | 0 | 11773.0256
Circuit | distribution_circuit_resiliency | HP01_lateral | 2161 | 254593.06 | 254593.06 | 0 | 0 | 1634596.3793 | 0 | 1380003.1753
Circuit | distribution_circuit_resiliency | HV01_main | 2162 | 254407.87 | 254407.87 | 0 | 0 | 2135183.3742 | 0 | 1880775.3955
Circuit | distribution_circuit_resiliency | CB02_main | 2163 | 254003.14 | 254003.14 | 0 | 0 | 2119160.8532 | 0 | 1865157.589
Circuit | distribution_circuit_resiliency | STF02_main | 2164 | 253971.45 | 253971.45 | 0 | 0 | 830691.7472 | 0 | 576720.1546
Circuit | distribution_circuit_resiliency | CL05_main | 2165 | 253493.01 | 253493.01 | 0 | 0 | 2741959.7747 | 0 | 2488466.6401
Circuit | distribution_circuit_resiliency | CE09_main | 2166 | 253216.65 | 253216.65 | 0 | 0 | 989970.4593 | 0 | 736753.6707
Circuit | distribution_circuit_resiliency | GG09_lateral | 2167 | 253149.82 | 253149.82 | 0 | 0 | 2388848.308 | 0 | 2135698.3439
Circuit | distribution_circuit_resiliency | EC14_main | 2168 | 252814.08 | 252814.08 | 0 | 0 | 3908135.4854 | 0 | 3655321.2523
Circuit | distribution_circuit_resiliency | CL07_main | 2169 | 252618.87 | 252618.87 | 0 | 0 | 2789068.9526 | 0 | 2536449.9475
Circuit | distribution_circuit_resiliency | LU01_main | 2170 | 252450.41 | 252450.41 | 0 | 0 | 826483.7977 | 0 | 574033.2854
Circuit | distribution_circuit_resiliency | MY04_lateral | 2171 | 252089.77 | 252089.77 | 0 | 0 | 1873899.8563 | 0 | 1621809.9236
Circuit | distribution_circuit_resiliency | WO05_lateral | 2172 | 251817.27 | 251817.27 | 0 | 0 | 3113790.9022 | 0 | 2861973.4905
Circuit | distribution_circuit_resiliency | SE01_main | 2173 | 251341.02 | 251341.02 | 0 | 0 | 1122813.353 | 0 | 871472.216
Circuit | distribution_circuit_resiliency | BM03_lateral | 2174 | 250956.74 | 250956.74 | 0 | 0 | 2466012.8439 | 0 | 2215055.9627
Circuit | distribution_circuit_resiliency | BT04_lateral | 2175 | 248288.67 | 248288.67 | 0 | 0 | 5944179.629 | 0 | 5695890.8384
Circuit | distribution_circuit_resiliency | WEB03_lateral | 2176 | 247859.16 | 247859.16 | 0 | 0 | 967533.1963 | 0 | 719673.8894
Circuit | distribution_circuit_resiliency | SP07_lateral | 2177 | 247265.82 | 247265.82 | 0 | 0 | 1050703.9421 | 0 | 803438.0191
Circuit | distribution_circuit_resiliency | KM07_main | 2178 | 246623.3 | 246623.3 | 0 | 0 | 1212428.8107 | 0 | 965805.3695
Circuit | distribution_circuit_resiliency | MC10_main | 2179 | 246530.39 | 246530.39 | 0 | 0 | 669730.1702 | 0 | 423199.633
Circuit | distribution_circuit_resiliency | TB41_lateral | 2180 | 246129.57 | 246129.57 | 0 | 0 | 2131546.0461 | 0 | 1885416.3571
Circuit | distribution_circuit_resiliency | WEB05_main | 2181 | 246128.42 | 246128.42 | 0 | 0 | 1543822.1915 | 0 | 1297693.6632
Circuit | distribution_circuit_resiliency | BM01_lateral | 2182 | 246076.35 | 246076.35 | 0 | 0 | 2837953.9912 | 0 | 2591877.5109
Circuit | distribution_circuit_resiliency | GZ47_lateral | 2183 | 245956.22 | 245956.22 | 0 | 0 | 1292901.504 | 0 | 1046945.1732
Circuit | distribution_circuit_resiliency | HOC03_main | 2184 | 245877.44 | 245877.44 | 0 | 0 | 2549428.3263 | 0 | 2303550.7608
Circuit | distribution_circuit_resiliency | DV11_lateral | 2185 | 244857.97 | 244857.97 | 0 | 0 | 1166850.455 | 0 | 921992.3509
Circuit | distribution_circuit_resiliency | WT06_lateral | 2186 | 244696.78 | 244696.78 | 0 | 0 | 2740708.1977 | 0 | 2496011.292
Circuit | distribution_circuit_resiliency | WO04_main | 2187 | 244401.82 | 244401.82 | 0 | 0 | 1418452.5216 | 0 | 1174050.5827
Circuit | distribution_circuit_resiliency | CE04_main | 2188 | 243849.62 | 243849.62 | 0 | 0 | 846217.2953 | 0 | 602367.5524
Circuit | distribution_circuit_resiliency | SR03_lateral | 2189 | 243576.28 | 243576.28 | 0 | 0 | 2827622.4178 | 0 | 2584046.0016
Circuit | distribution_circuit_resiliency | FR42_lateral | 2190 | 243110.97 | 243110.97 | 0 | 0 | 1350297.6601 | 0 | 1107186.5684
Circuit | distribution_circuit_resiliency | IR06_lateral | 2191 | 243011.77 | 243011.77 | 0 | 0 | 2063254.5597 | 0 | 1820242.6604
Circuit | distribution_circuit_resiliency | OA04_main | 2192 | 242976.89 | 242976.89 | 0 | 0 | 1939318.192 | 0 | 1696341.1785
Circuit | distribution_circuit_resiliency | HP03_main | 2193 | 242909.36 | 242909.36 | 0 | 0 | 2618485.9132 | 0 | 2375576.3994
Circuit | distribution_circuit_resiliency | THW42_lateral | 2194 | 242811.25 | 242811.25 | 0 | 0 | 1859191.2814 | 0 | 1616379.9089
Circuit | distribution_circuit_resiliency | CD05_lateral | 2195 | 242558.91 | 242558.91 | 0 | 0 | 6511786.6816 | 0 | 6269227.6482
Circuit | distribution_circuit_resiliency | BI09_lateral | 2196 | 242424.71 | 242424.71 | 0 | 0 | 1750643.0118 | 0 | 1508218.1929
Circuit | distribution_circuit_resiliency | HK44_lateral | 2197 | 242127.81 | 242127.81 | 0 | 0 | 1698570.3881 | 0 | 1456442.4318
Circuit | distribution_circuit_resiliency | GA09_lateral | 2198 | 241711.38 | 241711.38 | 0 | 0 | 7693119.5045 | 0 | 7451408.0073
Circuit | distribution_circuit_resiliency | THW50_lateral | 2199 | 241690.04 | 241690.04 | 0 | 0 | 3693995.4768 | 0 | 3452305.3111
Circuit | distribution_circuit_resiliency | MV01_main | 2200 | 241336.27 | 241336.27 | 0 | 0 | 1261781.3248 | 0 | 1020444.8902
Circuit | distribution_circuit_resiliency | ME05_main | 2201 | 241332.84 | 241332.84 | 0 | 0 | 924733.5006 | 0 | 683400.5319
Circuit | distribution_circuit_resiliency | ED08_lateral | 2202 | 241256.8 | 241256.8 | 0 | 0 | 2206788.1505 | 0 | 1965531.1883
Circuit | distribution_circuit_resiliency | TE04_main | 2203 | 241010.65 | 241010.65 | 0 | 0 | 971707.695 | 0 | 730696.9011
Circuit | distribution_circuit_resiliency | EC09_main | 2204 | 240702.37 | 240702.37 | 0 | 0 | 983713.5402 | 0 | 743011.0352
Circuit | distribution_circuit_resiliency | BH05_lateral | 2205 | 240522.3 | 240522.3 | 0 | 0 | 2514404.8968 | 0 | 2273882.4649
Circuit | distribution_circuit_resiliency | KT47_lateral | 2206 | 240421.14 | 240421.14 | 0 | 0 | 764716.1696 | 0 | 524294.9095
Circuit | distribution_circuit_resiliency | LP06_lateral | 2207 | 239422.88 | 239422.88 | 0 | 0 | 3686917.2983 | 0 | 3447494.291
Circuit | distribution_circuit_resiliency | BM01_main | 2208 | 239247.01 | 239247.01 | 0 | 0 | 1807871.1865 | 0 | 1568624.0205
Circuit | distribution_circuit_resiliency | FW04_main | 2209 | 239154.59 | 239154.59 | 0 | 0 | 763741.8045 | 0 | 524587.0813
Circuit | distribution_circuit_resiliency | BR04_main | 2210 | 238650.47 | 238650.47 | 0 | 0 | 2304702.0271 | 0 | 2066051.4136
Circuit | distribution_circuit_resiliency | BH07_main | 2211 | 238527.88 | 238527.88 | 0 | 0 | 4858746.1945 | 0 | 4620218.1628
Circuit | distribution_circuit_resiliency | FD02_lateral | 2212 | 238467.97 | 238467.97 | 0 | 0 | 826422.4743 | 0 | 587954.3691
Circuit | distribution_circuit_resiliency | WI01_main | 2213 | 238116.22 | 238116.22 | 0 | 0 | 1264138.2938 | 0 | 1026021.9293
Circuit | distribution_circuit_resiliency | JOR41_lateral | 2214 | 237890.31 | 237890.31 | 0 | 0 | 1754070.8948 | 0 | 1516180.4504
Circuit | distribution_circuit_resiliency | MC09_lateral | 2215 | 237348.84 | 237348.84 | 0 | 0 | 2381287.3102 | 0 | 2143938.3285
Circuit | distribution_circuit_resiliency | WA43_main | 2216 | 236183.3 | 236183.3 | 0 | 0 | 1349629.7021 | 0 | 1113446.2636
Circuit | distribution_circuit_resiliency | BG02_main | 2217 | 236138.31 | 236138.31 | 0 | 0 | 1814135.6629 | 0 | 1577997.2387
Circuit | distribution_circuit_resiliency | UL02_lateral | 2218 | 236037.89 | 236037.89 | 0 | 0 | 1624682.2311 | 0 | 1388644.1864
Circuit | distribution_circuit_resiliency | DR06_main | 2219 | 235927.05 | 235927.05 | 0 | 0 | 1616187.2458 | 0 | 1380260.0883
Circuit | distribution_circuit_resiliency | NM01_main | 2220 | 235777.13 | 235777.13 | 0 | 0 | 1541841.398 | 0 | 1306064.1431
Circuit | distribution_circuit_resiliency | HV05_lateral | 2221 | 235174.36 | 235174.36 | 0 | 0 | 910179.5485 | 0 | 675005.0682
Circuit | distribution_circuit_resiliency | DR03_main | 2222 | 235072.44 | 235072.44 | 0 | 0 | 1256696.338 | 0 | 1021623.765
Circuit | distribution_circuit_resiliency | HOC06_lateral | 2223 | 234647.4 | 234647.4 | 0 | 0 | 2013405.3321 | 0 | 1778757.7736
Circuit | distribution_circuit_resiliency | FRY48_main | 2224 | 234354.15 | 234354.15 | 0 | 0 | 1006554.7187 | 0 | 772200.4617
Circuit | distribution_circuit_resiliency | CK07_lateral | 2225 | 233438.11 | 233438.11 | 0 | 0 | 829354.4177 | 0 | 595916.1806
Circuit | distribution_circuit_resiliency | GE41_main | 2226 | 233407.69 | 233407.69 | 0 | 0 | 878201.604 | 0 | 644793.7996
Circuit | distribution_circuit_resiliency | WO07_main | 2227 | 233296.08 | 233296.08 | 0 | 0 | 2966689.7292 | 0 | 2733393.5348
Circuit | distribution_circuit_resiliency | SH08_main | 2228 | 232791.94 | 232791.94 | 0 | 0 | 2342568.7419 | 0 | 2109776.6948
Circuit | distribution_circuit_resiliency | BA01_lateral | 2229 | 232762.49 | 232762.49 | 0 | 0 | 1406273.1542 | 0 | 1173510.5589
Circuit | distribution_circuit_resiliency | GT01_main | 2230 | 232650.63 | 232650.63 | 0 | 0 | 1252668.325 | 0 | 1020017.5675
Circuit | distribution_circuit_resiliency | SF47_main | 2231 | 232322.14 | 232322.14 | 0 | 0 | 832301.5717 | 0 | 599979.306
Circuit | distribution_circuit_resiliency | AD06_main | 2232 | 232250.33 | 232250.33 | 0 | 0 | 1939798.0893 | 0 | 1707547.6675
Circuit | distribution_circuit_resiliency | PA09_main | 2233 | 232166.54 | 232166.54 | 0 | 0 | 1030458.4788 | 0 | 798291.8013
Circuit | distribution_circuit_resiliency | BV43_lateral | 2234 | 231977.27 | 231977.27 | 0 | 0 | 2578000.8238 | 0 | 2346023.423
Circuit | distribution_circuit_resiliency | PZ42_lateral | 2235 | 231929.46 | 231929.46 | 0 | 0 | 2094972.3125 | 0 | 1863042.7093
Circuit | distribution_circuit_resiliency | GT06_main | 2236 | 231568.74 | 231568.74 | 0 | 0 | 1269052.0484 | 0 | 1037483.1994
Circuit | distribution_circuit_resiliency | DN08_lateral | 2237 | 231501.64 | 231501.64 | 0 | 0 | 3233865.6724 | 0 | 3002363.8892
Circuit | distribution_circuit_resiliency | FZ42_lateral | 2238 | 231024.1 | 231024.1 | 0 | 0 | 921156.6907 | 0 | 690132.4554
Circuit | distribution_circuit_resiliency | KB15_main | 2239 | 230755.29 | 230755.29 | 0 | 0 | 1142340.0695 | 0 | 911584.6545
Circuit | distribution_circuit_resiliency | OA06_lateral | 2240 | 230594.17 | 230594.17 | 0 | 0 | 1428673.17 | 0 | 1198078.8967
Circuit | distribution_circuit_resiliency | GG01_main | 2241 | 230317.5 | 230317.5 | 0 | 0 | 1211283.7463 | 0 | 980966.1049
Circuit | distribution_circuit_resiliency | FT08_main | 2242 | 230242.59 | 230242.59 | 0 | 0 | 1058760.3298 | 0 | 828517.6289
Circuit | distribution_circuit_resiliency | AN03_main | 2243 | 229942.11 | 229942.11 | 0 | 0 | 4087297.5061 | 0 | 3857355.2424
Circuit | distribution_circuit_resiliency | HG06_main | 2244 | 229441.77 | 229441.77 | 0 | 0 | 3109420.5715 | 0 | 2879978.6562
Circuit | distribution_circuit_resiliency | OR02_lateral | 2245 | 229329.52 | 229329.52 | 0 | 0 | 1966289.7116 | 0 | 1736960.036
Circuit | distribution_circuit_resiliency | BR10_main | 2246 | 227931 | 227931 | 0 | 0 | 1541224.7145 | 0 | 1313293.6018
Circuit | distribution_circuit_resiliency | KB02_lateral | 2247 | 227836.93 | 227836.93 | 0 | 0 | 1723634.5175 | 0 | 1495797.4663
Circuit | distribution_circuit_resiliency | CR04_lateral | 2248 | 227788.5 | 227788.5 | 0 | 0 | 3265277.8233 | 0 | 3037489.1972
Circuit | distribution_circuit_resiliency | SR14_lateral | 2249 | 227773.24 | 227773.24 | 0 | 0 | 496422.4132 | 0 | 268649.0381
Circuit | distribution_circuit_resiliency | IM43_lateral | 2250 | 227530.55 | 227530.55 | 0 | 0 | 1799790.9941 | 0 | 1572260.3321
Circuit | distribution_circuit_resiliency | DR12_main | 2251 | 227409.71 | 227409.71 | 0 | 0 | 879934.8145 | 0 | 652524.9877
Circuit | distribution_circuit_resiliency | MP07_main | 2252 | 227211.63 | 227211.63 | 0 | 0 | 1617157.6862 | 0 | 1389945.9209
Circuit | distribution_circuit_resiliency | DN10_lateral | 2253 | 226733.08 | 226733.08 | 0 | 0 | 1651562.0497 | 0 | 1424828.8505
Circuit | distribution_circuit_resiliency | PW07_lateral | 2254 | 226726.15 | 226726.15 | 0 | 0 | 1372162.2438 | 0 | 1145435.9581
Circuit | distribution_circuit_resiliency | GL08_main | 2255 | 226027.09 | 226027.09 | 0 | 0 | 2291344.7176 | 0 | 2065317.531
Circuit | distribution_circuit_resiliency | LY42_main | 2256 | 225445.17 | 225445.17 | 0 | 0 | 306310.6219 | 0 | 80865.3137
Circuit | distribution_circuit_resiliency | TRN41_main | 2257 | 225371.35 | 225371.35 | 0 | 0 | 961638.3192 | 0 | 736266.8406
Circuit | distribution_circuit_resiliency | MP06_main | 2258 | 225206.86 | 225206.86 | 0 | 0 | 832333.6992 | 0 | 607126.71
Circuit | distribution_circuit_resiliency | GS22_main | 2259 | 224990.97 | 224990.97 | 0 | 0 | 761661.0564 | 0 | 536669.9565
Circuit | distribution_circuit_resiliency | RE02_lateral | 2260 | 224937.9 | 224937.9 | 0 | 0 | 743789.9139 | 0 | 518851.8796
Circuit | distribution_circuit_resiliency | FD01_lateral | 2261 | 224766.77 | 224766.77 | 0 | 0 | 899723.5406 | 0 | 674956.6424
Circuit | distribution_circuit_resiliency | HY13_lateral | 2262 | 224736.93 | 224736.93 | 0 | 0 | 858990.8413 | 0 | 634253.7854
Circuit | distribution_circuit_resiliency | LY42_lateral | 2263 | 224727.97 | 224727.97 | 0 | 0 | 478608.2477 | 0 | 253880.147
Circuit | distribution_circuit_resiliency | BI05_lateral | 2264 | 224162.42 | 224162.42 | 0 | 0 | 1202472.4018 | 0 | 978309.8466
Circuit | distribution_circuit_resiliency | BG01_lateral | 2265 | 223906.17 | 223906.17 | 0 | 0 | 3713703.4365 | 0 | 3489797.1424
Circuit | distribution_circuit_resiliency | TE06_lateral | 2266 | 223867.22 | 223867.22 | 0 | 0 | 3066953.8185 | 0 | 2843086.4867
Circuit | distribution_circuit_resiliency | MY11_lateral | 2267 | 223724.37 | 223724.37 | 0 | 0 | 650503.6825 | 0 | 426779.2018
Circuit | distribution_circuit_resiliency | UL45_main | 2268 | 223372.05 | 223372.05 | 0 | 0 | 1421170.6843 | 0 | 1197798.5038
Circuit | distribution_circuit_resiliency | CRB43_main | 2269 | 222901.86 | 222901.86 | 0 | 0 | 814995.438 | 0 | 592093.4603
Circuit | distribution_circuit_resiliency | CE02_lateral | 2270 | 222705.86 | 222705.86 | 0 | 0 | 845598.5402 | 0 | 622892.5518
Circuit | distribution_circuit_resiliency | TV02_lateral | 2271 | 222161.78 | 222161.78 | 0 | 0 | 1107023.1105 | 0 | 884861.1889
Circuit | distribution_circuit_resiliency | WF44_lateral | 2272 | 221872.29 | 221872.29 | 0 | 0 | 1057639.8229 | 0 | 835767.4072
Circuit | distribution_circuit_resiliency | WO01_main | 2273 | 221633.41 | 221633.41 | 0 | 0 | 3223992.0646 | 0 | 3002358.517
Circuit | distribution_circuit_resiliency | CG01_lateral | 2274 | 221554.66 | 221554.66 | 0 | 0 | 1438329.8642 | 0 | 1216775.0602
Circuit | distribution_circuit_resiliency | CV05_lateral | 2275 | 221052.03 | 221052.03 | 0 | 0 | 7279254.2959 | 0 | 7058202.1317
Circuit | distribution_circuit_resiliency | KDL47_lateral | 2276 | 220992.98 | 220992.98 | 0 | 0 | 1290076.4324 | 0 | 1069083.3448
Circuit | distribution_circuit_resiliency | CA06_lateral | 2277 | 220223.52 | 220223.52 | 0 | 0 | 1047167.1657 | 0 | 826943.5105
Circuit | distribution_circuit_resiliency | RS01_main | 2278 | 219984.92 | 219984.92 | 0 | 0 | 1123110.4013 | 0 | 903125.3665
Circuit | distribution_circuit_resiliency | STF01_main | 2279 | 219668.23 | 219668.23 | 0 | 0 | 719566.8893 | 0 | 499898.5208
Circuit | distribution_circuit_resiliency | LB05_lateral | 2280 | 219041.25 | 219041.25 | 0 | 0 | 5173413.1999 | 0 | 4954371.8249
Circuit | distribution_circuit_resiliency | SA43_lateral | 2281 | 218445.61 | 218445.61 | 0 | 0 | 1294806.5278 | 0 | 1076360.812
Circuit | distribution_circuit_resiliency | LB07_lateral | 2282 | 218239.14 | 218239.14 | 0 | 0 | 4798806.7507 | 0 | 4580567.4767
Circuit | distribution_circuit_resiliency | GT10_lateral | 2283 | 218141.18 | 218141.18 | 0 | 0 | 510899.3979 | 0 | 292758.0998
Circuit | distribution_circuit_resiliency | SB03_main | 2284 | 218090.35 | 218090.35 | 0 | 0 | 2930044.6624 | 0 | 2711954.1903
Circuit | distribution_circuit_resiliency | WZ42_main | 2285 | 218037.19 | 218037.19 | 0 | 0 | 723765.5712 | 0 | 505728.2081
Circuit | distribution_circuit_resiliency | HOC05_lateral | 2286 | 217976.86 | 217976.86 | 0 | 0 | 1157708.9389 | 0 | 939731.9419
Circuit | distribution_circuit_resiliency | BL05_main | 2287 | 217515.58 | 217515.58 | 0 | 0 | 1123126.8934 | 0 | 905611.1647
Circuit | distribution_circuit_resiliency | BE01_lateral | 2288 | 217316.35 | 217316.35 | 0 | 0 | 6106958.3788 | 0 | 5889641.8756
Circuit | distribution_circuit_resiliency | OA01_lateral | 2289 | 217096.9 | 217096.9 | 0 | 0 | 942314.9685 | 0 | 725217.932
Circuit | distribution_circuit_resiliency | KB10_lateral | 2290 | 217076.3 | 217076.3 | 0 | 0 | 546018.7475 | 0 | 328942.2999
Circuit | distribution_circuit_resiliency | TV03_lateral | 2291 | 217070.03 | 217070.03 | 0 | 0 | 997663.7131 | 0 | 780593.5206
Circuit | distribution_circuit_resiliency | STW04_main | 2292 | 216621.22 | 216621.22 | 0 | 0 | 727175.6688 | 0 | 510554.3167
Circuit | distribution_circuit_resiliency | SDY03_lateral | 2293 | 216620.72 | 216620.72 | 0 | 0 | 692842.0478 | 0 | 476221.2074
Circuit | distribution_circuit_resiliency | DV07_main | 2294 | 216506.92 | 216506.92 | 0 | 0 | 1114435.28 | 0 | 897928.2323
Circuit | distribution_circuit_resiliency | DV04_lateral | 2295 | 215677.35 | 215677.35 | 0 | 0 | 677340.8842 | 0 | 461663.3629
Circuit | distribution_circuit_resiliency | AN09_lateral | 2296 | 215634.05 | 215634.05 | 0 | 0 | 3166498.4839 | 0 | 2950864.3071
Circuit | distribution_circuit_resiliency | LA01_lateral | 2297 | 215552.71 | 215552.71 | 0 | 0 | 990989.4958 | 0 | 775436.6611
Circuit | distribution_circuit_resiliency | GT10_main | 2298 | 214944.56 | 214944.56 | 0 | 0 | 1078103.5319 | 0 | 863158.8322
Circuit | distribution_circuit_resiliency | OB49_lateral | 2299 | 214927.5 | 214927.5 | 0 | 0 | 572386.5957 | 0 | 357458.9595
Circuit | distribution_circuit_resiliency | FT06_main | 2300 | 214845.93 | 214845.93 | 0 | 0 | 834614.8863 | 0 | 619768.7949
Circuit | distribution_circuit_resiliency | DE05_lateral | 2301 | 214402.11 | 214402.11 | 0 | 0 | 1666669.9246 | 0 | 1452267.7021
Circuit | distribution_circuit_resiliency | WT10_main | 2302 | 214072.14 | 214072.14 | 0 | 0 | 833095.7698 | 0 | 619023.4986
Circuit | distribution_circuit_resiliency | DV03_main | 2303 | 213219.54 | 213219.54 | 0 | 0 | 2061995.3631 | 0 | 1848775.6978
Circuit | distribution_circuit_resiliency | KB18_main | 2304 | 213102.35 | 213102.35 | 0 | 0 | 881341.4624 | 0 | 668239.006
Circuit | distribution_circuit_resiliency | FW05_main | 2305 | 212803.88 | 212803.88 | 0 | 0 | 703465.2149 | 0 | 490661.2248
Circuit | distribution_circuit_resiliency | HT01_lateral | 2306 | 212660.81 | 212660.81 | 0 | 0 | 2349459.9082 | 0 | 2136798.9837
Circuit | distribution_circuit_resiliency | HOC11_lateral | 2307 | 212379.58 | 212379.58 | 0 | 0 | 2582961.3041 | 0 | 2370581.6245
Circuit | distribution_circuit_resiliency | CR05_main | 2308 | 212187.87 | 212187.87 | 0 | 0 | 1873647.728 | 0 | 1661459.7489
Circuit | distribution_circuit_resiliency | PZ47_lateral | 2309 | 212090.27 | 212090.27 | 0 | 0 | 460276.0211 | 0 | 248185.6098
Circuit | distribution_circuit_resiliency | PZ50_lateral | 2310 | 212090.27 | 212090.27 | 0 | 0 | 720197.5078 | 0 | 508107.0965
Circuit | distribution_circuit_resiliency | MP02_main | 2311 | 211846.02 | 211846.02 | 0 | 0 | 2389379.1581 | 0 | 2177533.0242
Circuit | distribution_circuit_resiliency | NS04_lateral | 2312 | 211550.13 | 211550.13 | 0 | 0 | 3244155.3925 | 0 | 3032605.1207
Circuit | distribution_circuit_resiliency | GT01_lateral | 2313 | 211400.04 | 211400.04 | 0 | 0 | 968336.9248 | 0 | 756936.799
Circuit | distribution_circuit_resiliency | DV07_lateral | 2314 | 211114.97 | 211114.97 | 0 | 0 | 699157.1277 | 0 | 488042.017
Circuit | distribution_circuit_resiliency | DV06_main | 2315 | 209622.96 | 209622.96 | 0 | 0 | 2131341.2513 | 0 | 1921718.1506
Circuit | distribution_circuit_resiliency | CE07_lateral | 2316 | 209184.85 | 209184.85 | 0 | 0 | 496408.3645 | 0 | 287223.3698
Circuit | distribution_circuit_resiliency | MC08_lateral | 2317 | 209163.1 | 209163.1 | 0 | 0 | 1066566.7367 | 0 | 857403.5118
Circuit | distribution_circuit_resiliency | FP03_main | 2318 | 209086.04 | 209086.04 | 0 | 0 | 1198773.9371 | 0 | 989687.7605
Circuit | distribution_circuit_resiliency | BL05_lateral | 2319 | 208732.86 | 208732.86 | 0 | 0 | 709124.0629 | 0 | 500391.0755
Circuit | distribution_circuit_resiliency | KN03_lateral | 2320 | 208696.66 | 208696.66 | 0 | 0 | 1324519.6258 | 0 | 1115822.8403
Circuit | distribution_circuit_resiliency | SIE47_main | 2321 | 207775.51 | 207775.51 | 0 | 0 | 738407.8068 | 0 | 530632.1815
Circuit | distribution_circuit_resiliency | BY07_lateral | 2322 | 207735.24 | 207735.24 | 0 | 0 | 2419865.5772 | 0 | 2212130.1987
Circuit | distribution_circuit_resiliency | WI03_main | 2323 | 207489.18 | 207489.18 | 0 | 0 | 928114.7523 | 0 | 720625.4315
Circuit | distribution_circuit_resiliency | HT08_main | 2324 | 207120.3 | 207120.3 | 0 | 0 | 904232.2264 | 0 | 697111.8179
Circuit | distribution_circuit_resiliency | CD03_main | 2325 | 206912.83 | 206912.83 | 0 | 0 | 812812.4442 | 0 | 605899.4774
Circuit | distribution_circuit_resiliency | TO06_lateral | 2326 | 206473.99 | 206473.99 | 0 | 0 | 894584.8341 | 0 | 688110.7305
Circuit | distribution_circuit_resiliency | HL04_main | 2327 | 206290.16 | 206290.16 | 0 | 0 | 1333057.4131 | 0 | 1126767.1178
Circuit | distribution_circuit_resiliency | NB45_lateral | 2328 | 205758.71 | 205758.71 | 0 | 0 | 2008682.4126 | 0 | 1802923.5609
Circuit | distribution_circuit_resiliency | LP04_main | 2329 | 205718.94 | 205718.94 | 0 | 0 | 865029.9119 | 0 | 659310.8654
Circuit | distribution_circuit_resiliency | WT09_main | 2330 | 205716.44 | 205716.44 | 0 | 0 | 1072490.3871 | 0 | 866773.8108
Circuit | distribution_circuit_resiliency | HOC05_main | 2331 | 204575.24 | 204575.24 | 0 | 0 | 1409075.1641 | 0 | 1204499.8246
Circuit | distribution_circuit_resiliency | MAR42_lateral | 2332 | 204558.8 | 204558.8 | 0 | 0 | 991244.0368 | 0 | 786685.1178
Circuit | distribution_circuit_resiliency | UN09_main | 2333 | 203746.4 | 203746.4 | 0 | 0 | 1039703.0819 | 0 | 835956.5634
Circuit | distribution_circuit_resiliency | PJ04_lateral | 2334 | 203717.69 | 203717.69 | 0 | 0 | 1077486.6575 | 0 | 873768.8207
Circuit | distribution_circuit_resiliency | WA41_main | 2335 | 203705.27 | 203705.27 | 0 | 0 | 1325693.4016 | 0 | 1121987.9808
Circuit | distribution_circuit_resiliency | WD41_main | 2336 | 203452.09 | 203452.09 | 0 | 0 | 670317.9481 | 0 | 466865.7379
Circuit | distribution_circuit_resiliency | KN02_lateral | 2337 | 202893.06 | 202893.06 | 0 | 0 | 1846972.706 | 0 | 1644079.5219
Circuit | distribution_circuit_resiliency | FW02_lateral | 2338 | 202525.55 | 202525.55 | 0 | 0 | 582214.2746 | 0 | 379688.5986
Circuit | distribution_circuit_resiliency | MC01_lateral | 2339 | 202492.49 | 202492.49 | 0 | 0 | 1638573.032 | 0 | 1436080.3981
Circuit | distribution_circuit_resiliency | EC03_lateral | 2340 | 201867.05 | 201867.05 | 0 | 0 | 1288274.1266 | 0 | 1086406.9191
Circuit | distribution_circuit_resiliency | PE01_lateral | 2341 | 201727.58 | 201727.58 | 0 | 0 | 1071286.8639 | 0 | 869559.1577
Circuit | distribution_circuit_resiliency | AD01_lateral | 2342 | 201637.37 | 201637.37 | 0 | 0 | 2485282.0099 | 0 | 2283644.5348
Circuit | distribution_circuit_resiliency | RS07_lateral | 2343 | 201531.64 | 201531.64 | 0 | 0 | 2679082.6484 | 0 | 2477550.8685
Circuit | distribution_circuit_resiliency | PJ05_lateral | 2344 | 201324.22 | 201324.22 | 0 | 0 | 1261336.9314 | 0 | 1060012.5884
Circuit | distribution_circuit_resiliency | AF07_lateral | 2345 | 201269 | 201269 | 0 | 0 | 1278407.1873 | 0 | 1077138.0642
Circuit | distribution_circuit_resiliency | ED06_lateral | 2346 | 201185.55 | 201185.55 | 0 | 0 | 606038.1114 | 0 | 404852.4316
Circuit | distribution_circuit_resiliency | CE06_main | 2347 | 200993.22 | 200993.22 | 0 | 0 | 735853.8182 | 0 | 534860.4661
Circuit | distribution_circuit_resiliency | CRB46_main | 2348 | 200967.79 | 200967.79 | 0 | 0 | 691271.6791 | 0 | 490303.7371
Circuit | distribution_circuit_resiliency | ES01_lateral | 2349 | 200067.32 | 200067.32 | 0 | 0 | 1053917.664 | 0 | 853850.2141
Circuit | distribution_circuit_resiliency | MP05_main | 2350 | 199616.3 | 199616.3 | 0 | 0 | 1411962.7267 | 0 | 1212346.3228
Circuit | distribution_circuit_resiliency | FM03_main | 2351 | 199408.53 | 199408.53 | 0 | 0 | 688654.1062 | 0 | 489245.4707
Circuit | distribution_circuit_resiliency | HM03_main | 2352 | 198987.03 | 198987.03 | 0 | 0 | 1117592.8864 | 0 | 918605.7049
Circuit | distribution_circuit_resiliency | BR07_lateral | 2353 | 198636.1 | 198636.1 | 0 | 0 | 5865589.8595 | 0 | 5666953.6054
Circuit | distribution_circuit_resiliency | HM07_main | 2354 | 198181.1 | 198181.1 | 0 | 0 | 1358800.9536 | 0 | 1160619.7268
Circuit | distribution_circuit_resiliency | WO05_main | 2355 | 198112.21 | 198112.21 | 0 | 0 | 2059730.8917 | 0 | 1861618.5718
Circuit | distribution_circuit_resiliency | PZ44_lateral | 2356 | 197297.62 | 197297.62 | 0 | 0 | 2444408.5405 | 0 | 2247110.7848
Circuit | distribution_circuit_resiliency | BG05_main | 2357 | 196799.25 | 196799.25 | 0 | 0 | 1025452.9039 | 0 | 828653.5319
Circuit | distribution_circuit_resiliency | BAR45_lateral | 2358 | 196588.45 | 196588.45 | 0 | 0 | 1049386.6365 | 0 | 852798.0479
Circuit | distribution_circuit_resiliency | CL07_lateral | 2359 | 196481.29 | 196481.29 | 0 | 0 | 3107710.3327 | 0 | 2911228.8843
Circuit | distribution_circuit_resiliency | MAR45_lateral | 2360 | 196429.99 | 196429.99 | 0 | 0 | 668352.6066 | 0 | 471922.5101
Circuit | distribution_circuit_resiliency | LIM43_main | 2361 | 194642.44 | 194642.44 | 0 | 0 | 562750.1364 | 0 | 368107.5828
Circuit | distribution_circuit_resiliency | GE46_lateral | 2362 | 194576.34 | 194576.34 | 0 | 0 | 777110.3206 | 0 | 582533.8332
Circuit | distribution_circuit_resiliency | WT03_lateral | 2363 | 194398.63 | 194398.63 | 0 | 0 | 1296252.9638 | 0 | 1101854.2062
Circuit | distribution_circuit_resiliency | UV05_lateral | 2364 | 193589.63 | 193589.63 | 0 | 0 | 960550.9734 | 0 | 766961.2156
Circuit | distribution_circuit_resiliency | SA49_main | 2365 | 193295.22 | 193295.22 | 0 | 0 | 687919.1313 | 0 | 494623.7795
Circuit | distribution_circuit_resiliency | LB07_main | 2366 | 192851.12 | 192851.12 | 0 | 0 | 2291343.1252 | 0 | 2098491.8524
Circuit | distribution_circuit_resiliency | FR46_main | 2367 | 192750.3 | 192750.3 | 0 | 0 | 673519.6692 | 0 | 480769.2358
Circuit | distribution_circuit_resiliency | EC06_main | 2368 | 192543.49 | 192543.49 | 0 | 0 | 959008.8042 | 0 | 766465.2102
Circuit | distribution_circuit_resiliency | MID02_lateral | 2369 | 192364.67 | 192364.67 | 0 | 0 | 788719.3664 | 0 | 596354.5744
Circuit | distribution_circuit_resiliency | HE10_main | 2370 | 192204.05 | 192204.05 | 0 | 0 | 2310347.0914 | 0 | 2118142.9075
Circuit | distribution_circuit_resiliency | JN07_main | 2371 | 192111.89 | 192111.89 | 0 | 0 | 1037593.6259 | 0 | 845481.6164
Circuit | distribution_circuit_resiliency | GA08_main | 2372 | 192074.08 | 192074.08 | 0 | 0 | 678034.3202 | 0 | 485960.0951
Circuit | distribution_circuit_resiliency | BU02_lateral | 2373 | 191948.2 | 191948.2 | 0 | 0 | 446201.7106 | 0 | 254253.3628
Circuit | distribution_circuit_resiliency | KM05_main | 2374 | 191744.84 | 191744.84 | 0 | 0 | 1479542.5003 | 0 | 1287797.5107
Circuit | distribution_circuit_resiliency | PJ02_main | 2375 | 191582.95 | 191582.95 | 0 | 0 | 946015.1741 | 0 | 754432.0712
Circuit | distribution_circuit_resiliency | NP41_lateral | 2376 | 191485.99 | 191485.99 | 0 | 0 | 1289411.1731 | 0 | 1097925.0515
Circuit | distribution_circuit_resiliency | KB19_lateral | 2377 | 191469.1 | 191469.1 | 0 | 0 | 2030461.4268 | 0 | 1838992.2087
Circuit | distribution_circuit_resiliency | DN04_lateral | 2378 | 191106.25 | 191106.25 | 0 | 0 | 2192322.8672 | 0 | 2001216.4683
Circuit | distribution_circuit_resiliency | GT03_main | 2379 | 190967.42 | 190967.42 | 0 | 0 | 2155217.7946 | 0 | 1964250.2473
Circuit | distribution_circuit_resiliency | GP06_lateral | 2380 | 190724.34 | 190724.34 | 0 | 0 | 1835835.3459 | 0 | 1645110.8766
Circuit | distribution_circuit_resiliency | MY03_lateral | 2381 | 190720.98 | 190720.98 | 0 | 0 | 1064275.2081 | 0 | 873554.0789
Circuit | distribution_circuit_resiliency | ST16_main | 2382 | 190708.37 | 190708.37 | 0 | 0 | 1391776.0212 | 0 | 1201067.5319
Circuit | distribution_circuit_resiliency | EU06_main | 2383 | 190604.04 | 190604.04 | 0 | 0 | 798385.5029 | 0 | 607781.3322
Circuit | distribution_circuit_resiliency | ME02_main | 2384 | 190387.53 | 190387.53 | 0 | 0 | 581061.7264 | 0 | 390674.067
Circuit | distribution_circuit_resiliency | LU42_lateral | 2385 | 190239.82 | 190239.82 | 0 | 0 | 2073564.872 | 0 | 1883324.9151
Circuit | distribution_circuit_resiliency | SW08_lateral | 2386 | 190239.32 | 190239.32 | 0 | 0 | 1853238.3338 | 0 | 1662998.8845
Circuit | distribution_circuit_resiliency | CD10_lateral | 2387 | 189430.79 | 189430.79 | 0 | 0 | 2063580.5355 | 0 | 1874149.6336
Circuit | distribution_circuit_resiliency | STF44_main | 2388 | 189275.83 | 189275.83 | 0 | 0 | 641854.3485 | 0 | 452578.3809
Circuit | distribution_circuit_resiliency | ST08_main | 2389 | 188760.56 | 188760.56 | 0 | 0 | 1364349.0134 | 0 | 1175588.3319
Circuit | distribution_circuit_resiliency | HY01_lateral | 2390 | 188395.14 | 188395.14 | 0 | 0 | 3318606.2098 | 0 | 3130210.9208
Circuit | distribution_circuit_resiliency | QV01_lateral | 2391 | 188241.99 | 188241.99 | 0 | 0 | 666195.9656 | 0 | 477953.8277
Circuit | distribution_circuit_resiliency | SDY05_lateral | 2392 | 187834.94 | 187834.94 | 0 | 0 | 392184.2781 | 0 | 204349.1958
Circuit | distribution_circuit_resiliency | HB43_main | 2393 | 187817 | 187817 | 0 | 0 | 431215.3317 | 0 | 243398.2017
Circuit | distribution_circuit_resiliency | RS01_lateral | 2394 | 187431.59 | 187431.59 | 0 | 0 | 1252261.9446 | 0 | 1064830.2403
Circuit | distribution_circuit_resiliency | IM41_lateral | 2395 | 186409.91 | 186409.91 | 0 | 0 | 286918.6137 | 0 | 100508.5858
Circuit | distribution_circuit_resiliency | FD16_lateral | 2396 | 186033.56 | 186033.56 | 0 | 0 | 1912741.7518 | 0 | 1726708.0664
Circuit | distribution_circuit_resiliency | CK08_lateral | 2397 | 185953.29 | 185953.29 | 0 | 0 | 286275.297 | 0 | 100321.8838
Circuit | distribution_circuit_resiliency | EC12_main | 2398 | 185863.33 | 185863.33 | 0 | 0 | 578163.9008 | 0 | 392300.4589
Circuit | distribution_circuit_resiliency | DE04_lateral | 2399 | 185579.68 | 185579.68 | 0 | 0 | 2145459.7786 | 0 | 1959879.9453
Circuit | distribution_circuit_resiliency | IT42_lateral | 2400 | 185184.89 | 185184.89 | 0 | 0 | 530813.202 | 0 | 345628.1541
Circuit | distribution_circuit_resiliency | SF03_lateral | 2401 | 185102.96 | 185102.96 | 0 | 0 | 2527891.1194 | 0 | 2342788.0024
Circuit | distribution_circuit_resiliency | NM02_lateral | 2402 | 185019.5 | 185019.5 | 0 | 0 | 1061068.886 | 0 | 876049.2427
Circuit | distribution_circuit_resiliency | GZ48_main | 2403 | 184709.42 | 184709.42 | 0 | 0 | 658690.429 | 0 | 473980.8976
Circuit | distribution_circuit_resiliency | LY46_main | 2404 | 184675.66 | 184675.66 | 0 | 0 | 943265.0668 | 0 | 758589.2677
Circuit | distribution_circuit_resiliency | AI05_lateral | 2405 | 184404.81 | 184404.81 | 0 | 0 | 543217.3286 | 0 | 358812.4105
Circuit | distribution_circuit_resiliency | BR10_lateral | 2406 | 183809.61 | 183809.61 | 0 | 0 | 1096679.2594 | 0 | 912869.5013
Circuit | distribution_circuit_resiliency | AF02_main | 2407 | 183405.32 | 183405.32 | 0 | 0 | 701977.4962 | 0 | 518572.0479
Circuit | distribution_circuit_resiliency | DH02_lateral | 2408 | 182826.42 | 182826.42 | 0 | 0 | 723914.3675 | 0 | 541087.85
Circuit | distribution_circuit_resiliency | TAN44_main | 2409 | 182658.54 | 182658.54 | 0 | 0 | 1177730.6672 | 0 | 995071.9719
Circuit | distribution_circuit_resiliency | MB03_main | 2410 | 181836.42 | 181836.42 | 0 | 0 | 858651.896 | 0 | 676815.3385
Circuit | distribution_circuit_resiliency | LA03_lateral | 2411 | 181754.11 | 181754.11 | 0 | 0 | 863464.9995 | 0 | 681710.7424
Circuit | distribution_circuit_resiliency | HB03_main | 2412 | 181195.27 | 181195.27 | 0 | 0 | 1089669.9405 | 0 | 908474.5278
Circuit | distribution_circuit_resiliency | ST09_main | 2413 | 180987.58 | 180987.58 | 0 | 0 | 1556469.6072 | 0 | 1375481.8929
Circuit | distribution_circuit_resiliency | AF03_lateral | 2414 | 180923.48 | 180923.48 | 0 | 0 | 1522016.4775 | 0 | 1341092.8581
Circuit | distribution_circuit_resiliency | AN06_lateral | 2415 | 180792.43 | 180792.43 | 0 | 0 | 5409656.6856 | 0 | 5228864.1245
Circuit | distribution_circuit_resiliency | HL04_lateral | 2416 | 180728.63 | 180728.63 | 0 | 0 | 1700773.2026 | 0 | 1520044.46
Circuit | distribution_circuit_resiliency | MC07_main | 2417 | 180503.46 | 180503.46 | 0 | 0 | 494822.8089 | 0 | 314319.223
Circuit | distribution_circuit_resiliency | ST04_main | 2418 | 179987.72 | 179987.72 | 0 | 0 | 1393362.8098 | 0 | 1213374.974
Circuit | distribution_circuit_resiliency | CE05_lateral | 2419 | 179786.38 | 179786.38 | 0 | 0 | 310481.0421 | 0 | 130694.5444
Circuit | distribution_circuit_resiliency | FT06_lateral | 2420 | 179543.07 | 179543.07 | 0 | 0 | 352737.7302 | 0 | 173194.5325
Circuit | distribution_circuit_resiliency | SDY06_lateral | 2421 | 178996.85 | 178996.85 | 0 | 0 | 1257401.9111 | 0 | 1078404.9285
Circuit | distribution_circuit_resiliency | RO06_lateral | 2422 | 178879.78 | 178879.78 | 0 | 0 | 418829.8853 | 0 | 239949.9895
Circuit | distribution_circuit_resiliency | BL07_lateral | 2423 | 178573.4 | 178573.4 | 0 | 0 | 1326786.8943 | 0 | 1148213.3964
Circuit | distribution_circuit_resiliency | SA52_main | 2424 | 178501.7 | 178501.7 | 0 | 0 | 596465.7246 | 0 | 417963.9026
Circuit | distribution_circuit_resiliency | WF41_lateral | 2425 | 178288.09 | 178288.09 | 0 | 0 | 710431.9264 | 0 | 532143.7219
Circuit | distribution_circuit_resiliency | CYF41_main | 2426 | 177565.53 | 177565.53 | 0 | 0 | 636057.7994 | 0 | 458492.1349
Circuit | distribution_circuit_resiliency | UN03_lateral | 2427 | 177533.89 | 177533.89 | 0 | 0 | 1486419.7318 | 0 | 1308885.7023
Circuit | distribution_circuit_resiliency | QV07_lateral | 2428 | 177307.62 | 177307.62 | 0 | 0 | 440213.1451 | 0 | 262905.3969
Circuit | distribution_circuit_resiliency | STF06_lateral | 2429 | 176833.83 | 176833.83 | 0 | 0 | 1270644.8798 | 0 | 1093810.9108
Circuit | distribution_circuit_resiliency | LA01_main | 2430 | 176562.82 | 176562.82 | 0 | 0 | 778239.759 | 0 | 601676.7908
Circuit | distribution_circuit_resiliency | EC06_lateral | 2431 | 176555.08 | 176555.08 | 0 | 0 | 1904525.1499 | 0 | 1727969.9584
Circuit | distribution_circuit_resiliency | TO05_lateral | 2432 | 176496.64 | 176496.64 | 0 | 0 | 4221989.9703 | 0 | 4045493.1921
Circuit | distribution_circuit_resiliency | SR06_main | 2433 | 176452.75 | 176452.75 | 0 | 0 | 1699210.7869 | 0 | 1522757.9037
Circuit | distribution_circuit_resiliency | JP06_main | 2434 | 175859.95 | 175859.95 | 0 | 0 | 692456.6674 | 0 | 516596.5826
Circuit | distribution_circuit_resiliency | AT43_lateral | 2435 | 175628.48 | 175628.48 | 0 | 0 | 2346414.4759 | 0 | 2170785.876
Circuit | distribution_circuit_resiliency | BL06_lateral | 2436 | 175209.76 | 175209.76 | 0 | 0 | 932481.0916 | 0 | 757271.2155
Circuit | distribution_circuit_resiliency | GV07_lateral | 2437 | 175146.7 | 175146.7 | 0 | 0 | 1640012.7268 | 0 | 1464865.9034
Circuit | distribution_circuit_resiliency | CRB47_lateral | 2438 | 175126.69 | 175126.69 | 0 | 0 | 904860.3276 | 0 | 729733.4971
Circuit | distribution_circuit_resiliency | SR14_main | 2439 | 174883.39 | 174883.39 | 0 | 0 | 1092756.6012 | 0 | 917873.0588
Circuit | distribution_circuit_resiliency | CV10_main | 2440 | 174629.72 | 174629.72 | 0 | 0 | 1831409.9553 | 0 | 1656780.1125
Circuit | distribution_circuit_resiliency | HR01_main | 2441 | 174526.75 | 174526.75 | 0 | 0 | 2226906.9087 | 0 | 2052380.0236
Circuit | distribution_circuit_resiliency | MID03_main | 2442 | 174005.74 | 174005.74 | 0 | 0 | 3813306.8815 | 0 | 3639301.0271
Circuit | distribution_circuit_resiliency | MC04_lateral | 2443 | 173784.3 | 173784.3 | 0 | 0 | 1246266.7751 | 0 | 1072482.3604
Circuit | distribution_circuit_resiliency | ST08_lateral | 2444 | 173773.53 | 173773.53 | 0 | 0 | 926644.9153 | 0 | 752871.2439
Circuit | distribution_circuit_resiliency | PZ45_main | 2445 | 173250.39 | 173250.39 | 0 | 0 | 734660.9898 | 0 | 561410.4588
Circuit | distribution_circuit_resiliency | CB08_lateral | 2446 | 173194.41 | 173194.41 | 0 | 0 | 1993319.3866 | 0 | 1820124.8556
Circuit | distribution_circuit_resiliency | RO03_lateral | 2447 | 173079.84 | 173079.84 | 0 | 0 | 1021710.6903 | 0 | 848630.7485
Circuit | distribution_circuit_resiliency | ME07_main | 2448 | 173025.64 | 173025.64 | 0 | 0 | 684764.1603 | 0 | 511738.3835
Circuit | distribution_circuit_resiliency | BM07_main | 2449 | 172449.08 | 172449.08 | 0 | 0 | 781598.0674 | 0 | 609148.8676
Circuit | distribution_circuit_resiliency | HNY07_lateral | 2450 | 172393.34 | 172393.34 | 0 | 0 | 2043858.2883 | 0 | 1871464.8343
Circuit | distribution_circuit_resiliency | WEB05_lateral | 2451 | 171973.2 | 171973.2 | 0 | 0 | 1117449.3548 | 0 | 945476.0257
Circuit | distribution_circuit_resiliency | RO43_lateral | 2452 | 171050.84 | 171050.84 | 0 | 0 | 2751044.9367 | 0 | 2579993.9675
Circuit | distribution_circuit_resiliency | DN12_main | 2453 | 170782.21 | 170782.21 | 0 | 0 | 475081.0763 | 0 | 304298.731
Circuit | distribution_circuit_resiliency | SF01_lateral | 2454 | 170731.2 | 170731.2 | 0 | 0 | 1005708.6766 | 0 | 834977.3599
Circuit | distribution_circuit_resiliency | ST15_lateral | 2455 | 170603.19 | 170603.19 | 0 | 0 | 633433.3137 | 0 | 462830.0059
Circuit | distribution_circuit_resiliency | UL15_main | 2456 | 170291.82 | 170291.82 | 0 | 0 | 1046430.8505 | 0 | 876138.8992
Circuit | distribution_circuit_resiliency | IM42_lateral | 2457 | 169908.71 | 169908.71 | 0 | 0 | 415640.1463 | 0 | 245731.289
Circuit | distribution_circuit_resiliency | WT11_main | 2458 | 169841.19 | 169841.19 | 0 | 0 | 1287075.2745 | 0 | 1117233.9772
Circuit | distribution_circuit_resiliency | FW01_lateral | 2459 | 169829.76 | 169829.76 | 0 | 0 | 690267.8153 | 0 | 520437.8966
Circuit | distribution_circuit_resiliency | FD01_main | 2460 | 169517.46 | 169517.46 | 0 | 0 | 1466440.9592 | 0 | 1296923.3721
Circuit | distribution_circuit_resiliency | ADK45_main | 2461 | 168769.25 | 168769.25 | 0 | 0 | 699122.0033 | 0 | 530352.623
Circuit | distribution_circuit_resiliency | HX03_main | 2462 | 168535.67 | 168535.67 | 0 | 0 | 3284382.3501 | 0 | 3115846.5433
Circuit | distribution_circuit_resiliency | SB08_lateral | 2463 | 168382.19 | 168382.19 | 0 | 0 | 3385089.4894 | 0 | 3216707.1549
Circuit | distribution_circuit_resiliency | BY06_main | 2464 | 167692.32 | 167692.32 | 0 | 0 | 1634195.9376 | 0 | 1466503.498
Circuit | distribution_circuit_resiliency | GG04_lateral | 2465 | 167603.37 | 167603.37 | 0 | 0 | 1167416.2168 | 0 | 999812.7067
Circuit | distribution_circuit_resiliency | ST03_main | 2466 | 167401.8 | 167401.8 | 0 | 0 | 803309.0686 | 0 | 635907.1251
Circuit | distribution_circuit_resiliency | AN04_main | 2467 | 167091.44 | 167091.44 | 0 | 0 | 875165.6713 | 0 | 708074.1188
Circuit | distribution_circuit_resiliency | HG05_lateral | 2468 | 166692.21 | 166692.21 | 0 | 0 | 1189888.2114 | 0 | 1023195.8495
Circuit | distribution_circuit_resiliency | AN04_lateral | 2469 | 166511.61 | 166511.61 | 0 | 0 | 1717026.3914 | 0 | 1550514.6537
Circuit | distribution_circuit_resiliency | PE06_lateral | 2470 | 166024.64 | 166024.64 | 0 | 0 | 2884797.7173 | 0 | 2718772.9309
Circuit | distribution_circuit_resiliency | WZ44_main | 2471 | 165459.68 | 165459.68 | 0 | 0 | 942201.3847 | 0 | 776741.5528
Circuit | distribution_circuit_resiliency | NM06_main | 2472 | 165305.09 | 165305.09 | 0 | 0 | 1818248.2923 | 0 | 1652943.0805
Circuit | distribution_circuit_resiliency | BR09_lateral | 2473 | 165081.41 | 165081.41 | 0 | 0 | 1561061.7245 | 0 | 1395980.2131
Circuit | distribution_circuit_resiliency | MC06_lateral | 2474 | 164234.97 | 164234.97 | 0 | 0 | 1423775.753 | 0 | 1259540.6491
Circuit | distribution_circuit_resiliency | LIM44_lateral | 2475 | 164084.06 | 164084.06 | 0 | 0 | 1549525.0469 | 0 | 1385440.8576
Circuit | distribution_circuit_resiliency | WO15_main | 2476 | 164061.03 | 164061.03 | 0 | 0 | 840049.8686 | 0 | 675988.723
Circuit | distribution_circuit_resiliency | EL08_main | 2477 | 163821.73 | 163821.73 | 0 | 0 | 447532.2631 | 0 | 283710.4299
Circuit | distribution_circuit_resiliency | HT09_lateral | 2478 | 163500.39 | 163500.39 | 0 | 0 | 365254.664 | 0 | 201754.1529
Circuit | distribution_circuit_resiliency | WE06_main | 2479 | 162702.18 | 162702.18 | 0 | 0 | 1810601.9517 | 0 | 1647899.6432
Circuit | distribution_circuit_resiliency | IR01_main | 2480 | 162649.05 | 162649.05 | 0 | 0 | 673009.8902 | 0 | 510360.7082
Circuit | distribution_circuit_resiliency | NM01_lateral | 2481 | 162447.46 | 162447.46 | 0 | 0 | 2905951.5243 | 0 | 2743503.9279
Circuit | distribution_circuit_resiliency | MC07_lateral | 2482 | 161694.62 | 161694.62 | 0 | 0 | 428426.6949 | 0 | 266731.9413
Circuit | distribution_circuit_resiliency | CB03_lateral | 2483 | 161576.17 | 161576.17 | 0 | 0 | 1593719.1347 | 0 | 1432142.838
Circuit | distribution_circuit_resiliency | TO03_main | 2484 | 161310.87 | 161310.87 | 0 | 0 | 1056523.1394 | 0 | 895212.1276
Circuit | distribution_circuit_resiliency | SF14_lateral | 2485 | 160505.14 | 160505.14 | 0 | 0 | 1071707.4401 | 0 | 911202.1516
Circuit | distribution_circuit_resiliency | FD07_lateral | 2486 | 160357.22 | 160357.22 | 0 | 0 | 1143062.88 | 0 | 982705.5428
Circuit | distribution_circuit_resiliency | SH04_lateral | 2487 | 160244.48 | 160244.48 | 0 | 0 | 966779.6886 | 0 | 806535.077
Circuit | distribution_circuit_resiliency | FR48_main | 2488 | 160090.02 | 160090.02 | 0 | 0 | 606848.6956 | 0 | 446758.5327
Circuit | distribution_circuit_resiliency | BI02_lateral | 2489 | 160050.08 | 160050.08 | 0 | 0 | 1483636.4757 | 0 | 1323586.267
Circuit | distribution_circuit_resiliency | EU06_lateral | 2490 | 159981.37 | 159981.37 | 0 | 0 | 440545.7377 | 0 | 280564.2277
Circuit | distribution_circuit_resiliency | SF42_lateral | 2491 | 159729.23 | 159729.23 | 0 | 0 | 1835815.6231 | 0 | 1676086.2639
Circuit | distribution_circuit_resiliency | DR08_main | 2492 | 159484.72 | 159484.72 | 0 | 0 | 1770669.007 | 0 | 1611184.1369
Circuit | distribution_circuit_resiliency | HY11_main | 2493 | 158893.55 | 158893.55 | 0 | 0 | 1309382.9879 | 0 | 1150489.286
Circuit | distribution_circuit_resiliency | SA41_main | 2494 | 158655.66 | 158655.66 | 0 | 0 | 640931.7972 | 0 | 482276.0069
Circuit | distribution_circuit_resiliency | MV01_lateral | 2495 | 158482.86 | 158482.86 | 0 | 0 | 2463976.6801 | 0 | 2305493.6924
Circuit | distribution_circuit_resiliency | WEB09_main | 2496 | 158344.82 | 158344.82 | 0 | 0 | 532505.3098 | 0 | 374160.3623
Circuit | distribution_circuit_resiliency | TO04_lateral | 2497 | 158270.25 | 158270.25 | 0 | 0 | 620084.5959 | 0 | 461814.1938
Circuit | distribution_circuit_resiliency | HG06_lateral | 2498 | 157527.66 | 157527.66 | 0 | 0 | 3503725.7541 | 0 | 3346197.9613
Circuit | distribution_circuit_resiliency | STF06_main | 2499 | 157222.02 | 157222.02 | 0 | 0 | 888504.5471 | 0 | 731282.413
Circuit | distribution_circuit_resiliency | HP02_lateral | 2500 | 157092.41 | 157092.41 | 0 | 0 | 3824539.3895 | 0 | 3667446.8623
Circuit | distribution_circuit_resiliency | HT09_main | 2501 | 157049.73 | 157049.73 | 0 | 0 | 1649239.5258 | 0 | 1492189.6413
Circuit | distribution_circuit_resiliency | DN05_main | 2502 | 156837.92 | 156837.92 | 0 | 0 | 267057.6073 | 0 | 110219.567
Circuit | distribution_circuit_resiliency | CL01_lateral | 2503 | 156493.06 | 156493.06 | 0 | 0 | 616968.0175 | 0 | 460474.8165
Circuit | distribution_circuit_resiliency | RA44_lateral | 2504 | 155907.51 | 155907.51 | 0 | 0 | 652334.8766 | 0 | 496427.2372
Circuit | distribution_circuit_resiliency | AF09_lateral | 2505 | 155673.73 | 155673.73 | 0 | 0 | 1295247.329 | 0 | 1139573.4632
Circuit | distribution_circuit_resiliency | FT01_main | 2506 | 155550.09 | 155550.09 | 0 | 0 | 662479.5622 | 0 | 506929.3303
Circuit | distribution_circuit_resiliency | EC04_lateral | 2507 | 155389.52 | 155389.52 | 0 | 0 | 1187796.9067 | 0 | 1032407.2577
Circuit | distribution_circuit_resiliency | UL14_main | 2508 | 154159.2 | 154159.2 | 0 | 0 | 1211192.9837 | 0 | 1057033.6483
Circuit | distribution_circuit_resiliency | HOC11_main | 2509 | 154009.77 | 154009.77 | 0 | 0 | 2267234.6674 | 0 | 2113224.7513
Circuit | distribution_circuit_resiliency | HY07_lateral | 2510 | 153741.32 | 153741.32 | 0 | 0 | 457495.3229 | 0 | 303753.8932
Circuit | distribution_circuit_resiliency | WW07_lateral | 2511 | 153728.02 | 153728.02 | 0 | 0 | 1975302.4296 | 0 | 1821574.2698
Circuit | distribution_circuit_resiliency | THW49_lateral | 2512 | 153712.98 | 153712.98 | 0 | 0 | 894840.9843 | 0 | 741127.8581
Circuit | distribution_circuit_resiliency | AM01_main | 2513 | 153688.86 | 153688.86 | 0 | 0 | 473171.0917 | 0 | 319482.106
Circuit | distribution_circuit_resiliency | WL42_lateral | 2514 | 152873.66 | 152873.66 | 0 | 0 | 1708466.9477 | 0 | 1555593.1688
Circuit | distribution_circuit_resiliency | AD04_lateral | 2515 | 152275.71 | 152275.71 | 0 | 0 | 3129178.2234 | 0 | 2976902.374
Circuit | distribution_circuit_resiliency | HT08_lateral | 2516 | 152037 | 152037 | 0 | 0 | 253839.6284 | 0 | 101802.4882
Circuit | distribution_circuit_resiliency | ST04_lateral | 2517 | 151749.95 | 151749.95 | 0 | 0 | 2470822.1379 | 0 | 2319072.043
Circuit | distribution_circuit_resiliency | CV07_lateral | 2518 | 151493.02 | 151493.02 | 0 | 0 | 1324783.6444 | 0 | 1173290.4934
Circuit | distribution_circuit_resiliency | HT03_main | 2519 | 151406.69 | 151406.69 | 0 | 0 | 822732.6501 | 0 | 671325.8164
Circuit | distribution_circuit_resiliency | GL08_lateral | 2520 | 150972.41 | 150972.41 | 0 | 0 | 3065491.5779 | 0 | 2914519.0681
Circuit | distribution_circuit_resiliency | GZ48_lateral | 2521 | 150130.4 | 150130.4 | 0 | 0 | 437467.5737 | 0 | 287337.0408
Circuit | distribution_circuit_resiliency | SW05_lateral | 2522 | 149967.08 | 149967.08 | 0 | 0 | 1067919.1939 | 0 | 917951.9952
Circuit | distribution_circuit_resiliency | QV06_main | 2523 | 149730.86 | 149730.86 | 0 | 0 | 516811.6797 | 0 | 367080.6838
Circuit | distribution_circuit_resiliency | JP06_lateral | 2524 | 149136.96 | 149136.96 | 0 | 0 | 791675.9916 | 0 | 642538.909
Circuit | distribution_circuit_resiliency | SA50_lateral | 2525 | 149023.64 | 149023.64 | 0 | 0 | 485499.0455 | 0 | 336475.2779
Circuit | distribution_circuit_resiliency | WE08_lateral | 2526 | 148830.93 | 148830.93 | 0 | 0 | 3661996.772 | 0 | 3513165.7149
Circuit | distribution_circuit_resiliency | CG04_lateral | 2527 | 148290.59 | 148290.59 | 0 | 0 | 2766690.4135 | 0 | 2618399.702
Circuit | distribution_circuit_resiliency | SCW02_main | 2528 | 148058.42 | 148058.42 | 0 | 0 | 667970.7576 | 0 | 519912.2096
Circuit | distribution_circuit_resiliency | ES01_main | 2529 | 147971.71 | 147971.71 | 0 | 0 | 583047.266 | 0 | 435075.4254
Circuit | distribution_circuit_resiliency | KB11_lateral | 2530 | 147871.65 | 147871.65 | 0 | 0 | 422069.9055 | 0 | 274198.1383
Circuit | distribution_circuit_resiliency | WOR43_main | 2531 | 147595.18 | 147595.18 | 0 | 0 | 624637.3089 | 0 | 477041.9934
Circuit | distribution_circuit_resiliency | ST01_lateral | 2532 | 147306.95 | 147306.95 | 0 | 0 | 1581485.9972 | 0 | 1434178.9327
Circuit | distribution_circuit_resiliency | GP04_lateral | 2533 | 147004.04 | 147004.04 | 0 | 0 | 2307566.7841 | 0 | 2160562.594
Circuit | distribution_circuit_resiliency | GN09_lateral | 2534 | 146877.03 | 146877.03 | 0 | 0 | 922830.963 | 0 | 775953.8117
Circuit | distribution_circuit_resiliency | ME05_lateral | 2535 | 146296.91 | 146296.91 | 0 | 0 | 789904.4338 | 0 | 643607.3962
Circuit | distribution_circuit_resiliency | KB06_main | 2536 | 146251.52 | 146251.52 | 0 | 0 | 813909.4294 | 0 | 667657.7998
Circuit | distribution_circuit_resiliency | BA02_main | 2537 | 146132.13 | 146132.13 | 0 | 0 | 801656.7331 | 0 | 655524.48
Circuit | distribution_circuit_resiliency | IND06_main | 2538 | 146128.51 | 146128.51 | 0 | 0 | 169818.482 | 0 | 23689.8466
Circuit | distribution_circuit_resiliency | BI04_main | 2539 | 145936.87 | 145936.87 | 0 | 0 | 521021.1131 | 0 | 375084.1306
Circuit | distribution_circuit_resiliency | NB42_lateral | 2540 | 145933.19 | 145933.19 | 0 | 0 | 331472.5205 | 0 | 185539.2177
Circuit | distribution_circuit_resiliency | WT11_lateral | 2541 | 145515.09 | 145515.09 | 0 | 0 | 812117.9483 | 0 | 666602.7171
Circuit | distribution_circuit_resiliency | GG07_lateral | 2542 | 145401.79 | 145401.79 | 0 | 0 | 1450359.6342 | 0 | 1304957.7116
Circuit | distribution_circuit_resiliency | UN04_main | 2543 | 145396.16 | 145396.16 | 0 | 0 | 863555.1079 | 0 | 718158.8124
Circuit | distribution_circuit_resiliency | BR05_main | 2544 | 145366.35 | 145366.35 | 0 | 0 | 782580.9038 | 0 | 637214.4345
Circuit | distribution_circuit_resiliency | CD07_main | 2545 | 144872.78 | 144872.78 | 0 | 0 | 1079729.3041 | 0 | 934856.3845
Circuit | distribution_circuit_resiliency | NSH02_lateral | 2546 | 144718 | 144718 | 0 | 0 | 768382.408 | 0 | 623664.2792
Circuit | distribution_circuit_resiliency | BY07_main | 2547 | 144375.51 | 144375.51 | 0 | 0 | 1361309.7281 | 0 | 1216934.0898
Circuit | distribution_circuit_resiliency | PO02_lateral | 2548 | 143172.65 | 143172.65 | 0 | 0 | 719511.426 | 0 | 576338.6385
Circuit | distribution_circuit_resiliency | GE43_main | 2549 | 143100 | 143100 | 0 | 0 | 987960.3948 | 0 | 844860.2588
Circuit | distribution_circuit_resiliency | WW05_lateral | 2550 | 143089.17 | 143089.17 | 0 | 0 | 996873.5036 | 0 | 853784.1908
Circuit | distribution_circuit_resiliency | UN11_lateral | 2551 | 142962.35 | 142962.35 | 0 | 0 | 1314237.4319 | 0 | 1171274.9357
Circuit | distribution_circuit_resiliency | UN11_main | 2552 | 142462.23 | 142462.23 | 0 | 0 | 854779.7794 | 0 | 712317.3872
Circuit | distribution_circuit_resiliency | CE11_main | 2553 | 142353.5 | 142353.5 | 0 | 0 | 561960.8513 | 0 | 419607.2353
Circuit | distribution_circuit_resiliency | KL43_main | 2554 | 142141.98 | 142141.98 | 0 | 0 | 544207.6953 | 0 | 402065.5847
Circuit | distribution_circuit_resiliency | CB01_lateral | 2555 | 141937.91 | 141937.91 | 0 | 0 | 2011696.2515 | 0 | 1869758.1973
Circuit | distribution_circuit_resiliency | BL09_lateral | 2556 | 141672.9 | 141672.9 | 0 | 0 | 231143.6981 | 0 | 89470.6685
Circuit | distribution_circuit_resiliency | PA08_main | 2557 | 141552.96 | 141552.96 | 0 | 0 | 836147.9361 | 0 | 694594.8631
Circuit | distribution_circuit_resiliency | SA50_main | 2558 | 141165.41 | 141165.41 | 0 | 0 | 563544.2321 | 0 | 422378.691
Circuit | distribution_circuit_resiliency | WZ43_main | 2559 | 141149.07 | 141149.07 | 0 | 0 | 724255.1193 | 0 | 583105.9092
Circuit | distribution_circuit_resiliency | NB42_main | 2560 | 141060.33 | 141060.33 | 0 | 0 | 970354.2352 | 0 | 829293.7597
Circuit | distribution_circuit_resiliency | BZ07_lateral | 2561 | 140724.06 | 140724.06 | 0 | 0 | 542752.99 | 0 | 402028.8083
Circuit | distribution_circuit_resiliency | DR04_main | 2562 | 140570.87 | 140570.87 | 0 | 0 | 2143790.1497 | 0 | 2003219.1534
Circuit | distribution_circuit_resiliency | AM07_main | 2563 | 140346.81 | 140346.81 | 0 | 0 | 463193.0507 | 0 | 322846.1116
Circuit | distribution_circuit_resiliency | KI46_lateral | 2564 | 140269.72 | 140269.72 | 0 | 0 | 1408371.3554 | 0 | 1268101.4879
Circuit | distribution_circuit_resiliency | ES08_main | 2565 | 139997.71 | 139997.71 | 0 | 0 | 663361.9711 | 0 | 523364.1588
Circuit | distribution_circuit_resiliency | MY02_lateral | 2566 | 139842.92 | 139842.92 | 0 | 0 | 2543457.7996 | 0 | 2403614.7572
Circuit | distribution_circuit_resiliency | SIE47_lateral | 2567 | 139325.55 | 139325.55 | 0 | 0 | 681493.7143 | 0 | 542168.0277
Circuit | distribution_circuit_resiliency | DH07_main | 2568 | 139231.29 | 139231.29 | 0 | 0 | 539040.0701 | 0 | 399808.6604
Circuit | distribution_circuit_resiliency | BW10_main | 2569 | 138881 | 138881 | 0 | 0 | 382187.3568 | 0 | 243306.2157
Circuit | distribution_circuit_resiliency | KB07_lateral | 2570 | 138711.89 | 138711.89 | 0 | 0 | 689548.3953 | 0 | 550836.3973
Circuit | distribution_circuit_resiliency | HP03_lateral | 2571 | 138598.05 | 138598.05 | 0 | 0 | 3045716.2774 | 0 | 2907118.0959
Circuit | distribution_circuit_resiliency | HT07_main | 2572 | 138466.61 | 138466.61 | 0 | 0 | 588692.5401 | 0 | 450225.793
Circuit | distribution_circuit_resiliency | STF44_lateral | 2573 | 137772.79 | 137772.79 | 0 | 0 | 315096.5499 | 0 | 177323.6247
Circuit | distribution_circuit_resiliency | DH01_lateral | 2574 | 137641.67 | 137641.67 | 0 | 0 | 2897162.6155 | 0 | 2759520.8091
Circuit | distribution_circuit_resiliency | EC09_lateral | 2575 | 137169.66 | 137169.66 | 0 | 0 | 865850.6536 | 0 | 728680.8412
Circuit | distribution_circuit_resiliency | CE10_lateral | 2576 | 137098.68 | 137098.68 | 0 | 0 | 722197.0791 | 0 | 585098.2716
Circuit | distribution_circuit_resiliency | BI07_main | 2577 | 136951.99 | 136951.99 | 0 | 0 | 1682737.8988 | 0 | 1545785.7519
Circuit | distribution_circuit_resiliency | NB44_main | 2578 | 136828.4 | 136828.4 | 0 | 0 | 1339831.4129 | 0 | 1203002.8571
Circuit | distribution_circuit_resiliency | BR09_main | 2579 | 135946.96 | 135946.96 | 0 | 0 | 1568378.0966 | 0 | 1432431.0028
Circuit | distribution_circuit_resiliency | WO09_main | 2580 | 135946.5 | 135946.5 | 0 | 0 | 586938.553 | 0 | 450991.916
Circuit | distribution_circuit_resiliency | FZ43_main | 2581 | 135371.47 | 135371.47 | 0 | 0 | 667168.8389 | 0 | 531797.2527
Circuit | distribution_circuit_resiliency | HE06_lateral | 2582 | 135366.58 | 135366.58 | 0 | 0 | 1151380.4513 | 0 | 1016013.7193
Circuit | distribution_circuit_resiliency | EU03_lateral | 2583 | 135287.92 | 135287.92 | 0 | 0 | 6165999.2322 | 0 | 6030711.1909
Circuit | distribution_circuit_resiliency | CB04_main | 2584 | 134679.17 | 134679.17 | 0 | 0 | 533740.329 | 0 | 399061.0576
Circuit | distribution_circuit_resiliency | THW43_lateral | 2585 | 134517.37 | 134517.37 | 0 | 0 | 792146.385 | 0 | 657628.899
Circuit | distribution_circuit_resiliency | BY08_main | 2586 | 134195.12 | 134195.12 | 0 | 0 | 3957243.4559 | 0 | 3823048.215
Circuit | distribution_circuit_resiliency | TO03_lateral | 2587 | 134074.03 | 134074.03 | 0 | 0 | 665041.3204 | 0 | 530967.1531
Circuit | distribution_circuit_resiliency | ADK43_main | 2588 | 133676.4 | 133676.4 | 0 | 0 | 916279.3287 | 0 | 782602.7931
Circuit | distribution_circuit_resiliency | ST11_lateral | 2589 | 133577.77 | 133577.77 | 0 | 0 | 908701.6363 | 0 | 775123.7391
Circuit | distribution_circuit_resiliency | IR01_lateral | 2590 | 133148.02 | 133148.02 | 0 | 0 | 763602.0057 | 0 | 630453.8549
Circuit | distribution_circuit_resiliency | SA49_lateral | 2591 | 132638.86 | 132638.86 | 0 | 0 | 505871.4684 | 0 | 373232.4765
Circuit | distribution_circuit_resiliency | CV10_lateral | 2592 | 132586.64 | 132586.64 | 0 | 0 | 5754892.3383 | 0 | 5622305.5531
Circuit | distribution_circuit_resiliency | CB06_main | 2593 | 132428.36 | 132428.36 | 0 | 0 | 1158282.0773 | 0 | 1025853.5586
Circuit | distribution_circuit_resiliency | IR03_lateral | 2594 | 131971.68 | 131971.68 | 0 | 0 | 1731792.7882 | 0 | 1599820.9984
Circuit | distribution_circuit_resiliency | ST06_main | 2595 | 131857.1 | 131857.1 | 0 | 0 | 1289730.822 | 0 | 1157873.585
Circuit | distribution_circuit_resiliency | DL44_lateral | 2596 | 131853.05 | 131853.05 | 0 | 0 | 1942736.7626 | 0 | 1810883.5878
Circuit | distribution_circuit_resiliency | SF02_main | 2597 | 131708.49 | 131708.49 | 0 | 0 | 638152.6329 | 0 | 506444.0292
Circuit | distribution_circuit_resiliency | WZ43_lateral | 2598 | 131684.96 | 131684.96 | 0 | 0 | 364235.3431 | 0 | 232550.2557
Circuit | distribution_circuit_resiliency | BL03_lateral | 2599 | 131591.13 | 131591.13 | 0 | 0 | 530221.7891 | 0 | 398630.5285
Circuit | distribution_circuit_resiliency | JP03_main | 2600 | 131560.47 | 131560.47 | 0 | 0 | 264180.2867 | 0 | 132619.7178
Circuit | distribution_circuit_resiliency | SF15_main | 2601 | 131215.96 | 131215.96 | 0 | 0 | 719657.3434 | 0 | 588441.2533
Circuit | distribution_circuit_resiliency | WE01_main | 2602 | 130909.37 | 130909.37 | 0 | 0 | 817524.3071 | 0 | 686614.8269
Circuit | distribution_circuit_resiliency | KB15_lateral | 2603 | 130795.64 | 130795.64 | 0 | 0 | 190775.9799 | 0 | 59980.23
Circuit | distribution_circuit_resiliency | GAR07_main | 2604 | 130741.7 | 130741.7 | 0 | 0 | 532831.8659 | 0 | 402090.04
Circuit | distribution_circuit_resiliency | BR05_lateral | 2605 | 130654.21 | 130654.21 | 0 | 0 | 714917.5601 | 0 | 584263.2268
Circuit | distribution_circuit_resiliency | DV06_lateral | 2606 | 130439.29 | 130439.29 | 0 | 0 | 1850768.3329 | 0 | 1720328.9139
Circuit | distribution_circuit_resiliency | MP41_main | 2607 | 130158.12 | 130158.12 | 0 | 0 | 136608.1362 | 0 | 6449.8612
Circuit | distribution_circuit_resiliency | SA44_main | 2608 | 129913.53 | 129913.53 | 0 | 0 | 579116.9848 | 0 | 449203.3185
Circuit | distribution_circuit_resiliency | DH02_main | 2609 | 129317.78 | 129317.78 | 0 | 0 | 733928.9639 | 0 | 604611.0801
Circuit | distribution_circuit_resiliency | TAN49_main | 2610 | 129232.44 | 129232.44 | 0 | 0 | 437462.0551 | 0 | 308229.4883
Circuit | distribution_circuit_resiliency | ES04_lateral | 2611 | 129158.77 | 129158.77 | 0 | 0 | 1861105.1148 | 0 | 1731946.2261
Circuit | distribution_circuit_resiliency | FR48_lateral | 2612 | 128818.14 | 128818.14 | 0 | 0 | 467320.9302 | 0 | 338502.6671
Circuit | distribution_circuit_resiliency | HV02_main | 2613 | 128695.75 | 128695.75 | 0 | 0 | 916442.651 | 0 | 787746.7593
Circuit | distribution_circuit_resiliency | JN08_lateral | 2614 | 128326.12 | 128326.12 | 0 | 0 | 828157.7775 | 0 | 699831.5196
Circuit | distribution_circuit_resiliency | OA02_lateral | 2615 | 128226.77 | 128226.77 | 0 | 0 | 2705374.9849 | 0 | 2577148.0803
Circuit | distribution_circuit_resiliency | TAN49_lateral | 2616 | 128158.21 | 128158.21 | 0 | 0 | 288058.919 | 0 | 159900.5854
Circuit | distribution_circuit_resiliency | DL46_lateral | 2617 | 127901.29 | 127901.29 | 0 | 0 | 1180800.3506 | 0 | 1052898.9505
Circuit | distribution_circuit_resiliency | TRN01_main | 2618 | 127739.83 | 127739.83 | 0 | 0 | 1424179.7143 | 0 | 1296439.7531
Circuit | distribution_circuit_resiliency | HR01_lateral | 2619 | 127508.15 | 127508.15 | 0 | 0 | 2764884.8593 | 0 | 2637376.5908
Circuit | distribution_circuit_resiliency | EC15_main | 2620 | 127385.39 | 127385.39 | 0 | 0 | 1512932.5324 | 0 | 1385547.0118
Circuit | distribution_circuit_resiliency | CR06_main | 2621 | 127251.39 | 127251.39 | 0 | 0 | 2608807.1101 | 0 | 2481555.5755
Circuit | distribution_circuit_resiliency | WZ42_lateral | 2622 | 127127.37 | 127127.37 | 0 | 0 | 335117.0581 | 0 | 207989.5735
Circuit | distribution_circuit_resiliency | FD08_lateral | 2623 | 126801.86 | 126801.86 | 0 | 0 | 794808.4678 | 0 | 668006.4748
Circuit | distribution_circuit_resiliency | AM01_lateral | 2624 | 126546.42 | 126546.42 | 0 | 0 | 244735.8645 | 0 | 118189.316
Circuit | distribution_circuit_resiliency | WO04_lateral | 2625 | 125291.24 | 125291.24 | 0 | 0 | 1514729.3801 | 0 | 1389438.0282
Circuit | distribution_circuit_resiliency | DR05_lateral | 2626 | 125261.28 | 125261.28 | 0 | 0 | 325967.2142 | 0 | 200705.8013
Circuit | distribution_circuit_resiliency | FR49_lateral | 2627 | 125242.45 | 125242.45 | 0 | 0 | 628495.7879 | 0 | 503253.1992
Circuit | distribution_circuit_resiliency | WT08_main | 2628 | 125128.69 | 125128.69 | 0 | 0 | 1114535.3229 | 0 | 989406.5055
Circuit | distribution_circuit_resiliency | TV01_lateral | 2629 | 125123.75 | 125123.75 | 0 | 0 | 893192.6849 | 0 | 768068.8121
Circuit | distribution_circuit_resiliency | ST05_main | 2630 | 125084.78 | 125084.78 | 0 | 0 | 2248567.4915 | 0 | 2123482.5961
Circuit | distribution_circuit_resiliency | BI05_main | 2631 | 124955.7 | 124955.7 | 0 | 0 | 1004868.1669 | 0 | 879912.3556
Circuit | distribution_circuit_resiliency | TO02_main | 2632 | 124948.26 | 124948.26 | 0 | 0 | 1311251.1911 | 0 | 1186302.782
Circuit | distribution_circuit_resiliency | GS27_main | 2633 | 124752.32 | 124752.32 | 0 | 0 | 124752.4623 | 0 | 0
Circuit | distribution_circuit_resiliency | WEB04_main | 2634 | 124714.27 | 124714.27 | 0 | 0 | 675130.0199 | 0 | 550415.6376
Circuit | distribution_circuit_resiliency | GG07_main | 2635 | 124223.81 | 124223.81 | 0 | 0 | 1125276.4261 | 0 | 1001052.5039
Circuit | distribution_circuit_resiliency | SR05_main | 2636 | 123544.24 | 123544.24 | 0 | 0 | 681458.9315 | 0 | 557914.5611
Circuit | distribution_circuit_resiliency | WO13_lateral | 2637 | 123511.68 | 123511.68 | 0 | 0 | 454988.2966 | 0 | 331476.4887
Circuit | distribution_circuit_resiliency | ADK43_lateral | 2638 | 123374.39 | 123374.39 | 0 | 0 | 310812.4777 | 0 | 187437.9477
Circuit | distribution_circuit_resiliency | WD46_lateral | 2639 | 122955.43 | 122955.43 | 0 | 0 | 1670133.03 | 0 | 1547177.4596
Circuit | distribution_circuit_resiliency | IM47_lateral | 2640 | 122881.76 | 122881.76 | 0 | 0 | 945246.6804 | 0 | 822364.801
Circuit | distribution_circuit_resiliency | CB08_main | 2641 | 122582.42 | 122582.42 | 0 | 0 | 1116348.2732 | 0 | 993765.7229
Circuit | distribution_circuit_resiliency | BI06_main | 2642 | 121417.47 | 121417.47 | 0 | 0 | 516484.6701 | 0 | 395067.0966
Circuit | distribution_circuit_resiliency | MB10_main | 2643 | 121386.03 | 121386.03 | 0 | 0 | 184017.7899 | 0 | 62631.6233
Circuit | distribution_circuit_resiliency | NS03_lateral | 2644 | 121170.4 | 121170.4 | 0 | 0 | 1314226.5836 | 0 | 1193056.088
Circuit | distribution_circuit_resiliency | ST02_lateral | 2645 | 120952.41 | 120952.41 | 0 | 0 | 763592.5858 | 0 | 642640.0595
Circuit | distribution_circuit_resiliency | KM05_lateral | 2646 | 120856.54 | 120856.54 | 0 | 0 | 1737092.669 | 0 | 1616236.0103
Circuit | distribution_circuit_resiliency | BG02_lateral | 2647 | 120820.37 | 120820.37 | 0 | 0 | 1772899.5394 | 0 | 1652079.0457
Circuit | distribution_circuit_resiliency | ST10_lateral | 2648 | 120112.23 | 120112.23 | 0 | 0 | 1857086.6593 | 0 | 1736974.3091
Circuit | distribution_circuit_resiliency | FD06_lateral | 2649 | 119891.52 | 119891.52 | 0 | 0 | 4375258.365 | 0 | 4255366.7295
Circuit | distribution_circuit_resiliency | DR05_main | 2650 | 119801.92 | 119801.92 | 0 | 0 | 640906.327 | 0 | 521104.2815
Circuit | distribution_circuit_resiliency | WW04_lateral | 2651 | 119706.32 | 119706.32 | 0 | 0 | 614665.4506 | 0 | 494959.0068
Circuit | distribution_circuit_resiliency | KB05_lateral | 2652 | 119472.35 | 119472.35 | 0 | 0 | 1399562.2993 | 0 | 1280089.8334
Circuit | distribution_circuit_resiliency | GAR04_lateral | 2653 | 119442.49 | 119442.49 | 0 | 0 | 1207553.2535 | 0 | 1088110.6165
Circuit | distribution_circuit_resiliency | ST01_main | 2654 | 119352.01 | 119352.01 | 0 | 0 | 1856149.6627 | 0 | 1736797.5293
Circuit | distribution_circuit_resiliency | SE01_lateral | 2655 | 119265.27 | 119265.27 | 0 | 0 | 2037057.8223 | 0 | 1917792.429
Circuit | distribution_circuit_resiliency | SF48_main | 2656 | 119004.64 | 119004.64 | 0 | 0 | 576735.8156 | 0 | 457731.0523
Circuit | distribution_circuit_resiliency | BA03_lateral | 2657 | 118874.06 | 118874.06 | 0 | 0 | 963984.5369 | 0 | 845110.3659
Circuit | distribution_circuit_resiliency | CK03_lateral | 2658 | 118730.68 | 118730.68 | 0 | 0 | 314292.6951 | 0 | 195561.9088
Circuit | distribution_circuit_resiliency | JP03_lateral | 2659 | 118377.41 | 118377.41 | 0 | 0 | 136043.0344 | 0 | 17665.4742
Circuit | distribution_circuit_resiliency | SF46_main | 2660 | 118279.16 | 118279.16 | 0 | 0 | 626517.9529 | 0 | 508238.6594
Circuit | distribution_circuit_resiliency | BI42_lateral | 2661 | 117600.58 | 117600.58 | 0 | 0 | 773839.7042 | 0 | 656238.9965
Circuit | distribution_circuit_resiliency | ST06_lateral | 2662 | 117241.03 | 117241.03 | 0 | 0 | 2009895.6877 | 0 | 1892654.547
Circuit | distribution_circuit_resiliency | FRY47_lateral | 2663 | 116898.27 | 116898.27 | 0 | 0 | 1209911.8704 | 0 | 1093013.4784
Circuit | distribution_circuit_resiliency | HG03_main | 2664 | 116848.59 | 116848.59 | 0 | 0 | 401106.0512 | 0 | 284257.3644
Circuit | distribution_circuit_resiliency | QV08_lateral | 2665 | 116742.05 | 116742.05 | 0 | 0 | 328607.9505 | 0 | 211865.7696
Circuit | distribution_circuit_resiliency | LP08_lateral | 2666 | 116420.32 | 116420.32 | 0 | 0 | 962486.3544 | 0 | 846065.9124
Circuit | distribution_circuit_resiliency | GE41_lateral | 2667 | 116240.01 | 116240.01 | 0 | 0 | 573941.1519 | 0 | 457700.9952
Circuit | distribution_circuit_resiliency | BR02_main | 2668 | 116087.72 | 116087.72 | 0 | 0 | 924612.4418 | 0 | 808524.5949
Circuit | distribution_circuit_resiliency | SF05_main | 2669 | 115986.33 | 115986.33 | 0 | 0 | 381176.472 | 0 | 265190.0115
Circuit | distribution_circuit_resiliency | SW41_main | 2670 | 115963.21 | 115963.21 | 0 | 0 | 356790.8936 | 0 | 240827.5676
Circuit | distribution_circuit_resiliency | WO02_lateral | 2671 | 115522.55 | 115522.55 | 0 | 0 | 3947436.8569 | 0 | 3831914.1815
Circuit | distribution_circuit_resiliency | CL09_main | 2672 | 115271.16 | 115271.16 | 0 | 0 | 740986.474 | 0 | 625715.218
Circuit | distribution_circuit_resiliency | AF02_lateral | 2673 | 115257.01 | 115257.01 | 0 | 0 | 447004.1643 | 0 | 331747.0463
Circuit | distribution_circuit_resiliency | CL09_lateral | 2674 | 115022.67 | 115022.67 | 0 | 0 | 811570.9252 | 0 | 696548.1466
Circuit | distribution_circuit_resiliency | HM03_lateral | 2675 | 114911.96 | 114911.96 | 0 | 0 | 1735652.532 | 0 | 1620740.4189
Circuit | distribution_circuit_resiliency | BL02_main | 2676 | 114840.44 | 114840.44 | 0 | 0 | 2937456.6572 | 0 | 2822616.0756
Circuit | distribution_circuit_resiliency | SR08_lateral | 2677 | 114730.55 | 114730.55 | 0 | 0 | 2174191.5067 | 0 | 2059460.8621
Circuit | distribution_circuit_resiliency | GN06_lateral | 2678 | 114439.28 | 114439.28 | 0 | 0 | 623465.6449 | 0 | 509026.2231
Circuit | distribution_circuit_resiliency | WW01_main | 2679 | 114108.86 | 114108.86 | 0 | 0 | 690451.628 | 0 | 576342.6116
Circuit | distribution_circuit_resiliency | HP01_main | 2680 | 114062.27 | 114062.27 | 0 | 0 | 1636714.3771 | 0 | 1522651.9633
Circuit | distribution_circuit_resiliency | BL04_lateral | 2681 | 113748.92 | 113748.92 | 0 | 0 | 6343654.8324 | 0 | 6229905.7765
Circuit | distribution_circuit_resiliency | WA43_lateral | 2682 | 113644.91 | 113644.91 | 0 | 0 | 1699913.5497 | 0 | 1586268.5083
Circuit | distribution_circuit_resiliency | UL46_lateral | 2683 | 113555.18 | 113555.18 | 0 | 0 | 2502112.6977 | 0 | 2388557.3957
Circuit | distribution_circuit_resiliency | HE03_lateral | 2684 | 113377.34 | 113377.34 | 0 | 0 | 1006632.6065 | 0 | 893255.1272
Circuit | distribution_circuit_resiliency | ST16_lateral | 2685 | 113135.21 | 113135.21 | 0 | 0 | 964077.5067 | 0 | 850942.1509
Circuit | distribution_circuit_resiliency | CK06_lateral | 2686 | 112393.81 | 112393.81 | 0 | 0 | 561505.88 | 0 | 449111.925
Circuit | distribution_circuit_resiliency | JOR42_main | 2687 | 112304.96 | 112304.96 | 0 | 0 | 309843.4508 | 0 | 197538.3443
Circuit | distribution_circuit_resiliency | BW12_main | 2688 | 111978.91 | 111978.91 | 0 | 0 | 490908.4541 | 0 | 378929.4263
Circuit | distribution_circuit_resiliency | GP09_lateral | 2689 | 111912.18 | 111912.18 | 0 | 0 | 1450460.3889 | 0 | 1338548.0956
Circuit | distribution_circuit_resiliency | TO04_main | 2690 | 111613.87 | 111613.87 | 0 | 0 | 740535.8408 | 0 | 628921.8619
Circuit | distribution_circuit_resiliency | DR06_lateral | 2691 | 111520.64 | 111520.64 | 0 | 0 | 1438201.7643 | 0 | 1326680.972
Circuit | distribution_circuit_resiliency | FAN45_main | 2692 | 111477.24 | 111477.24 | 0 | 0 | 992538.0012 | 0 | 881060.6387
Circuit | distribution_circuit_resiliency | SP11_lateral | 2693 | 111139.85 | 111139.85 | 0 | 0 | 2569621.3703 | 0 | 2458481.3896
Circuit | distribution_circuit_resiliency | JN08_main | 2694 | 110581.64 | 110581.64 | 0 | 0 | 1108527.4851 | 0 | 997945.7036
Circuit | distribution_circuit_resiliency | HY10_lateral | 2695 | 110351.64 | 110351.64 | 0 | 0 | 661737.9845 | 0 | 551386.2277
Circuit | distribution_circuit_resiliency | UN09_lateral | 2696 | 110306.33 | 110306.33 | 0 | 0 | 1368237.1607 | 0 | 1257930.7104
Circuit | distribution_circuit_resiliency | MC05_main | 2697 | 110052.3 | 110052.3 | 0 | 0 | 364172.5068 | 0 | 254120.0702
Circuit | distribution_circuit_resiliency | SA44_lateral | 2698 | 110004.23 | 110004.23 | 0 | 0 | 473223.086 | 0 | 363218.7368
Circuit | distribution_circuit_resiliency | DN10_main | 2699 | 109996.88 | 109996.88 | 0 | 0 | 1654580.2195 | 0 | 1544583.2125
Circuit | distribution_circuit_resiliency | ES07_main | 2700 | 109866.58 | 109866.58 | 0 | 0 | 679745.4109 | 0 | 569878.7224
Circuit | distribution_circuit_resiliency | EU10_main | 2701 | 109720.19 | 109720.19 | 0 | 0 | 524328.8903 | 0 | 414608.5851
Circuit | distribution_circuit_resiliency | WT03_main | 2702 | 109576.04 | 109576.04 | 0 | 0 | 888409.2865 | 0 | 778833.112
Circuit | distribution_circuit_resiliency | AF11_main | 2703 | 109375.36 | 109375.36 | 0 | 0 | 406909.3334 | 0 | 297533.846
Circuit | distribution_circuit_resiliency | FT09_lateral | 2704 | 109261.92 | 109261.92 | 0 | 0 | 2963107.3394 | 0 | 2853845.2884
Circuit | distribution_circuit_resiliency | FW05_lateral | 2705 | 109059.36 | 109059.36 | 0 | 0 | 456694.625 | 0 | 347635.156
Circuit | distribution_circuit_resiliency | HY11_lateral | 2706 | 108978.68 | 108978.68 | 0 | 0 | 268069.6814 | 0 | 159090.8919
Circuit | distribution_circuit_resiliency | ST07_main | 2707 | 108969.88 | 108969.88 | 0 | 0 | 3940219.5072 | 0 | 3831249.4893
Circuit | distribution_circuit_resiliency | UL02_main | 2708 | 108941.88 | 108941.88 | 0 | 0 | 1213841.051 | 0 | 1104899.031
Circuit | distribution_circuit_resiliency | DV03_lateral | 2709 | 108591.41 | 108591.41 | 0 | 0 | 1852451.303 | 0 | 1743859.776
Circuit | distribution_circuit_resiliency | HT03_lateral | 2710 | 108530.43 | 108530.43 | 0 | 0 | 883394.107 | 0 | 774863.5452
Circuit | distribution_circuit_resiliency | SF48_lateral | 2711 | 108519.1 | 108519.1 | 0 | 0 | 544842.9544 | 0 | 436323.7269
Circuit | distribution_circuit_resiliency | AF11_lateral | 2712 | 108208.68 | 108208.68 | 0 | 0 | 467540.5524 | 0 | 359331.7664
Circuit | distribution_circuit_resiliency | CG07_main | 2713 | 108179.97 | 108179.97 | 0 | 0 | 621142.978 | 0 | 512962.8805
Circuit | distribution_circuit_resiliency | HR04_lateral | 2714 | 108163.66 | 108163.66 | 0 | 0 | 6439628.8658 | 0 | 6331465.0689
Circuit | distribution_circuit_resiliency | HV06_lateral | 2715 | 108068.34 | 108068.34 | 0 | 0 | 1592957.8934 | 0 | 1484889.4318
Circuit | distribution_circuit_resiliency | DN04_main | 2716 | 107939.69 | 107939.69 | 0 | 0 | 1186158.8746 | 0 | 1078219.0623
Circuit | distribution_circuit_resiliency | WW08_main | 2717 | 107775.99 | 107775.99 | 0 | 0 | 774839.8731 | 0 | 667063.7475
Circuit | distribution_circuit_resiliency | UL15_lateral | 2718 | 107736.96 | 107736.96 | 0 | 0 | 551322.5622 | 0 | 443585.4549
Circuit | distribution_circuit_resiliency | HV02_lateral | 2719 | 107662.89 | 107662.89 | 0 | 0 | 992968.5442 | 0 | 885305.4979
Circuit | distribution_circuit_resiliency | KM07_lateral | 2720 | 107177.59 | 107177.59 | 0 | 0 | 589870.7733 | 0 | 482693.0451
Circuit | distribution_circuit_resiliency | BH09_lateral | 2721 | 106898.81 | 106898.81 | 0 | 0 | 799022.0298 | 0 | 692123.1143
Circuit | distribution_circuit_resiliency | MP08_main | 2722 | 106837.89 | 106837.89 | 0 | 0 | 934987.8233 | 0 | 828149.8249
Circuit | distribution_circuit_resiliency | GAR04_main | 2723 | 106717.88 | 106717.88 | 0 | 0 | 453113.2164 | 0 | 346395.1911
Circuit | distribution_circuit_resiliency | SDY05_main | 2724 | 106716.97 | 106716.97 | 0 | 0 | 177506.1925 | 0 | 70789.1084
Circuit | distribution_circuit_resiliency | RS06_main | 2725 | 106651.94 | 106651.94 | 0 | 0 | 573062.6889 | 0 | 466410.6206
Circuit | distribution_circuit_resiliency | SH01_main | 2726 | 106535.04 | 106535.04 | 0 | 0 | 1536729.5538 | 0 | 1430194.3605
Circuit | distribution_circuit_resiliency | PJ02_lateral | 2727 | 106014.29 | 106014.29 | 0 | 0 | 374990.6733 | 0 | 268976.2519
Circuit | distribution_circuit_resiliency | HV07_lateral | 2728 | 105679.17 | 105679.17 | 0 | 0 | 2007480.556 | 0 | 1901801.2603
Circuit | distribution_circuit_resiliency | HY04_lateral | 2729 | 105629.92 | 105629.92 | 0 | 0 | 1027206.8831 | 0 | 921576.8294
Circuit | distribution_circuit_resiliency | WW04_main | 2730 | 105353.9 | 105353.9 | 0 | 0 | 1287017.7042 | 0 | 1181663.6626
Circuit | distribution_circuit_resiliency | KG41_main | 2731 | 104930.07 | 104930.07 | 0 | 0 | 361344.6526 | 0 | 256414.4652
Circuit | distribution_circuit_resiliency | HA05_lateral | 2732 | 104698.23 | 104698.23 | 0 | 0 | 402934.3898 | 0 | 298236.0208
Circuit | distribution_circuit_resiliency | GA08_lateral | 2733 | 104395.45 | 104395.45 | 0 | 0 | 483861.9359 | 0 | 379466.3536
Circuit | distribution_circuit_resiliency | CL06_lateral | 2734 | 104281.73 | 104281.73 | 0 | 0 | 1885107.1282 | 0 | 1780825.2784
Circuit | distribution_circuit_resiliency | LP04_lateral | 2735 | 104017.12 | 104017.12 | 0 | 0 | 538253.2743 | 0 | 434236.0249
Circuit | distribution_circuit_resiliency | HM10_lateral | 2736 | 103497.33 | 103497.33 | 0 | 0 | 5769788.812 | 0 | 5666291.3465
Circuit | distribution_circuit_resiliency | WW09_lateral | 2737 | 103255.21 | 103255.21 | 0 | 0 | 878338.2302 | 0 | 775082.9008
Circuit | distribution_circuit_resiliency | BY04_main | 2738 | 103202.79 | 103202.79 | 0 | 0 | 566063.1892 | 0 | 462860.268
Circuit | distribution_circuit_resiliency | SF05_lateral | 2739 | 102538.64 | 102538.64 | 0 | 0 | 128092.121 | 0 | 25553.3656
Circuit | distribution_circuit_resiliency | CD03_lateral | 2740 | 101852.16 | 101852.16 | 0 | 0 | 866557.5297 | 0 | 764705.2312
Circuit | distribution_circuit_resiliency | WO02_main | 2741 | 101737.97 | 101737.97 | 0 | 0 | 2689885.7209 | 0 | 2588147.6315
Circuit | distribution_circuit_resiliency | GZ41_lateral | 2742 | 101648.39 | 101648.39 | 0 | 0 | 1087645.6142 | 0 | 985997.0958
Circuit | distribution_circuit_resiliency | AM07_lateral | 2743 | 101494.97 | 101494.97 | 0 | 0 | 337342.6552 | 0 | 235847.5408
Circuit | distribution_circuit_resiliency | JN09_lateral | 2744 | 101461.09 | 101461.09 | 0 | 0 | 3440861.0631 | 0 | 3339399.8335
Circuit | distribution_circuit_resiliency | CD10_main | 2745 | 101055.93 | 101055.93 | 0 | 0 | 1271917.8188 | 0 | 1170861.7737
Circuit | distribution_circuit_resiliency | HOC03_lateral | 2746 | 101008.24 | 101008.24 | 0 | 0 | 5466352.9506 | 0 | 5365344.5901
Circuit | distribution_circuit_resiliency | KW44_lateral | 2747 | 101007.67 | 101007.67 | 0 | 0 | 276934.2879 | 0 | 175926.4981
Circuit | distribution_circuit_resiliency | GAR07_lateral | 2748 | 100813.76 | 100813.76 | 0 | 0 | 319833.5914 | 0 | 219019.6862
Circuit | distribution_circuit_resiliency | SE03_main | 2749 | 100676.11 | 100676.11 | 0 | 0 | 643818.2459 | 0 | 543142.022
Circuit | distribution_circuit_resiliency | DN01_main | 2750 | 100528.06 | 100528.06 | 0 | 0 | 541079.0008 | 0 | 440550.7954
Circuit | distribution_circuit_resiliency | SF11_main | 2751 | 100437.46 | 100437.46 | 0 | 0 | 100437.5524 | 0 | 0
Circuit | distribution_circuit_resiliency | SA41_lateral | 2752 | 100331.99 | 100331.99 | 0 | 0 | 473162.3045 | 0 | 372830.1956
Circuit | distribution_circuit_resiliency | WE06_lateral | 2753 | 99836.9 | 99836.9 | 0 | 0 | 1521129.0044 | 0 | 1421291.9832
Circuit | distribution_circuit_resiliency | WO15_lateral | 2754 | 99755.64 | 99755.64 | 0 | 0 | 1377780.3301 | 0 | 1278024.5577
Circuit | distribution_circuit_resiliency | FRY42_lateral | 2755 | 99569.41 | 99569.41 | 0 | 0 | 532614.8854 | 0 | 433045.3417
Circuit | distribution_circuit_resiliency | SH01_lateral | 2756 | 99375.74 | 99375.74 | 0 | 0 | 2344270.1716 | 0 | 2244894.3341
Circuit | distribution_circuit_resiliency | KG41_lateral | 2757 | 99332.41 | 99332.41 | 0 | 0 | 392968.6499 | 0 | 293636.0883
Circuit | distribution_circuit_resiliency | GG02_main | 2758 | 98891.18 | 98891.18 | 0 | 0 | 2675037.9003 | 0 | 2576146.5993
Circuit | distribution_circuit_resiliency | CR04_main | 2759 | 98208.15 | 98208.15 | 0 | 0 | 1449008.0579 | 0 | 1350799.7881
Circuit | distribution_circuit_resiliency | PO08_lateral | 2760 | 97804.88 | 97804.88 | 0 | 0 | 677882.4121 | 0 | 580077.4167
Circuit | distribution_circuit_resiliency | TE01_main | 2761 | 97661.04 | 97661.04 | 0 | 0 | 1234193.5399 | 0 | 1136532.3842
Circuit | distribution_circuit_resiliency | SR10_lateral | 2762 | 97519.59 | 97519.59 | 0 | 0 | 2033102.816 | 0 | 1935583.0698
Circuit | distribution_circuit_resiliency | JN02_lateral | 2763 | 97365.56 | 97365.56 | 0 | 0 | 442667.3668 | 0 | 345301.6591
Circuit | distribution_circuit_resiliency | WA41_lateral | 2764 | 96529.36 | 96529.36 | 0 | 0 | 1924992.9045 | 0 | 1828463.414
Circuit | distribution_circuit_resiliency | DR08_lateral | 2765 | 96512.76 | 96512.76 | 0 | 0 | 2313396.4924 | 0 | 2216883.6227
Circuit | distribution_circuit_resiliency | KB01_lateral | 2766 | 96468.25 | 96468.25 | 0 | 0 | 767816.4059 | 0 | 671348.0388
Circuit | distribution_circuit_resiliency | IT42_main | 2767 | 96306.01 | 96306.01 | 0 | 0 | 237794.6462 | 0 | 141488.4757
Circuit | distribution_circuit_resiliency | TM05_lateral | 2768 | 96066.24 | 96066.24 | 0 | 0 | 555811.17 | 0 | 459744.7898
Circuit | distribution_circuit_resiliency | WO01_lateral | 2769 | 95728.65 | 95728.65 | 0 | 0 | 3321239.6892 | 0 | 3225510.8999
Circuit | distribution_circuit_resiliency | WW01_lateral | 2770 | 95710.81 | 95710.81 | 0 | 0 | 654213.9542 | 0 | 558502.9965
Circuit | distribution_circuit_resiliency | RED10_main | 2771 | 95608.25 | 95608.25 | 0 | 0 | 418219.3685 | 0 | 322611.0048
Circuit | distribution_circuit_resiliency | CB05_lateral | 2772 | 95187.42 | 95187.42 | 0 | 0 | 892984.4209 | 0 | 797796.8736
Circuit | distribution_circuit_resiliency | HB04_lateral | 2773 | 95109.74 | 95109.74 | 0 | 0 | 9088348.935 | 0 | 8993239.0588
Circuit | distribution_circuit_resiliency | ADK41_main | 2774 | 95061.13 | 95061.13 | 0 | 0 | 400792.5397 | 0 | 305731.2775
Circuit | distribution_circuit_resiliency | GE43_lateral | 2775 | 94833.98 | 94833.98 | 0 | 0 | 390863.7901 | 0 | 296029.6618
Circuit | distribution_circuit_resiliency | FT07_lateral | 2776 | 94793.28 | 94793.28 | 0 | 0 | 825505.3291 | 0 | 730711.8978
Circuit | distribution_circuit_resiliency | BA43_lateral | 2777 | 94672.01 | 94672.01 | 0 | 0 | 485912.1429 | 0 | 391240.0418
Circuit | distribution_circuit_resiliency | CL01_main | 2778 | 94512.27 | 94512.27 | 0 | 0 | 482111.4262 | 0 | 387599.0281
Circuit | distribution_circuit_resiliency | MB03_lateral | 2779 | 94497.61 | 94497.61 | 0 | 0 | 601361.0116 | 0 | 506863.274
Circuit | distribution_circuit_resiliency | WZ47_lateral | 2780 | 94182.55 | 94182.55 | 0 | 0 | 2412667.5579 | 0 | 2318484.892
Circuit | distribution_circuit_resiliency | BM09_lateral | 2781 | 93812.07 | 93812.07 | 0 | 0 | 169917.987 | 0 | 76105.7745
Circuit | distribution_circuit_resiliency | SC03_main | 2782 | 93696.18 | 93696.18 | 0 | 0 | 767138.0021 | 0 | 673441.6875
Circuit | distribution_circuit_resiliency | RO02_lateral | 2783 | 93632.63 | 93632.63 | 0 | 0 | 859556.2746 | 0 | 765923.5253
Circuit | distribution_circuit_resiliency | GP03_main | 2784 | 93198.07 | 93198.07 | 0 | 0 | 300067.7792 | 0 | 206869.5925
Circuit | distribution_circuit_resiliency | BT02_main | 2785 | 93177.47 | 93177.47 | 0 | 0 | 406673.3412 | 0 | 313495.7361
Circuit | distribution_circuit_resiliency | LU02_lateral | 2786 | 93133.92 | 93133.92 | 0 | 0 | 479563.2032 | 0 | 386429.1702
Circuit | distribution_circuit_resiliency | QV02_lateral | 2787 | 92854.12 | 92854.12 | 0 | 0 | 381817.2548 | 0 | 288962.9975
Circuit | distribution_circuit_resiliency | KB09_main | 2788 | 92737.61 | 92737.61 | 0 | 0 | 769944.4891 | 0 | 677206.7657
Circuit | distribution_circuit_resiliency | PO01_lateral | 2789 | 92736.32 | 92736.32 | 0 | 0 | 1125899.2353 | 0 | 1033162.7923
Circuit | distribution_circuit_resiliency | DR04_lateral | 2790 | 92493.63 | 92493.63 | 0 | 0 | 3705947.0117 | 0 | 3613453.2484
Circuit | distribution_circuit_resiliency | WI45_lateral | 2791 | 92230.34 | 92230.34 | 0 | 0 | 889887.0541 | 0 | 797656.62
Circuit | distribution_circuit_resiliency | WV01_lateral | 2792 | 92105.62 | 92105.62 | 0 | 0 | 272483.4227 | 0 | 180377.6694
Circuit | distribution_circuit_resiliency | BM05_main | 2793 | 91688.4 | 91688.4 | 0 | 0 | 340870.1523 | 0 | 249181.5938
Circuit | distribution_circuit_resiliency | EU07_lateral | 2794 | 91391.97 | 91391.97 | 0 | 0 | 1194500.633 | 0 | 1103108.5157
Circuit | distribution_circuit_resiliency | LIM42_main | 2795 | 90735.77 | 90735.77 | 0 | 0 | 253131.2145 | 0 | 162395.2992
Circuit | distribution_circuit_resiliency | RU05_main | 2796 | 90667.53 | 90667.53 | 0 | 0 | 743908.0987 | 0 | 653240.4208
Circuit | distribution_circuit_resiliency | WE01_lateral | 2797 | 90592.52 | 90592.52 | 0 | 0 | 472875.8724 | 0 | 382283.2208
Circuit | distribution_circuit_resiliency | TM05_main | 2798 | 90055.85 | 90055.85 | 0 | 0 | 367699.25 | 0 | 277643.2763
Circuit | distribution_circuit_resiliency | ST15_main | 2799 | 89885.81 | 89885.81 | 0 | 0 | 975619.2754 | 0 | 885733.3005
Circuit | distribution_circuit_resiliency | ES07_lateral | 2800 | 89809.15 | 89809.15 | 0 | 0 | 426465.9844 | 0 | 336656.7018
Circuit | distribution_circuit_resiliency | SC04_main | 2801 | 89791.12 | 89791.12 | 0 | 0 | 701523.9395 | 0 | 611732.6986
Circuit | distribution_circuit_resiliency | GE42_lateral | 2802 | 89697.33 | 89697.33 | 0 | 0 | 804164.7506 | 0 | 714467.2835
Circuit | distribution_circuit_resiliency | DT38_main | 2803 | 89676.18 | 89676.18 | 0 | 0 | 90676.0842 | 0 | 999.7835
Circuit | distribution_circuit_resiliency | UL16_main | 2804 | 89429.44 | 89429.44 | 0 | 0 | 1180985.0071 | 0 | 1091555.4316
Circuit | distribution_circuit_resiliency | CE06_lateral | 2805 | 89262.84 | 89262.84 | 0 | 0 | 228073.4965 | 0 | 138810.531
Circuit | distribution_circuit_resiliency | ST11_main | 2806 | 89186.93 | 89186.93 | 0 | 0 | 821941.9189 | 0 | 732754.8745
Circuit | distribution_circuit_resiliency | ST02_main | 2807 | 89165.07 | 89165.07 | 0 | 0 | 820188.8484 | 0 | 731023.6411
Circuit | distribution_circuit_resiliency | HY13_main | 2808 | 89131.76 | 89131.76 | 0 | 0 | 1050318.1514 | 0 | 961186.2459
Circuit | distribution_circuit_resiliency | MDY02_lateral | 2809 | 88642.25 | 88642.25 | 0 | 0 | 404751.1067 | 0 | 316108.7353
Circuit | distribution_circuit_resiliency | GN44_main | 2810 | 88386.14 | 88386.14 | 0 | 0 | 88386.277 | 0 | 0
Circuit | distribution_circuit_resiliency | MDY02_main | 2811 | 88297.46 | 88297.46 | 0 | 0 | 425566.461 | 0 | 337268.8426
Circuit | distribution_circuit_resiliency | DN12_lateral | 2812 | 87552.83 | 87552.83 | 0 | 0 | 427320.3943 | 0 | 339767.4212
Circuit | distribution_circuit_resiliency | UL49_lateral | 2813 | 87155.56 | 87155.56 | 0 | 0 | 264292.7215 | 0 | 177137.0143
Circuit | distribution_circuit_resiliency | NSH03_main | 2814 | 86302.05 | 86302.05 | 0 | 0 | 224450.0496 | 0 | 138147.8738
Circuit | distribution_circuit_resiliency | GT09_main | 2815 | 85789.38 | 85789.38 | 0 | 0 | 504498.8022 | 0 | 418709.289
Circuit | distribution_circuit_resiliency | LK03_lateral | 2816 | 85672.68 | 85672.68 | 0 | 0 | 589907.3622 | 0 | 504234.5554
Circuit | distribution_circuit_resiliency | WE03_main | 2817 | 85654.85 | 85654.85 | 0 | 0 | 689832.8472 | 0 | 604177.869
Circuit | distribution_circuit_resiliency | TB48_lateral | 2818 | 85592.49 | 85592.49 | 0 | 0 | 450779.0076 | 0 | 365186.3689
Circuit | distribution_circuit_resiliency | RED10_lateral | 2819 | 85551.16 | 85551.16 | 0 | 0 | 799774.7992 | 0 | 714223.4952
Circuit | distribution_circuit_resiliency | TRN02_lateral | 2820 | 84976.73 | 84976.73 | 0 | 0 | 147446.1492 | 0 | 62469.2814
Circuit | distribution_circuit_resiliency | KW46_lateral | 2821 | 84909.51 | 84909.51 | 0 | 0 | 640110.6827 | 0 | 555201.0496
Circuit | distribution_circuit_resiliency | GT11_main | 2822 | 84508.69 | 84508.69 | 0 | 0 | 4692540.3289 | 0 | 4608031.5101
Circuit | distribution_circuit_resiliency | WO06_main | 2823 | 84260.95 | 84260.95 | 0 | 0 | 2699365.7083 | 0 | 2615104.6296
Circuit | distribution_circuit_resiliency | MY09_main | 2824 | 83932.56 | 83932.56 | 0 | 0 | 214697.9662 | 0 | 130765.2649
Circuit | distribution_circuit_resiliency | RO04_lateral | 2825 | 83861.41 | 83861.41 | 0 | 0 | 324349.3106 | 0 | 240487.7721
Circuit | distribution_circuit_resiliency | UV04_lateral | 2826 | 82903.42 | 82903.42 | 0 | 0 | 1372138.8531 | 0 | 1289235.3385
Circuit | distribution_circuit_resiliency | DR12_lateral | 2827 | 82601.03 | 82601.03 | 0 | 0 | 1061696.278 | 0 | 979095.1082
Circuit | distribution_circuit_resiliency | GL12_main | 2828 | 82320.96 | 82320.96 | 0 | 0 | 91060.2223 | 0 | 8739.1638
Circuit | distribution_circuit_resiliency | WW03_lateral | 2829 | 82193.13 | 82193.13 | 0 | 0 | 1748877.9606 | 0 | 1666684.679
Circuit | distribution_circuit_resiliency | DN02_lateral | 2830 | 82174.17 | 82174.17 | 0 | 0 | 1161053.7102 | 0 | 1078879.4123
Circuit | distribution_circuit_resiliency | BM07_lateral | 2831 | 82154.73 | 82154.73 | 0 | 0 | 1323867.049 | 0 | 1241712.1954
Circuit | distribution_circuit_resiliency | GS20_main | 2832 | 82132.27 | 82132.27 | 0 | 0 | 551059.333 | 0 | 468926.93
Circuit | distribution_circuit_resiliency | TV05_main | 2833 | 82093.48 | 82093.48 | 0 | 0 | 376930.8079 | 0 | 294837.2211
Circuit | distribution_circuit_resiliency | KM04_lateral | 2834 | 81666.22 | 81666.22 | 0 | 0 | 2187057.5348 | 0 | 2105391.2122
Circuit | distribution_circuit_resiliency | SF10_main | 2835 | 81650.59 | 81650.59 | 0 | 0 | 81650.7168 | 0 | 0
Circuit | distribution_circuit_resiliency | WV01_main | 2836 | 81535.68 | 81535.68 | 0 | 0 | 366125.2073 | 0 | 284589.4185
Circuit | distribution_circuit_resiliency | FW03_lateral | 2837 | 81191.71 | 81191.71 | 0 | 0 | 306865.7839 | 0 | 225673.948
Circuit | distribution_circuit_resiliency | SF02_lateral | 2838 | 80959.54 | 80959.54 | 0 | 0 | 399791.6922 | 0 | 318832.0084
Circuit | distribution_circuit_resiliency | CRB43_lateral | 2839 | 80465.04 | 80465.04 | 0 | 0 | 735809.38 | 0 | 655344.2309
Circuit | distribution_circuit_resiliency | SR13_lateral | 2840 | 80247.96 | 80247.96 | 0 | 0 | 3171370.8018 | 0 | 3091122.727
Circuit | distribution_circuit_resiliency | PZ45_lateral | 2841 | 80116.45 | 80116.45 | 0 | 0 | 588754.6654 | 0 | 508638.0671
Circuit | distribution_circuit_resiliency | AL12_lateral | 2842 | 79887.61 | 79887.61 | 0 | 0 | 1776834.813 | 0 | 1696947.0864
Circuit | distribution_circuit_resiliency | ME03_lateral | 2843 | 79863.57 | 79863.57 | 0 | 0 | 577304.1159 | 0 | 497440.4193
Circuit | distribution_circuit_resiliency | CE08_lateral | 2844 | 79790.39 | 79790.39 | 0 | 0 | 702660.4605 | 0 | 622869.9249
Circuit | distribution_circuit_resiliency | WI04_lateral | 2845 | 79679.92 | 79679.92 | 0 | 0 | 763393.6164 | 0 | 683713.5885
Circuit | distribution_circuit_resiliency | BZ02_lateral | 2846 | 79477.95 | 79477.95 | 0 | 0 | 400469.8638 | 0 | 320991.7955
Circuit | distribution_circuit_resiliency | BR12_main | 2847 | 79221.38 | 79221.38 | 0 | 0 | 2608031.2022 | 0 | 2528809.6674
Circuit | distribution_circuit_resiliency | CYF41_lateral | 2848 | 78832.6 | 78832.6 | 0 | 0 | 553045.8806 | 0 | 474213.1385
Circuit | distribution_circuit_resiliency | MAR47_lateral | 2849 | 78692.3 | 78692.3 | 0 | 0 | 158497.3096 | 0 | 79804.8987
Circuit | distribution_circuit_resiliency | EU04_lateral | 2850 | 78647.02 | 78647.02 | 0 | 0 | 578459.1283 | 0 | 499811.9979
Circuit | distribution_circuit_resiliency | WI07_lateral | 2851 | 78584.42 | 78584.42 | 0 | 0 | 624215.5419 | 0 | 545630.9613
Circuit | distribution_circuit_resiliency | CB06_lateral | 2852 | 78386.67 | 78386.67 | 0 | 0 | 1718541.6198 | 0 | 1640154.8245
Circuit | distribution_circuit_resiliency | SPW61_lateral | 2853 | 78299.93 | 78299.93 | 0 | 0 | 78300.0714 | 0 | 0
Circuit | distribution_circuit_resiliency | BZ02_main | 2854 | 78283.4 | 78283.4 | 0 | 0 | 516723.388 | 0 | 438439.8804
Circuit | distribution_circuit_resiliency | DN09_lateral | 2855 | 78198.01 | 78198.01 | 0 | 0 | 348342.7945 | 0 | 270144.6732
Circuit | distribution_circuit_resiliency | CB12_main | 2856 | 77930.39 | 77930.39 | 0 | 0 | 863712.4529 | 0 | 785781.9076
Circuit | distribution_circuit_resiliency | HE12_lateral | 2857 | 77891.87 | 77891.87 | 0 | 0 | 118715.6161 | 0 | 40823.6031
Circuit | distribution_circuit_resiliency | TAN41_main | 2858 | 77315.89 | 77315.89 | 0 | 0 | 566962.6726 | 0 | 489646.6587
Circuit | distribution_circuit_resiliency | KB12_main | 2859 | 77289.78 | 77289.78 | 0 | 0 | 1209555.5968 | 0 | 1132265.6843
Circuit | distribution_circuit_resiliency | BY04_lateral | 2860 | 77271.75 | 77271.75 | 0 | 0 | 970907.6466 | 0 | 893635.7634
Circuit | distribution_circuit_resiliency | STF01_lateral | 2861 | 77074.31 | 77074.31 | 0 | 0 | 128905.4058 | 0 | 51830.9826
Circuit | distribution_circuit_resiliency | DN09_main | 2862 | 76872.6 | 76872.6 | 0 | 0 | 361016.7523 | 0 | 284144.0231
Circuit | distribution_circuit_resiliency | GT06_lateral | 2863 | 76830.87 | 76830.87 | 0 | 0 | 802771.6978 | 0 | 725940.7028
Circuit | distribution_circuit_resiliency | BM05_lateral | 2864 | 76792.66 | 76792.66 | 0 | 0 | 253531.2329 | 0 | 176738.4494
Circuit | distribution_circuit_resiliency | KB21_lateral | 2865 | 76783.55 | 76783.55 | 0 | 0 | 354633.876 | 0 | 277850.1754
Circuit | distribution_circuit_resiliency | BG04_main | 2866 | 76564.77 | 76564.77 | 0 | 0 | 297775.6375 | 0 | 221210.7432
Circuit | distribution_circuit_resiliency | GS20_lateral | 2867 | 76360.84 | 76360.84 | 0 | 0 | 590227.4724 | 0 | 513866.5355
Circuit | distribution_circuit_resiliency | HP06_lateral | 2868 | 76281.38 | 76281.38 | 0 | 0 | 1542826.1764 | 0 | 1466544.6739
Circuit | distribution_circuit_resiliency | CD07_lateral | 2869 | 75981.34 | 75981.34 | 0 | 0 | 1640102.0804 | 0 | 1564120.5964
Circuit | distribution_circuit_resiliency | SC04_lateral | 2870 | 75940.2 | 75940.2 | 0 | 0 | 655308.1455 | 0 | 579367.8024
Circuit | distribution_circuit_resiliency | SE03_lateral | 2871 | 75730.67 | 75730.67 | 0 | 0 | 781204.0001 | 0 | 705473.1874
Circuit | distribution_circuit_resiliency | GN09_main | 2872 | 75675.3 | 75675.3 | 0 | 0 | 931858.679 | 0 | 856183.2778
Circuit | distribution_circuit_resiliency | CG07_lateral | 2873 | 75671.67 | 75671.67 | 0 | 0 | 457579.061 | 0 | 381907.2556
Circuit | distribution_circuit_resiliency | GT05_lateral | 2874 | 75503.87 | 75503.87 | 0 | 0 | 885413.883 | 0 | 809909.8843
Circuit | distribution_circuit_resiliency | JN03_lateral | 2875 | 74921.83 | 74921.83 | 0 | 0 | 1169514.2634 | 0 | 1094592.2992
Circuit | distribution_circuit_resiliency | EC07_main | 2876 | 74369.55 | 74369.55 | 0 | 0 | 594243.0212 | 0 | 519873.3674
Circuit | distribution_circuit_resiliency | RE42_lateral | 2877 | 73657.82 | 73657.82 | 0 | 0 | 435470.7026 | 0 | 361812.7415
Circuit | distribution_circuit_resiliency | DV02_main | 2878 | 73443.72 | 73443.72 | 0 | 0 | 247583.7122 | 0 | 174139.843
Circuit | distribution_circuit_resiliency | AI10_lateral | 2879 | 73178.59 | 73178.59 | 0 | 0 | 208614.8591 | 0 | 135436.1109
Circuit | distribution_circuit_resiliency | AI10_main | 2880 | 72945.58 | 72945.58 | 0 | 0 | 210448.8241 | 0 | 137503.0979
Circuit | distribution_circuit_resiliency | KB07_main | 2881 | 72643.35 | 72643.35 | 0 | 0 | 663664.1601 | 0 | 591020.654
Circuit | distribution_circuit_resiliency | GS22_lateral | 2882 | 72483.26 | 72483.26 | 0 | 0 | 597792.2394 | 0 | 525308.8631
Circuit | distribution_circuit_resiliency | LU03_main | 2883 | 72400.5 | 72400.5 | 0 | 0 | 386086.8951 | 0 | 313686.2466
Circuit | distribution_circuit_resiliency | WO10_lateral | 2884 | 72137.32 | 72137.32 | 0 | 0 | 2184404.7767 | 0 | 2112267.3377
Circuit | distribution_circuit_resiliency | BG07_lateral | 2885 | 72077.35 | 72077.35 | 0 | 0 | 13335309.7889 | 0 | 13263232.3115
Circuit | distribution_circuit_resiliency | TAN41_lateral | 2886 | 71855.83 | 71855.83 | 0 | 0 | 746473.5971 | 0 | 674617.6399
Circuit | distribution_circuit_resiliency | PK07_lateral | 2887 | 71793.63 | 71793.63 | 0 | 0 | 86337.3902 | 0 | 14543.6404
Circuit | distribution_circuit_resiliency | SR01_lateral | 2888 | 71348.54 | 71348.54 | 0 | 0 | 223696.872 | 0 | 152348.2026
Circuit | distribution_circuit_resiliency | TRN41_lateral | 2889 | 71273.4 | 71273.4 | 0 | 0 | 382796.9541 | 0 | 311523.4385
Circuit | distribution_circuit_resiliency | PA04_lateral | 2890 | 70684.28 | 70684.28 | 0 | 0 | 471891.4794 | 0 | 401207.0749
Circuit | distribution_circuit_resiliency | DR03_lateral | 2891 | 70615.93 | 70615.93 | 0 | 0 | 870708.3888 | 0 | 800092.3245
Circuit | distribution_circuit_resiliency | KB12_lateral | 2892 | 70418.28 | 70418.28 | 0 | 0 | 1508211.7139 | 0 | 1437793.3027
Circuit | distribution_circuit_resiliency | CK01_lateral | 2893 | 69921.21 | 69921.21 | 0 | 0 | 625773.1711 | 0 | 555851.8127
Circuit | distribution_circuit_resiliency | NS01_main | 2894 | 69157.05 | 69157.05 | 0 | 0 | 505697.8024 | 0 | 436540.6333
Circuit | distribution_circuit_resiliency | BW09_main | 2895 | 69074.86 | 69074.86 | 0 | 0 | 287288.3472 | 0 | 218213.3588
Circuit | distribution_circuit_resiliency | MC03_main | 2896 | 68933.72 | 68933.72 | 0 | 0 | 322030.6562 | 0 | 253096.8313
Circuit | distribution_circuit_resiliency | GV01_main | 2897 | 68873.52 | 68873.52 | 0 | 0 | 71214.7849 | 0 | 2341.1311
Circuit | distribution_circuit_resiliency | WT09_lateral | 2898 | 68869.62 | 68869.62 | 0 | 0 | 540198.3705 | 0 | 471328.6161
Circuit | distribution_circuit_resiliency | EU12_lateral | 2899 | 68643.5 | 68643.5 | 0 | 0 | 146371.95 | 0 | 77728.3306
Circuit | distribution_circuit_resiliency | JN04_main | 2900 | 68567.01 | 68567.01 | 0 | 0 | 1171445.3549 | 0 | 1102878.1947
Circuit | distribution_circuit_resiliency | FZ43_lateral | 2901 | 68250.28 | 68250.28 | 0 | 0 | 221604.0804 | 0 | 153353.6658
Circuit | distribution_circuit_resiliency | OA01_main | 2902 | 67728.6 | 67728.6 | 0 | 0 | 742529.7564 | 0 | 674801.0293
Circuit | distribution_circuit_resiliency | BR02_lateral | 2903 | 67722.21 | 67722.21 | 0 | 0 | 928957.6546 | 0 | 861235.3063
Circuit | distribution_circuit_resiliency | MC10_lateral | 2904 | 67659.39 | 67659.39 | 0 | 0 | 464688.7177 | 0 | 397029.2041
Circuit | distribution_circuit_resiliency | BW01_main | 2905 | 67547.19 | 67547.19 | 0 | 0 | 354260.7321 | 0 | 286713.4028
Circuit | distribution_circuit_resiliency | PE05_main | 2906 | 66627.2 | 66627.2 | 0 | 0 | 179991.6841 | 0 | 113364.3504
Circuit | distribution_circuit_resiliency | SR01_main | 2907 | 66618.24 | 66618.24 | 0 | 0 | 481541.85 | 0 | 414923.4788
Circuit | distribution_circuit_resiliency | UL03_lateral | 2908 | 66539.42 | 66539.42 | 0 | 0 | 894946.0478 | 0 | 828406.4765
Circuit | distribution_circuit_resiliency | AF05_lateral | 2909 | 66114.54 | 66114.54 | 0 | 0 | 186344.4134 | 0 | 120229.7363
Circuit | distribution_circuit_resiliency | EC01_lateral | 2910 | 66001.22 | 66001.22 | 0 | 0 | 113756.662 | 0 | 47755.3041
Circuit | distribution_circuit_resiliency | FR46_lateral | 2911 | 65597.08 | 65597.08 | 0 | 0 | 463541.0844 | 0 | 397943.8625
Circuit | distribution_circuit_resiliency | GP08_lateral | 2912 | 65532.28 | 65532.28 | 0 | 0 | 1516885.6978 | 0 | 1451353.3072
Circuit | distribution_circuit_resiliency | SF08_main | 2913 | 65137.21 | 65137.21 | 0 | 0 | 214066.4983 | 0 | 148929.1736
Circuit | distribution_circuit_resiliency | KB01_main | 2914 | 65126.49 | 65126.49 | 0 | 0 | 372336.3356 | 0 | 307209.7161
Circuit | distribution_circuit_resiliency | BG12_main | 2915 | 64769.43 | 64769.43 | 0 | 0 | 212620.0554 | 0 | 147850.4967
Circuit | distribution_circuit_resiliency | AF06_lateral | 2916 | 64546.73 | 64546.73 | 0 | 0 | 485466.655 | 0 | 420919.7587
Circuit | distribution_circuit_resiliency | QV06_lateral | 2917 | 64302.6 | 64302.6 | 0 | 0 | 282627.0458 | 0 | 218324.3123
Circuit | distribution_circuit_resiliency | STF02_lateral | 2918 | 64225.76 | 64225.76 | 0 | 0 | 82508.0171 | 0 | 18282.1125
Circuit | distribution_circuit_resiliency | WT04_main | 2919 | 64220.44 | 64220.44 | 0 | 0 | 368431.5855 | 0 | 304210.9915
Circuit | distribution_circuit_resiliency | DN03_main | 2920 | 64020.84 | 64020.84 | 0 | 0 | 1022732.4363 | 0 | 958711.4636
Circuit | distribution_circuit_resiliency | BW12_lateral | 2921 | 63910.23 | 63910.23 | 0 | 0 | 123848.4831 | 0 | 59938.1123
Circuit | distribution_circuit_resiliency | UL45_lateral | 2922 | 63211.58 | 63211.58 | 0 | 0 | 386435.7104 | 0 | 323223.9955
Circuit | distribution_circuit_resiliency | WO09_lateral | 2923 | 62646.13 | 62646.13 | 0 | 0 | 465213.3512 | 0 | 402567.0945
Circuit | distribution_circuit_resiliency | BH09_main | 2924 | 62393.97 | 62393.97 | 0 | 0 | 404666.0082 | 0 | 342271.9193
Circuit | distribution_circuit_resiliency | BM09_main | 2925 | 62093.05 | 62093.05 | 0 | 0 | 457895.5605 | 0 | 395802.4059
Circuit | distribution_circuit_resiliency | CE04_lateral | 2926 | 61268.54 | 61268.54 | 0 | 0 | 217188.5228 | 0 | 155919.8575
Circuit | distribution_circuit_resiliency | TRN02_main | 2927 | 61118.61 | 61118.61 | 0 | 0 | 286737.0969 | 0 | 225618.3503
Circuit | distribution_circuit_resiliency | BU01_lateral | 2928 | 60889.07 | 60889.07 | 0 | 0 | 623147.9478 | 0 | 562258.7519
Circuit | distribution_circuit_resiliency | SDY04_lateral | 2929 | 60835.88 | 60835.88 | 0 | 0 | 378301.4814 | 0 | 317465.4744
Circuit | distribution_circuit_resiliency | STW04_lateral | 2930 | 60834.46 | 60834.46 | 0 | 0 | 1003874.158 | 0 | 943039.5852
Circuit | distribution_circuit_resiliency | HA04_lateral | 2931 | 60604.36 | 60604.36 | 0 | 0 | 2765522.6259 | 0 | 2704918.1115
Circuit | distribution_circuit_resiliency | BG04_lateral | 2932 | 60416.71 | 60416.71 | 0 | 0 | 392432.2007 | 0 | 332015.3177
Circuit | distribution_circuit_resiliency | HG01_main | 2933 | 60242.52 | 60242.52 | 0 | 0 | 343184.0386 | 0 | 282941.394
Circuit | distribution_circuit_resiliency | ED07_lateral | 2934 | 59320.94 | 59320.94 | 0 | 0 | 1563214.581 | 0 | 1503893.4994
Circuit | distribution_circuit_resiliency | KT49_main | 2935 | 59255.3 | 59255.3 | 0 | 0 | 263364.1301 | 0 | 204108.6901
Circuit | distribution_circuit_resiliency | BI06_lateral | 2936 | 58723.14 | 58723.14 | 0 | 0 | 541166.7575 | 0 | 482443.5084
Circuit | distribution_circuit_resiliency | ADK41_lateral | 2937 | 58279.44 | 58279.44 | 0 | 0 | 177745.6165 | 0 | 119466.0425
Circuit | distribution_circuit_resiliency | LB06_main | 2938 | 57852.37 | 57852.37 | 0 | 0 | 279854.125 | 0 | 222001.6238
Circuit | distribution_circuit_resiliency | GL02_main | 2939 | 57722.79 | 57722.79 | 0 | 0 | 268576.6892 | 0 | 210853.7775
Circuit | distribution_circuit_resiliency | AF12_main | 2940 | 57407.92 | 57407.92 | 0 | 0 | 199884.8158 | 0 | 142476.7834
Circuit | distribution_circuit_resiliency | RO01_lateral | 2941 | 57355.61 | 57355.61 | 0 | 0 | 351108.8338 | 0 | 293753.0873
Circuit | distribution_circuit_resiliency | EL02_main | 2942 | 57286.24 | 57286.24 | 0 | 0 | 255843.5848 | 0 | 198557.1936
Circuit | distribution_circuit_resiliency | SR07_lateral | 2943 | 56976.43 | 56976.43 | 0 | 0 | 158549.4713 | 0 | 101572.9131
Circuit | distribution_circuit_resiliency | WW08_lateral | 2944 | 56879.94 | 56879.94 | 0 | 0 | 484364.1008 | 0 | 427483.9991
Circuit | distribution_circuit_resiliency | FT12_main | 2945 | 56698.56 | 56698.56 | 0 | 0 | 162951.4296 | 0 | 106252.759
Circuit | distribution_circuit_resiliency | WZ44_lateral | 2946 | 56599.23 | 56599.23 | 0 | 0 | 537992.0789 | 0 | 481392.7334
Circuit | distribution_circuit_resiliency | CE09_lateral | 2947 | 56534.89 | 56534.89 | 0 | 0 | 492766.2725 | 0 | 436231.2903
Circuit | distribution_circuit_resiliency | TV05_lateral | 2948 | 56183.98 | 56183.98 | 0 | 0 | 376906.0355 | 0 | 320721.9126
Circuit | distribution_circuit_resiliency | NSH02_main | 2949 | 56083.54 | 56083.54 | 0 | 0 | 465936.0991 | 0 | 409852.457
Circuit | distribution_circuit_resiliency | IND05_lateral | 2950 | 55968.77 | 55968.77 | 0 | 0 | 101784.4935 | 0 | 45815.5846
Circuit | distribution_circuit_resiliency | AD09_lateral | 2951 | 55538.58 | 55538.58 | 0 | 0 | 4033421.7737 | 0 | 3977883.073
Circuit | distribution_circuit_resiliency | DE02_lateral | 2952 | 55132.31 | 55132.31 | 0 | 0 | 5051482.8003 | 0 | 4996350.3694
Circuit | distribution_circuit_resiliency | UL09_main | 2953 | 55128.09 | 55128.09 | 0 | 0 | 661636.425 | 0 | 606508.2104
Circuit | distribution_circuit_resiliency | FR47_main | 2954 | 54978.3 | 54978.3 | 0 | 0 | 190837.0771 | 0 | 135858.6482
Circuit | distribution_circuit_resiliency | IND05_main | 2955 | 54484.3 | 54484.3 | 0 | 0 | 168465.8628 | 0 | 113981.4223
Circuit | distribution_circuit_resiliency | CE11_lateral | 2956 | 54234.73 | 54234.73 | 0 | 0 | 219921.5251 | 0 | 165686.6781
Circuit | distribution_circuit_resiliency | JOR42_lateral | 2957 | 54199.78 | 54199.78 | 0 | 0 | 239751.4367 | 0 | 185551.5506
Circuit | distribution_circuit_resiliency | ME04_main | 2958 | 54072.87 | 54072.87 | 0 | 0 | 563545.5567 | 0 | 509472.5806
Circuit | distribution_circuit_resiliency | GP05_main | 2959 | 54015.63 | 54015.63 | 0 | 0 | 478778.02 | 0 | 424762.274
Circuit | distribution_circuit_resiliency | WOR43_lateral | 2960 | 53996.94 | 53996.94 | 0 | 0 | 263976.709 | 0 | 209979.6322
Circuit | distribution_circuit_resiliency | MV02_main | 2961 | 53866.89 | 53866.89 | 0 | 0 | 248666.7514 | 0 | 194799.7336
Circuit | distribution_circuit_resiliency | BI04_lateral | 2962 | 53866.18 | 53866.18 | 0 | 0 | 388115.8988 | 0 | 334249.571
Circuit | distribution_circuit_resiliency | TO06_main | 2963 | 53669.34 | 53669.34 | 0 | 0 | 708014.0915 | 0 | 654344.6032
Circuit | distribution_circuit_resiliency | SF15_lateral | 2964 | 53429.57 | 53429.57 | 0 | 0 | 449782.6577 | 0 | 396352.9768
Circuit | distribution_circuit_resiliency | GV03_main | 2965 | 53262.18 | 53262.18 | 0 | 0 | 3836041.3057 | 0 | 3782778.9767
Circuit | distribution_circuit_resiliency | NS03_main | 2966 | 53130.72 | 53130.72 | 0 | 0 | 638426.2207 | 0 | 585295.3561
Circuit | distribution_circuit_resiliency | BU02_main | 2967 | 52926.24 | 52926.24 | 0 | 0 | 310230.6103 | 0 | 257304.2514
Circuit | distribution_circuit_resiliency | GG04_main | 2968 | 52835.41 | 52835.41 | 0 | 0 | 450023.8934 | 0 | 397188.3431
Circuit | distribution_circuit_resiliency | LK03_main | 2969 | 52746.14 | 52746.14 | 0 | 0 | 288756.8801 | 0 | 236010.6459
Circuit | distribution_circuit_resiliency | TO10_main | 2970 | 52538.39 | 52538.39 | 0 | 0 | 4759591.4861 | 0 | 4707052.9761
Circuit | distribution_circuit_resiliency | CV08_lateral | 2971 | 52448.61 | 52448.61 | 0 | 0 | 4196760.9485 | 0 | 4144312.1921
Circuit | distribution_circuit_resiliency | FW04_lateral | 2972 | 52430.88 | 52430.88 | 0 | 0 | 210041.0378 | 0 | 157610.0312
Circuit | distribution_circuit_resiliency | GA01_main | 2973 | 51735.77 | 51735.77 | 0 | 0 | 186032.4395 | 0 | 134296.549
Circuit | distribution_circuit_resiliency | MB02_main | 2974 | 51710.47 | 51710.47 | 0 | 0 | 329616.2074 | 0 | 277905.5891
Circuit | distribution_circuit_resiliency | CL04_main | 2975 | 51536 | 51536 | 0 | 0 | 197707.9841 | 0 | 146171.8671
Circuit | distribution_circuit_resiliency | MB06_main | 2976 | 51243.24 | 51243.24 | 0 | 0 | 154629.814 | 0 | 103386.4391
Circuit | distribution_circuit_resiliency | WI01_lateral | 2977 | 51155.01 | 51155.01 | 0 | 0 | 318813.8559 | 0 | 267658.7168
Circuit | distribution_circuit_resiliency | EU12_main | 2978 | 51057.52 | 51057.52 | 0 | 0 | 194550.8947 | 0 | 143493.2491
Circuit | distribution_circuit_resiliency | FR47_lateral | 2979 | 50653.83 | 50653.83 | 0 | 0 | 112089.9042 | 0 | 61435.9421
Circuit | distribution_circuit_resiliency | SF13_main | 2980 | 50255.9 | 50255.9 | 0 | 0 | 1222327.9196 | 0 | 1172071.87
Circuit | distribution_circuit_resiliency | EL08_lateral | 2981 | 50215.58 | 50215.58 | 0 | 0 | 200081.0335 | 0 | 149865.3291
Circuit | distribution_circuit_resiliency | BW09_lateral | 2982 | 50054.01 | 50054.01 | 0 | 0 | 252985.6118 | 0 | 202931.4992
Circuit | distribution_circuit_resiliency | BI11_lateral | 2983 | 49918.22 | 49918.22 | 0 | 0 | 933302.8674 | 0 | 883384.5226
Circuit | distribution_circuit_resiliency | UL49_main | 2984 | 49721.1 | 49721.1 | 0 | 0 | 590353.6434 | 0 | 540632.3869
Circuit | distribution_circuit_resiliency | BU04_lateral | 2985 | 49694.71 | 49694.71 | 0 | 0 | 111923.2529 | 0 | 62228.426
Circuit | distribution_circuit_resiliency | BI08_lateral | 2986 | 49224.83 | 49224.83 | 0 | 0 | 5555091.5474 | 0 | 5505866.6048
Circuit | distribution_circuit_resiliency | MB04_main | 2987 | 48758.84 | 48758.84 | 0 | 0 | 425606.4203 | 0 | 376847.4424
Circuit | distribution_circuit_resiliency | NV04_lateral | 2988 | 48591.31 | 48591.31 | 0 | 0 | 1588193.8067 | 0 | 1539602.3786
Circuit | distribution_circuit_resiliency | KB05_main | 2989 | 48546.39 | 48546.39 | 0 | 0 | 1890514.046 | 0 | 1841967.5312
Circuit | distribution_circuit_resiliency | SF10_lateral | 2990 | 48045.06 | 48045.06 | 0 | 0 | 793880.8527 | 0 | 745835.6888
Circuit | distribution_circuit_resiliency | RU05_lateral | 2991 | 47824.01 | 47824.01 | 0 | 0 | 994391.7253 | 0 | 946567.5576
Circuit | distribution_circuit_resiliency | BI45_lateral | 2992 | 47412.71 | 47412.71 | 0 | 0 | 1736338.3893 | 0 | 1688925.5664
Circuit | distribution_circuit_resiliency | ADK45_lateral | 2993 | 47320.03 | 47320.03 | 0 | 0 | 283609.6808 | 0 | 236289.5199
Circuit | distribution_circuit_resiliency | JN03_main | 2994 | 47129.76 | 47129.76 | 0 | 0 | 1175196.8849 | 0 | 1128067.003
Circuit | distribution_circuit_resiliency | LB06_lateral | 2995 | 46678.28 | 46678.28 | 0 | 0 | 255807.7182 | 0 | 209129.3098
Circuit | distribution_circuit_resiliency | MID05_main | 2996 | 46217.11 | 46217.11 | 0 | 0 | 46217.2267 | 0 | 0
Circuit | distribution_circuit_resiliency | BW02_main | 2997 | 46033.81 | 46033.81 | 0 | 0 | 99891.2999 | 0 | 53857.3666
Circuit | distribution_circuit_resiliency | JP02_lateral | 2998 | 45289.65 | 45289.65 | 0 | 0 | 111474.7684 | 0 | 66185.0155
Circuit | distribution_circuit_resiliency | SA46_main | 2999 | 45124.22 | 45124.22 | 0 | 0 | 234423.3161 | 0 | 189298.9706
Circuit | distribution_circuit_resiliency | WD42_lateral | 3000 | 45034.49 | 45034.49 | 0 | 0 | 127254.015 | 0 | 82219.4085
Circuit | distribution_circuit_resiliency | SA46_lateral | 3001 | 45017 | 45017 | 0 | 0 | 91174.5079 | 0 | 46157.4029
Circuit | distribution_circuit_resiliency | SA03_main | 3002 | 44802.4 | 44802.4 | 0 | 0 | 139598.204 | 0 | 94795.675
Circuit | distribution_circuit_resiliency | MU02_main | 3003 | 44645.42 | 44645.42 | 0 | 0 | 193267.9233 | 0 | 148622.3776
Circuit | distribution_circuit_resiliency | GP05_lateral | 3004 | 44576.23 | 44576.23 | 0 | 0 | 755518.7548 | 0 | 710942.3923
Circuit | distribution_circuit_resiliency | WD42_main | 3005 | 44535.78 | 44535.78 | 0 | 0 | 358051.8641 | 0 | 313515.9736
Circuit | distribution_circuit_resiliency | ADK47_lateral | 3006 | 44427.75 | 44427.75 | 0 | 0 | 132237.4104 | 0 | 87809.5345
Circuit | distribution_circuit_resiliency | BW01_lateral | 3007 | 44260.67 | 44260.67 | 0 | 0 | 195806.2274 | 0 | 151545.4297
Circuit | distribution_circuit_resiliency | JP01_main | 3008 | 44252.22 | 44252.22 | 0 | 0 | 199648.2202 | 0 | 155395.8583
Circuit | distribution_circuit_resiliency | AI08_main | 3009 | 44228.79 | 44228.79 | 0 | 0 | 217138.3479 | 0 | 172909.4616
Circuit | distribution_circuit_resiliency | HT04_main | 3010 | 43909.69 | 43909.69 | 0 | 0 | 304930.4323 | 0 | 261020.6245
Circuit | distribution_circuit_resiliency | SA42_lateral | 3011 | 43829.12 | 43829.12 | 0 | 0 | 121384.7471 | 0 | 77555.5094
Circuit | distribution_circuit_resiliency | MC03_lateral | 3012 | 43590.38 | 43590.38 | 0 | 0 | 94216.0329 | 0 | 50625.526
Circuit | distribution_circuit_resiliency | HE01_lateral | 3013 | 43570.7 | 43570.7 | 0 | 0 | 3118839.5461 | 0 | 3075268.7348
Circuit | distribution_circuit_resiliency | SC05_main | 3014 | 43381.67 | 43381.67 | 0 | 0 | 178638.4629 | 0 | 135256.6637
Circuit | distribution_circuit_resiliency | ADK47_main | 3015 | 42451.18 | 42451.18 | 0 | 0 | 181314.7282 | 0 | 138863.4274
Circuit | distribution_circuit_resiliency | GL02_lateral | 3016 | 42117.19 | 42117.19 | 0 | 0 | 173101.376 | 0 | 130984.0827
Circuit | distribution_circuit_resiliency | ST03_lateral | 3017 | 42017.2 | 42017.2 | 0 | 0 | 1155928.8521 | 0 | 1113911.5481
Circuit | distribution_circuit_resiliency | CB05_main | 3018 | 41980.42 | 41980.42 | 0 | 0 | 664621.1207 | 0 | 622640.5493
Circuit | distribution_circuit_resiliency | ES08_lateral | 3019 | 41730 | 41730 | 0 | 0 | 1427143.5051 | 0 | 1385413.3872
Circuit | distribution_circuit_resiliency | BA02_lateral | 3020 | 41614.72 | 41614.72 | 0 | 0 | 960121.5687 | 0 | 918506.7371
Circuit | distribution_circuit_resiliency | SR16_lateral | 3021 | 41448.27 | 41448.27 | 0 | 0 | 159192.0967 | 0 | 117743.7004
Circuit | distribution_circuit_resiliency | TRN01_lateral | 3022 | 41199.63 | 41199.63 | 0 | 0 | 1098272.5368 | 0 | 1057072.7721
Circuit | distribution_circuit_resiliency | CL08_main | 3023 | 40714.98 | 40714.98 | 0 | 0 | 134545.5255 | 0 | 93830.4254
Circuit | distribution_circuit_resiliency | GN06_main | 3024 | 40601.33 | 40601.33 | 0 | 0 | 790024.4566 | 0 | 749423.012
Circuit | distribution_circuit_resiliency | LM04_lateral | 3025 | 40590.69 | 40590.69 | 0 | 0 | 8142187.7172 | 0 | 8101596.8995
Circuit | distribution_circuit_resiliency | DV09_lateral | 3026 | 40559.63 | 40559.63 | 0 | 0 | 1163664.4091 | 0 | 1123104.6347
Circuit | distribution_circuit_resiliency | SA52_lateral | 3027 | 40444.89 | 40444.89 | 0 | 0 | 365081.267 | 0 | 324636.2434
Circuit | distribution_circuit_resiliency | ME04_lateral | 3028 | 40128.15 | 40128.15 | 0 | 0 | 1395010.6142 | 0 | 1354882.3255
Circuit | distribution_circuit_resiliency | DN01_lateral | 3029 | 40115.89 | 40115.89 | 0 | 0 | 387318.3527 | 0 | 347202.3576
Circuit | distribution_circuit_resiliency | EL02_lateral | 3030 | 39991 | 39991 | 0 | 0 | 165284.9297 | 0 | 125293.7927
Circuit | distribution_circuit_resiliency | EC10_lateral | 3031 | 39711.17 | 39711.17 | 0 | 0 | 482829.6721 | 0 | 443118.395
Circuit | distribution_circuit_resiliency | GN50_lateral | 3032 | 39678.27 | 39678.27 | 0 | 0 | 39678.3842 | 0 | 0
Circuit | distribution_circuit_resiliency | GN16_lateral | 3033 | 39678.27 | 39678.27 | 0 | 0 | 183031.8897 | 0 | 143353.5055
Circuit | distribution_circuit_resiliency | MU02_lateral | 3034 | 39350.31 | 39350.31 | 0 | 0 | 286408.9829 | 0 | 247058.5215
Circuit | distribution_circuit_resiliency | PA04_main | 3035 | 39073.72 | 39073.72 | 0 | 0 | 588008.7875 | 0 | 548934.9135
Circuit | distribution_circuit_resiliency | EU10_lateral | 3036 | 38920.35 | 38920.35 | 0 | 0 | 265788.8326 | 0 | 226868.356
Circuit | distribution_circuit_resiliency | FT12_lateral | 3037 | 38858.67 | 38858.67 | 0 | 0 | 117364.4286 | 0 | 78505.6357
Circuit | distribution_circuit_resiliency | PA09_lateral | 3038 | 38459.81 | 38459.81 | 0 | 0 | 1421676.8663 | 0 | 1383216.9318
Circuit | distribution_circuit_resiliency | JP05_main | 3039 | 38088.69 | 38088.69 | 0 | 0 | 96624.7244 | 0 | 58535.9196
Circuit | distribution_circuit_resiliency | GT05_main | 3040 | 38039.64 | 38039.64 | 0 | 0 | 584883.4871 | 0 | 546843.7036
Circuit | distribution_circuit_resiliency | HP04_lateral | 3041 | 37940.37 | 37940.37 | 0 | 0 | 484401.9579 | 0 | 446461.4959
Circuit | distribution_circuit_resiliency | MB02_lateral | 3042 | 37928.36 | 37928.36 | 0 | 0 | 110387.9014 | 0 | 72459.4265
Circuit | distribution_circuit_resiliency | TE01_lateral | 3043 | 37795.98 | 37795.98 | 0 | 0 | 1391809.3872 | 0 | 1354013.2754
Circuit | distribution_circuit_resiliency | WT07_lateral | 3044 | 37717.77 | 37717.77 | 0 | 0 | 5014019.5254 | 0 | 4976301.6401
Circuit | distribution_circuit_resiliency | LJ01_lateral | 3045 | 37698.03 | 37698.03 | 0 | 0 | 2053972.7842 | 0 | 2016274.6319
Circuit | distribution_circuit_resiliency | PK43_lateral | 3046 | 37691.58 | 37691.58 | 0 | 0 | 82346.8378 | 0 | 44655.1181
Circuit | distribution_circuit_resiliency | SF13_lateral | 3047 | 37319.66 | 37319.66 | 0 | 0 | 547395.7086 | 0 | 510075.9272
Circuit | distribution_circuit_resiliency | LIM42_lateral | 3048 | 37147.14 | 37147.14 | 0 | 0 | 313356.2685 | 0 | 276208.995
Circuit | distribution_circuit_resiliency | HG03_lateral | 3049 | 36928.09 | 36928.09 | 0 | 0 | 224836.3729 | 0 | 187908.1598
Circuit | distribution_circuit_resiliency | HP09_lateral | 3050 | 36745.29 | 36745.29 | 0 | 0 | 3798821.0351 | 0 | 3762075.6245
Circuit | distribution_circuit_resiliency | JP04_main | 3051 | 36653.19 | 36653.19 | 0 | 0 | 105503.379 | 0 | 68850.0678
Circuit | distribution_circuit_resiliency | EC07_lateral | 3052 | 36594.37 | 36594.37 | 0 | 0 | 522821.1179 | 0 | 486226.619
Circuit | distribution_circuit_resiliency | JP02_main | 3053 | 36444.45 | 36444.45 | 0 | 0 | 158014.6607 | 0 | 121570.0797
Circuit | distribution_circuit_resiliency | LP02_lateral | 3054 | 36341.92 | 36341.92 | 0 | 0 | 1038473.6693 | 0 | 1002131.6394
Circuit | distribution_circuit_resiliency | BL01_lateral | 3055 | 36338.78 | 36338.78 | 0 | 0 | 1452660.5826 | 0 | 1416321.6775
Circuit | distribution_circuit_resiliency | WE07_lateral | 3056 | 36075.1 | 36075.1 | 0 | 0 | 97366.8017 | 0 | 61291.581
Circuit | distribution_circuit_resiliency | HT07_lateral | 3057 | 35968.78 | 35968.78 | 0 | 0 | 236893.9092 | 0 | 200924.9749
Circuit | distribution_circuit_resiliency | PK45_lateral | 3058 | 35896.75 | 35896.75 | 0 | 0 | 36416.291 | 0 | 519.4157
Circuit | distribution_circuit_resiliency | JOR45_main | 3059 | 35846.16 | 35846.16 | 0 | 0 | 187676.1459 | 0 | 151829.862
Circuit | distribution_circuit_resiliency | PA08_lateral | 3060 | 35652.62 | 35652.62 | 0 | 0 | 1357041.6213 | 0 | 1321388.8846
Circuit | distribution_circuit_resiliency | WI06_lateral | 3061 | 35571.31 | 35571.31 | 0 | 0 | 1112638.7081 | 0 | 1077067.2652
Circuit | distribution_circuit_resiliency | CL04_lateral | 3062 | 35430.97 | 35430.97 | 0 | 0 | 65260.3543 | 0 | 29829.2743
Circuit | distribution_circuit_resiliency | CRB46_lateral | 3063 | 35415.05 | 35415.05 | 0 | 0 | 203347.1729 | 0 | 167931.99
Circuit | distribution_circuit_resiliency | AI08_lateral | 3064 | 35390.55 | 35390.55 | 0 | 0 | 110786.5753 | 0 | 75395.8629
Circuit | distribution_circuit_resiliency | DR11_main | 3065 | 35320.2 | 35320.2 | 0 | 0 | 35320.323 | 0 | 0
Circuit | distribution_circuit_resiliency | BG03_main | 3066 | 35100.32 | 35100.32 | 0 | 0 | 180754.6238 | 0 | 145654.1579
Circuit | distribution_circuit_resiliency | WEB06_lateral | 3067 | 34558.94 | 34558.94 | 0 | 0 | 1630130.763 | 0 | 1595571.6972
Circuit | distribution_circuit_resiliency | LIM43_lateral | 3068 | 34284.6 | 34284.6 | 0 | 0 | 488273.8051 | 0 | 453989.0532
Circuit | distribution_circuit_resiliency | DV01_main | 3069 | 33432.98 | 33432.98 | 0 | 0 | 233769.0338 | 0 | 200335.9545
Circuit | distribution_circuit_resiliency | MB04_lateral | 3070 | 32572.21 | 32572.21 | 0 | 0 | 249196.1177 | 0 | 216623.7897
Circuit | distribution_circuit_resiliency | WL02_main | 3071 | 32540.65 | 32540.65 | 0 | 0 | 201832.6233 | 0 | 169291.8505
Circuit | distribution_circuit_resiliency | WE03_lateral | 3072 | 32127.3 | 32127.3 | 0 | 0 | 817810.114 | 0 | 785682.6853
Circuit | distribution_circuit_resiliency | WO11_lateral | 3073 | 32070.13 | 32070.13 | 0 | 0 | 66851.0339 | 0 | 34780.7791
Circuit | distribution_circuit_resiliency | WO11_main | 3074 | 32070.13 | 32070.13 | 0 | 0 | 154813.6826 | 0 | 122743.4275
Circuit | distribution_circuit_resiliency | SF08_lateral | 3075 | 31938.17 | 31938.17 | 0 | 0 | 113171.9778 | 0 | 81233.6768
Circuit | distribution_circuit_resiliency | EC12_lateral | 3076 | 31929.39 | 31929.39 | 0 | 0 | 473647.7732 | 0 | 441718.2578
Circuit | distribution_circuit_resiliency | BG03_lateral | 3077 | 31854.73 | 31854.73 | 0 | 0 | 206436.1349 | 0 | 174581.2761
Circuit | distribution_circuit_resiliency | KB11_main | 3078 | 31461.93 | 31461.93 | 0 | 0 | 735274.1566 | 0 | 703812.0785
Circuit | distribution_circuit_resiliency | BI02_main | 3079 | 31287.73 | 31287.73 | 0 | 0 | 1809821.2975 | 0 | 1778533.4539
Circuit | distribution_circuit_resiliency | CB04_lateral | 3080 | 30804.96 | 30804.96 | 0 | 0 | 147389.3725 | 0 | 116584.274
Circuit | distribution_circuit_resiliency | WEB09_lateral | 3081 | 30581.27 | 30581.27 | 0 | 0 | 407701.752 | 0 | 377120.3083
Circuit | distribution_circuit_resiliency | SF47_lateral | 3082 | 30102.45 | 30102.45 | 0 | 0 | 211173.5506 | 0 | 181070.9504
Circuit | distribution_circuit_resiliency | CB11_main | 3083 | 29902.26 | 29902.26 | 0 | 0 | 720226.881 | 0 | 690324.4954
Circuit | distribution_circuit_resiliency | WE07_main | 3084 | 29881.72 | 29881.72 | 0 | 0 | 118203.6213 | 0 | 88321.7819
Circuit | distribution_circuit_resiliency | CR03_lateral | 3085 | 29761.11 | 29761.11 | 0 | 0 | 4333649.4606 | 0 | 4303888.2103
Circuit | distribution_circuit_resiliency | BM02_main | 3086 | 29394.73 | 29394.73 | 0 | 0 | 118332.6162 | 0 | 88937.7603
Circuit | distribution_circuit_resiliency | DR09_lateral | 3087 | 29342.44 | 29342.44 | 0 | 0 | 179122.536 | 0 | 149779.9605
Circuit | distribution_circuit_resiliency | BAR48_main | 3088 | 29295.61 | 29295.61 | 0 | 0 | 141908.7712 | 0 | 112613.0503
Circuit | distribution_circuit_resiliency | BW07_main | 3089 | 29216.72 | 29216.72 | 0 | 0 | 67515.4815 | 0 | 38298.6575
Circuit | distribution_circuit_resiliency | SC05_lateral | 3090 | 29150.95 | 29150.95 | 0 | 0 | 81744.193 | 0 | 52593.1217
Circuit | distribution_circuit_resiliency | FT01_lateral | 3091 | 28589.49 | 28589.49 | 0 | 0 | 335006.1087 | 0 | 306416.5185
Circuit | distribution_circuit_resiliency | BAR48_lateral | 3092 | 28554.69 | 28554.69 | 0 | 0 | 76180.2371 | 0 | 47625.4072
Circuit | distribution_circuit_resiliency | KN04_main | 3093 | 28361.04 | 28361.04 | 0 | 0 | 93006.7327 | 0 | 64645.5386
Circuit | distribution_circuit_resiliency | BM02_lateral | 3094 | 28264.17 | 28264.17 | 0 | 0 | 72658.5279 | 0 | 44394.2432
Circuit | distribution_circuit_resiliency | SA42_main | 3095 | 28244.5 | 28244.5 | 0 | 0 | 136019.3859 | 0 | 107774.7498
Circuit | distribution_circuit_resiliency | BI03_main | 3096 | 28113.52 | 28113.52 | 0 | 0 | 864616.9277 | 0 | 836503.272
Circuit | distribution_circuit_resiliency | LU01_lateral | 3097 | 27917.24 | 27917.24 | 0 | 0 | 649374.9752 | 0 | 621457.6254
Circuit | distribution_circuit_resiliency | WE04_lateral | 3098 | 27898.52 | 27898.52 | 0 | 0 | 93953.5058 | 0 | 66054.8652
Circuit | distribution_circuit_resiliency | ADK46_lateral | 3099 | 27865.72 | 27865.72 | 0 | 0 | 49312.8057 | 0 | 21446.9758
Circuit | distribution_circuit_resiliency | SC03_lateral | 3100 | 27536.56 | 27536.56 | 0 | 0 | 92527.6794 | 0 | 64990.975
Circuit | distribution_circuit_resiliency | MB10_lateral | 3101 | 26974.57 | 26974.57 | 0 | 0 | 62294.7447 | 0 | 35320.0412
Circuit | distribution_circuit_resiliency | BU04_main | 3102 | 26963.66 | 26963.66 | 0 | 0 | 122617.4554 | 0 | 95653.6334
Circuit | distribution_circuit_resiliency | DV01_lateral | 3103 | 26891.44 | 26891.44 | 0 | 0 | 275106.5411 | 0 | 248214.9623
Circuit | distribution_circuit_resiliency | FAN46_main | 3104 | 26840.37 | 26840.37 | 0 | 0 | 664296.8173 | 0 | 637456.315
Circuit | distribution_circuit_resiliency | TAN46_main | 3105 | 26518.72 | 26518.72 | 0 | 0 | 28170.6203 | 0 | 1651.78
Circuit | distribution_circuit_resiliency | RS06_lateral | 3106 | 26191.77 | 26191.77 | 0 | 0 | 241809.1549 | 0 | 215617.2465
Circuit | distribution_circuit_resiliency | DV08_lateral | 3107 | 26096.42 | 26096.42 | 0 | 0 | 924643.6932 | 0 | 898547.1095
Circuit | distribution_circuit_resiliency | IND01_main | 3108 | 25716.46 | 25716.46 | 0 | 0 | 46281.2376 | 0 | 20564.6434
Circuit | distribution_circuit_resiliency | WT04_lateral | 3109 | 25679.7 | 25679.7 | 0 | 0 | 460457.2727 | 0 | 434777.4289
Circuit | distribution_circuit_resiliency | DR09_main | 3110 | 25656.04 | 25656.04 | 0 | 0 | 173650.8226 | 0 | 147994.6702
Circuit | distribution_circuit_resiliency | GP03_lateral | 3111 | 25630.33 | 25630.33 | 0 | 0 | 77340.5749 | 0 | 51710.1052
Circuit | distribution_circuit_resiliency | UV02_main | 3112 | 25584.67 | 25584.67 | 0 | 0 | 80554.1542 | 0 | 54969.3716
Circuit | distribution_circuit_resiliency | EC01_main | 3113 | 25563.96 | 25563.96 | 0 | 0 | 270674.4057 | 0 | 245110.313
Circuit | distribution_circuit_resiliency | PO06_lateral | 3114 | 25117.39 | 25117.39 | 0 | 0 | 1175159.7905 | 0 | 1150042.3029
Circuit | distribution_circuit_resiliency | KN07_main | 3115 | 24745.45 | 24745.45 | 0 | 0 | 161771.55 | 0 | 137025.9831
Circuit | distribution_circuit_resiliency | LU03_lateral | 3116 | 24590.86 | 24590.86 | 0 | 0 | 305137.496 | 0 | 280546.5098
Circuit | distribution_circuit_resiliency | HB43_lateral | 3117 | 24462.05 | 24462.05 | 0 | 0 | 208263.741 | 0 | 183801.5601
Circuit | distribution_circuit_resiliency | WT10_lateral | 3118 | 24305.71 | 24305.71 | 0 | 0 | 310410.6732 | 0 | 286104.8378
Circuit | distribution_circuit_resiliency | WW02_main | 3119 | 24261.6 | 24261.6 | 0 | 0 | 191643.4223 | 0 | 167381.6945
Circuit | distribution_circuit_resiliency | GS13_lateral | 3120 | 23973.66 | 23973.66 | 0 | 0 | 25012.614 | 0 | 1038.8315
Circuit | distribution_circuit_resiliency | GS30_lateral | 3121 | 23529.69 | 23529.69 | 0 | 0 | 57362.0035 | 0 | 33832.1797
Circuit | distribution_circuit_resiliency | BR04_lateral | 3122 | 23342.86 | 23342.86 | 0 | 0 | 1244222.0275 | 0 | 1220879.0289
Circuit | distribution_circuit_resiliency | GS10_lateral | 3123 | 23332.87 | 23332.87 | 0 | 0 | 23332.9691 | 0 | 0
Circuit | distribution_circuit_resiliency | WF01_lateral | 3124 | 23313.33 | 23313.33 | 0 | 0 | 2823220.8206 | 0 | 2799907.379
Circuit | distribution_circuit_resiliency | FD15_lateral | 3125 | 23153.9 | 23153.9 | 0 | 0 | 394158.9101 | 0 | 371004.8666
Circuit | distribution_circuit_resiliency | HT04_lateral | 3126 | 23117.43 | 23117.43 | 0 | 0 | 101669.5649 | 0 | 78552.0134
Circuit | distribution_circuit_resiliency | WEB11_lateral | 3127 | 23074.14 | 23074.14 | 0 | 0 | 2039087.0206 | 0 | 2016012.7263
Circuit | distribution_circuit_resiliency | BI46_lateral | 3128 | 22986.13 | 22986.13 | 0 | 0 | 4266439.7716 | 0 | 4243453.5061
Circuit | distribution_circuit_resiliency | MC05_lateral | 3129 | 22866.28 | 22866.28 | 0 | 0 | 122949.6551 | 0 | 100083.2379
Circuit | distribution_circuit_resiliency | SR05_lateral | 3130 | 22823.3 | 22823.3 | 0 | 0 | 313241.0899 | 0 | 290417.6697
Circuit | distribution_circuit_resiliency | TRN44_main | 3131 | 22555.37 | 22555.37 | 0 | 0 | 112057.4023 | 0 | 89501.9119
Circuit | distribution_circuit_resiliency | BU03_main | 3132 | 22390.55 | 22390.55 | 0 | 0 | 79067.5747 | 0 | 56676.8962
Circuit | distribution_circuit_resiliency | KB17_lateral | 3133 | 22302.77 | 22302.77 | 0 | 0 | 4238209.3599 | 0 | 4215906.4699
Circuit | distribution_circuit_resiliency | MP06_lateral | 3134 | 22274.66 | 22274.66 | 0 | 0 | 607794.3436 | 0 | 585519.5521
Circuit | distribution_circuit_resiliency | FP02_lateral | 3135 | 22121.69 | 22121.69 | 0 | 0 | 239247.0818 | 0 | 217125.2527
Circuit | distribution_circuit_resiliency | ADK46_main | 3136 | 22021.94 | 22021.94 | 0 | 0 | 87168.2608 | 0 | 65146.2058
Circuit | distribution_circuit_resiliency | EL03_lateral | 3137 | 21676.08 | 21676.08 | 0 | 0 | 77526.45 | 0 | 55850.2352
Circuit | distribution_circuit_resiliency | BI11_main | 3138 | 21583.18 | 21583.18 | 0 | 0 | 1486520.8094 | 0 | 1464937.4765
Circuit | distribution_circuit_resiliency | VL05_main | 3139 | 21561.82 | 21561.82 | 0 | 0 | 63385.7663 | 0 | 41823.8112
Circuit | distribution_circuit_resiliency | SCW02_lateral | 3140 | 21344.69 | 21344.69 | 0 | 0 | 876160.7468 | 0 | 854815.9223
Circuit | distribution_circuit_resiliency | KB20_lateral | 3141 | 21243.3 | 21243.3 | 0 | 0 | 526363.1002 | 0 | 505119.7091
Circuit | distribution_circuit_resiliency | GP02_main | 3142 | 21222.34 | 21222.34 | 0 | 0 | 61610.0819 | 0 | 40387.602
Circuit | distribution_circuit_resiliency | BR01_lateral | 3143 | 20577.39 | 20577.39 | 0 | 0 | 472772.368 | 0 | 452194.8256
Circuit | distribution_circuit_resiliency | BR12_lateral | 3144 | 20243.42 | 20243.42 | 0 | 0 | 2879123.8683 | 0 | 2858880.3377
Circuit | distribution_circuit_resiliency | KN04_lateral | 3145 | 20114.63 | 20114.63 | 0 | 0 | 42740.069 | 0 | 22625.3211
Circuit | distribution_circuit_resiliency | FP02_main | 3146 | 20101.87 | 20101.87 | 0 | 0 | 316400.5836 | 0 | 296298.5975
Circuit | distribution_circuit_resiliency | ST12_main | 3147 | 20096.44 | 20096.44 | 0 | 0 | 1493728.7222 | 0 | 1473632.1403
Circuit | distribution_circuit_resiliency | AI09_main | 3148 | 19893.73 | 19893.73 | 0 | 0 | 73637.7859 | 0 | 53743.9203
Circuit | distribution_circuit_resiliency | GA01_lateral | 3149 | 19827.74 | 19827.74 | 0 | 0 | 49976.8297 | 0 | 30148.9675
Circuit | distribution_circuit_resiliency | BW03_main | 3150 | 19493.24 | 19493.24 | 0 | 0 | 48155.173 | 0 | 28661.7958
Circuit | distribution_circuit_resiliency | JP01_lateral | 3151 | 19476.46 | 19476.46 | 0 | 0 | 39413.2415 | 0 | 19936.663
Circuit | distribution_circuit_resiliency | KI41_lateral | 3152 | 19399.32 | 19399.32 | 0 | 0 | 2887252.7736 | 0 | 2867853.3283
Circuit | distribution_circuit_resiliency | DH07_lateral | 3153 | 19158.13 | 19158.13 | 0 | 0 | 330740.269 | 0 | 311581.9893
Circuit | distribution_circuit_resiliency | CL08_lateral | 3154 | 18967.6 | 18967.6 | 0 | 0 | 156735.9981 | 0 | 137768.275
Circuit | distribution_circuit_resiliency | OR03_main | 3155 | 18443.73 | 18443.73 | 0 | 0 | 73949.1018 | 0 | 55505.2123
Circuit | distribution_circuit_resiliency | WE08_main | 3156 | 18171.93 | 18171.93 | 0 | 0 | 1840256.4174 | 0 | 1822084.3727
Circuit | distribution_circuit_resiliency | OA03_main | 3157 | 18136.98 | 18136.98 | 0 | 0 | 28274.6738 | 0 | 10137.5787
Circuit | distribution_circuit_resiliency | WO06_lateral | 3158 | 18093.37 | 18093.37 | 0 | 0 | 1652470.2111 | 0 | 1634376.7092
Circuit | distribution_circuit_resiliency | BT02_lateral | 3159 | 18002.74 | 18002.74 | 0 | 0 | 96823.3971 | 0 | 78820.5332
Circuit | distribution_circuit_resiliency | PO05_lateral | 3160 | 17203.77 | 17203.77 | 0 | 0 | 696520.6109 | 0 | 679316.7401
Circuit | distribution_circuit_resiliency | BW04_main | 3161 | 17182.66 | 17182.66 | 0 | 0 | 24729.6635 | 0 | 7546.8586
Circuit | distribution_circuit_resiliency | FP04_main | 3162 | 17117.04 | 17117.04 | 0 | 0 | 203464.7606 | 0 | 186347.5949
Circuit | distribution_circuit_resiliency | KB13_lateral | 3163 | 17079.28 | 17079.28 | 0 | 0 | 39910.7763 | 0 | 22831.3623
Circuit | distribution_circuit_resiliency | BG09_lateral | 3164 | 16996.11 | 16996.11 | 0 | 0 | 1692260.3578 | 0 | 1675264.0909
Circuit | distribution_circuit_resiliency | KB08_main | 3165 | 16957.32 | 16957.32 | 0 | 0 | 16957.443 | 0 | 0
Circuit | distribution_circuit_resiliency | SR16_main | 3166 | 16581.58 | 16581.58 | 0 | 0 | 235015.8053 | 0 | 218434.0917
Circuit | distribution_circuit_resiliency | GR01_main | 3167 | 16549.8 | 16549.8 | 0 | 0 | 57104.2083 | 0 | 40554.2729
Circuit | distribution_circuit_resiliency | LK04_lateral | 3168 | 16377.3 | 16377.3 | 0 | 0 | 497435.6683 | 0 | 481058.2336
Circuit | distribution_circuit_resiliency | SC01_main | 3169 | 16267.81 | 16267.81 | 0 | 0 | 47379.1636 | 0 | 31111.2292
Circuit | distribution_circuit_resiliency | EC14_lateral | 3170 | 16266.04 | 16266.04 | 0 | 0 | 4408782.3302 | 0 | 4392516.1539
Circuit | distribution_circuit_resiliency | BR06_main | 3171 | 16256.37 | 16256.37 | 0 | 0 | 53331.0238 | 0 | 37074.5247
Circuit | distribution_circuit_resiliency | JOR45_lateral | 3172 | 16209.11 | 16209.11 | 0 | 0 | 38394.5698 | 0 | 22185.332
Circuit | distribution_circuit_resiliency | NSH03_lateral | 3173 | 16185.63 | 16185.63 | 0 | 0 | 422146.6907 | 0 | 405960.9361
Circuit | distribution_circuit_resiliency | JP05_lateral | 3174 | 16016.19 | 16016.19 | 0 | 0 | 30791.5758 | 0 | 14775.2622
Circuit | distribution_circuit_resiliency | HOC01_main | 3175 | 15971.94 | 15971.94 | 0 | 0 | 216995.4515 | 0 | 201023.399
Circuit | distribution_circuit_resiliency | AF12_lateral | 3176 | 15966.95 | 15966.95 | 0 | 0 | 108640.2064 | 0 | 92673.1334
Circuit | distribution_circuit_resiliency | ME07_lateral | 3177 | 15896.24 | 15896.24 | 0 | 0 | 88169.9307 | 0 | 72273.5639
Circuit | distribution_circuit_resiliency | WE05_main | 3178 | 15885.14 | 15885.14 | 0 | 0 | 54311.338 | 0 | 38426.0541
Circuit | distribution_circuit_resiliency | FP04_lateral | 3179 | 15711.98 | 15711.98 | 0 | 0 | 216999.5417 | 0 | 201287.4568
Circuit | distribution_circuit_resiliency | PK46_main | 3180 | 15704.76 | 15704.76 | 0 | 0 | 15704.883 | 0 | 0
Circuit | distribution_circuit_resiliency | BH06_main | 3181 | 15628.85 | 15628.85 | 0 | 0 | 73746.68 | 0 | 58117.7025
Circuit | distribution_circuit_resiliency | KB03_main | 3182 | 15281.87 | 15281.87 | 0 | 0 | 299604.7014 | 0 | 284322.6927
Circuit | distribution_circuit_resiliency | BW06_main | 3183 | 14976.21 | 14976.21 | 0 | 0 | 32662.4762 | 0 | 17686.1323
Circuit | distribution_circuit_resiliency | JN07_lateral | 3184 | 14808.33 | 14808.33 | 0 | 0 | 490246.1022 | 0 | 475437.6417
Circuit | distribution_circuit_resiliency | ME06_lateral | 3185 | 14760.78 | 14760.78 | 0 | 0 | 627078.6829 | 0 | 612317.7707
Circuit | distribution_circuit_resiliency | MB06_lateral | 3186 | 14726.6 | 14726.6 | 0 | 0 | 80569.2724 | 0 | 65842.5451
Circuit | distribution_circuit_resiliency | HY09_lateral | 3187 | 14490.2 | 14490.2 | 0 | 0 | 229332.6241 | 0 | 214842.3107
Circuit | distribution_circuit_resiliency | SC01_lateral | 3188 | 14168.73 | 14168.73 | 0 | 0 | 63498.5484 | 0 | 49329.7022
Circuit | distribution_circuit_resiliency | JP04_lateral | 3189 | 13953.21 | 13953.21 | 0 | 0 | 32021.0517 | 0 | 18067.6945
Circuit | distribution_circuit_resiliency | KB09_lateral | 3190 | 13933.08 | 13933.08 | 0 | 0 | 1210734.7531 | 0 | 1196801.547
Circuit | distribution_circuit_resiliency | TRN44_lateral | 3191 | 13770.36 | 13770.36 | 0 | 0 | 54485.9462 | 0 | 40715.4511
Circuit | distribution_circuit_resiliency | HY08_lateral | 3192 | 13222.4 | 13222.4 | 0 | 0 | 461259.3988 | 0 | 448036.8474
Circuit | distribution_circuit_resiliency | QV04_lateral | 3193 | 13197.83 | 13197.83 | 0 | 0 | 1136622.3444 | 0 | 1123424.3875
Circuit | distribution_circuit_resiliency | CB11_lateral | 3194 | 13103.32 | 13103.32 | 0 | 0 | 492253.538 | 0 | 479150.0872
Circuit | distribution_circuit_resiliency | EU05_lateral | 3195 | 13005.09 | 13005.09 | 0 | 0 | 733977.4883 | 0 | 720972.2575
Circuit | distribution_circuit_resiliency | WT05_main | 3196 | 12981.39 | 12981.39 | 0 | 0 | 61539.0787 | 0 | 48557.5705
Circuit | distribution_circuit_resiliency | GS29_main | 3197 | 12874.66 | 12874.66 | 0 | 0 | 85954.3304 | 0 | 73079.5212
Circuit | distribution_circuit_resiliency | HM11_lateral | 3198 | 12678.81 | 12678.81 | 0 | 0 | 19616190.8218 | 0 | 19603511.8745
Circuit | distribution_circuit_resiliency | BH06_lateral | 3199 | 12530.99 | 12530.99 | 0 | 0 | 87615.3207 | 0 | 75084.1997
Circuit | distribution_circuit_resiliency | MB07_main | 3200 | 12482.41 | 12482.41 | 0 | 0 | 81866.9367 | 0 | 69384.4127
Circuit | distribution_circuit_resiliency | UL47_lateral | 3201 | 12420.6 | 12420.6 | 0 | 0 | 1376333.7953 | 0 | 1363913.074
Circuit | distribution_circuit_resiliency | GP08_main | 3202 | 12133.97 | 12133.97 | 0 | 0 | 718474.9719 | 0 | 706340.8701
Circuit | distribution_circuit_resiliency | ME08_main | 3203 | 12111.39 | 12111.39 | 0 | 0 | 39856.5437 | 0 | 27745.0262
Circuit | distribution_circuit_resiliency | PE05_lateral | 3204 | 12085.29 | 12085.29 | 0 | 0 | 80613.8219 | 0 | 68528.3987
Circuit | distribution_circuit_resiliency | BW08_main | 3205 | 12039.9 | 12039.9 | 0 | 0 | 34187.7786 | 0 | 22147.7514
Circuit | distribution_circuit_resiliency | HG08_lateral | 3206 | 11757.36 | 11757.36 | 0 | 0 | 112934.4605 | 0 | 101176.9858
Circuit | distribution_circuit_resiliency | CA04_lateral | 3207 | 11647.81 | 11647.81 | 0 | 0 | 657989.817 | 0 | 646341.8926
Circuit | distribution_circuit_resiliency | SR04_main | 3208 | 11327.43 | 11327.43 | 0 | 0 | 39768.6835 | 0 | 28441.1352
Circuit | distribution_circuit_resiliency | HG01_lateral | 3209 | 11267.6 | 11267.6 | 0 | 0 | 583413.2698 | 0 | 572145.5443
Circuit | distribution_circuit_resiliency | FD09_main | 3210 | 11261.19 | 11261.19 | 0 | 0 | 771160.3491 | 0 | 759899.0488
Circuit | distribution_circuit_resiliency | WZ45_lateral | 3211 | 11090.96 | 11090.96 | 0 | 0 | 97784.0727 | 0 | 86692.9991
Circuit | distribution_circuit_resiliency | DH03_main | 3212 | 10981.82 | 10981.82 | 0 | 0 | 39640.9089 | 0 | 28658.9389
Circuit | distribution_circuit_resiliency | WE05_lateral | 3213 | 10902.77 | 10902.77 | 0 | 0 | 42236.448 | 0 | 31333.5605
Circuit | distribution_circuit_resiliency | GG08_main | 3214 | 10901.47 | 10901.47 | 0 | 0 | 10901.6141 | 0 | 0
Circuit | distribution_circuit_resiliency | GG05_main | 3215 | 10901.47 | 10901.47 | 0 | 0 | 35793.919 | 0 | 24892.3049
Circuit | distribution_circuit_resiliency | BW03_lateral | 3216 | 10893.25 | 10893.25 | 0 | 0 | 24132.076 | 0 | 13238.7182
Circuit | distribution_circuit_resiliency | HG08_main | 3217 | 10779.59 | 10779.59 | 0 | 0 | 33110.821 | 0 | 22331.0975
Circuit | distribution_circuit_resiliency | SF46_lateral | 3218 | 10747.08 | 10747.08 | 0 | 0 | 603960.2339 | 0 | 593213.0398
Circuit | distribution_circuit_resiliency | DH03_lateral | 3219 | 10603.16 | 10603.16 | 0 | 0 | 22879.7372 | 0 | 12276.4557
Circuit | distribution_circuit_resiliency | TWG45_lateral | 3220 | 10261.63 | 10261.63 | 0 | 0 | 336323.8833 | 0 | 326062.133
Circuit | distribution_circuit_resiliency | DV02_lateral | 3221 | 9997.02 | 9997.02 | 0 | 0 | 91412.4702 | 0 | 81415.3083
Circuit | distribution_circuit_resiliency | UL41_lateral | 3222 | 9980.74 | 9980.74 | 0 | 0 | 9980.8718 | 0 | 0
Circuit | distribution_circuit_resiliency | HE12_main | 3223 | 9830.9 | 9830.9 | 0 | 0 | 61708.9025 | 0 | 51877.8716
Circuit | distribution_circuit_resiliency | BR06_lateral | 3224 | 9828.92 | 9828.92 | 0 | 0 | 17753.9511 | 0 | 7924.8753
Circuit | distribution_circuit_resiliency | AI09_lateral | 3225 | 9794.44 | 9794.44 | 0 | 0 | 40470.2986 | 0 | 30675.7422
Circuit | distribution_circuit_resiliency | SF41_main | 3226 | 9752.34 | 9752.34 | 0 | 0 | 164602.7385 | 0 | 154850.2837
Circuit | distribution_circuit_resiliency | BW08_lateral | 3227 | 9746.56 | 9746.56 | 0 | 0 | 17040.8554 | 0 | 7294.1668
Circuit | distribution_circuit_resiliency | GR04_main | 3228 | 9672.92 | 9672.92 | 0 | 0 | 27186.3349 | 0 | 17513.2987
Circuit | distribution_circuit_resiliency | GT09_lateral | 3229 | 9606.94 | 9606.94 | 0 | 0 | 449668.6689 | 0 | 440061.5859
Circuit | distribution_circuit_resiliency | FT08_lateral | 3230 | 9130.93 | 9130.93 | 0 | 0 | 81200.7499 | 0 | 72069.6985
Circuit | distribution_circuit_resiliency | BW07_lateral | 3231 | 9117.39 | 9117.39 | 0 | 0 | 422947.9625 | 0 | 413830.4218
Circuit | distribution_circuit_resiliency | BW11_main | 3232 | 9044.49 | 9044.49 | 0 | 0 | 20454.8929 | 0 | 11410.2862
Circuit | distribution_circuit_resiliency | IND06_lateral | 3233 | 8899.34 | 8899.34 | 0 | 0 | 174523.3694 | 0 | 165623.8937
Circuit | distribution_circuit_resiliency | BW02_lateral | 3234 | 8876.92 | 8876.92 | 0 | 0 | 12192.5955 | 0 | 3315.5304
Circuit | distribution_circuit_resiliency | IND01_lateral | 3235 | 8742.06 | 8742.06 | 0 | 0 | 11285.7344 | 0 | 2543.5498
Circuit | distribution_circuit_resiliency | QV05_lateral | 3236 | 8620.81 | 8620.81 | 0 | 0 | 368645.9936 | 0 | 360025.0545
Circuit | distribution_circuit_resiliency | ST09_lateral | 3237 | 8575.27 | 8575.27 | 0 | 0 | 1078603.4978 | 0 | 1070028.0929
Circuit | distribution_circuit_resiliency | IND04_main | 3238 | 8469.79 | 8469.79 | 0 | 0 | 19812.4401 | 0 | 11342.5023
Circuit | distribution_circuit_resiliency | MP09_main | 3239 | 8426.25 | 8426.25 | 0 | 0 | 28733.9544 | 0 | 20307.5682
Circuit | distribution_circuit_resiliency | FAN46_lateral | 3240 | 8030.04 | 8030.04 | 0 | 0 | 87169.7799 | 0 | 79139.6307
Circuit | distribution_circuit_resiliency | WE04_main | 3241 | 7941.12 | 7941.12 | 0 | 0 | 107660.9388 | 0 | 99719.687
Circuit | distribution_circuit_resiliency | PZ46_lateral | 3242 | 7844.76 | 7844.76 | 0 | 0 | 4206300.3399 | 0 | 4198455.4655
Circuit | distribution_circuit_resiliency | CE01_lateral | 3243 | 7840.86 | 7840.86 | 0 | 0 | 363951.4153 | 0 | 356110.421
Circuit | distribution_circuit_resiliency | BI10_lateral | 3244 | 7389.35 | 7389.35 | 0 | 0 | 29351.9096 | 0 | 21962.4458
Circuit | distribution_circuit_resiliency | BI10_main | 3245 | 7389.35 | 7389.35 | 0 | 0 | 29279.3053 | 0 | 21889.8417
Circuit | distribution_circuit_resiliency | CB02_lateral | 3246 | 7308.29 | 7308.29 | 0 | 0 | 3240261.6853 | 0 | 3232953.2707
Circuit | distribution_circuit_resiliency | STF05_lateral | 3247 | 7009.35 | 7009.35 | 0 | 0 | 776738.9021 | 0 | 769729.4237
Circuit | distribution_circuit_resiliency | IND04_lateral | 3248 | 6973.66 | 6973.66 | 0 | 0 | 16196.1631 | 0 | 9222.3873
Circuit | distribution_circuit_resiliency | TRN42_main | 3249 | 6666.96 | 6666.96 | 0 | 0 | 26323.5311 | 0 | 19656.4258
Circuit | distribution_circuit_resiliency | CK05_lateral | 3250 | 6606.63 | 6606.63 | 0 | 0 | 557860.3459 | 0 | 551253.6033
Circuit | distribution_circuit_resiliency | FD05_lateral | 3251 | 6601.47 | 6601.47 | 0 | 0 | 1620331.3232 | 0 | 1613729.7326
Circuit | distribution_circuit_resiliency | BU03_lateral | 3252 | 6584.24 | 6584.24 | 0 | 0 | 32503.6796 | 0 | 25919.2981
Circuit | distribution_circuit_resiliency | SF12_lateral | 3253 | 6509.13 | 6509.13 | 0 | 0 | 220494.9806 | 0 | 213985.7163
Circuit | distribution_circuit_resiliency | UV02_lateral | 3254 | 6462.38 | 6462.38 | 0 | 0 | 20906.28 | 0 | 14443.7852
Circuit | distribution_circuit_resiliency | BZ05_lateral | 3255 | 6179.81 | 6179.81 | 0 | 0 | 7210019.7931 | 0 | 7203839.8453
Circuit | distribution_circuit_resiliency | IM45_lateral | 3256 | 5941.94 | 5941.94 | 0 | 0 | 5942.0787 | 0 | 0
Circuit | distribution_circuit_resiliency | GR03_main | 3257 | 5887.8 | 5887.8 | 0 | 0 | 11654.941 | 0 | 5767.006
Circuit | distribution_circuit_resiliency | SC06_main | 3258 | 5772.36 | 5772.36 | 0 | 0 | 16541.7645 | 0 | 10769.2717
Circuit | distribution_circuit_resiliency | WD41_lateral | 3259 | 5715.06 | 5715.06 | 0 | 0 | 203885.636 | 0 | 198170.4289
Circuit | distribution_circuit_resiliency | WLO47_lateral | 3260 | 5323.38 | 5323.38 | 0 | 0 | 11098.9301 | 0 | 5775.4267
Circuit | distribution_circuit_resiliency | HT02_lateral | 3261 | 5226.5 | 5226.5 | 0 | 0 | 2921153.399 | 0 | 2915926.7441
Circuit | distribution_circuit_resiliency | WT05_lateral | 3262 | 5200.59 | 5200.59 | 0 | 0 | 33231.7845 | 0 | 28031.0764
Circuit | distribution_circuit_resiliency | IND02_lateral | 3263 | 4823.58 | 4823.58 | 0 | 0 | 10806.0496 | 0 | 5982.3481
Circuit | distribution_circuit_resiliency | IND02_main | 3264 | 4793.69 | 4793.69 | 0 | 0 | 15312.8398 | 0 | 10519.0224
Circuit | distribution_circuit_resiliency | FAN48_lateral | 3265 | 4746.65 | 4746.65 | 0 | 0 | 325961.3831 | 0 | 321214.596
Circuit | distribution_circuit_resiliency | WD45_main | 3266 | 4642.4 | 4642.4 | 0 | 0 | 21033.986 | 0 | 16391.4479
Circuit | distribution_circuit_resiliency | SF07_main | 3267 | 4636.22 | 4636.22 | 0 | 0 | 32111.5214 | 0 | 27475.1624
Circuit | distribution_circuit_resiliency | VL05_lateral | 3268 | 4636.02 | 4636.02 | 0 | 0 | 23402.7957 | 0 | 18766.6478
Circuit | distribution_circuit_resiliency | RED04_main | 3269 | 4556.66 | 4556.66 | 0 | 0 | 14912.2579 | 0 | 10355.4585
Circuit | distribution_circuit_resiliency | RED04_lateral | 3270 | 4556.66 | 4556.66 | 0 | 0 | 9827.1354 | 0 | 5270.336
Circuit | distribution_circuit_resiliency | FD10_lateral | 3271 | 4421.17 | 4421.17 | 0 | 0 | 125134.9733 | 0 | 120713.6731
Circuit | distribution_circuit_resiliency | HOC01_lateral | 3272 | 4387.08 | 4387.08 | 0 | 0 | 54339.5897 | 0 | 49952.3685
Circuit | distribution_circuit_resiliency | KN07_lateral | 3273 | 4372.86 | 4372.86 | 0 | 0 | 41886.4835 | 0 | 37513.5162
Circuit | distribution_circuit_resiliency | SF45_lateral | 3274 | 4270.86 | 4270.86 | 0 | 0 | 4270.9588 | 0 | 0
Circuit | distribution_circuit_resiliency | GR04_lateral | 3275 | 4205.53 | 4205.53 | 0 | 0 | 18709.3175 | 0 | 14503.6496
Circuit | distribution_circuit_resiliency | SF07_lateral | 3276 | 4202.28 | 4202.28 | 0 | 0 | 12057.3166 | 0 | 7854.9085
Circuit | distribution_circuit_resiliency | KL43_lateral | 3277 | 4169.56 | 4169.56 | 0 | 0 | 163487.2274 | 0 | 159317.5265
Circuit | distribution_circuit_resiliency | PK05_lateral | 3278 | 4038.28 | 4038.28 | 0 | 0 | 22708.0939 | 0 | 18669.6954
Circuit | distribution_circuit_resiliency | PG02_main | 3279 | 3953.66 | 3953.66 | 0 | 0 | 3953.8231 | 0 | 0
Circuit | distribution_circuit_resiliency | SR04_lateral | 3280 | 3941.78 | 3941.78 | 0 | 0 | 9755.5952 | 0 | 5813.6798
Circuit | distribution_circuit_resiliency | AM05_lateral | 3281 | 3909.08 | 3909.08 | 0 | 0 | 1529866.7951 | 0 | 1525957.5634
Circuit | distribution_circuit_resiliency | UL09_lateral | 3282 | 3887.38 | 3887.38 | 0 | 0 | 235987.5072 | 0 | 232099.98
Circuit | distribution_circuit_resiliency | HA10_lateral | 3283 | 3787.8 | 3787.8 | 0 | 0 | 294008.5893 | 0 | 290220.6458
Circuit | distribution_circuit_resiliency | MP09_lateral | 3284 | 3744.91 | 3744.91 | 0 | 0 | 12956.401 | 0 | 9211.3405
Circuit | distribution_circuit_resiliency | HG09_main | 3285 | 3440.34 | 3440.34 | 0 | 0 | 6802.6305 | 0 | 3362.1569
Circuit | distribution_circuit_resiliency | SA03_lateral | 3286 | 3337.85 | 3337.85 | 0 | 0 | 76292.5583 | 0 | 72954.5773
Circuit | distribution_circuit_resiliency | WD45_lateral | 3287 | 3254.58 | 3254.58 | 0 | 0 | 17074.2346 | 0 | 13819.5558
Circuit | distribution_circuit_resiliency | WI05_lateral | 3288 | 3233.63 | 3233.63 | 0 | 0 | 21499.7845 | 0 | 18266.0169
Circuit | distribution_circuit_resiliency | HV04_lateral | 3289 | 3211.35 | 3211.35 | 0 | 0 | 812780.9943 | 0 | 809569.4965
Circuit | distribution_circuit_resiliency | OA03_lateral | 3290 | 3143.64 | 3143.64 | 0 | 0 | 20678.1974 | 0 | 17534.4343
Circuit | distribution_circuit_resiliency | SC02_main | 3291 | 3116.37 | 3116.37 | 0 | 0 | 10160.5818 | 0 | 7044.0621
Circuit | distribution_circuit_resiliency | BI01_lateral | 3292 | 3076.94 | 3076.94 | 0 | 0 | 186994.7837 | 0 | 183917.7102
Circuit | distribution_circuit_resiliency | GG05_lateral | 3293 | 2973.02 | 2973.02 | 0 | 0 | 197059.2302 | 0 | 194086.0627
Circuit | distribution_circuit_resiliency | BW11_lateral | 3294 | 2774.59 | 2774.59 | 0 | 0 | 8591.993 | 0 | 5817.2823
Circuit | distribution_circuit_resiliency | PK46_lateral | 3295 | 2692.12 | 2692.12 | 0 | 0 | 34881.4057 | 0 | 32189.14
Circuit | distribution_circuit_resiliency | IT41_lateral | 3296 | 2630.82 | 2630.82 | 0 | 0 | 10119.9471 | 0 | 7489.0022
Circuit | distribution_circuit_resiliency | IT41_main | 3297 | 2435.91 | 2435.91 | 0 | 0 | 8440.4739 | 0 | 6004.4138
Circuit | distribution_circuit_resiliency | KB03_lateral | 3298 | 2345.94 | 2345.94 | 0 | 0 | 792353.4753 | 0 | 790007.393
Circuit | distribution_circuit_resiliency | PK50_lateral | 3299 | 2243.44 | 2243.44 | 0 | 0 | 4840.6334 | 0 | 2597.0787
Circuit | distribution_circuit_resiliency | GS28_main | 3300 | 2232.13 | 2232.13 | 0 | 0 | 13397.1619 | 0 | 11164.9269
Circuit | distribution_circuit_resiliency | BW10_lateral | 3301 | 2227.59 | 2227.59 | 0 | 0 | 200614.3787 | 0 | 198386.6576
Circuit | distribution_circuit_resiliency | BW04_lateral | 3302 | 2219.67 | 2219.67 | 0 | 0 | 4119.1598 | 0 | 1899.3912
Circuit | distribution_circuit_resiliency | SF45_main | 3303 | 2169.61 | 2169.61 | 0 | 0 | 2169.7547 | 0 | 0
Circuit | distribution_circuit_resiliency | BR01_main | 3304 | 2037.25 | 2037.25 | 0 | 0 | 650839.1938 | 0 | 648801.8133
Circuit | distribution_circuit_resiliency | HY05_lateral | 3305 | 2024.1 | 2024.1 | 0 | 0 | 194532.7994 | 0 | 192508.5596
Circuit | distribution_circuit_resiliency | RED03_main | 3306 | 2022.62 | 2022.62 | 0 | 0 | 4144.336 | 0 | 2121.5833
Circuit | distribution_circuit_resiliency | RED03_lateral | 3307 | 2022.62 | 2022.62 | 0 | 0 | 4870.5033 | 0 | 2847.7506
Circuit | distribution_circuit_resiliency | HG07_main | 3308 | 1964.11 | 1964.11 | 0 | 0 | 4201.2926 | 0 | 2237.0547
Circuit | distribution_circuit_resiliency | WEB04_lateral | 3309 | 1932.35 | 1932.35 | 0 | 0 | 191520.0271 | 0 | 189587.5469
Circuit | distribution_circuit_resiliency | CE13_lateral | 3310 | 1842.12 | 1842.12 | 0 | 0 | 571415.2349 | 0 | 569572.9789
Circuit | distribution_circuit_resiliency | PK41_lateral | 3311 | 1794.71 | 1794.71 | 0 | 0 | 1794.8438 | 0 | 0
Circuit | distribution_circuit_resiliency | GS29_lateral | 3312 | 1775.68 | 1775.68 | 0 | 0 | 34294.5536 | 0 | 32518.7178
Circuit | distribution_circuit_resiliency | UL16_lateral | 3313 | 1721.87 | 1721.87 | 0 | 0 | 501081.4843 | 0 | 499359.4721
Circuit | distribution_circuit_resiliency | GT13_main | 3314 | 1492.82 | 1492.82 | 0 | 0 | 1492.9221 | 0 | 0
Circuit | distribution_circuit_resiliency | WL02_lateral | 3315 | 1479.33 | 1479.33 | 0 | 0 | 162148.0571 | 0 | 160668.5961
Circuit | distribution_circuit_resiliency | MP41_lateral | 3316 | 1420.99 | 1420.99 | 0 | 0 | 745149.0451 | 0 | 743727.9259
Circuit | distribution_circuit_resiliency | FAN45_lateral | 3317 | 1416.95 | 1416.95 | 0 | 0 | 569151.4772 | 0 | 567734.3921
Circuit | distribution_circuit_resiliency | FRY50_main | 3318 | 1365.76 | 1365.76 | 0 | 0 | 1365.8862 | 0 | 0
Circuit | distribution_circuit_resiliency | IM45_main | 3319 | 1334.48 | 1334.48 | 0 | 0 | 8098.2816 | 0 | 6763.7192
Circuit | distribution_circuit_resiliency | TRN42_lateral | 3320 | 1256.04 | 1256.04 | 0 | 0 | 14321.6374 | 0 | 13065.455
Circuit | distribution_circuit_resiliency | SR07_main | 3321 | 1182.43 | 1182.43 | 0 | 0 | 87194.4681 | 0 | 86011.8934
Circuit | distribution_circuit_resiliency | BW06_lateral | 3322 | 1116.91 | 1116.91 | 0 | 0 | 1780.1464 | 0 | 663.1061
Circuit | distribution_circuit_resiliency | PO03_lateral | 3323 | 1110.38 | 1110.38 | 0 | 0 | 18760.012 | 0 | 17649.4894
Circuit | distribution_circuit_resiliency | BS01_lateral | 3324 | 1077.66 | 1077.66 | 0 | 0 | 1702.8204 | 0 | 625.0285
Circuit | distribution_circuit_resiliency | CL06_main | 3325 | 1060.13 | 1060.13 | 0 | 0 | 599510.0006 | 0 | 598449.7455
Circuit | distribution_circuit_resiliency | SC02_lateral | 3326 | 1038.7 | 1038.7 | 0 | 0 | 2815.6176 | 0 | 1776.7777
Circuit | distribution_circuit_resiliency | FRY50_lateral | 3327 | 1024.3 | 1024.3 | 0 | 0 | 1811.2962 | 0 | 786.8816
Circuit | distribution_circuit_resiliency | WLO47_main | 3328 | 998.03 | 998.03 | 0 | 0 | 998.1569 | 0 | 0
Circuit | distribution_circuit_resiliency | RE01_main | 3329 | 938.33 | 938.33 | 0 | 0 | 4138.4 | 0 | 3199.9405
Circuit | distribution_circuit_resiliency | WW02_lateral | 3330 | 921.25 | 921.25 | 0 | 0 | 139606.6321 | 0 | 138685.2524
Circuit | distribution_circuit_resiliency | SW41_lateral | 3331 | 904.06 | 904.06 | 0 | 0 | 443472.5517 | 0 | 442568.3759
Circuit | distribution_circuit_resiliency | PK48_lateral | 3332 | 897.3 | 897.3 | 0 | 0 | 897.4219 | 0 | 0
Circuit | distribution_circuit_resiliency | BI44_lateral | 3333 | 880.08 | 880.08 | 0 | 0 | 6520.8849 | 0 | 5640.6854
Circuit | distribution_circuit_resiliency | GR01_lateral | 3334 | 827.37 | 827.37 | 0 | 0 | 4567.4036 | 0 | 3739.9068
Circuit | distribution_circuit_resiliency | IND03_main | 3335 | 818.25 | 818.25 | 0 | 0 | 2684.1343 | 0 | 1865.7519
Circuit | distribution_circuit_resiliency | ME02_lateral | 3336 | 817.52 | 817.52 | 0 | 0 | 665192.3221 | 0 | 664374.6439
Circuit | distribution_circuit_resiliency | TRN43_main | 3337 | 809.9 | 809.9 | 0 | 0 | 2998.7027 | 0 | 2188.6736
Circuit | distribution_circuit_resiliency | ME10_lateral | 3338 | 760.21 | 760.21 | 0 | 0 | 276163.2664 | 0 | 275402.9195
Circuit | distribution_circuit_resiliency | WD44_main | 3339 | 743.6 | 743.6 | 0 | 0 | 743.7058 | 0 | 0
Circuit | distribution_circuit_resiliency | TAN45_main | 3340 | 719.46 | 719.46 | 0 | 0 | 2371.3594 | 0 | 1651.78
Circuit | distribution_circuit_resiliency | MY09_lateral | 3341 | 714.87 | 714.87 | 0 | 0 | 40342.9333 | 0 | 39627.9119
Circuit | distribution_circuit_resiliency | IND03_lateral | 3342 | 701.35 | 701.35 | 0 | 0 | 1174.93 | 0 | 473.4594
Circuit | distribution_circuit_resiliency | WLO51_lateral | 3343 | 665.3 | 665.3 | 0 | 0 | 665.4379 | 0 | 0
Circuit | distribution_circuit_resiliency | MB07_lateral | 3344 | 656.85 | 656.85 | 0 | 0 | 10391.5962 | 0 | 9734.6213
Circuit | distribution_circuit_resiliency | CK02_lateral | 3345 | 550.43 | 550.43 | 0 | 0 | 986878.0052 | 0 | 986327.4433
Circuit | distribution_circuit_resiliency | NEW02_main | 3346 | 546.81 | 546.81 | 0 | 0 | 1782.8145 | 0 | 1235.8875
Circuit | distribution_circuit_resiliency | NEW04_main | 3347 | 546.81 | 546.81 | 0 | 0 | 1782.8145 | 0 | 1235.8875
Circuit | distribution_circuit_resiliency | NEW04_lateral | 3348 | 546.81 | 546.81 | 0 | 0 | 546.927 | 0 | 0
Circuit | distribution_circuit_resiliency | ED03_lateral | 3349 | 539.16 | 539.16 | 0 | 0 | 588006.4953 | 0 | 587467.2127
Circuit | distribution_circuit_resiliency | BS01_main | 3350 | 537.33 | 537.33 | 0 | 0 | 4207.6372 | 0 | 3670.202
Circuit | distribution_circuit_resiliency | SC06_lateral | 3351 | 524.65 | 524.65 | 0 | 0 | 27582.7947 | 0 | 27058.0226
Circuit | distribution_circuit_resiliency | KDL48_main | 3352 | 522.71 | 522.71 | 0 | 0 | 1708.9905 | 0 | 1186.152
Circuit | distribution_circuit_resiliency | KDL48_lateral | 3353 | 522.71 | 522.71 | 0 | 0 | 522.8385 | 0 | 0
Circuit | distribution_circuit_resiliency | HG09_lateral | 3354 | 491.38 | 491.38 | 0 | 0 | 491.4962 | 0 | 0
Circuit | distribution_circuit_resiliency | OR91_main | 3355 | 488.48 | 488.48 | 0 | 0 | 488.5977 | 0 | 0
Circuit | distribution_circuit_resiliency | PZ43_main | 3356 | 472.2 | 472.2 | 0 | 0 | 472.3617 | 0 | 0
Circuit | distribution_circuit_resiliency | GN19_main | 3357 | 472.2 | 472.2 | 0 | 0 | 472.3617 | 0 | 0
Circuit | distribution_circuit_resiliency | PZ47_main | 3358 | 472.2 | 472.2 | 0 | 0 | 472.3617 | 0 | 0
Circuit | distribution_circuit_resiliency | GN50_main | 3359 | 472.2 | 472.2 | 0 | 0 | 472.3617 | 0 | 0
Circuit | distribution_circuit_resiliency | BG08_main | 3360 | 459.23 | 459.23 | 0 | 0 | 1507.9436 | 0 | 1048.5851
Circuit | distribution_circuit_resiliency | BG12_lateral | 3361 | 459.23 | 459.23 | 0 | 0 | 187126.022 | 0 | 186666.6635
Circuit | distribution_circuit_resiliency | PK49_lateral | 3362 | 448.59 | 448.59 | 0 | 0 | 448.7109 | 0 | 0
Circuit | distribution_circuit_resiliency | PK08_lateral | 3363 | 448.59 | 448.59 | 0 | 0 | 448.7109 | 0 | 0
Circuit | distribution_circuit_resiliency | BI47_lateral | 3364 | 446.11 | 446.11 | 0 | 0 | 1981.7695 | 0 | 1535.521
Circuit | distribution_circuit_resiliency | GS30_main | 3365 | 443.82 | 443.82 | 0 | 0 | 443.9589 | 0 | 0
Circuit | distribution_circuit_resiliency | KB18_lateral | 3366 | 437.41 | 437.41 | 0 | 0 | 32350.5654 | 0 | 31913.0257
Circuit | distribution_circuit_resiliency | CR81_main | 3367 | 434.98 | 434.98 | 0 | 0 | 435.1015 | 0 | 0
Circuit | distribution_circuit_resiliency | UL14_lateral | 3368 | 432.98 | 432.98 | 0 | 0 | 768751.1796 | 0 | 768318.0766
Circuit | distribution_circuit_resiliency | GR05_main | 3369 | 420.44 | 420.44 | 0 | 0 | 420.5668 | 0 | 0
Circuit | distribution_circuit_resiliency | GR07_main | 3370 | 420.44 | 420.44 | 0 | 0 | 420.5668 | 0 | 0
Circuit | distribution_circuit_resiliency | SF11_lateral | 3371 | 420.12 | 420.12 | 0 | 0 | 420.2408 | 0 | 0
Circuit | distribution_circuit_resiliency | BAR50_lateral | 3372 | 405.56 | 405.56 | 0 | 0 | 405.6997 | 0 | 0
Circuit | distribution_circuit_resiliency | HY06_lateral | 3373 | 404.7 | 404.7 | 0 | 0 | 1123071.4068 | 0 | 1122666.5589
Circuit | distribution_circuit_resiliency | ME08_lateral | 3374 | 378.34 | 378.34 | 0 | 0 | 816.8286 | 0 | 438.3436
Circuit | distribution_circuit_resiliency | FZ47_main | 3375 | 376.51 | 376.51 | 0 | 0 | 1238.8883 | 0 | 862.2148
Circuit | distribution_circuit_resiliency | FZ45_main | 3376 | 376.51 | 376.51 | 0 | 0 | 1238.8883 | 0 | 862.2148
Circuit | distribution_circuit_resiliency | TAN43_main | 3377 | 363.13 | 363.13 | 0 | 0 | 1197.5534 | 0 | 834.2816
Circuit | distribution_circuit_resiliency | TAN45_lateral | 3378 | 363.13 | 363.13 | 0 | 0 | 783.9196 | 0 | 420.6478
Circuit | distribution_circuit_resiliency | SF41_lateral | 3379 | 269.94 | 269.94 | 0 | 0 | 75965.4373 | 0 | 75695.3693
Circuit | distribution_circuit_resiliency | MV02_lateral | 3380 | 165.24 | 165.24 | 0 | 0 | 211207.0671 | 0 | 211041.6828
Circuit | distribution_circuit_resiliency | GN46_lateral | 3381 | 0 | 0 | 0 | 0 | 546.7003 | 0 | 546.7003
Circuit | distribution_circuit_resiliency | SF44_lateral | 3382 | 0 | 0 | 0 | 0 | 119288.0511 | 0 | 119288.0511
Circuit | distribution_circuit_resiliency | UL42_lateral | 3383 | 0 | 0 | 0 | 0 | 502.3423 | 0 | 502.3423
Circuit | distribution_circuit_resiliency | GT07_lateral | 3384 | 0 | 0 | 0 | 0 | 0 | 0 | 0
Circuit | distribution_circuit_resiliency | GN41_lateral | 3385 | 0 | 0 | 0 | 0 | 47016.2228 | 0 | 47016.2228
Circuit | distribution_circuit_resiliency | GR07_lateral | 3386 | 0 | 0 | 0 | 0 | 1451.588 | 0 | 1451.588
Circuit | distribution_circuit_resiliency | GN48_lateral | 3387 | 0 | 0 | 0 | 0 | 3197.2228 | 0 | 3197.2228
Circuit | distribution_circuit_resiliency | WD44_lateral | 3388 | 0 | 0 | 0 | 0 | 2999.5276 | 0 | 2999.5276
Circuit | distribution_circuit_resiliency | GT02_lateral | 3389 | 0 | 0 | 0 | 0 | 0 | 0 | 0
Circuit | distribution_circuit_resiliency | KB14_lateral | 3390 | 0 | 0 | 0 | 0 | 7805.7819 | 0 | 7805.7819
Circuit | distribution_circuit_resiliency | GS28_lateral | 3391 | 0 | 0 | 0 | 0 | 208910.7804 | 0 | 208910.7804
Circuit | distribution_circuit_resiliency | GR05_lateral | 3392 | 0 | 0 | 0 | 0 | 22876.6066 | 0 | 22876.6066
Circuit | distribution_circuit_resiliency | IT05_lateral | 3393 | 0 | 0 | 0 | 0 | 0 | 0 | 0
Circuit | distribution_circuit_resiliency | GN42_lateral | 3394 | 0 | 0 | 0 | 0 | 0 | 0 | 0
Circuit | distribution_circuit_resiliency | GN51_lateral | 3395 | 0 | 0 | 0 | 0 | 45922.822 | 0 | 45922.822
Circuit | distribution_circuit_resiliency | GL13_lateral | 3396 | 0 | 0 | 0 | 0 | 0 | 0 | 0
Circuit | distribution_circuit_resiliency | GS02_lateral | 3397 | 0 | 0 | 0 | 0 | 26727.2263 | 0 | 26727.2263
Circuit | distribution_circuit_resiliency | GS21_lateral | 3398 | 0 | 0 | 0 | 0 | 1413319.169 | 0 | 1413319.169
Circuit | distribution_circuit_resiliency | WD49_lateral | 3399 | 0 | 0 | 0 | 0 | 438.3436 | 0 | 438.3436
Circuit | distribution_circuit_resiliency | FRK44_lateral | 3400 | 0 | 0 | 0 | 0 | 29196.9038 | 0 | 29196.9038
Circuit | distribution_circuit_resiliency | PK01_lateral | 3401 | 0 | 0 | 0 | 0 | 38956.1803 | 0 | 38956.1803
Circuit | distribution_circuit_resiliency | GS14_lateral | 3402 | 0 | 0 | 0 | 0 | 79506.8806 | 0 | 79506.8806
Circuit | distribution_circuit_resiliency | MID05_lateral | 3403 | 0 | 0 | 0 | 0 | 241528.3138 | 0 | 241528.3138
Circuit | distribution_circuit_resiliency | GL11_lateral | 3404 | 0 | 0 | 0 | 0 | 0 | 0 | 0
Circuit | distribution_circuit_resiliency | GN15_lateral | 3405 | 0 | 0 | 0 | 0 | 0 | 0 | 0
Circuit | distribution_circuit_resiliency | SCW12_lateral | 3406 | 0 | 0 | 0 | 0 | 263040.5256 | 0 | 263040.5256
Circuit | distribution_circuit_resiliency | PK03_lateral | 3407 | 0 | 0 | 0 | 0 | 72213.1358 | 0 | 72213.1358
Circuit | distribution_circuit_resiliency | SCW08_lateral | 3408 | 0 | 0 | 0 | 0 | 0 | 0 | 0
Circuit | distribution_circuit_resiliency | GL12_lateral | 3409 | 0 | 0 | 0 | 0 | 105222.9819 | 0 | 105222.9819
Circuit | distribution_circuit_resiliency | GL14_lateral | 3410 | 0 | 0 | 0 | 0 | 0 | 0 | 0
Circuit | distribution_circuit_resiliency | DT37_lateral | 3411 | 0 | 0 | 0 | 0 | 15048.4208 | 0 | 15048.4208
Circuit | distribution_circuit_resiliency | GS09_lateral | 3412 | 0 | 0 | 0 | 0 | 10741.7799 | 0 | 10741.7799
Circuit | distribution_circuit_resiliency | DT38_lateral | 3413 | 0 | 0 | 0 | 0 | 0 | 0 | 0
Circuit | distribution_circuit_resiliency | GS23_lateral | 3414 | 0 | 0 | 0 | 0 | 27009.6182 | 0 | 27009.6182
Circuit | distribution_circuit_resiliency | GS27_lateral | 3415 | 0 | 0 | 0 | 0 | 54250.8295 | 0 | 54250.8295
Circuit | distribution_circuit_resiliency | FRK45_lateral | 3416 | 0 | 0 | 0 | 0 | 0 | 0 | 0
Circuit | distribution_circuit_resiliency | SF06_lateral | 3417 | 0 | 0 | 0 | 0 | 486.5021 | 0 | 486.5021
Circuit | distribution_circuit_resiliency | SF09_lateral | 3418 | 0 | 0 | 0 | 0 | 973.0042 | 0 | 973.0042
Circuit | distribution_circuit_resiliency | MID04_lateral | 3419 | 0 | 0 | 0 | 0 | 186989.6633 | 0 | 186989.6633
Circuit | distribution_circuit_resiliency | KB08_lateral | 3420 | 0 | 0 | 0 | 0 | 19774.6474 | 0 | 19774.6474
Circuit | distribution_circuit_resiliency | SCW06_lateral | 3421 | 0 | 0 | 0 | 0 | 0 | 0 | 0
Circuit | distribution_circuit_resiliency | GN44_lateral | 3422 | 0 | 0 | 0 | 0 | 102311.1283 | 0 | 102311.1283
Circuit | distribution_circuit_resiliency | DT21_lateral | 3423 | 0 | 0 | 0 | 0 | 0 | 0 | 0
Circuit | distribution_circuit_resiliency | GN45_main | 3424 | 0 | 0 | 0 | 0 | 0 | 0 | 0
Circuit | distribution_circuit_resiliency | BAR50_main | 3425 | 0 | 0 | 0 | 0 | 925.8664 | 0 | 925.8664
Circuit | distribution_circuit_resiliency | IT06_main | 3426 | 0 | 0 | 0 | 0 | 0 | 0 | 0
Circuit | distribution_circuit_resiliency | PZ49_main | 3427 | 0 | 0 | 0 | 0 | 0 | 0 | 0
Circuit | distribution_circuit_resiliency | KB13_main | 3428 | 0 | 0 | 0 | 0 | 0 | 0 | 0
Circuit | distribution_circuit_resiliency | GL13_main | 3429 | 0 | 0 | 0 | 0 | 0 | 0 | 0
Circuit | distribution_circuit_resiliency | WD49_main | 3430 | 0 | 0 | 0 | 0 | 0 | 0 | 0
Circuit | distribution_circuit_resiliency | TAN42_main | 3431 | 0 | 0 | 0 | 0 | 0 | 0 | 0
Circuit | distribution_circuit_resiliency | FZ51_main | 3432 | 0 | 0 | 0 | 0 | 0 | 0 | 0
Circuit | distribution_circuit_resiliency | TAN47_main | 3433 | 0 | 0 | 0 | 0 | 0 | 0 | 0
Circuit | distribution_circuit_resiliency | TAN48_main | 3434 | 0 | 0 | 0 | 0 | 0 | 0 | 0
Circuit | distribution_circuit_resiliency | DN05_lateral | 3435 | 0 | 0 | 0 | 0 | 341942.5048 | 0 | 341942.5048
Circuit | distribution_circuit_resiliency | KT49_lateral | 3436 | 0 | 0 | 0 | 0 | 77864.2381 | 0 | 77864.2381
Circuit | distribution_circuit_resiliency | FZ44_main | 3437 | 0 | 0 | 0 | 0 | 0 | 0 | 0
Circuit | distribution_circuit_resiliency | PZ41_main | 3438 | 0 | 0 | 0 | 0 | 0 | 0 | 0
Circuit | distribution_circuit_resiliency | SF06_main | 3439 | 0 | 0 | 0 | 0 | 0 | 0 | 0
Circuit | distribution_circuit_resiliency | TAN53_main | 3440 | 0 | 0 | 0 | 0 | 0 | 0 | 0
Circuit | distribution_circuit_resiliency | TAN52_main | 3441 | 0 | 0 | 0 | 0 | 0 | 0 | 0
Circuit | distribution_circuit_resiliency | HL09_main | 3442 | 0 | 0 | 0 | 0 | 0 | 0 | 0
Circuit | distribution_circuit_resiliency | PLK41_main | 3443 | 0 | 0 | 0 | 0 | 0 | 0 | 0
Circuit | distribution_circuit_resiliency | VCR46_main | 3444 | 0 | 0 | 0 | 0 | 0 | 0 | 0
Circuit | distribution_circuit_resiliency | SE44_main | 3445 | 0 | 0 | 0 | 0 | 0 | 0 | 0
Circuit | distribution_circuit_resiliency | FZ45_lateral | 3446 | 0 | 0 | 0 | 0 | 0 | 0 | 0
Circuit | distribution_circuit_resiliency | OR03_lateral | 3447 | 0 | 0 | 0 | 0 | 2299.7612 | 0 | 2299.7612
Circuit | distribution_circuit_resiliency | SE44_lateral | 3448 | 0 | 0 | 0 | 0 | 0 | 0 | 0
Circuit | distribution_circuit_resiliency | CS42_lateral | 3449 | 0 | 0 | 0 | 0 | 363158.1817 | 0 | 363158.1817
Circuit | distribution_circuit_resiliency | STF46_lateral | 3450 | 0 | 0 | 0 | 0 | 0 | 0 | 0
Circuit | distribution_circuit_resiliency | VCR46_lateral | 3451 | 0 | 0 | 0 | 0 | 0 | 0 | 0
Circuit | distribution_circuit_resiliency | OR91_lateral | 3452 | 0 | 0 | 0 | 0 | 565.8302 | 0 | 565.8302
Circuit | distribution_circuit_resiliency | PLK42_lateral | 3453 | 0 | 0 | 0 | 0 | 595527.8975 | 0 | 595527.8975
Circuit | distribution_circuit_resiliency | PG02_lateral | 3454 | 0 | 0 | 0 | 0 | 5222.4117 | 0 | 5222.4117
Circuit | distribution_circuit_resiliency | TAN48_lateral | 3455 | 0 | 0 | 0 | 0 | 0 | 0 | 0
Circuit | distribution_circuit_resiliency | TAN53_lateral | 3456 | 0 | 0 | 0 | 0 | 0 | 0 | 0
Circuit | distribution_circuit_resiliency | TAN51_lateral | 3457 | 0 | 0 | 0 | 0 | 0 | 0 | 0
Circuit | distribution_circuit_resiliency | TAN46_lateral | 3458 | 0 | 0 | 0 | 0 | 420.6478 | 0 | 420.6478
Circuit | distribution_circuit_resiliency | SR02_lateral | 3459 | 0 | 0 | 0 | 0 | 0 | 0 | 0
Circuit | distribution_circuit_resiliency | BAR49_lateral | 3460 | 0 | 0 | 0 | 0 | 925.8664 | 0 | 925.8664
Circuit | distribution_circuit_resiliency | RE01_lateral | 3461 | 0 | 0 | 0 | 0 | 542.8293 | 0 | 542.8293
Circuit | distribution_circuit_resiliency | PLK43_lateral | 3462 | 0 | 0 | 0 | 0 | 171745.7566 | 0 | 171745.7566
Circuit | distribution_circuit_resiliency | GR03_lateral | 3463 | 0 | 0 | 0 | 0 | 3382.5442 | 0 | 3382.5442
Circuit | distribution_circuit_resiliency | GS01_lateral | 3464 | 0 | 0 | 0 | 0 | 79506.8806 | 0 | 79506.8806
Circuit | distribution_circuit_resiliency | GS05_lateral | 3465 | 0 | 0 | 0 | 0 | 4625.8661 | 0 | 4625.8661
Circuit | distribution_circuit_resiliency | BG08_lateral | 3466 | 0 | 0 | 0 | 0 | 531.7283 | 0 | 531.7283
Circuit | distribution_circuit_resiliency | GN19_lateral | 3467 | 0 | 0 | 0 | 0 | 546.7003 | 0 | 546.7003
Circuit | distribution_circuit_resiliency | PZ41_lateral | 3468 | 0 | 0 | 0 | 0 | 0 | 0 | 0
Circuit | distribution_circuit_resiliency | PZ43_lateral | 3469 | 0 | 0 | 0 | 0 | 0 | 0 | 0
Circuit | distribution_circuit_resiliency | PZ49_lateral | 3470 | 0 | 0 | 0 | 0 | 0 | 0 | 0
Circuit | distribution_circuit_resiliency | PZ48_lateral | 3471 | 0 | 0 | 0 | 0 | 0 | 0 | 0
Circuit | distribution_circuit_resiliency | GG08_lateral | 3472 | 0 | 0 | 0 | 0 | 206488.9199 | 0 | 206488.9199
Circuit | distribution_circuit_resiliency | GV01_lateral | 3473 | 0 | 0 | 0 | 0 | 2434.3316 | 0 | 2434.3316
Circuit | distribution_circuit_resiliency | CS41_lateral | 3474 | 0 | 0 | 0 | 0 | 192097.311 | 0 | 192097.311
Circuit | distribution_circuit_resiliency | HL09_lateral | 3475 | 0 | 0 | 0 | 0 | 0 | 0 | 0
Circuit | distribution_circuit_resiliency | HG07_lateral | 3476 | 0 | 0 | 0 | 0 | 568.7553 | 0 | 568.7553
Circuit | distribution_circuit_resiliency | DR11_lateral | 3477 | 0 | 0 | 0 | 0 | 583.7238 | 0 | 583.7238
Circuit | distribution_circuit_resiliency | SBK01_lateral | 3478 | 0 | 0 | 0 | 0 | 1302.6842 | 0 | 1302.6842
Circuit | distribution_circuit_resiliency | IT07_lateral | 3479 | 0 | 0 | 0 | 0 | 0 | 0 | 0
Circuit | distribution_circuit_resiliency | MYK01_lateral | 3480 | 0 | 0 | 0 | 0 | 547605.8656 | 0 | 547605.8656
Circuit | distribution_circuit_resiliency | SR11_lateral | 3481 | 0 | 0 | 0 | 0 | 0 | 0 | 0
Circuit | distribution_circuit_resiliency | IT02_lateral | 3482 | 0 | 0 | 0 | 0 | 0 | 0 | 0
Circuit | distribution_circuit_resiliency | NEW02_lateral | 3483 | 0 | 0 | 0 | 0 | 632.1034 | 0 | 632.1034
Circuit | distribution_circuit_resiliency | SPW63_lateral | 3484 | 0 | 0 | 0 | 0 | 0 | 0 | 0
Circuit | distribution_circuit_resiliency | TRN43_lateral | 3485 | 0 | 0 | 0 | 0 | 1979.1348 | 0 | 1979.1348
Circuit | distribution_circuit_resiliency | FZ51_lateral | 3486 | 0 | 0 | 0 | 0 | 0 | 0 | 0
Circuit | distribution_circuit_resiliency | RED08_lateral | 3487 | 0 | 0 | 0 | 0 | 0 | 0 | 0
Circuit | distribution_circuit_resiliency | MYK03_lateral | 3488 | 0 | 0 | 0 | 0 | 970545.6736 | 0 | 970545.6736
Circuit | distribution_circuit_resiliency | GT07_main | 3489 | 0 | 0 | 0 | 0 | 0 | 0 | 0
Circuit | distribution_circuit_resiliency | CK04_lateral | 3490 | 0 | 0 | 0 | 0 | 596922.7163 | 0 | 596922.7163
Circuit | distribution_circuit_resiliency | BI47_main | 3491 | 0 | 0 | 0 | 0 | 0 | 0 | 0
Circuit | distribution_circuit_resiliency | UL41_main | 3492 | 0 | 0 | 0 | 0 | 0 | 0 | 0
Circuit | distribution_circuit_resiliency | SF44_main | 3493 | 0 | 0 | 0 | 0 | 0 | 0 | 0
Circuit | distribution_circuit_resiliency | GT02_main | 3494 | 0 | 0 | 0 | 0 | 0 | 0 | 0
Circuit | distribution_circuit_resiliency | WLO51_main | 3495 | 0 | 0 | 0 | 0 | 0 | 0 | 0
Circuit | distribution_circuit_resiliency | WD43_main | 3496 | 0 | 0 | 0 | 0 | 0 | 0 | 0
Circuit | distribution_circuit_resiliency | IT01_main | 3497 | 0 | 0 | 0 | 0 | 0 | 0 | 0
Circuit | distribution_circuit_resiliency | STF04_lateral | 3498 | 0 | 0 | 0 | 0 | 512382.5608 | 0 | 512382.5608
Circuit | distribution_circuit_resiliency | ED02_lateral | 3499 | 0 | 0 | 0 | 0 | 722881.8664 | 0 | 722881.8664
Circuit | distribution_circuit_resiliency | IT03_main | 3500 | 0 | 0 | 0 | 0 | 0 | 0 | 0
Circuit | distribution_circuit_resiliency | PZ48_main | 3501 | 0 | 0 | 0 | 0 | 0 | 0 | 0
Circuit | distribution_circuit_resiliency | HY12_lateral | 3502 | 0 | 0 | 0 | 0 | 253734.9197 | 0 | 253734.9197
Circuit | distribution_circuit_resiliency | WI03_lateral | 3503 | 0 | 0 | 0 | 0 | 10412.1909 | 0 | 10412.1909
Circuit | distribution_circuit_resiliency | PZ50_main | 3504 | 0 | 0 | 0 | 0 | 2154.1825 | 0 | 2154.1825
Circuit | distribution_circuit_resiliency | SW42_lateral | 3505 | 0 | 0 | 0 | 0 | 323716.1457 | 0 | 323716.1457
Circuit | distribution_circuit_resiliency | PLK41_lateral | 3506 | 0 | 0 | 0 | 0 | 0 | 0 | 0
Circuit | strategic_undergrounding_freeway | JCK01_main | 1 | 31700392.88 | 31700392.88 | 0 | 0 | 130613570.8959 | 0 | 98913177.8835
Circuit | strategic_undergrounding_freeway | JCK01_lateral | 2 | 31552305.97 | 31552305.97 | 0 | 0 | 216791315.1777 | 0 | 185239009.0587
Circuit | strategic_undergrounding_freeway | FP07_main | 3 | 21988275.57 | 21988275.57 | 0 | 0 | 93728015.4896 | 0 | 71739739.7675
Circuit | strategic_undergrounding_freeway | SA54_main | 4 | 21226417.18 | 21226417.18 | 0 | 0 | 84842070.6843 | 0 | 63615653.3383
Circuit | strategic_undergrounding_freeway | AR45_main | 5 | 19336318.89 | 19336318.89 | 0 | 0 | 325537409.4028 | 0 | 306201090.3754
Circuit | strategic_undergrounding_freeway | SA54_lateral | 6 | 17946789.73 | 17946789.73 | 0 | 0 | 58636112.2411 | 0 | 40689322.374
Circuit | strategic_undergrounding_freeway | BZ06_main | 7 | 13457155.87 | 13457155.87 | 0 | 0 | 85131989.5047 | 0 | 71674833.4774
Circuit | strategic_undergrounding_freeway | JCK02_lateral | 8 | 11937692.07 | 11937692.07 | 0 | 0 | 85110147.4916 | 0 | 73172455.2705
Circuit | strategic_undergrounding_freeway | JCK02_main | 9 | 11173843.96 | 11173843.96 | 0 | 0 | 70990914.0918 | 0 | 59817069.9898
Circuit | strategic_undergrounding_freeway | WF42_main | 10 | 8428172.32 | 8428172.32 | 0 | 0 | 36386854.6581 | 0 | 27958682.1708
Circuit | strategic_undergrounding_freeway | VL07_main | 11 | 8415923.65 | 8415923.65 | 0 | 0 | 42119782.1797 | 0 | 33703858.3636
Circuit | strategic_undergrounding_freeway | VL04_main | 12 | 8079667.92 | 8079667.92 | 0 | 0 | 50999840.6395 | 0 | 42920172.5903
Circuit | strategic_undergrounding_freeway | JOR46_main | 13 | 7686515.88 | 7686515.88 | 0 | 0 | 40722764.2561 | 0 | 33036248.2305
Circuit | strategic_undergrounding_freeway | AL08_lateral | 14 | 7679492.83 | 7679492.83 | 0 | 0 | 38707148.5924 | 0 | 31027655.629
Circuit | strategic_undergrounding_freeway | WBY02_lateral | 15 | 7631296.99 | 7631296.99 | 0 | 0 | 106980043.7758 | 0 | 99348746.6236
Circuit | strategic_undergrounding_freeway | AR46_main | 16 | 7409722.56 | 7409722.56 | 0 | 0 | 41354437.6875 | 0 | 33944714.9674
Circuit | strategic_undergrounding_freeway | VL07_lateral | 17 | 7188195.06 | 7188195.06 | 0 | 0 | 49005978.6371 | 0 | 41817783.4253
Circuit | strategic_undergrounding_freeway | WBY02_main | 18 | 7146438.45 | 7146438.45 | 0 | 0 | 75979016.6286 | 0 | 68832578.0383
Circuit | strategic_undergrounding_freeway | AL08_main | 19 | 6974018.3 | 6974018.3 | 0 | 0 | 28536671.793 | 0 | 21562653.3666
Circuit | strategic_undergrounding_freeway | AR46_lateral | 20 | 6907286.66 | 6907286.66 | 0 | 0 | 55783311.6415 | 0 | 48876024.8133
Circuit | strategic_undergrounding_freeway | CA02_lateral | 21 | 6635184.17 | 6635184.17 | 0 | 0 | 43541247.9142 | 0 | 36906063.571
Circuit | strategic_undergrounding_freeway | RZ02_main | 22 | 6499206.4 | 6499206.4 | 0 | 0 | 65355641.4179 | 0 | 58856434.8763
Circuit | strategic_undergrounding_freeway | AR45_lateral | 23 | 6494456.99 | 6494456.99 | 0 | 0 | 407877534.9528 | 0 | 401383077.8415
Circuit | strategic_undergrounding_freeway | RZ02_lateral | 24 | 6271326.21 | 6271326.21 | 0 | 0 | 129275660.1424 | 0 | 123004333.7879
Circuit | strategic_undergrounding_freeway | BY10_main | 25 | 6208154.79 | 6208154.79 | 0 | 0 | 15771648.8863 | 0 | 9563493.9557
Circuit | strategic_undergrounding_freeway | BZ06_lateral | 26 | 6183146.27 | 6183146.27 | 0 | 0 | 153063984.5313 | 0 | 146880838.1104
Circuit | strategic_undergrounding_freeway | WF48_main | 27 | 5870665.04 | 5870665.04 | 0 | 0 | 70797653.1769 | 0 | 64926987.9734
Circuit | strategic_undergrounding_freeway | AL10_lateral | 28 | 5336862.5 | 5336862.5 | 0 | 0 | 86865952.7674 | 0 | 81529090.1361
Circuit | strategic_undergrounding_freeway | WR10_main | 29 | 5305036.99 | 5305036.99 | 0 | 0 | 27695943.8687 | 0 | 22390906.7645
Circuit | strategic_undergrounding_freeway | HL06_main | 30 | 5223916.2 | 5223916.2 | 0 | 0 | 38947912.2908 | 0 | 33723995.9445
Circuit | strategic_undergrounding_freeway | BY10_lateral | 31 | 5162061.55 | 5162061.55 | 0 | 0 | 34051077.5382 | 0 | 28889015.8163
Circuit | strategic_undergrounding_freeway | WF42_lateral | 32 | 5052763.91 | 5052763.91 | 0 | 0 | 26228680.5032 | 0 | 21175916.4395
Circuit | strategic_undergrounding_freeway | WR10_lateral | 33 | 4919771.18 | 4919771.18 | 0 | 0 | 75853846.948 | 0 | 70934075.6129
Circuit | strategic_undergrounding_freeway | BAR43_lateral | 34 | 4841461 | 4841461 | 0 | 0 | 30851987.4305 | 0 | 26010526.2873
Circuit | strategic_undergrounding_freeway | CA02_main | 35 | 4612694.83 | 4612694.83 | 0 | 0 | 52167931.5748 | 0 | 47555236.5909
Circuit | strategic_undergrounding_freeway | BAR43_main | 36 | 4273701.81 | 4273701.81 | 0 | 0 | 49516673.6806 | 0 | 45242971.7195
Circuit | strategic_undergrounding_freeway | BZ08_main | 37 | 4119416.82 | 4119416.82 | 0 | 0 | 30514883.2143 | 0 | 26395466.2502
Circuit | strategic_undergrounding_freeway | TE05_lateral | 38 | 4076562.5 | 4076562.5 | 0 | 0 | 40078921.1844 | 0 | 36002358.527
Circuit | strategic_undergrounding_freeway | BW05_lateral | 39 | 4064230.18 | 4064230.18 | 0 | 0 | 47183915.7554 | 0 | 43119685.4327
Circuit | strategic_undergrounding_freeway | PI42_lateral | 40 | 3894005.94 | 3894005.94 | 0 | 0 | 113467440.0004 | 0 | 109573433.8897
Circuit | strategic_undergrounding_freeway | BW05_main | 41 | 3789494.58 | 3789494.58 | 0 | 0 | 50496071.8415 | 0 | 46706577.1027
Circuit | strategic_undergrounding_freeway | STL42_lateral | 42 | 3764012.49 | 3764012.49 | 0 | 0 | 75081739.6964 | 0 | 71317727.0481
Circuit | strategic_undergrounding_freeway | FT10_main | 43 | 3732662.76 | 3732662.76 | 0 | 0 | 22578751.2782 | 0 | 18846088.3872
Circuit | strategic_undergrounding_freeway | JOR44_main | 44 | 3692844.58 | 3692844.58 | 0 | 0 | 25880885.5013 | 0 | 22188040.8046
Circuit | strategic_undergrounding_freeway | NV01_main | 45 | 3503913.78 | 3503913.78 | 0 | 0 | 26714176.5182 | 0 | 23210262.6052
Circuit | strategic_undergrounding_freeway | PI44_lateral | 46 | 3498144.7 | 3498144.7 | 0 | 0 | 82734017.6633 | 0 | 79235872.8193
Circuit | strategic_undergrounding_freeway | AE06_lateral | 47 | 3459728.55 | 3459728.55 | 0 | 0 | 38800104.638 | 0 | 35340375.9419
Circuit | strategic_undergrounding_freeway | AL10_main | 48 | 3154576.51 | 3154576.51 | 0 | 0 | 36863285.6011 | 0 | 33708708.9672
Circuit | strategic_undergrounding_freeway | JOR46_lateral | 49 | 3103532.73 | 3103532.73 | 0 | 0 | 33040930.5256 | 0 | 29937397.6273
Circuit | strategic_undergrounding_freeway | STL42_main | 50 | 3068988.82 | 3068988.82 | 0 | 0 | 44091184.5522 | 0 | 41022195.5897
Circuit | strategic_undergrounding_freeway | BZ09_main | 51 | 3020930.61 | 3020930.61 | 0 | 0 | 32833867.324 | 0 | 29812936.5538
Circuit | strategic_undergrounding_freeway | CA08_lateral | 52 | 3000539.53 | 3000539.53 | 0 | 0 | 21617609.7442 | 0 | 18617070.0386
Circuit | strategic_undergrounding_freeway | THW46_main | 53 | 2933089.31 | 2933089.31 | 0 | 0 | 25219210.4127 | 0 | 22286120.9443
Circuit | strategic_undergrounding_freeway | OA05_main | 54 | 2871858.66 | 2871858.66 | 0 | 0 | 18095643.6402 | 0 | 15223784.8277
Circuit | strategic_undergrounding_freeway | PI42_main | 55 | 2864866.99 | 2864866.99 | 0 | 0 | 74940432.2816 | 0 | 72075565.1396
Circuit | strategic_undergrounding_freeway | MU03_lateral | 56 | 2849726.79 | 2849726.79 | 0 | 0 | 31105752.3435 | 0 | 28256025.4083
Circuit | strategic_undergrounding_freeway | CA08_main | 57 | 2731890.02 | 2731890.02 | 0 | 0 | 17904475.7067 | 0 | 15172585.5646
Circuit | strategic_undergrounding_freeway | SPW52_lateral | 58 | 2703988.54 | 2703988.54 | 0 | 0 | 34073796.5072 | 0 | 31369807.7967
Circuit | strategic_undergrounding_freeway | AT41_main | 59 | 2660220.7 | 2660220.7 | 0 | 0 | 33437570.5653 | 0 | 30777349.6842
Circuit | strategic_undergrounding_freeway | LC01_lateral | 60 | 2603789.44 | 2603789.44 | 0 | 0 | 27288832.7589 | 0 | 24685043.167
Circuit | strategic_undergrounding_freeway | LJ07_main | 61 | 2581764.78 | 2581764.78 | 0 | 0 | 42755094.9712 | 0 | 40173330.0268
Circuit | strategic_undergrounding_freeway | TE05_main | 62 | 2567668.04 | 2567668.04 | 0 | 0 | 27885804.7556 | 0 | 25318136.572
Circuit | strategic_undergrounding_freeway | FT10_lateral | 63 | 2492837.63 | 2492837.63 | 0 | 0 | 13243805.965 | 0 | 10750968.1983
Circuit | strategic_undergrounding_freeway | BZ03_lateral | 64 | 2490217.68 | 2490217.68 | 0 | 0 | 18761479.9423 | 0 | 16271262.1186
Circuit | strategic_undergrounding_freeway | NV01_lateral | 65 | 2453685.46 | 2453685.46 | 0 | 0 | 44497927.8365 | 0 | 42044242.2075
Circuit | strategic_undergrounding_freeway | SH02_main | 66 | 2425685.32 | 2425685.32 | 0 | 0 | 15531865.3833 | 0 | 13106179.9156
Circuit | strategic_undergrounding_freeway | NV02_lateral | 67 | 2389363.28 | 2389363.28 | 0 | 0 | 21257325.7931 | 0 | 18867962.3565
Circuit | strategic_undergrounding_freeway | SB02_lateral | 68 | 2383417.67 | 2383417.67 | 0 | 0 | 12780969.2155 | 0 | 10397551.3828
Circuit | strategic_undergrounding_freeway | LJ04_main | 69 | 2364411.41 | 2364411.41 | 0 | 0 | 10488451.3869 | 0 | 8124039.8451
Circuit | strategic_undergrounding_freeway | WF46_lateral | 70 | 2330252.15 | 2330252.15 | 0 | 0 | 17234001.645 | 0 | 14903749.3594
Circuit | strategic_undergrounding_freeway | DA05_lateral | 71 | 2326829.34 | 2326829.34 | 0 | 0 | 67814177.7936 | 0 | 65487348.302
Circuit | strategic_undergrounding_freeway | PI44_main | 72 | 2267779.97 | 2267779.97 | 0 | 0 | 48910793.2236 | 0 | 46643013.1225
Circuit | strategic_undergrounding_freeway | LM02_main | 73 | 2264409.07 | 2264409.07 | 0 | 0 | 34828646.2712 | 0 | 32564237.0336
Circuit | strategic_undergrounding_freeway | TWG46_lateral | 74 | 2253482.06 | 2253482.06 | 0 | 0 | 17958891.7168 | 0 | 15705409.4881
Circuit | strategic_undergrounding_freeway | LC01_main | 75 | 2243705.38 | 2243705.38 | 0 | 0 | 11127689.1978 | 0 | 8883983.6325
Circuit | strategic_undergrounding_freeway | SB02_main | 76 | 2224699.24 | 2224699.24 | 0 | 0 | 8831999.3646 | 0 | 6607299.9429
Circuit | strategic_undergrounding_freeway | RZ01_lateral | 77 | 2198822.46 | 2198822.46 | 0 | 0 | 95680781.6665 | 0 | 93481959.0504
Circuit | strategic_undergrounding_freeway | HL07_main | 78 | 2190230.4 | 2190230.4 | 0 | 0 | 7107093.3072 | 0 | 4916862.7913
Circuit | strategic_undergrounding_freeway | FR43_main | 79 | 2181179.69 | 2181179.69 | 0 | 0 | 23046092.7708 | 0 | 20864912.9576
Circuit | strategic_undergrounding_freeway | AR47_main | 80 | 2113011.5 | 2113011.5 | 0 | 0 | 45042212.3719 | 0 | 42929200.7198
Circuit | strategic_undergrounding_freeway | WF46_main | 81 | 2109231.59 | 2109231.59 | 0 | 0 | 16218154.4139 | 0 | 14108922.6659
Circuit | strategic_undergrounding_freeway | TWG42_main | 82 | 2095630.52 | 2095630.52 | 0 | 0 | 34818893.8268 | 0 | 32723263.1951
Circuit | strategic_undergrounding_freeway | FR50_main | 83 | 2092380.86 | 2092380.86 | 0 | 0 | 15452520.9704 | 0 | 13360139.9894
Circuit | strategic_undergrounding_freeway | AT41_lateral | 84 | 2082825.25 | 2082825.25 | 0 | 0 | 40672224.8559 | 0 | 38589399.4471
Circuit | strategic_undergrounding_freeway | LV03_lateral | 85 | 2058295.64 | 2058295.64 | 0 | 0 | 25975724.5719 | 0 | 23917428.7818
Circuit | strategic_undergrounding_freeway | GA04_lateral | 86 | 2051066.55 | 2051066.55 | 0 | 0 | 48627302.6253 | 0 | 46576235.9321
Circuit | strategic_undergrounding_freeway | EL09_main | 87 | 1952009.43 | 1952009.43 | 0 | 0 | 13540706.317 | 0 | 11588696.7331
Circuit | strategic_undergrounding_freeway | DA06_main | 88 | 1928468.92 | 1928468.92 | 0 | 0 | 19275481.6478 | 0 | 17347012.5786
Circuit | strategic_undergrounding_freeway | PI41_lateral | 89 | 1876043.82 | 1876043.82 | 0 | 0 | 27254132.4177 | 0 | 25378088.449
Circuit | strategic_undergrounding_freeway | HE15_lateral | 90 | 1845151.3 | 1845151.3 | 0 | 0 | 8081640.395 | 0 | 6236488.9508
Circuit | strategic_undergrounding_freeway | RZ01_main | 91 | 1843417.85 | 1843417.85 | 0 | 0 | 38669391.6889 | 0 | 36825973.6938
Circuit | strategic_undergrounding_freeway | PW05_lateral | 92 | 1840673.52 | 1840673.52 | 0 | 0 | 26086386.4973 | 0 | 24245712.8428
Circuit | strategic_undergrounding_freeway | HV08_lateral | 93 | 1840203.83 | 1840203.83 | 0 | 0 | 9650146.4495 | 0 | 7809942.4719
Circuit | strategic_undergrounding_freeway | TWG46_main | 94 | 1835059.55 | 1835059.55 | 0 | 0 | 10206019.4078 | 0 | 8370959.7405
Circuit | strategic_undergrounding_freeway | AD11_main | 95 | 1833368.57 | 1833368.57 | 0 | 0 | 13600613.4302 | 0 | 11767244.7101
Circuit | strategic_undergrounding_freeway | BZ09_lateral | 96 | 1779427.57 | 1779427.57 | 0 | 0 | 35657641.9982 | 0 | 33878214.3096
Circuit | strategic_undergrounding_freeway | LJ06_main | 97 | 1749196.57 | 1749196.57 | 0 | 0 | 38510468.1737 | 0 | 36761271.438
Circuit | strategic_undergrounding_freeway | STL44_lateral | 98 | 1741997.59 | 1741997.59 | 0 | 0 | 17861588.7481 | 0 | 16119591.0196
Circuit | strategic_undergrounding_freeway | WF48_lateral | 99 | 1681930.22 | 1681930.22 | 0 | 0 | 52389360.2035 | 0 | 50707429.8394
Circuit | strategic_undergrounding_freeway | MB08_main | 100 | 1665928.45 | 1665928.45 | 0 | 0 | 11314549.3833 | 0 | 9648620.7788
Circuit | strategic_undergrounding_freeway | PI47_main | 101 | 1623311.43 | 1623311.43 | 0 | 0 | 14580173.032 | 0 | 12956861.4409
Circuit | strategic_undergrounding_freeway | NV02_main | 102 | 1603654.01 | 1603654.01 | 0 | 0 | 9936734.1108 | 0 | 8333079.9427
Circuit | strategic_undergrounding_freeway | BAR46_main | 103 | 1598801.29 | 1598801.29 | 0 | 0 | 20966374.1191 | 0 | 19367572.7196
Circuit | strategic_undergrounding_freeway | LAK43_lateral | 104 | 1590695.79 | 1590695.79 | 0 | 0 | 7939058.1799 | 0 | 6348362.2454
Circuit | strategic_undergrounding_freeway | HE15_main | 105 | 1582529.76 | 1582529.76 | 0 | 0 | 5605411.3379 | 0 | 4022881.4536
Circuit | strategic_undergrounding_freeway | SPW51_main | 106 | 1577603.53 | 1577603.53 | 0 | 0 | 9193275.9798 | 0 | 7615672.2915
Circuit | strategic_undergrounding_freeway | AE06_main | 107 | 1568748.17 | 1568748.17 | 0 | 0 | 19279672.4427 | 0 | 17710924.1112
Circuit | strategic_undergrounding_freeway | MB09_lateral | 108 | 1564853.69 | 1564853.69 | 0 | 0 | 21681907.8378 | 0 | 20117053.9816
Circuit | strategic_undergrounding_freeway | AL07_main | 109 | 1563624.63 | 1563624.63 | 0 | 0 | 17859263.4804 | 0 | 16295638.7047
Circuit | strategic_undergrounding_freeway | KM03_lateral | 110 | 1535063.7 | 1535063.7 | 0 | 0 | 56382856.9569 | 0 | 54847793.0752
Circuit | strategic_undergrounding_freeway | BAR41_main | 111 | 1532582.94 | 1532582.94 | 0 | 0 | 20705126.8583 | 0 | 19172543.7846
Circuit | strategic_undergrounding_freeway | MID01_lateral | 112 | 1506177.39 | 1506177.39 | 0 | 0 | 6602997.548 | 0 | 5096820.0044
Circuit | strategic_undergrounding_freeway | FR50_lateral | 113 | 1504986.08 | 1504986.08 | 0 | 0 | 12028549.0267 | 0 | 10523562.8056
Circuit | strategic_undergrounding_freeway | LAK43_main | 114 | 1497469.52 | 1497469.52 | 0 | 0 | 21409900.3403 | 0 | 19912430.687
Circuit | strategic_undergrounding_freeway | RED05_main | 115 | 1494067.47 | 1494067.47 | 0 | 0 | 10142476.6484 | 0 | 8648409.0092
Circuit | strategic_undergrounding_freeway | PI41_main | 116 | 1482589.72 | 1482589.72 | 0 | 0 | 16007277.8641 | 0 | 14524688.004
Circuit | strategic_undergrounding_freeway | MU03_main | 117 | 1482499.11 | 1482499.11 | 0 | 0 | 12692041.0454 | 0 | 11209541.7749
Circuit | strategic_undergrounding_freeway | HM06_lateral | 118 | 1475056.71 | 1475056.71 | 0 | 0 | 14554724.7405 | 0 | 13079667.8671
Circuit | strategic_undergrounding_freeway | SE42_lateral | 119 | 1462572.17 | 1462572.17 | 0 | 0 | 25345079.8275 | 0 | 23882507.5194
Circuit | strategic_undergrounding_freeway | HX01_lateral | 120 | 1455586.99 | 1455586.99 | 0 | 0 | 8907946.6468 | 0 | 7452359.5101
Circuit | strategic_undergrounding_freeway | VL02_main | 121 | 1442125.15 | 1442125.15 | 0 | 0 | 17747798.8475 | 0 | 16305673.5682
Circuit | strategic_undergrounding_freeway | VL04_lateral | 122 | 1441005.88 | 1441005.88 | 0 | 0 | 41662146.61 | 0 | 40221140.5792
Circuit | strategic_undergrounding_freeway | MB08_lateral | 123 | 1410275.45 | 1410275.45 | 0 | 0 | 8377503.7107 | 0 | 6967228.12
Circuit | strategic_undergrounding_freeway | LV02_lateral | 124 | 1409133.47 | 1409133.47 | 0 | 0 | 33579700.2245 | 0 | 32170566.5943
Circuit | strategic_undergrounding_freeway | OB45_main | 125 | 1401960.12 | 1401960.12 | 0 | 0 | 24848710.2433 | 0 | 23446749.9974
Circuit | strategic_undergrounding_freeway | DL47_main | 126 | 1401722.01 | 1401722.01 | 0 | 0 | 10431269.9703 | 0 | 9029547.7881
Circuit | strategic_undergrounding_freeway | LJ04_lateral | 127 | 1395957.09 | 1395957.09 | 0 | 0 | 6281273.8262 | 0 | 4885316.6043
Circuit | strategic_undergrounding_freeway | BZ05_main | 128 | 1389696.21 | 1389696.21 | 0 | 0 | 23137384.8334 | 0 | 21747688.4795
Circuit | strategic_undergrounding_freeway | DA05_main | 129 | 1388252.04 | 1388252.04 | 0 | 0 | 25504660.2888 | 0 | 24116408.1263
Circuit | strategic_undergrounding_freeway | HE13_lateral | 130 | 1381025.69 | 1381025.69 | 0 | 0 | 10834470.0743 | 0 | 9453444.2492
Circuit | strategic_undergrounding_freeway | AL07_lateral | 131 | 1379332.08 | 1379332.08 | 0 | 0 | 28755550.7106 | 0 | 27376218.5001
Circuit | strategic_undergrounding_freeway | LV03_main | 132 | 1352500.61 | 1352500.61 | 0 | 0 | 11393274.8581 | 0 | 10040774.1041
Circuit | strategic_undergrounding_freeway | MP03_lateral | 133 | 1348541.16 | 1348541.16 | 0 | 0 | 23446063.1027 | 0 | 22097521.7879
Circuit | strategic_undergrounding_freeway | BG07_lateral | 134 | 1346290.08 | 1346290.08 | 0 | 0 | 15849225.5668 | 0 | 14502935.3135
Circuit | strategic_undergrounding_freeway | MU01_main | 135 | 1341647.47 | 1341647.47 | 0 | 0 | 7699338.0115 | 0 | 6357690.3962
Circuit | strategic_undergrounding_freeway | HNY03_main | 136 | 1336072.95 | 1336072.95 | 0 | 0 | 8248416.6873 | 0 | 6912343.6001
Circuit | strategic_undergrounding_freeway | GT11_lateral | 137 | 1335308.93 | 1335308.93 | 0 | 0 | 5740528.0076 | 0 | 4405218.9406
Circuit | strategic_undergrounding_freeway | PI47_lateral | 138 | 1332923.82 | 1332923.82 | 0 | 0 | 21583430.5793 | 0 | 20250506.5964
Circuit | strategic_undergrounding_freeway | HE09_main | 139 | 1319338.78 | 1319338.78 | 0 | 0 | 4691354.8101 | 0 | 3372015.8854
Circuit | strategic_undergrounding_freeway | RT01_lateral | 140 | 1318921.22 | 1318921.22 | 0 | 0 | 25512468.4957 | 0 | 24193547.1155
Circuit | strategic_undergrounding_freeway | IM50_main | 141 | 1318210.57 | 1318210.57 | 0 | 0 | 12997687.1441 | 0 | 11679476.4394
Circuit | strategic_undergrounding_freeway | IM48_main | 142 | 1308978.84 | 1308978.84 | 0 | 0 | 12637813.2797 | 0 | 11328834.2819
Circuit | strategic_undergrounding_freeway | STF41_main | 143 | 1297394.49 | 1297394.49 | 0 | 0 | 5473079.7186 | 0 | 4175685.0671
Circuit | strategic_undergrounding_freeway | GA04_main | 144 | 1297330.17 | 1297330.17 | 0 | 0 | 34198536.8453 | 0 | 32901206.526
Circuit | strategic_undergrounding_freeway | RA42_main | 145 | 1288314.35 | 1288314.35 | 0 | 0 | 36337422.1048 | 0 | 35049107.5768
Circuit | strategic_undergrounding_freeway | KM06_lateral | 146 | 1277046.04 | 1277046.04 | 0 | 0 | 5214857.2163 | 0 | 3937811.012
Circuit | strategic_undergrounding_freeway | PE07_lateral | 147 | 1260228.89 | 1260228.89 | 0 | 0 | 13621860.0432 | 0 | 12361630.9834
Circuit | strategic_undergrounding_freeway | SH02_lateral | 148 | 1255758.53 | 1255758.53 | 0 | 0 | 11780804.9009 | 0 | 10525046.1927
Circuit | strategic_undergrounding_freeway | MB09_main | 149 | 1225711.3 | 1225711.3 | 0 | 0 | 13441047.3088 | 0 | 12215335.8613
Circuit | strategic_undergrounding_freeway | EL09_lateral | 150 | 1224692.22 | 1224692.22 | 0 | 0 | 6641372.5256 | 0 | 5416680.1432
Circuit | strategic_undergrounding_freeway | BZ03_main | 151 | 1211380.4 | 1211380.4 | 0 | 0 | 40414295.9854 | 0 | 39202915.4338
Circuit | strategic_undergrounding_freeway | TE03_main | 152 | 1202513.49 | 1202513.49 | 0 | 0 | 13534105.225 | 0 | 12331591.5701
Circuit | strategic_undergrounding_freeway | TE03_lateral | 153 | 1200280 | 1200280 | 0 | 0 | 14093235.4169 | 0 | 12892955.2594
Circuit | strategic_undergrounding_freeway | AD11_lateral | 154 | 1198592.38 | 1198592.38 | 0 | 0 | 20029393.6133 | 0 | 18830801.0942
Circuit | strategic_undergrounding_freeway | LK02_lateral | 155 | 1197827.68 | 1197827.68 | 0 | 0 | 27777652.305 | 0 | 26579824.4672
Circuit | strategic_undergrounding_freeway | PI46_main | 156 | 1195073.24 | 1195073.24 | 0 | 0 | 17370777.1978 | 0 | 16175703.7962
Circuit | strategic_undergrounding_freeway | THW47_lateral | 157 | 1178841.75 | 1178841.75 | 0 | 0 | 9150195.9627 | 0 | 7971354.0595
Circuit | strategic_undergrounding_freeway | CD12_lateral | 158 | 1164848.76 | 1164848.76 | 0 | 0 | 23001290.376 | 0 | 21836441.4605
Circuit | strategic_undergrounding_freeway | HA01_main | 159 | 1140511.45 | 1140511.45 | 0 | 0 | 11188987.903 | 0 | 10048476.2708
Circuit | strategic_undergrounding_freeway | HA07_lateral | 160 | 1139087.96 | 1139087.96 | 0 | 0 | 9762924.1391 | 0 | 8623836.0049
Circuit | strategic_undergrounding_freeway | MID01_main | 161 | 1128880.45 | 1128880.45 | 0 | 0 | 3829703.4517 | 0 | 2700822.8784
Circuit | strategic_undergrounding_freeway | KN01_main | 162 | 1124582.45 | 1124582.45 | 0 | 0 | 5682143.3916 | 0 | 4557560.7963
Circuit | strategic_undergrounding_freeway | THW42_main | 163 | 1123582.14 | 1123582.14 | 0 | 0 | 11756264.2423 | 0 | 10632681.955
Circuit | strategic_undergrounding_freeway | HM06_main | 164 | 1115659.33 | 1115659.33 | 0 | 0 | 8922980.4132 | 0 | 7807320.9372
Circuit | strategic_undergrounding_freeway | STF41_lateral | 165 | 1114399.7 | 1114399.7 | 0 | 0 | 5745023.3287 | 0 | 4630623.5101
Circuit | strategic_undergrounding_freeway | PI46_lateral | 166 | 1110064.75 | 1110064.75 | 0 | 0 | 35530754.772 | 0 | 34420689.8764
Circuit | strategic_undergrounding_freeway | GT11_main | 167 | 1105298.55 | 1105298.55 | 0 | 0 | 3724185.1451 | 0 | 2618886.4514
Circuit | strategic_undergrounding_freeway | BC08_main | 168 | 1101809.12 | 1101809.12 | 0 | 0 | 17045937.4557 | 0 | 15944128.1899
Circuit | strategic_undergrounding_freeway | BA41_main | 169 | 1099841.38 | 1099841.38 | 0 | 0 | 6279736.6245 | 0 | 5179895.102
Circuit | strategic_undergrounding_freeway | KN01_lateral | 170 | 1097879.11 | 1097879.11 | 0 | 0 | 4280107.9637 | 0 | 3182228.7036
Circuit | strategic_undergrounding_freeway | LW46_main | 171 | 1093129.69 | 1093129.69 | 0 | 0 | 38647473.6051 | 0 | 37554343.7706
Circuit | strategic_undergrounding_freeway | STW01_main | 172 | 1091808.81 | 1091808.81 | 0 | 0 | 13890454.5965 | 0 | 12798645.6279
Circuit | strategic_undergrounding_freeway | SB05_lateral | 173 | 1090056.66 | 1090056.66 | 0 | 0 | 3904595.8902 | 0 | 2814539.0774
Circuit | strategic_undergrounding_freeway | KN02_main | 174 | 1090042.67 | 1090042.67 | 0 | 0 | 4671836.6143 | 0 | 3581793.7721
Circuit | strategic_undergrounding_freeway | MP03_main | 175 | 1081785.26 | 1081785.26 | 0 | 0 | 20999778.7108 | 0 | 19917993.3272
Circuit | strategic_undergrounding_freeway | FT02_lateral | 176 | 1078381.96 | 1078381.96 | 0 | 0 | 10246581.5208 | 0 | 9168199.4208
Circuit | strategic_undergrounding_freeway | FRY44_main | 177 | 1074206.6 | 1074206.6 | 0 | 0 | 9726737.7794 | 0 | 8652531.043
Circuit | strategic_undergrounding_freeway | SPW45_lateral | 178 | 1069214.37 | 1069214.37 | 0 | 0 | 4333059.0823 | 0 | 3263844.5607
Circuit | strategic_undergrounding_freeway | WF05_main | 179 | 1066401.41 | 1066401.41 | 0 | 0 | 23770068.6745 | 0 | 22703667.0985
Circuit | strategic_undergrounding_freeway | FP07_lateral | 180 | 1063246.82 | 1063246.82 | 0 | 0 | 127389103.0384 | 0 | 126325856.091
Circuit | strategic_undergrounding_freeway | HR02_main | 181 | 1062624.24 | 1062624.24 | 0 | 0 | 8422535.7376 | 0 | 7359911.3463
Circuit | strategic_undergrounding_freeway | SPW45_main | 182 | 1062550.91 | 1062550.91 | 0 | 0 | 6132980.6972 | 0 | 5070429.666
Circuit | strategic_undergrounding_freeway | AR43_lateral | 183 | 1060933.51 | 1060933.51 | 0 | 0 | 9333026.384 | 0 | 8272092.724
Circuit | strategic_undergrounding_freeway | HL02_main | 184 | 1059353.03 | 1059353.03 | 0 | 0 | 9845217.8646 | 0 | 8785864.7115
Circuit | strategic_undergrounding_freeway | GL09_lateral | 185 | 1046300.6 | 1046300.6 | 0 | 0 | 53498788.2837 | 0 | 52452487.5153
Circuit | strategic_undergrounding_freeway | SPW52_main | 186 | 1043748.51 | 1043748.51 | 0 | 0 | 31209244.3933 | 0 | 30165495.7507
Circuit | strategic_undergrounding_freeway | TE09_lateral | 187 | 1040646.11 | 1040646.11 | 0 | 0 | 14266690.8962 | 0 | 13226044.6035
Circuit | strategic_undergrounding_freeway | SCW01_main | 188 | 1038617.79 | 1038617.79 | 0 | 0 | 103158832.7313 | 0 | 102120214.7938
Circuit | strategic_undergrounding_freeway | LAK45_main | 189 | 1035803.95 | 1035803.95 | 0 | 0 | 30137885.3114 | 0 | 29102081.1987
Circuit | strategic_undergrounding_freeway | HE13_main | 190 | 1032743.74 | 1032743.74 | 0 | 0 | 5360612.0482 | 0 | 4327868.1655
Circuit | strategic_undergrounding_freeway | DL44_main | 191 | 1027350.56 | 1027350.56 | 0 | 0 | 7540703.7952 | 0 | 6513353.0801
Circuit | strategic_undergrounding_freeway | HV08_main | 192 | 1026342.61 | 1026342.61 | 0 | 0 | 6956883.5622 | 0 | 5930540.8067
Circuit | strategic_undergrounding_freeway | THW41_lateral | 193 | 1024866.01 | 1024866.01 | 0 | 0 | 14192952.0983 | 0 | 13168085.9558
Circuit | strategic_undergrounding_freeway | CA01_lateral | 194 | 1021638.69 | 1021638.69 | 0 | 0 | 22158659.7908 | 0 | 21137020.9531
Circuit | strategic_undergrounding_freeway | SE43_lateral | 195 | 1021535.41 | 1021535.41 | 0 | 0 | 18121225.416 | 0 | 17099689.8758
Circuit | strategic_undergrounding_freeway | SE42_main | 196 | 1016647.53 | 1016647.53 | 0 | 0 | 18465917.335 | 0 | 17449269.6441
Circuit | strategic_undergrounding_freeway | GN11_main | 197 | 1011817.95 | 1011817.95 | 0 | 0 | 3512953.2961 | 0 | 2501135.2046
Circuit | strategic_undergrounding_freeway | CR06_lateral | 198 | 1010586.07 | 1010586.07 | 0 | 0 | 4041399.354 | 0 | 3030813.1466
Circuit | strategic_undergrounding_freeway | HG02_lateral | 199 | 1001491.37 | 1001491.37 | 0 | 0 | 9726709.2375 | 0 | 8725217.7347
Circuit | strategic_undergrounding_freeway | JOR44_lateral | 200 | 993507.97 | 993507.97 | 0 | 0 | 19054542.0935 | 0 | 18061033.9794
Circuit | strategic_undergrounding_freeway | EB07_main | 201 | 989991.08 | 989991.08 | 0 | 0 | 5753935.3017 | 0 | 4763944.0415
Circuit | strategic_undergrounding_freeway | FT11_main | 202 | 989041.32 | 989041.32 | 0 | 0 | 11752602.8182 | 0 | 10763561.3335
Circuit | strategic_undergrounding_freeway | PW05_main | 203 | 985649.85 | 985649.85 | 0 | 0 | 26429830.2692 | 0 | 25444180.2531
Circuit | strategic_undergrounding_freeway | DR02_main | 204 | 984543.64 | 984543.64 | 0 | 0 | 16627338.0954 | 0 | 15642794.3231
Circuit | strategic_undergrounding_freeway | FT03_lateral | 205 | 983758.01 | 983758.01 | 0 | 0 | 9073435.5982 | 0 | 8089677.4314
Circuit | strategic_undergrounding_freeway | DR02_lateral | 206 | 977864.22 | 977864.22 | 0 | 0 | 14688174.5639 | 0 | 13710310.1921
Circuit | strategic_undergrounding_freeway | GN11_lateral | 207 | 976171.98 | 976171.98 | 0 | 0 | 3851114.9866 | 0 | 2874942.8792
Circuit | strategic_undergrounding_freeway | HE09_lateral | 208 | 969854.83 | 969854.83 | 0 | 0 | 6059315.1775 | 0 | 5089460.2095
Circuit | strategic_undergrounding_freeway | KN05_lateral | 209 | 962692.52 | 962692.52 | 0 | 0 | 3849553.1794 | 0 | 2886860.4663
Circuit | strategic_undergrounding_freeway | TWG42_lateral | 210 | 954734.95 | 954734.95 | 0 | 0 | 25643680.4114 | 0 | 24688945.3115
Circuit | strategic_undergrounding_freeway | CA07_main | 211 | 951840.29 | 951840.29 | 0 | 0 | 4902240.3123 | 0 | 3950399.8719
Circuit | strategic_undergrounding_freeway | KM06_main | 212 | 947541.98 | 947541.98 | 0 | 0 | 2538461.9082 | 0 | 1590919.7715
Circuit | strategic_undergrounding_freeway | MU01_lateral | 213 | 947113.89 | 947113.89 | 0 | 0 | 9614824.875 | 0 | 8667710.8097
Circuit | strategic_undergrounding_freeway | BA41_lateral | 214 | 938410.85 | 938410.85 | 0 | 0 | 4031630.3992 | 0 | 3093219.4031
Circuit | strategic_undergrounding_freeway | STL44_main | 215 | 933260.44 | 933260.44 | 0 | 0 | 11732751.3224 | 0 | 10799490.7412
Circuit | strategic_undergrounding_freeway | IM44_main | 216 | 928184.19 | 928184.19 | 0 | 0 | 12948009.6152 | 0 | 12019825.2702
Circuit | strategic_undergrounding_freeway | SB06_lateral | 217 | 919630.19 | 919630.19 | 0 | 0 | 7857699.7028 | 0 | 6938069.3622
Circuit | strategic_undergrounding_freeway | OA05_lateral | 218 | 919186.03 | 919186.03 | 0 | 0 | 10503087.5579 | 0 | 9583901.3712
Circuit | strategic_undergrounding_freeway | WBY01_main | 219 | 918305.14 | 918305.14 | 0 | 0 | 8222987.7666 | 0 | 7304682.4789
Circuit | strategic_undergrounding_freeway | HG02_main | 220 | 913352.04 | 913352.04 | 0 | 0 | 5967327.152 | 0 | 5053974.9697
Circuit | strategic_undergrounding_freeway | HA07_main | 221 | 905339.42 | 905339.42 | 0 | 0 | 9273075.3423 | 0 | 8367735.7517
Circuit | strategic_undergrounding_freeway | THW47_main | 222 | 903433.35 | 903433.35 | 0 | 0 | 10066466.5908 | 0 | 9163033.1097
Circuit | strategic_undergrounding_freeway | BA03_main | 223 | 898847.51 | 898847.51 | 0 | 0 | 2907194.4367 | 0 | 2008346.788
Circuit | strategic_undergrounding_freeway | CV06_lateral | 224 | 893188.4 | 893188.4 | 0 | 0 | 6444804.4168 | 0 | 5551615.8539
Circuit | strategic_undergrounding_freeway | AN03_lateral | 225 | 889604.05 | 889604.05 | 0 | 0 | 7364487.8436 | 0 | 6474883.6521
Circuit | strategic_undergrounding_freeway | HE14_lateral | 226 | 886045.47 | 886045.47 | 0 | 0 | 24808995.0862 | 0 | 23922949.4492
Circuit | strategic_undergrounding_freeway | EU01_lateral | 227 | 885897.99 | 885897.99 | 0 | 0 | 4776419.3459 | 0 | 3890521.2046
Circuit | strategic_undergrounding_freeway | SIE46_main | 228 | 880467.37 | 880467.37 | 0 | 0 | 17181764.1188 | 0 | 16301296.5619
Circuit | strategic_undergrounding_freeway | CRB42_main | 229 | 874585.35 | 874585.35 | 0 | 0 | 12458779.1448 | 0 | 11584193.6244
Circuit | strategic_undergrounding_freeway | PZ46_main | 230 | 873828.35 | 873828.35 | 0 | 0 | 16192903.8982 | 0 | 15319075.3862
Circuit | strategic_undergrounding_freeway | SIE41_lateral | 231 | 872115 | 872115 | 0 | 0 | 5820593.4527 | 0 | 4948478.3245
Circuit | strategic_undergrounding_freeway | CV06_main | 232 | 871790.48 | 871790.48 | 0 | 0 | 4620786.0289 | 0 | 3748995.409
Circuit | strategic_undergrounding_freeway | STW03_main | 233 | 861711.15 | 861711.15 | 0 | 0 | 16732336.5997 | 0 | 15870625.3112
Circuit | strategic_undergrounding_freeway | UW04_main | 234 | 861281.47 | 861281.47 | 0 | 0 | 15122978.5638 | 0 | 14261696.9081
Circuit | strategic_undergrounding_freeway | EB07_lateral | 235 | 859469.02 | 859469.02 | 0 | 0 | 12318673.3563 | 0 | 11459204.2083
Circuit | strategic_undergrounding_freeway | HA09_main | 236 | 857550.28 | 857550.28 | 0 | 0 | 10672820.8637 | 0 | 9815270.4144
Circuit | strategic_undergrounding_freeway | THW46_lateral | 237 | 852878.5 | 852878.5 | 0 | 0 | 22787583.5382 | 0 | 21934704.8768
Circuit | strategic_undergrounding_freeway | HP05_main | 238 | 840705.12 | 840705.12 | 0 | 0 | 6753865.8917 | 0 | 5913160.6514
Circuit | strategic_undergrounding_freeway | VCR43_main | 239 | 837061.1 | 837061.1 | 0 | 0 | 66094279.012 | 0 | 65257217.7512
Circuit | strategic_undergrounding_freeway | TE09_main | 240 | 830804.28 | 830804.28 | 0 | 0 | 11743523.0803 | 0 | 10912718.6426
Circuit | strategic_undergrounding_freeway | MV03_lateral | 241 | 830496.11 | 830496.11 | 0 | 0 | 9165508.0065 | 0 | 8335011.7577
Circuit | strategic_undergrounding_freeway | CV04_main | 242 | 830451.95 | 830451.95 | 0 | 0 | 7059033.7407 | 0 | 6228581.6425
Circuit | strategic_undergrounding_freeway | HA02_main | 243 | 830242.1 | 830242.1 | 0 | 0 | 7810409.6987 | 0 | 6980167.4212
Circuit | strategic_undergrounding_freeway | KM02_main | 244 | 822091.9 | 822091.9 | 0 | 0 | 19598674.3819 | 0 | 18776582.3264
Circuit | strategic_undergrounding_freeway | LY45_main | 245 | 817125.29 | 817125.29 | 0 | 0 | 6451213.2499 | 0 | 5634087.814
Circuit | strategic_undergrounding_freeway | TO09_lateral | 246 | 813144.48 | 813144.48 | 0 | 0 | 4241111.6602 | 0 | 3427967.0588
Circuit | strategic_undergrounding_freeway | FT02_main | 247 | 807076.5 | 807076.5 | 0 | 0 | 10639023.9423 | 0 | 9831947.2716
Circuit | strategic_undergrounding_freeway | MV03_main | 248 | 806270.8 | 806270.8 | 0 | 0 | 4789091.3567 | 0 | 3982820.4106
Circuit | strategic_undergrounding_freeway | WBY03_lateral | 249 | 803661.43 | 803661.43 | 0 | 0 | 32311776.4375 | 0 | 31508114.8679
Circuit | strategic_undergrounding_freeway | SPW51_lateral | 250 | 803320.59 | 803320.59 | 0 | 0 | 8208745.3304 | 0 | 7405424.5991
Circuit | strategic_undergrounding_freeway | STW03_lateral | 251 | 802473.45 | 802473.45 | 0 | 0 | 13436095.8689 | 0 | 12633622.2855
Circuit | strategic_undergrounding_freeway | KM01_main | 252 | 802220.24 | 802220.24 | 0 | 0 | 9587002.217 | 0 | 8784781.7977
Circuit | strategic_undergrounding_freeway | KM01_lateral | 253 | 801325.92 | 801325.92 | 0 | 0 | 9478115.8748 | 0 | 8676789.7941
Circuit | strategic_undergrounding_freeway | GAR02_main | 254 | 801297.87 | 801297.87 | 0 | 0 | 17896196.8259 | 0 | 17094898.8163
Circuit | strategic_undergrounding_freeway | GAR02_lateral | 255 | 801297.87 | 801297.87 | 0 | 0 | 13332899.0823 | 0 | 12531601.0726
Circuit | strategic_undergrounding_freeway | SIE41_main | 256 | 796407.48 | 796407.48 | 0 | 0 | 9263668.9006 | 0 | 8467261.2755
Circuit | strategic_undergrounding_freeway | BL10_lateral | 257 | 793965.41 | 793965.41 | 0 | 0 | 3962680.0643 | 0 | 3168714.479
Circuit | strategic_undergrounding_freeway | GL09_main | 258 | 789158.89 | 789158.89 | 0 | 0 | 21022592.3338 | 0 | 20233433.2749
Circuit | strategic_undergrounding_freeway | WOR46_main | 259 | 789057.35 | 789057.35 | 0 | 0 | 14646002.4108 | 0 | 13856944.9108
Circuit | strategic_undergrounding_freeway | WBY01_lateral | 260 | 775855.88 | 775855.88 | 0 | 0 | 2925853.5088 | 0 | 2149997.4816
Circuit | strategic_undergrounding_freeway | CR10_main | 261 | 768464.82 | 768464.82 | 0 | 0 | 4305798.2718 | 0 | 3537333.293
Circuit | strategic_undergrounding_freeway | SH10_main | 262 | 766985.79 | 766985.79 | 0 | 0 | 4120109.4207 | 0 | 3353123.4705
Circuit | strategic_undergrounding_freeway | HA09_lateral | 263 | 762871.98 | 762871.98 | 0 | 0 | 9028798.2488 | 0 | 8265926.0856
Circuit | strategic_undergrounding_freeway | STW05_main | 264 | 761586.35 | 761586.35 | 0 | 0 | 11723372.9782 | 0 | 10961786.4831
Circuit | strategic_undergrounding_freeway | BT04_main | 265 | 760544.1 | 760544.1 | 0 | 0 | 5557882.995 | 0 | 4797338.7506
Circuit | strategic_undergrounding_freeway | WE08_lateral | 266 | 757962.36 | 757962.36 | 0 | 0 | 4060251.4646 | 0 | 3302288.9526
Circuit | strategic_undergrounding_freeway | AV03_main | 267 | 753326.23 | 753326.23 | 0 | 0 | 12055115.3988 | 0 | 11301789.0275
Circuit | strategic_undergrounding_freeway | FAN47_main | 268 | 749232.53 | 749232.53 | 0 | 0 | 12181681.453 | 0 | 11432448.7729
Circuit | strategic_undergrounding_freeway | LA02_lateral | 269 | 748729.54 | 748729.54 | 0 | 0 | 14826928.8054 | 0 | 14078199.1262
Circuit | strategic_undergrounding_freeway | FT03_main | 270 | 741425.6 | 741425.6 | 0 | 0 | 5806752.8471 | 0 | 5065327.0916
Circuit | strategic_undergrounding_freeway | DE02_lateral | 271 | 741064.75 | 741064.75 | 0 | 0 | 6047423.0409 | 0 | 5306358.1391
Circuit | strategic_undergrounding_freeway | TRN45_lateral | 272 | 739024.63 | 739024.63 | 0 | 0 | 27751527.4104 | 0 | 27012502.6136
Circuit | strategic_undergrounding_freeway | UV04_main | 273 | 730249.35 | 730249.35 | 0 | 0 | 6177337.2697 | 0 | 5447087.7882
Circuit | strategic_undergrounding_freeway | FR43_lateral | 274 | 729559.46 | 729559.46 | 0 | 0 | 21183231.2762 | 0 | 20453671.6774
Circuit | strategic_undergrounding_freeway | AI06_main | 275 | 727072 | 727072 | 0 | 0 | 2481280.9306 | 0 | 1754208.781
Circuit | strategic_undergrounding_freeway | WR11_lateral | 276 | 725778.34 | 725778.34 | 0 | 0 | 17862489.7432 | 0 | 17136711.2343
Circuit | strategic_undergrounding_freeway | WBY03_main | 277 | 724678.91 | 724678.91 | 0 | 0 | 21780242.0386 | 0 | 21055562.9574
Circuit | strategic_undergrounding_freeway | AR43_main | 278 | 723121.7 | 723121.7 | 0 | 0 | 8706678.2704 | 0 | 7983556.4289
Circuit | strategic_undergrounding_freeway | FAN47_lateral | 279 | 718449.67 | 718449.67 | 0 | 0 | 6343166.9023 | 0 | 5624717.0737
Circuit | strategic_undergrounding_freeway | HX01_main | 280 | 710793.21 | 710793.21 | 0 | 0 | 4142281.1826 | 0 | 3431487.8118
Circuit | strategic_undergrounding_freeway | CD08_main | 281 | 710633.62 | 710633.62 | 0 | 0 | 6347522.965 | 0 | 5636889.2058
Circuit | strategic_undergrounding_freeway | SR09_main | 282 | 709272.66 | 709272.66 | 0 | 0 | 2324001.4336 | 0 | 1614728.6183
Circuit | strategic_undergrounding_freeway | CD11_lateral | 283 | 708206.14 | 708206.14 | 0 | 0 | 9606156.6792 | 0 | 8897950.349
Circuit | strategic_undergrounding_freeway | SB05_main | 284 | 705976.25 | 705976.25 | 0 | 0 | 3625689.8806 | 0 | 2919713.4875
Circuit | strategic_undergrounding_freeway | CD06_lateral | 285 | 704196.27 | 704196.27 | 0 | 0 | 26084012.6637 | 0 | 25379816.2285
Circuit | strategic_undergrounding_freeway | AL09_lateral | 286 | 703207.45 | 703207.45 | 0 | 0 | 9631065.9333 | 0 | 8927858.3325
Circuit | strategic_undergrounding_freeway | WOR46_lateral | 287 | 695997.9 | 695997.9 | 0 | 0 | 10673704.5095 | 0 | 9977706.4528
Circuit | strategic_undergrounding_freeway | PE07_main | 288 | 695476.96 | 695476.96 | 0 | 0 | 9846950.0716 | 0 | 9151472.9211
Circuit | strategic_undergrounding_freeway | SO49_main | 289 | 693252.33 | 693252.33 | 0 | 0 | 26863549.1042 | 0 | 26170296.6287
Circuit | strategic_undergrounding_freeway | THW41_main | 290 | 692778.44 | 692778.44 | 0 | 0 | 18797661.2196 | 0 | 18104882.613
Circuit | strategic_undergrounding_freeway | FL44_main | 291 | 685297.01 | 685297.01 | 0 | 0 | 34904442.7877 | 0 | 34219145.6233
Circuit | strategic_undergrounding_freeway | WEB01_main | 292 | 678866.64 | 678866.64 | 0 | 0 | 9679438.2709 | 0 | 9000571.4398
Circuit | strategic_undergrounding_freeway | PZ42_main | 293 | 677908.17 | 677908.17 | 0 | 0 | 8976992.4426 | 0 | 8299084.1218
Circuit | strategic_undergrounding_freeway | EB05_lateral | 294 | 675635.76 | 675635.76 | 0 | 0 | 9840553.726 | 0 | 9164917.8223
Circuit | strategic_undergrounding_freeway | IR05_main | 295 | 675630.7 | 675630.7 | 0 | 0 | 15206921.8164 | 0 | 14531290.9519
Circuit | strategic_undergrounding_freeway | HNY03_lateral | 296 | 668036.41 | 668036.41 | 0 | 0 | 3019509.2526 | 0 | 2351472.709
Circuit | strategic_undergrounding_freeway | STW02_main | 297 | 667098.98 | 667098.98 | 0 | 0 | 25310188.763 | 0 | 24643089.6269
Circuit | strategic_undergrounding_freeway | RE08_main | 298 | 663836.11 | 663836.11 | 0 | 0 | 4834314.5973 | 0 | 4170478.3485
Circuit | strategic_undergrounding_freeway | HE05_lateral | 299 | 663082.45 | 663082.45 | 0 | 0 | 4427885.4627 | 0 | 3764802.8739
Circuit | strategic_undergrounding_freeway | CD06_main | 300 | 662475.48 | 662475.48 | 0 | 0 | 20611024.2807 | 0 | 19948548.6408
Circuit | strategic_undergrounding_freeway | BV42_main | 301 | 661639.8 | 661639.8 | 0 | 0 | 13104109.6498 | 0 | 12442469.7283
Circuit | strategic_undergrounding_freeway | PO09_lateral | 302 | 660312.72 | 660312.72 | 0 | 0 | 5577091.9947 | 0 | 4916779.134
Circuit | strategic_undergrounding_freeway | HX03_lateral | 303 | 659430.37 | 659430.37 | 0 | 0 | 6806267.1671 | 0 | 6146836.6443
Circuit | strategic_undergrounding_freeway | DE05_main | 304 | 657128.04 | 657128.04 | 0 | 0 | 2284945.2817 | 0 | 1627817.1097
Circuit | strategic_undergrounding_freeway | HNY04_main | 305 | 654662.6 | 654662.6 | 0 | 0 | 3985569.192 | 0 | 3330906.4268
Circuit | strategic_undergrounding_freeway | CA05_lateral | 306 | 654614.36 | 654614.36 | 0 | 0 | 7551037.6834 | 0 | 6896423.1661
Circuit | strategic_undergrounding_freeway | ES05_lateral | 307 | 653491.39 | 653491.39 | 0 | 0 | 8317573.0235 | 0 | 7664081.5152
Circuit | strategic_undergrounding_freeway | WR11_main | 308 | 649552.31 | 649552.31 | 0 | 0 | 7664867.6557 | 0 | 7015315.1717
Circuit | strategic_undergrounding_freeway | KM02_lateral | 309 | 642684.45 | 642684.45 | 0 | 0 | 21843573.1683 | 0 | 21200888.5741
Circuit | strategic_undergrounding_freeway | AI06_lateral | 310 | 640100.06 | 640100.06 | 0 | 0 | 2831463.9731 | 0 | 2191363.7679
Circuit | strategic_undergrounding_freeway | RT01_main | 311 | 630162.52 | 630162.52 | 0 | 0 | 15750262.4865 | 0 | 15120099.8162
Circuit | strategic_undergrounding_freeway | WO08_main | 312 | 624036.45 | 624036.45 | 0 | 0 | 3095231.8435 | 0 | 2471195.2176
Circuit | strategic_undergrounding_freeway | HM02_lateral | 313 | 621254.1 | 621254.1 | 0 | 0 | 32275031.7946 | 0 | 31653777.5411
Circuit | strategic_undergrounding_freeway | SH05_main | 314 | 614465.74 | 614465.74 | 0 | 0 | 9683147.1468 | 0 | 9068681.2651
Circuit | strategic_undergrounding_freeway | HL08_lateral | 315 | 610856.03 | 610856.03 | 0 | 0 | 36492898.498 | 0 | 35882042.2994
Circuit | strategic_undergrounding_freeway | BT03_lateral | 316 | 610639.11 | 610639.11 | 0 | 0 | 13839079.4905 | 0 | 13228440.2537
Circuit | strategic_undergrounding_freeway | STW01_lateral | 317 | 610588.01 | 610588.01 | 0 | 0 | 10715824.5484 | 0 | 10105236.3937
Circuit | strategic_undergrounding_freeway | WOR44_main | 318 | 609084.32 | 609084.32 | 0 | 0 | 5192261.1651 | 0 | 4583176.6886
Circuit | strategic_undergrounding_freeway | MAR50_main | 319 | 606401.82 | 606401.82 | 0 | 0 | 14658368.9787 | 0 | 14051967.0144
Circuit | strategic_undergrounding_freeway | RS08_lateral | 320 | 606354.26 | 606354.26 | 0 | 0 | 9076936.9181 | 0 | 8470582.5099
Circuit | strategic_undergrounding_freeway | LAK45_lateral | 321 | 598569.12 | 598569.12 | 0 | 0 | 20458860.3108 | 0 | 19860291.0589
Circuit | strategic_undergrounding_freeway | BR11_main | 322 | 596429.11 | 596429.11 | 0 | 0 | 10123347.7864 | 0 | 9526918.5236
Circuit | strategic_undergrounding_freeway | AD02_lateral | 323 | 593777.6 | 593777.6 | 0 | 0 | 19865327.7067 | 0 | 19271549.9751
Circuit | strategic_undergrounding_freeway | GA03_main | 324 | 588690.85 | 588690.85 | 0 | 0 | 9685275.8634 | 0 | 9096584.8568
Circuit | strategic_undergrounding_freeway | HP05_lateral | 325 | 587480.65 | 587480.65 | 0 | 0 | 5991721.2689 | 0 | 5404240.5041
Circuit | strategic_undergrounding_freeway | EU01_main | 326 | 585831.47 | 585831.47 | 0 | 0 | 2485961.0031 | 0 | 1900129.3815
Circuit | strategic_undergrounding_freeway | SE43_main | 327 | 583142.47 | 583142.47 | 0 | 0 | 5337873.9234 | 0 | 4754731.3109
Circuit | strategic_undergrounding_freeway | PW04_lateral | 328 | 582940.96 | 582940.96 | 0 | 0 | 6054834.2708 | 0 | 5471893.1403
Circuit | strategic_undergrounding_freeway | LM04_main | 329 | 577494.46 | 577494.46 | 0 | 0 | 7450686.9293 | 0 | 6873192.3431
Circuit | strategic_undergrounding_freeway | RA42_lateral | 330 | 576932.95 | 576932.95 | 0 | 0 | 31193558.8497 | 0 | 30616625.7223
Circuit | strategic_undergrounding_freeway | JOR41_main | 331 | 574902.97 | 574902.97 | 0 | 0 | 2974021.7644 | 0 | 2399118.6305
Circuit | strategic_undergrounding_freeway | PO09_main | 332 | 572857.28 | 572857.28 | 0 | 0 | 6541196.2842 | 0 | 5968338.8487
Circuit | strategic_undergrounding_freeway | RU06_lateral | 333 | 571405.12 | 571405.12 | 0 | 0 | 13630256.9742 | 0 | 13058851.7299
Circuit | strategic_undergrounding_freeway | MY06_main | 334 | 569240.62 | 569240.62 | 0 | 0 | 4351895.278 | 0 | 3782654.5228
Circuit | strategic_undergrounding_freeway | CV09_lateral | 335 | 567859.2 | 567859.2 | 0 | 0 | 10387135.6359 | 0 | 9819276.2784
Circuit | strategic_undergrounding_freeway | WO08_lateral | 336 | 567779.87 | 567779.87 | 0 | 0 | 3283030.814 | 0 | 2715250.7652
Circuit | strategic_undergrounding_freeway | MU04_lateral | 337 | 565378.06 | 565378.06 | 0 | 0 | 10888564.7205 | 0 | 10323186.5449
Circuit | strategic_undergrounding_freeway | WOR45_main | 338 | 564670.09 | 564670.09 | 0 | 0 | 9695529.2402 | 0 | 9130858.9674
Circuit | strategic_undergrounding_freeway | NM03_main | 339 | 562721.89 | 562721.89 | 0 | 0 | 4389463.7647 | 0 | 3826741.699
Circuit | strategic_undergrounding_freeway | HE11_lateral | 340 | 561183.67 | 561183.67 | 0 | 0 | 10046133.8482 | 0 | 9484950.0192
Circuit | strategic_undergrounding_freeway | UV03_main | 341 | 561104.74 | 561104.74 | 0 | 0 | 4163927.4632 | 0 | 3602822.549
Circuit | strategic_undergrounding_freeway | RE08_lateral | 342 | 560430.89 | 560430.89 | 0 | 0 | 6486217.9007 | 0 | 5925786.8588
Circuit | strategic_undergrounding_freeway | HB51_main | 343 | 558757.06 | 558757.06 | 0 | 0 | 5263896.548 | 0 | 4705139.3278
Circuit | strategic_undergrounding_freeway | EB06_lateral | 344 | 558450.81 | 558450.81 | 0 | 0 | 8586870.0018 | 0 | 8028419.0299
Circuit | strategic_undergrounding_freeway | BV42_lateral | 345 | 557390.53 | 557390.53 | 0 | 0 | 15291077.7779 | 0 | 14733687.0816
Circuit | strategic_undergrounding_freeway | CR10_lateral | 346 | 552610.73 | 552610.73 | 0 | 0 | 4880053.2277 | 0 | 4327442.3457
Circuit | strategic_undergrounding_freeway | SR09_lateral | 347 | 549456.02 | 549456.02 | 0 | 0 | 2507056.3645 | 0 | 1957600.1903
Circuit | strategic_undergrounding_freeway | IM44_lateral | 348 | 547668.21 | 547668.21 | 0 | 0 | 2422263.6661 | 0 | 1874595.3238
Circuit | strategic_undergrounding_freeway | FRY49_main | 349 | 546223.1 | 546223.1 | 0 | 0 | 21425946.2939 | 0 | 20879723.029
Circuit | strategic_undergrounding_freeway | AR42_main | 350 | 545219.46 | 545219.46 | 0 | 0 | 26839277.8352 | 0 | 26294058.2281
Circuit | strategic_undergrounding_freeway | EC14_main | 351 | 544508.43 | 544508.43 | 0 | 0 | 3701602.3592 | 0 | 3157093.7489
Circuit | strategic_undergrounding_freeway | AD02_main | 352 | 542951.94 | 542951.94 | 0 | 0 | 7996658.8267 | 0 | 7453706.7455
Circuit | strategic_undergrounding_freeway | PZ42_lateral | 353 | 540686.39 | 540686.39 | 0 | 0 | 2581774.4847 | 0 | 2041087.9238
Circuit | strategic_undergrounding_freeway | TO09_main | 354 | 539046.48 | 539046.48 | 0 | 0 | 2896627.789 | 0 | 2357581.1559
Circuit | strategic_undergrounding_freeway | FRY49_lateral | 355 | 535040.08 | 535040.08 | 0 | 0 | 14443022.8804 | 0 | 13907982.6749
Circuit | strategic_undergrounding_freeway | BT04_lateral | 356 | 534535.49 | 534535.49 | 0 | 0 | 7135512.384 | 0 | 6600976.742
Circuit | strategic_undergrounding_freeway | BL10_main | 357 | 530216.67 | 530216.67 | 0 | 0 | 3828821.9946 | 0 | 3298605.1552
Circuit | strategic_undergrounding_freeway | FAN48_main | 358 | 528187.13 | 528187.13 | 0 | 0 | 3641236.9071 | 0 | 3113049.6207
Circuit | strategic_undergrounding_freeway | WEB11_main | 359 | 526660.49 | 526660.49 | 0 | 0 | 5743915.5859 | 0 | 5217255.0018
Circuit | strategic_undergrounding_freeway | HR02_lateral | 360 | 525539.74 | 525539.74 | 0 | 0 | 12499302.2535 | 0 | 11973762.3827
Circuit | strategic_undergrounding_freeway | CK03_main | 361 | 524873.26 | 524873.26 | 0 | 0 | 5736902.7849 | 0 | 5212029.3871
Circuit | strategic_undergrounding_freeway | BAR41_lateral | 362 | 522102.48 | 522102.48 | 0 | 0 | 9695984.4992 | 0 | 9173881.8652
Circuit | strategic_undergrounding_freeway | HOC08_lateral | 363 | 521802.31 | 521802.31 | 0 | 0 | 6198530.1896 | 0 | 5676727.7278
Circuit | strategic_undergrounding_freeway | VL02_lateral | 364 | 521224.53 | 521224.53 | 0 | 0 | 28598340.1155 | 0 | 28077115.4419
Circuit | strategic_undergrounding_freeway | WO01_lateral | 365 | 520311.79 | 520311.79 | 0 | 0 | 4134522.8929 | 0 | 3614210.9886
Circuit | strategic_undergrounding_freeway | SA45_main | 366 | 518862.19 | 518862.19 | 0 | 0 | 4856740.94 | 0 | 4337878.5917
Circuit | strategic_undergrounding_freeway | EL10_lateral | 367 | 517798.97 | 517798.97 | 0 | 0 | 3899247.0079 | 0 | 3381447.881
Circuit | strategic_undergrounding_freeway | HY01_main | 368 | 509663 | 509663 | 0 | 0 | 7484652.4791 | 0 | 6974989.3359
Circuit | strategic_undergrounding_freeway | FRY41_lateral | 369 | 508709.78 | 508709.78 | 0 | 0 | 3162743.8818 | 0 | 2654033.955
Circuit | strategic_undergrounding_freeway | CR06_main | 370 | 508264.55 | 508264.55 | 0 | 0 | 2277319.1475 | 0 | 1769054.453
Circuit | strategic_undergrounding_freeway | WO01_main | 371 | 507167.66 | 507167.66 | 0 | 0 | 3013791.2469 | 0 | 2506623.4312
Circuit | strategic_undergrounding_freeway | JN05_main | 372 | 506839.58 | 506839.58 | 0 | 0 | 4161325.6271 | 0 | 3654485.8909
Circuit | strategic_undergrounding_freeway | SO47_main | 373 | 505216.82 | 505216.82 | 0 | 0 | 4430332.9041 | 0 | 3925115.915
Circuit | strategic_undergrounding_freeway | CRB45_main | 374 | 504548.37 | 504548.37 | 0 | 0 | 14527036.0482 | 0 | 14022487.5272
Circuit | strategic_undergrounding_freeway | HM08_lateral | 375 | 501441.04 | 501441.04 | 0 | 0 | 7988430.8507 | 0 | 7486989.6549
Circuit | strategic_undergrounding_freeway | NV03_lateral | 376 | 501361.91 | 501361.91 | 0 | 0 | 19652253.0988 | 0 | 19150891.0451
Circuit | strategic_undergrounding_freeway | OB43_main | 377 | 500798.65 | 500798.65 | 0 | 0 | 12161353.7118 | 0 | 11660554.9087
Circuit | strategic_undergrounding_freeway | SP08_main | 378 | 499771.04 | 499771.04 | 0 | 0 | 14550779.8602 | 0 | 14051008.6876
Circuit | strategic_undergrounding_freeway | AR42_lateral | 379 | 497902.1 | 497902.1 | 0 | 0 | 24864709.389 | 0 | 24366807.1321
Circuit | strategic_undergrounding_freeway | RS08_main | 380 | 495348.24 | 495348.24 | 0 | 0 | 3345421.8566 | 0 | 2850073.474
Circuit | strategic_undergrounding_freeway | GG03_main | 381 | 494128.1 | 494128.1 | 0 | 0 | 5878447.9985 | 0 | 5384319.7458
Circuit | strategic_undergrounding_freeway | LIM47_lateral | 382 | 493003.21 | 493003.21 | 0 | 0 | 34212744.7526 | 0 | 33719741.3982
Circuit | strategic_undergrounding_freeway | KN06_main | 383 | 492581.91 | 492581.91 | 0 | 0 | 12181586.4 | 0 | 11689004.3429
Circuit | strategic_undergrounding_freeway | KM03_main | 384 | 488763.83 | 488763.83 | 0 | 0 | 44143235.5442 | 0 | 43654471.5816
Circuit | strategic_undergrounding_freeway | WOR44_lateral | 385 | 487090.11 | 487090.11 | 0 | 0 | 2317784.8511 | 0 | 1830694.5727
Circuit | strategic_undergrounding_freeway | HE05_main | 386 | 481630.29 | 481630.29 | 0 | 0 | 3632825.0799 | 0 | 3151194.6439
Circuit | strategic_undergrounding_freeway | SO41_main | 387 | 481580.8 | 481580.8 | 0 | 0 | 13146807.2018 | 0 | 12665226.2743
Circuit | strategic_undergrounding_freeway | EL10_main | 388 | 480401.9 | 480401.9 | 0 | 0 | 3142935.4401 | 0 | 2662533.3979
Circuit | strategic_undergrounding_freeway | HA11_main | 389 | 480368.81 | 480368.81 | 0 | 0 | 11362130.9695 | 0 | 10881761.9975
Circuit | strategic_undergrounding_freeway | CV09_main | 390 | 477292.47 | 477292.47 | 0 | 0 | 5805190.7928 | 0 | 5327898.1842
Circuit | strategic_undergrounding_freeway | SP08_lateral | 391 | 475891.97 | 475891.97 | 0 | 0 | 13619031.6634 | 0 | 13143139.53
Circuit | strategic_undergrounding_freeway | AN03_main | 392 | 473721.74 | 473721.74 | 0 | 0 | 3921479.5394 | 0 | 3447757.6641
Circuit | strategic_undergrounding_freeway | HE11_main | 393 | 473640.87 | 473640.87 | 0 | 0 | 4805699.0282 | 0 | 4332057.9954
Circuit | strategic_undergrounding_freeway | HB49_lateral | 394 | 469327.33 | 469327.33 | 0 | 0 | 6325319.7706 | 0 | 5855992.3092
Circuit | strategic_undergrounding_freeway | CRB44_main | 395 | 468062.56 | 468062.56 | 0 | 0 | 11709306.6457 | 0 | 11241243.9227
Circuit | strategic_undergrounding_freeway | CYF44_main | 396 | 467221.25 | 467221.25 | 0 | 0 | 12959949.2842 | 0 | 12492727.8927
Circuit | strategic_undergrounding_freeway | FRY41_main | 397 | 464059.68 | 464059.68 | 0 | 0 | 4394691.3321 | 0 | 3930631.4602
Circuit | strategic_undergrounding_freeway | THW44_main | 398 | 459499.44 | 459499.44 | 0 | 0 | 27598077.7846 | 0 | 27138578.1923
Circuit | strategic_undergrounding_freeway | SH10_lateral | 399 | 458957.73 | 458957.73 | 0 | 0 | 3640364.0706 | 0 | 3181406.2068
Circuit | strategic_undergrounding_freeway | LY49_main | 400 | 458953.52 | 458953.52 | 0 | 0 | 2013235.3687 | 0 | 1554281.7021
Circuit | strategic_undergrounding_freeway | LAK42_lateral | 401 | 458904.58 | 458904.58 | 0 | 0 | 6132726.7165 | 0 | 5673822.0237
Circuit | strategic_undergrounding_freeway | HA02_lateral | 402 | 458221.01 | 458221.01 | 0 | 0 | 9861626.0021 | 0 | 9403404.8569
Circuit | strategic_undergrounding_freeway | STW05_lateral | 403 | 457467.78 | 457467.78 | 0 | 0 | 14987872.2632 | 0 | 14530404.3318
Circuit | strategic_undergrounding_freeway | CRB48_main | 404 | 457116.93 | 457116.93 | 0 | 0 | 8007944.8723 | 0 | 7550827.7877
Circuit | strategic_undergrounding_freeway | WL43_lateral | 405 | 455274.67 | 455274.67 | 0 | 0 | 6682434.2029 | 0 | 6227159.3858
Circuit | strategic_undergrounding_freeway | EL05_main | 406 | 454874.12 | 454874.12 | 0 | 0 | 5650687.7608 | 0 | 5195813.484
Circuit | strategic_undergrounding_freeway | DL41_main | 407 | 453682.18 | 453682.18 | 0 | 0 | 24410450.9838 | 0 | 23956768.6368
Circuit | strategic_undergrounding_freeway | DL41_lateral | 408 | 453099.05 | 453099.05 | 0 | 0 | 16000365.0476 | 0 | 15547265.8341
Circuit | strategic_undergrounding_freeway | LJ06_lateral | 409 | 452428.98 | 452428.98 | 0 | 0 | 32187347.7083 | 0 | 31734918.5885
Circuit | strategic_undergrounding_freeway | SO42_lateral | 410 | 451841.71 | 451841.71 | 0 | 0 | 15604668.0691 | 0 | 15152826.2214
Circuit | strategic_undergrounding_freeway | SO49_lateral | 411 | 450046.85 | 450046.85 | 0 | 0 | 10295733.0176 | 0 | 9845686.0422
Circuit | strategic_undergrounding_freeway | OR01_main | 412 | 447146.45 | 447146.45 | 0 | 0 | 6099958.2249 | 0 | 5652811.6306
Circuit | strategic_undergrounding_freeway | BM06_lateral | 413 | 447097.05 | 447097.05 | 0 | 0 | 3718046.5329 | 0 | 3270949.3284
Circuit | strategic_undergrounding_freeway | KN05_main | 414 | 446253.5 | 446253.5 | 0 | 0 | 3962502.2198 | 0 | 3516248.5828
Circuit | strategic_undergrounding_freeway | WE08_main | 415 | 444017.88 | 444017.88 | 0 | 0 | 1434486.8645 | 0 | 990468.8446
Circuit | strategic_undergrounding_freeway | IM48_lateral | 416 | 442869.01 | 442869.01 | 0 | 0 | 8937228.5372 | 0 | 8494359.3655
Circuit | strategic_undergrounding_freeway | CA01_main | 417 | 442803.63 | 442803.63 | 0 | 0 | 13000095.8661 | 0 | 12557292.0767
Circuit | strategic_undergrounding_freeway | TO11_lateral | 418 | 440907.11 | 440907.11 | 0 | 0 | 7536637.3646 | 0 | 7095730.0939
Circuit | strategic_undergrounding_freeway | BA01_lateral | 419 | 440052.08 | 440052.08 | 0 | 0 | 1526082.221 | 0 | 1086029.9863
Circuit | strategic_undergrounding_freeway | HR01_main | 420 | 439339.57 | 439339.57 | 0 | 0 | 2022879.5029 | 0 | 1583539.7642
Circuit | strategic_undergrounding_freeway | AN06_lateral | 421 | 437886.78 | 437886.78 | 0 | 0 | 6877563.0451 | 0 | 6439676.1214
Circuit | strategic_undergrounding_freeway | KB10_main | 422 | 436540.38 | 436540.38 | 0 | 0 | 1918639.1859 | 0 | 1482098.6465
Circuit | strategic_undergrounding_freeway | DE05_lateral | 423 | 436373.17 | 436373.17 | 0 | 0 | 1843867.1531 | 0 | 1407493.7941
Circuit | strategic_undergrounding_freeway | TRN01_main | 424 | 436235.06 | 436235.06 | 0 | 0 | 1180018.8561 | 0 | 743783.6701
Circuit | strategic_undergrounding_freeway | SW09_main | 425 | 435557.49 | 435557.49 | 0 | 0 | 4324744.1431 | 0 | 3889186.5393
Circuit | strategic_undergrounding_freeway | WE06_main | 426 | 435401.78 | 435401.78 | 0 | 0 | 1597301.8225 | 0 | 1161899.8851
Circuit | strategic_undergrounding_freeway | SE04_main | 427 | 430059.95 | 430059.95 | 0 | 0 | 8826132.8382 | 0 | 8396072.7224
Circuit | strategic_undergrounding_freeway | AD01_main | 428 | 429299.49 | 429299.49 | 0 | 0 | 2585344.9089 | 0 | 2156045.2817
Circuit | strategic_undergrounding_freeway | HP03_lateral | 429 | 428962.11 | 428962.11 | 0 | 0 | 3920377.0728 | 0 | 3491414.8247
Circuit | strategic_undergrounding_freeway | BH07_lateral | 430 | 428753.25 | 428753.25 | 0 | 0 | 7222966.2853 | 0 | 6794212.89
Circuit | strategic_undergrounding_freeway | CV04_lateral | 431 | 428649.26 | 428649.26 | 0 | 0 | 10191912.0601 | 0 | 9763262.6337
Circuit | strategic_undergrounding_freeway | BA47_main | 432 | 426223.14 | 426223.14 | 0 | 0 | 6001779.3775 | 0 | 5575556.0912
Circuit | strategic_undergrounding_freeway | KB17_main | 433 | 424150.88 | 424150.88 | 0 | 0 | 2876980.4874 | 0 | 2452829.4554
Circuit | strategic_undergrounding_freeway | CL07_lateral | 434 | 422403.67 | 422403.67 | 0 | 0 | 4052513.7949 | 0 | 3630109.9601
Circuit | strategic_undergrounding_freeway | HB45_main | 435 | 422156.58 | 422156.58 | 0 | 0 | 10436121.6358 | 0 | 10013964.8734
Circuit | strategic_undergrounding_freeway | STL43_lateral | 436 | 421468.83 | 421468.83 | 0 | 0 | 88704505.6014 | 0 | 88283036.6109
Circuit | strategic_undergrounding_freeway | RT02_lateral | 437 | 420321.33 | 420321.33 | 0 | 0 | 15838752.901 | 0 | 15418431.4087
Circuit | strategic_undergrounding_freeway | SO44_main | 438 | 419789.46 | 419789.46 | 0 | 0 | 6457133.1856 | 0 | 6037343.5436
Circuit | strategic_undergrounding_freeway | LB05_main | 439 | 419031.9 | 419031.9 | 0 | 0 | 4268091.4829 | 0 | 3849059.4495
Circuit | strategic_undergrounding_freeway | NP43_main | 440 | 418054.72 | 418054.72 | 0 | 0 | 7399390.5898 | 0 | 6981335.6976
Circuit | strategic_undergrounding_freeway | BI11_main | 441 | 417661.82 | 417661.82 | 0 | 0 | 1107675.1458 | 0 | 690013.2067
Circuit | strategic_undergrounding_freeway | SE41_main | 442 | 417179.94 | 417179.94 | 0 | 0 | 5949199.6559 | 0 | 5532019.5748
Circuit | strategic_undergrounding_freeway | AN02_main | 443 | 416334.51 | 416334.51 | 0 | 0 | 2961481.5105 | 0 | 2545146.8288
Circuit | strategic_undergrounding_freeway | WA44_lateral | 444 | 415469.45 | 415469.45 | 0 | 0 | 5632627.7019 | 0 | 5217158.0943
Circuit | strategic_undergrounding_freeway | HM10_lateral | 445 | 414867.24 | 414867.24 | 0 | 0 | 7874702.2577 | 0 | 7459834.8497
Circuit | strategic_undergrounding_freeway | KB17_lateral | 446 | 412743.4 | 412743.4 | 0 | 0 | 5201641.7881 | 0 | 4788898.2411
Circuit | strategic_undergrounding_freeway | CRB41_main | 447 | 411530.7 | 411530.7 | 0 | 0 | 3402004.1454 | 0 | 2990473.2681
Circuit | strategic_undergrounding_freeway | WLO43_main | 448 | 406593.69 | 406593.69 | 0 | 0 | 4048509.7523 | 0 | 3641915.9227
Circuit | strategic_undergrounding_freeway | STW02_lateral | 449 | 405757.1 | 405757.1 | 0 | 0 | 30158222.5459 | 0 | 29752465.3194
Circuit | strategic_undergrounding_freeway | DL43_main | 450 | 405753.45 | 405753.45 | 0 | 0 | 5186236.8542 | 0 | 4780483.2381
Circuit | strategic_undergrounding_freeway | HM05_main | 451 | 404895.24 | 404895.24 | 0 | 0 | 4822543.124 | 0 | 4417647.7479
Circuit | strategic_undergrounding_freeway | PHR02_lateral | 452 | 400690.2 | 400690.2 | 0 | 0 | 3302754.3021 | 0 | 2902063.9549
Circuit | strategic_undergrounding_freeway | WEB12_main | 453 | 399641.3 | 399641.3 | 0 | 0 | 8133710.1195 | 0 | 7734068.6742
Circuit | strategic_undergrounding_freeway | SO42_main | 454 | 399070.42 | 399070.42 | 0 | 0 | 18248010.4156 | 0 | 17848939.8568
Circuit | strategic_undergrounding_freeway | WF03_main | 455 | 397521.57 | 397521.57 | 0 | 0 | 4399313.7211 | 0 | 4001791.972
Circuit | strategic_undergrounding_freeway | SB03_lateral | 456 | 397467.01 | 397467.01 | 0 | 0 | 6246483.7423 | 0 | 5849016.5692
Circuit | strategic_undergrounding_freeway | NB46_lateral | 457 | 396796.85 | 396796.85 | 0 | 0 | 4775195.8128 | 0 | 4378398.8065
Circuit | strategic_undergrounding_freeway | GG10_lateral | 458 | 396547.21 | 396547.21 | 0 | 0 | 9503973.3125 | 0 | 9107425.9609
Circuit | strategic_undergrounding_freeway | CD05_lateral | 459 | 394600.48 | 394600.48 | 0 | 0 | 8341046.8248 | 0 | 7946446.2008
Circuit | strategic_undergrounding_freeway | HV03_lateral | 460 | 393529.18 | 393529.18 | 0 | 0 | 6997589.9513 | 0 | 6604060.6373
Circuit | strategic_undergrounding_freeway | CR09_main | 461 | 392009.91 | 392009.91 | 0 | 0 | 2673397.6316 | 0 | 2281387.5561
Circuit | strategic_undergrounding_freeway | RU03_lateral | 462 | 388754.73 | 388754.73 | 0 | 0 | 8883204.1799 | 0 | 8494449.2914
Circuit | strategic_undergrounding_freeway | WF43_lateral | 463 | 388323.12 | 388323.12 | 0 | 0 | 3397487.022 | 0 | 3009163.7555
Circuit | strategic_undergrounding_freeway | AV03_lateral | 464 | 387858.75 | 387858.75 | 0 | 0 | 15947797.5366 | 0 | 15559938.6321
Circuit | strategic_undergrounding_freeway | AR41_lateral | 465 | 387683.1 | 387683.1 | 0 | 0 | 5012785.6419 | 0 | 4625102.4153
Circuit | strategic_undergrounding_freeway | SB07_main | 466 | 386987.45 | 386987.45 | 0 | 0 | 4248869.3336 | 0 | 3861881.7191
Circuit | strategic_undergrounding_freeway | IM43_main | 467 | 384285.44 | 384285.44 | 0 | 0 | 3814105.9083 | 0 | 3429820.3319
Circuit | strategic_undergrounding_freeway | THW50_lateral | 468 | 383324.7 | 383324.7 | 0 | 0 | 5716116.5543 | 0 | 5332791.7098
Circuit | strategic_undergrounding_freeway | SE04_lateral | 469 | 382708.87 | 382708.87 | 0 | 0 | 24370389.5943 | 0 | 23987680.5609
Circuit | strategic_undergrounding_freeway | DL44_lateral | 470 | 381122.57 | 381122.57 | 0 | 0 | 2349524.3628 | 0 | 1968401.6521
Circuit | strategic_undergrounding_freeway | EL05_lateral | 471 | 379976.79 | 379976.79 | 0 | 0 | 5231567.5353 | 0 | 4851590.5893
Circuit | strategic_undergrounding_freeway | HOC04_lateral | 472 | 378479.02 | 378479.02 | 0 | 0 | 11613963.9137 | 0 | 11235484.7289
Circuit | strategic_undergrounding_freeway | LAK42_main | 473 | 374875.37 | 374875.37 | 0 | 0 | 15851809.1976 | 0 | 15476933.6737
Circuit | strategic_undergrounding_freeway | AN01_lateral | 474 | 374747.71 | 374747.71 | 0 | 0 | 9051361.4295 | 0 | 8676613.5537
Circuit | strategic_undergrounding_freeway | HOC04_main | 475 | 374377.84 | 374377.84 | 0 | 0 | 7578257.4699 | 0 | 7203879.4499
Circuit | strategic_undergrounding_freeway | DA06_lateral | 476 | 373862.47 | 373862.47 | 0 | 0 | 32278482.9781 | 0 | 31904620.3424
Circuit | strategic_undergrounding_freeway | BT03_main | 477 | 372675.59 | 372675.59 | 0 | 0 | 11122094.6476 | 0 | 10749418.8922
Circuit | strategic_undergrounding_freeway | BY02_lateral | 478 | 371963.01 | 371963.01 | 0 | 0 | 4698614.2358 | 0 | 4326651.085
Circuit | strategic_undergrounding_freeway | HB45_lateral | 479 | 370670.08 | 370670.08 | 0 | 0 | 9036484.1499 | 0 | 8665813.9231
Circuit | strategic_undergrounding_freeway | MV01_lateral | 480 | 369327.85 | 369327.85 | 0 | 0 | 2892864.0035 | 0 | 2523536.0111
Circuit | strategic_undergrounding_freeway | HOC08_main | 481 | 368616.26 | 368616.26 | 0 | 0 | 5007648.6941 | 0 | 4639032.2851
Circuit | strategic_undergrounding_freeway | SA45_lateral | 482 | 367471.36 | 367471.36 | 0 | 0 | 2490590.0925 | 0 | 2123118.5913
Circuit | strategic_undergrounding_freeway | CR07_main | 483 | 366312.59 | 366312.59 | 0 | 0 | 2498918.7118 | 0 | 2132605.9563
Circuit | strategic_undergrounding_freeway | GG03_lateral | 484 | 365707.96 | 365707.96 | 0 | 0 | 9885010.8821 | 0 | 9519302.7933
Circuit | strategic_undergrounding_freeway | PHR02_main | 485 | 365682.48 | 365682.48 | 0 | 0 | 2439718.3828 | 0 | 2074035.7596
Circuit | strategic_undergrounding_freeway | FD13_main | 486 | 364815.11 | 364815.11 | 0 | 0 | 5906907.9754 | 0 | 5542092.6969
Circuit | strategic_undergrounding_freeway | MY06_lateral | 487 | 361756.47 | 361756.47 | 0 | 0 | 3617404.5088 | 0 | 3255647.8787
Circuit | strategic_undergrounding_freeway | SCW01_lateral | 488 | 361548.48 | 361548.48 | 0 | 0 | 112403184.4481 | 0 | 112041635.8046
Circuit | strategic_undergrounding_freeway | BAR44_main | 489 | 361531.73 | 361531.73 | 0 | 0 | 18946603.5355 | 0 | 18585071.642
Circuit | strategic_undergrounding_freeway | BA01_main | 490 | 359698.84 | 359698.84 | 0 | 0 | 2071925.2513 | 0 | 1712226.2721
Circuit | strategic_undergrounding_freeway | RO41_lateral | 491 | 357691.1 | 357691.1 | 0 | 0 | 5153726.5338 | 0 | 4796035.3024
Circuit | strategic_undergrounding_freeway | GT08_lateral | 492 | 356950.8 | 356950.8 | 0 | 0 | 2349118.9948 | 0 | 1992168.0527
Circuit | strategic_undergrounding_freeway | RU06_main | 493 | 355463.7 | 355463.7 | 0 | 0 | 8478710.4212 | 0 | 8123246.5718
Circuit | strategic_undergrounding_freeway | BZ08_lateral | 494 | 354838.31 | 354838.31 | 0 | 0 | 69588599.6433 | 0 | 69233761.1695
Circuit | strategic_undergrounding_freeway | WEB05_main | 495 | 354650.75 | 354650.75 | 0 | 0 | 1534326.6649 | 0 | 1179675.752
Circuit | strategic_undergrounding_freeway | VCR41_main | 496 | 353270.75 | 353270.75 | 0 | 0 | 29712100.2134 | 0 | 29358829.3162
Circuit | strategic_undergrounding_freeway | HR01_lateral | 497 | 352875.98 | 352875.98 | 0 | 0 | 3317536.1119 | 0 | 2964659.9963
Circuit | strategic_undergrounding_freeway | HOC07_main | 498 | 350094.06 | 350094.06 | 0 | 0 | 11274760.0599 | 0 | 10924665.8739
Circuit | strategic_undergrounding_freeway | GL03_lateral | 499 | 347005.85 | 347005.85 | 0 | 0 | 2776740.6564 | 0 | 2429734.6861
Circuit | strategic_undergrounding_freeway | HR03_lateral | 500 | 346719.21 | 346719.21 | 0 | 0 | 12209609.3377 | 0 | 11862889.9767
Circuit | strategic_undergrounding_freeway | HP07_main | 501 | 346415.32 | 346415.32 | 0 | 0 | 2763494.9867 | 0 | 2417079.5153
Circuit | strategic_undergrounding_freeway | NS07_lateral | 502 | 346261.28 | 346261.28 | 0 | 0 | 22175678.9887 | 0 | 21829417.5342
Circuit | strategic_undergrounding_freeway | HX03_main | 503 | 345679.48 | 345679.48 | 0 | 0 | 3180288.7359 | 0 | 2834609.1004
Circuit | strategic_undergrounding_freeway | DE01_main | 504 | 344979.52 | 344979.52 | 0 | 0 | 6115767.1432 | 0 | 5770787.4894
Circuit | strategic_undergrounding_freeway | WEB10_main | 505 | 344791.76 | 344791.76 | 0 | 0 | 2382862.9037 | 0 | 2038070.9425
Circuit | strategic_undergrounding_freeway | DL46_main | 506 | 343124.56 | 343124.56 | 0 | 0 | 5876516.6327 | 0 | 5533391.9377
Circuit | strategic_undergrounding_freeway | EL07_main | 507 | 342675.61 | 342675.61 | 0 | 0 | 4637717.029 | 0 | 4295041.2586
Circuit | strategic_undergrounding_freeway | CV11_lateral | 508 | 340616.05 | 340616.05 | 0 | 0 | 13269851.0983 | 0 | 12929234.8878
Circuit | strategic_undergrounding_freeway | CD11_main | 509 | 340350.68 | 340350.68 | 0 | 0 | 5203985.6493 | 0 | 4863634.8008
Circuit | strategic_undergrounding_freeway | IM43_lateral | 510 | 340272.68 | 340272.68 | 0 | 0 | 2126700.547 | 0 | 1786427.7247
Circuit | strategic_undergrounding_freeway | GS25_main | 511 | 339827.11 | 339827.11 | 0 | 0 | 339827.2407 | 0 | 0
Circuit | strategic_undergrounding_freeway | CE13_main | 512 | 339814.57 | 339814.57 | 0 | 0 | 3483160.4929 | 0 | 3143345.7605
Circuit | strategic_undergrounding_freeway | IR05_lateral | 513 | 338851.01 | 338851.01 | 0 | 0 | 4575296.9359 | 0 | 4236445.7484
Circuit | strategic_undergrounding_freeway | BC08_lateral | 514 | 337837.2 | 337837.2 | 0 | 0 | 16026751.1564 | 0 | 15688913.8059
Circuit | strategic_undergrounding_freeway | NM03_lateral | 515 | 336823.39 | 336823.39 | 0 | 0 | 3004933.0769 | 0 | 2668109.5079
Circuit | strategic_undergrounding_freeway | BI46_lateral | 516 | 334602.43 | 334602.43 | 0 | 0 | 5468935.128 | 0 | 5134332.5436
Circuit | strategic_undergrounding_freeway | BT05_main | 517 | 333457.77 | 333457.77 | 0 | 0 | 3888688.5253 | 0 | 3555230.5911
Circuit | strategic_undergrounding_freeway | WR09_lateral | 518 | 331083.8 | 331083.8 | 0 | 0 | 17851218.5383 | 0 | 17520134.5687
Circuit | strategic_undergrounding_freeway | WR15_lateral | 519 | 330320.67 | 330320.67 | 0 | 0 | 31419341.0856 | 0 | 31089020.278
Circuit | strategic_undergrounding_freeway | WC01_lateral | 520 | 327249.66 | 327249.66 | 0 | 0 | 4666266.1516 | 0 | 4339016.3227
Circuit | strategic_undergrounding_freeway | BAR46_lateral | 521 | 326377.3 | 326377.3 | 0 | 0 | 7976402.1722 | 0 | 7650024.7468
Circuit | strategic_undergrounding_freeway | GE42_main | 522 | 325936.5 | 325936.5 | 0 | 0 | 3105559.4764 | 0 | 2779622.8592
Circuit | strategic_undergrounding_freeway | HK42_main | 523 | 325394.24 | 325394.24 | 0 | 0 | 13699081.6641 | 0 | 13373687.2676
Circuit | strategic_undergrounding_freeway | HK45_main | 524 | 325388.6 | 325388.6 | 0 | 0 | 5825055.5143 | 0 | 5499666.7568
Circuit | strategic_undergrounding_freeway | HK45_lateral | 525 | 325388.6 | 325388.6 | 0 | 0 | 6270731.2817 | 0 | 5945342.5243
Circuit | strategic_undergrounding_freeway | BY09_lateral | 526 | 325196.74 | 325196.74 | 0 | 0 | 15941241.2242 | 0 | 15616044.35
Circuit | strategic_undergrounding_freeway | LP05_main | 527 | 325158.33 | 325158.33 | 0 | 0 | 5359100.6534 | 0 | 5033942.2003
Circuit | strategic_undergrounding_freeway | OB46_main | 528 | 325125.38 | 325125.38 | 0 | 0 | 9576426.1631 | 0 | 9251300.6303
Circuit | strategic_undergrounding_freeway | OB48_main | 529 | 323008.93 | 323008.93 | 0 | 0 | 25095583.0182 | 0 | 24772573.9203
Circuit | strategic_undergrounding_freeway | CK04_main | 530 | 322878.5 | 322878.5 | 0 | 0 | 4987578.3745 | 0 | 4664699.6991
Circuit | strategic_undergrounding_freeway | UV04_lateral | 531 | 322656.11 | 322656.11 | 0 | 0 | 1798640.4257 | 0 | 1475984.1502
Circuit | strategic_undergrounding_freeway | HM08_main | 532 | 321598.92 | 321598.92 | 0 | 0 | 6236702.3608 | 0 | 5915103.3031
Circuit | strategic_undergrounding_freeway | NS07_main | 533 | 321344.22 | 321344.22 | 0 | 0 | 10743781.6163 | 0 | 10422437.2385
Circuit | strategic_undergrounding_freeway | BZ01_main | 534 | 320193.87 | 320193.87 | 0 | 0 | 3532360.2766 | 0 | 3212166.2474
Circuit | strategic_undergrounding_freeway | MP07_lateral | 535 | 319869.05 | 319869.05 | 0 | 0 | 3950898.9549 | 0 | 3631029.7645
Circuit | strategic_undergrounding_freeway | WZ46_main | 536 | 318164.28 | 318164.28 | 0 | 0 | 7279094.1738 | 0 | 6960929.7202
Circuit | strategic_undergrounding_freeway | KN02_lateral | 537 | 317722.89 | 317722.89 | 0 | 0 | 2688393.2839 | 0 | 2370670.2556
Circuit | strategic_undergrounding_freeway | WR09_main | 538 | 317516.99 | 317516.99 | 0 | 0 | 6512767.1419 | 0 | 6195250.0105
Circuit | strategic_undergrounding_freeway | AL06_main | 539 | 316896.15 | 316896.15 | 0 | 0 | 4099372.2229 | 0 | 3782475.8997
Circuit | strategic_undergrounding_freeway | BA47_lateral | 540 | 314894.28 | 314894.28 | 0 | 0 | 5691560.886 | 0 | 5376666.4442
Circuit | strategic_undergrounding_freeway | KN06_lateral | 541 | 314034.36 | 314034.36 | 0 | 0 | 10896702.6819 | 0 | 10582668.1475
Circuit | strategic_undergrounding_freeway | RE05_lateral | 542 | 313145.15 | 313145.15 | 0 | 0 | 3655702.4609 | 0 | 3342557.1485
Circuit | strategic_undergrounding_freeway | HOC03_lateral | 543 | 312506.95 | 312506.95 | 0 | 0 | 6686653.3261 | 0 | 6374146.2296
Circuit | strategic_undergrounding_freeway | WA44_main | 544 | 312372.83 | 312372.83 | 0 | 0 | 2251363.7159 | 0 | 1938990.7533
Circuit | strategic_undergrounding_freeway | HOC02_main | 545 | 312319.15 | 312319.15 | 0 | 0 | 13657254.1146 | 0 | 13344934.807
Circuit | strategic_undergrounding_freeway | AE05_main | 546 | 312068.86 | 312068.86 | 0 | 0 | 7166365.1486 | 0 | 6854296.1472
Circuit | strategic_undergrounding_freeway | BI46_main | 547 | 311092.03 | 311092.03 | 0 | 0 | 4161239.5869 | 0 | 3850147.388
Circuit | strategic_undergrounding_freeway | NB44_main | 548 | 311044.6 | 311044.6 | 0 | 0 | 1212637.0697 | 0 | 901592.344
Circuit | strategic_undergrounding_freeway | WE02_main | 549 | 308651.3 | 308651.3 | 0 | 0 | 3268099.834 | 0 | 2959448.3753
Circuit | strategic_undergrounding_freeway | HB47_main | 550 | 308152.11 | 308152.11 | 0 | 0 | 5286488.5688 | 0 | 4978336.3236
Circuit | strategic_undergrounding_freeway | STF43_main | 551 | 307030.19 | 307030.19 | 0 | 0 | 6742528.3338 | 0 | 6435497.9978
Circuit | strategic_undergrounding_freeway | JOR41_lateral | 552 | 306236.57 | 306236.57 | 0 | 0 | 2175949.0766 | 0 | 1869712.3663
Circuit | strategic_undergrounding_freeway | SO43_main | 553 | 302515.17 | 302515.17 | 0 | 0 | 40811812.735 | 0 | 40509297.3837
Circuit | strategic_undergrounding_freeway | LY44_lateral | 554 | 302295.58 | 302295.58 | 0 | 0 | 12953250.0906 | 0 | 12650954.3746
Circuit | strategic_undergrounding_freeway | CR05_main | 555 | 301879.14 | 301879.14 | 0 | 0 | 1852388.6048 | 0 | 1550509.3029
Circuit | strategic_undergrounding_freeway | KM05_main | 556 | 301049.79 | 301049.79 | 0 | 0 | 1450461.1631 | 0 | 1149411.1978
Circuit | strategic_undergrounding_freeway | HL07_lateral | 557 | 300429.66 | 300429.66 | 0 | 0 | 12035728.6875 | 0 | 11735298.8869
Circuit | strategic_undergrounding_freeway | SR06_main | 558 | 299999.56 | 299999.56 | 0 | 0 | 1633166.2076 | 0 | 1333166.4653
Circuit | strategic_undergrounding_freeway | BG01_main | 559 | 298967.9 | 298967.9 | 0 | 0 | 4372790.4154 | 0 | 4073822.3532
Circuit | strategic_undergrounding_freeway | JOR43_main | 560 | 298871.99 | 298871.99 | 0 | 0 | 6355061.9494 | 0 | 6056189.8135
Circuit | strategic_undergrounding_freeway | AD04_main | 561 | 298694.96 | 298694.96 | 0 | 0 | 2910630.5618 | 0 | 2611935.4463
Circuit | strategic_undergrounding_freeway | JN11_main | 562 | 298131.57 | 298131.57 | 0 | 0 | 8230292.6161 | 0 | 7932160.8916
Circuit | strategic_undergrounding_freeway | STF42_main | 563 | 297979.05 | 297979.05 | 0 | 0 | 7217726.3894 | 0 | 6919747.1853
Circuit | strategic_undergrounding_freeway | SR10_main | 564 | 297405.02 | 297405.02 | 0 | 0 | 2956641.649 | 0 | 2659236.5026
Circuit | strategic_undergrounding_freeway | DL47_lateral | 565 | 296815.95 | 296815.95 | 0 | 0 | 5456452.343 | 0 | 5159636.2413
Circuit | strategic_undergrounding_freeway | BL01_main | 566 | 296582.65 | 296582.65 | 0 | 0 | 3315819.4229 | 0 | 3019236.6327
Circuit | strategic_undergrounding_freeway | BV41_main | 567 | 295565.51 | 295565.51 | 0 | 0 | 8171293.0797 | 0 | 7875727.4251
Circuit | strategic_undergrounding_freeway | GG02_lateral | 568 | 294567.7 | 294567.7 | 0 | 0 | 7303233.8626 | 0 | 7008666.0125
Circuit | strategic_undergrounding_freeway | GG09_lateral | 569 | 294244.64 | 294244.64 | 0 | 0 | 3215025.6563 | 0 | 2920780.85
Circuit | strategic_undergrounding_freeway | DL45_main | 570 | 293460.3 | 293460.3 | 0 | 0 | 4224298.7903 | 0 | 3930838.3431
Circuit | strategic_undergrounding_freeway | SR06_lateral | 571 | 293203.44 | 293203.44 | 0 | 0 | 1325868.6058 | 0 | 1032664.9952
Circuit | strategic_undergrounding_freeway | AL09_main | 572 | 292434.74 | 292434.74 | 0 | 0 | 5699539.1436 | 0 | 5407104.2379
Circuit | strategic_undergrounding_freeway | HB51_lateral | 573 | 290461.19 | 290461.19 | 0 | 0 | 3707139.8973 | 0 | 3416678.5633
Circuit | strategic_undergrounding_freeway | BY05_lateral | 574 | 290230.68 | 290230.68 | 0 | 0 | 5806047.1834 | 0 | 5515816.3546
Circuit | strategic_undergrounding_freeway | WL43_main | 575 | 287687.03 | 287687.03 | 0 | 0 | 4138585.666 | 0 | 3850898.4653
Circuit | strategic_undergrounding_freeway | WOR45_lateral | 576 | 285397.42 | 285397.42 | 0 | 0 | 5894927.3508 | 0 | 5609529.7865
Circuit | strategic_undergrounding_freeway | STF06_lateral | 577 | 283857.74 | 283857.74 | 0 | 0 | 1431961.0569 | 0 | 1148103.1596
Circuit | strategic_undergrounding_freeway | HA04_main | 578 | 283787.97 | 283787.97 | 0 | 0 | 7870845.3812 | 0 | 7587057.2539
Circuit | strategic_undergrounding_freeway | AL06_lateral | 579 | 282784 | 282784 | 0 | 0 | 8760224.974 | 0 | 8477440.8385
Circuit | strategic_undergrounding_freeway | GA02_lateral | 580 | 282299.72 | 282299.72 | 0 | 0 | 16898728.1497 | 0 | 16616428.2753
Circuit | strategic_undergrounding_freeway | HE06_main | 581 | 281906.64 | 281906.64 | 0 | 0 | 3200429.2223 | 0 | 2918522.4553
Circuit | strategic_undergrounding_freeway | KG45_main | 582 | 281719.83 | 281719.83 | 0 | 0 | 18458237.2363 | 0 | 18176517.2708
Circuit | strategic_undergrounding_freeway | BI11_lateral | 583 | 281010.42 | 281010.42 | 0 | 0 | 843673.1102 | 0 | 562662.5404
Circuit | strategic_undergrounding_freeway | UV03_lateral | 584 | 280266.93 | 280266.93 | 0 | 0 | 3483903.7691 | 0 | 3203636.7159
Circuit | strategic_undergrounding_freeway | WEB02_main | 585 | 279823.85 | 279823.85 | 0 | 0 | 2047992.1147 | 0 | 1768168.103
Circuit | strategic_undergrounding_freeway | TE06_lateral | 586 | 279195.36 | 279195.36 | 0 | 0 | 4079501.0238 | 0 | 3800305.5258
Circuit | strategic_undergrounding_freeway | KT48_lateral | 587 | 276856.94 | 276856.94 | 0 | 0 | 17592070.348 | 0 | 17315213.2808
Circuit | strategic_undergrounding_freeway | OR01_lateral | 588 | 276636.37 | 276636.37 | 0 | 0 | 10598285.1506 | 0 | 10321648.5906
Circuit | strategic_undergrounding_freeway | BL04_main | 589 | 275916.11 | 275916.11 | 0 | 0 | 9205902.2275 | 0 | 8929985.9632
Circuit | strategic_undergrounding_freeway | DN11_main | 590 | 275728.53 | 275728.53 | 0 | 0 | 6540042.643 | 0 | 6264313.966
Circuit | strategic_undergrounding_freeway | RA43_main | 591 | 274897.48 | 274897.48 | 0 | 0 | 4046987.7035 | 0 | 3772090.0726
Circuit | strategic_undergrounding_freeway | GL03_main | 592 | 273317.34 | 273317.34 | 0 | 0 | 2392308.5805 | 0 | 2118991.1377
Circuit | strategic_undergrounding_freeway | GG09_main | 593 | 273115.28 | 273115.28 | 0 | 0 | 2487967.8627 | 0 | 2214852.4454
Circuit | strategic_undergrounding_freeway | CR01_lateral | 594 | 272465.85 | 272465.85 | 0 | 0 | 9107861.314 | 0 | 8835395.3295
Circuit | strategic_undergrounding_freeway | NM04_lateral | 595 | 272321.32 | 272321.32 | 0 | 0 | 8875643.5159 | 0 | 8603322.0794
Circuit | strategic_undergrounding_freeway | SW04_main | 596 | 271990.68 | 271990.68 | 0 | 0 | 7008576.6887 | 0 | 6736585.8402
Circuit | strategic_undergrounding_freeway | MC02_main | 597 | 270183.67 | 270183.67 | 0 | 0 | 14757910.1473 | 0 | 14487726.3243
Circuit | strategic_undergrounding_freeway | SE41_lateral | 598 | 269530.47 | 269530.47 | 0 | 0 | 8737790.5206 | 0 | 8468259.8829
Circuit | strategic_undergrounding_freeway | LY49_lateral | 599 | 269439.88 | 269439.88 | 0 | 0 | 3404662.8508 | 0 | 3135222.8207
Circuit | strategic_undergrounding_freeway | HB49_main | 600 | 269391.53 | 269391.53 | 0 | 0 | 4534556.083 | 0 | 4265164.3886
Circuit | strategic_undergrounding_freeway | CD04_lateral | 601 | 268453.18 | 268453.18 | 0 | 0 | 7415412.9142 | 0 | 7146959.5973
Circuit | strategic_undergrounding_freeway | FR45_main | 602 | 267813.49 | 267813.49 | 0 | 0 | 6745988.4843 | 0 | 6478174.788
Circuit | strategic_undergrounding_freeway | AN08_lateral | 603 | 267735.89 | 267735.89 | 0 | 0 | 5132141.4416 | 0 | 4864405.4248
Circuit | strategic_undergrounding_freeway | WE06_lateral | 604 | 266954.39 | 266954.39 | 0 | 0 | 2012918.1394 | 0 | 1745963.5589
Circuit | strategic_undergrounding_freeway | SH03_main | 605 | 266952.38 | 266952.38 | 0 | 0 | 6426107.3609 | 0 | 6159154.8188
Circuit | strategic_undergrounding_freeway | FP05_main | 606 | 266710.49 | 266710.49 | 0 | 0 | 2713640.6651 | 0 | 2446930.0444
Circuit | strategic_undergrounding_freeway | LJ01_main | 607 | 266416.86 | 266416.86 | 0 | 0 | 3991638.7498 | 0 | 3725221.742
Circuit | strategic_undergrounding_freeway | PI48_main | 608 | 265367.36 | 265367.36 | 0 | 0 | 7528509.2203 | 0 | 7263141.6998
Circuit | strategic_undergrounding_freeway | HA11_lateral | 609 | 264967.19 | 264967.19 | 0 | 0 | 8405089.7754 | 0 | 8140122.428
Circuit | strategic_undergrounding_freeway | KW43_main | 610 | 263958.06 | 263958.06 | 0 | 0 | 8752760.9389 | 0 | 8488802.7148
Circuit | strategic_undergrounding_freeway | BM08_main | 611 | 263926.92 | 263926.92 | 0 | 0 | 4509520.1826 | 0 | 4245593.1179
Circuit | strategic_undergrounding_freeway | SO44_lateral | 612 | 263443.96 | 263443.96 | 0 | 0 | 2286170.8735 | 0 | 2022726.7625
Circuit | strategic_undergrounding_freeway | GS21_lateral | 613 | 263160.22 | 263160.22 | 0 | 0 | 2027495.4917 | 0 | 1764335.1097
Circuit | strategic_undergrounding_freeway | KG42_main | 614 | 262337.04 | 262337.04 | 0 | 0 | 4585657.7026 | 0 | 4323320.5099
Circuit | strategic_undergrounding_freeway | AF07_main | 615 | 260694.57 | 260694.57 | 0 | 0 | 1978415.6085 | 0 | 1717720.8865
Circuit | strategic_undergrounding_freeway | FAN45_main | 616 | 258589.07 | 258589.07 | 0 | 0 | 884379.231 | 0 | 625790.0138
Circuit | strategic_undergrounding_freeway | CRB42_lateral | 617 | 257629.67 | 257629.67 | 0 | 0 | 4926570.9552 | 0 | 4668941.1096
Circuit | strategic_undergrounding_freeway | WE02_lateral | 618 | 257408 | 257408 | 0 | 0 | 4959007.2434 | 0 | 4701599.0746
Circuit | strategic_undergrounding_freeway | RO41_main | 619 | 256778.05 | 256778.05 | 0 | 0 | 6800589.4279 | 0 | 6543811.2153
Circuit | strategic_undergrounding_freeway | EB05_main | 620 | 256620.52 | 256620.52 | 0 | 0 | 3326047.1449 | 0 | 3069426.4752
Circuit | strategic_undergrounding_freeway | THW50_main | 621 | 256336.05 | 256336.05 | 0 | 0 | 5431618.4945 | 0 | 5175282.2902
Circuit | strategic_undergrounding_freeway | WEB05_lateral | 622 | 256159.73 | 256159.73 | 0 | 0 | 1292917.5525 | 0 | 1036757.6577
Circuit | strategic_undergrounding_freeway | WLO43_lateral | 623 | 253930.21 | 253930.21 | 0 | 0 | 4011752.7851 | 0 | 3757822.4304
Circuit | strategic_undergrounding_freeway | SC03_main | 624 | 253457.1 | 253457.1 | 0 | 0 | 641650.8323 | 0 | 388193.5649
Circuit | strategic_undergrounding_freeway | MY10_main | 625 | 253240.61 | 253240.61 | 0 | 0 | 4221904.7895 | 0 | 3968664.0262
Circuit | strategic_undergrounding_freeway | BT01_lateral | 626 | 252166.18 | 252166.18 | 0 | 0 | 8876713.9977 | 0 | 8624547.6379
Circuit | strategic_undergrounding_freeway | NV03_main | 627 | 251817.24 | 251817.24 | 0 | 0 | 5777538.6544 | 0 | 5525721.2648
Circuit | strategic_undergrounding_freeway | BL04_lateral | 628 | 250795.46 | 250795.46 | 0 | 0 | 8431830.1683 | 0 | 8181034.5774
Circuit | strategic_undergrounding_freeway | CRB41_lateral | 629 | 250781.86 | 250781.86 | 0 | 0 | 3767256.1493 | 0 | 3516474.1317
Circuit | strategic_undergrounding_freeway | PE04_lateral | 630 | 250027.47 | 250027.47 | 0 | 0 | 6182730.9087 | 0 | 5932703.2956
Circuit | strategic_undergrounding_freeway | CR01_main | 631 | 248721.47 | 248721.47 | 0 | 0 | 3909721.335 | 0 | 3660999.726
Circuit | strategic_undergrounding_freeway | DN08_lateral | 632 | 248616.06 | 248616.06 | 0 | 0 | 4776598.8805 | 0 | 4527982.6731
Circuit | strategic_undergrounding_freeway | AM08_lateral | 633 | 247884.94 | 247884.94 | 0 | 0 | 35718753.2814 | 0 | 35470868.1913
Circuit | strategic_undergrounding_freeway | SW04_lateral | 634 | 246946.56 | 246946.56 | 0 | 0 | 14813541.3242 | 0 | 14566594.6225
Circuit | strategic_undergrounding_freeway | SPW42_main | 635 | 246711.24 | 246711.24 | 0 | 0 | 5731699.9805 | 0 | 5484988.5554
Circuit | strategic_undergrounding_freeway | BY08_lateral | 636 | 244005.38 | 244005.38 | 0 | 0 | 8103421.4257 | 0 | 7859415.9023
Circuit | strategic_undergrounding_freeway | OB47_main | 637 | 243253.11 | 243253.11 | 0 | 0 | 27152678.2592 | 0 | 26909424.9919
Circuit | strategic_undergrounding_freeway | WF43_main | 638 | 243184.13 | 243184.13 | 0 | 0 | 3774143.649 | 0 | 3530959.3539
Circuit | strategic_undergrounding_freeway | HT03_lateral | 639 | 243107.84 | 243107.84 | 0 | 0 | 945818.4556 | 0 | 702710.4886
Circuit | strategic_undergrounding_freeway | BG02_main | 640 | 241526.6 | 241526.6 | 0 | 0 | 1882201.837 | 0 | 1640675.0861
Circuit | strategic_undergrounding_freeway | HR03_main | 641 | 241339.12 | 241339.12 | 0 | 0 | 6529114.1498 | 0 | 6287774.8564
Circuit | strategic_undergrounding_freeway | BL03_main | 642 | 240552.27 | 240552.27 | 0 | 0 | 2514105.8462 | 0 | 2273553.4076
Circuit | strategic_undergrounding_freeway | HE03_main | 643 | 240449.93 | 240449.93 | 0 | 0 | 1688862.7617 | 0 | 1448412.6978
Circuit | strategic_undergrounding_freeway | BY09_main | 644 | 239679.85 | 239679.85 | 0 | 0 | 6620549.4375 | 0 | 6380869.4505
Circuit | strategic_undergrounding_freeway | WD50_main | 645 | 238725.45 | 238725.45 | 0 | 0 | 2619528.8534 | 0 | 2380803.2449
Circuit | strategic_undergrounding_freeway | KM05_lateral | 646 | 238712.62 | 238712.62 | 0 | 0 | 2123624.6607 | 0 | 1884911.8968
Circuit | strategic_undergrounding_freeway | SB08_lateral | 647 | 238640.57 | 238640.57 | 0 | 0 | 4004288.9667 | 0 | 3765648.2338
Circuit | strategic_undergrounding_freeway | CYF46_main | 648 | 238592.28 | 238592.28 | 0 | 0 | 13443244.0998 | 0 | 13204651.6575
Circuit | strategic_undergrounding_freeway | CRB48_lateral | 649 | 238282.4 | 238282.4 | 0 | 0 | 5378463.9174 | 0 | 5140181.3628
Circuit | strategic_undergrounding_freeway | RO42_main | 650 | 237624.49 | 237624.49 | 0 | 0 | 2483234.0761 | 0 | 2245609.4549
Circuit | strategic_undergrounding_freeway | GE42_lateral | 651 | 237503.82 | 237503.82 | 0 | 0 | 813225.716 | 0 | 575721.7103
Circuit | strategic_undergrounding_freeway | SPW43_lateral | 652 | 234024.2 | 234024.2 | 0 | 0 | 4698089.1927 | 0 | 4464064.8253
Circuit | strategic_undergrounding_freeway | MB05_main | 653 | 232162.35 | 232162.35 | 0 | 0 | 13080366.7393 | 0 | 12848204.24
Circuit | strategic_undergrounding_freeway | WW04_main | 654 | 231478.65 | 231478.65 | 0 | 0 | 1196931.6314 | 0 | 965452.8568
Circuit | strategic_undergrounding_freeway | RE43_main | 655 | 231113.17 | 231113.17 | 0 | 0 | 31765346.0419 | 0 | 31534232.7206
Circuit | strategic_undergrounding_freeway | WF41_main | 656 | 229944.47 | 229944.47 | 0 | 0 | 2456278.663 | 0 | 2226334.0374
Circuit | strategic_undergrounding_freeway | BR07_main | 657 | 228995.98 | 228995.98 | 0 | 0 | 4666779.0209 | 0 | 4437782.9209
Circuit | strategic_undergrounding_freeway | HB47_lateral | 658 | 227722.93 | 227722.93 | 0 | 0 | 4342692.4962 | 0 | 4114969.4079
Circuit | strategic_undergrounding_freeway | PA02_main | 659 | 226759.65 | 226759.65 | 0 | 0 | 3301960.7862 | 0 | 3075200.9869
Circuit | strategic_undergrounding_freeway | HP03_main | 660 | 226382.52 | 226382.52 | 0 | 0 | 2710241.324 | 0 | 2483858.6483
Circuit | strategic_undergrounding_freeway | HOC03_main | 661 | 225718.13 | 225718.13 | 0 | 0 | 2644909.8979 | 0 | 2419191.6158
Circuit | strategic_undergrounding_freeway | AI05_main | 662 | 225398.3 | 225398.3 | 0 | 0 | 1426018.1437 | 0 | 1200619.6902
Circuit | strategic_undergrounding_freeway | SE02_lateral | 663 | 224592.51 | 224592.51 | 0 | 0 | 3659148.6186 | 0 | 3434555.9746
Circuit | strategic_undergrounding_freeway | BL07_lateral | 664 | 224557.2 | 224557.2 | 0 | 0 | 1699095.5659 | 0 | 1474538.2394
Circuit | strategic_undergrounding_freeway | EL07_lateral | 665 | 223483.98 | 223483.98 | 0 | 0 | 2703701.3124 | 0 | 2480217.1136
Circuit | strategic_undergrounding_freeway | PI48_lateral | 666 | 222203.06 | 222203.06 | 0 | 0 | 11483711.8561 | 0 | 11261508.6515
Circuit | strategic_undergrounding_freeway | FP06_main | 667 | 221135.09 | 221135.09 | 0 | 0 | 4826148.9243 | 0 | 4605013.6845
Circuit | strategic_undergrounding_freeway | KM07_main | 668 | 220932.17 | 220932.17 | 0 | 0 | 1329271.08 | 0 | 1108338.767
Circuit | strategic_undergrounding_freeway | HOC06_lateral | 669 | 219877.37 | 219877.37 | 0 | 0 | 2575342.4446 | 0 | 2355464.9208
Circuit | strategic_undergrounding_freeway | CR03_main | 670 | 219221.55 | 219221.55 | 0 | 0 | 2294302.4658 | 0 | 2075080.7279
Circuit | strategic_undergrounding_freeway | LY44_main | 671 | 218012.48 | 218012.48 | 0 | 0 | 7544961.6443 | 0 | 7326949.0181
Circuit | strategic_undergrounding_freeway | BI42_main | 672 | 217737.03 | 217737.03 | 0 | 0 | 3689200.6539 | 0 | 3471463.4756
Circuit | strategic_undergrounding_freeway | WL41_main | 673 | 217701.71 | 217701.71 | 0 | 0 | 5830975.0191 | 0 | 5613273.1266
Circuit | strategic_undergrounding_freeway | HM04_main | 674 | 216035.56 | 216035.56 | 0 | 0 | 5999078.6035 | 0 | 5783042.9023
Circuit | strategic_undergrounding_freeway | NB42_main | 675 | 214889.26 | 214889.26 | 0 | 0 | 942395.8939 | 0 | 727506.4659
Circuit | strategic_undergrounding_freeway | HM03_main | 676 | 214284.7 | 214284.7 | 0 | 0 | 1163961.6654 | 0 | 949676.8372
Circuit | strategic_undergrounding_freeway | CYF44_lateral | 677 | 214195.5 | 214195.5 | 0 | 0 | 6123054.2778 | 0 | 5908858.6311
Circuit | strategic_undergrounding_freeway | HB44_main | 678 | 214146.39 | 214146.39 | 0 | 0 | 5381235.4028 | 0 | 5167088.8474
Circuit | strategic_undergrounding_freeway | HV03_main | 679 | 212971.85 | 212971.85 | 0 | 0 | 4333063.8158 | 0 | 4120091.8235
Circuit | strategic_undergrounding_freeway | SR13_main | 680 | 212091.06 | 212091.06 | 0 | 0 | 5437185.155 | 0 | 5225093.9274
Circuit | strategic_undergrounding_freeway | FT08_main | 681 | 211749.57 | 211749.57 | 0 | 0 | 1147499.7812 | 0 | 935750.0578
Circuit | strategic_undergrounding_freeway | OA07_main | 682 | 211226.53 | 211226.53 | 0 | 0 | 4081609.918 | 0 | 3870383.2616
Circuit | strategic_undergrounding_freeway | BG01_lateral | 683 | 209889.67 | 209889.67 | 0 | 0 | 5936556.8041 | 0 | 5726667.0042
Circuit | strategic_undergrounding_freeway | DL45_lateral | 684 | 209633.24 | 209633.24 | 0 | 0 | 1891078.4472 | 0 | 1681445.0761
Circuit | strategic_undergrounding_freeway | AT43_main | 685 | 209367.64 | 209367.64 | 0 | 0 | 2717447.2349 | 0 | 2508079.4277
Circuit | strategic_undergrounding_freeway | RS01_main | 686 | 208916.04 | 208916.04 | 0 | 0 | 1201984.1797 | 0 | 993068.0029
Circuit | strategic_undergrounding_freeway | NS06_lateral | 687 | 208026.26 | 208026.26 | 0 | 0 | 9210107.7833 | 0 | 9002081.3681
Circuit | strategic_undergrounding_freeway | BA03_lateral | 688 | 208021.21 | 208021.21 | 0 | 0 | 1253649.596 | 0 | 1045628.2427
Circuit | strategic_undergrounding_freeway | LW41_main | 689 | 207686.37 | 207686.37 | 0 | 0 | 10002652.468 | 0 | 9794965.9298
Circuit | strategic_undergrounding_freeway | WEB12_lateral | 690 | 207426.22 | 207426.22 | 0 | 0 | 9432560.4688 | 0 | 9225134.1109
Circuit | strategic_undergrounding_freeway | IM47_main | 691 | 204776.18 | 204776.18 | 0 | 0 | 2147909.2612 | 0 | 1943132.9435
Circuit | strategic_undergrounding_freeway | LP07_main | 692 | 204192.71 | 204192.71 | 0 | 0 | 3348283.3755 | 0 | 3144090.5346
Circuit | strategic_undergrounding_freeway | DN08_main | 693 | 203599.1 | 203599.1 | 0 | 0 | 3923609.6436 | 0 | 3720010.3622
Circuit | strategic_undergrounding_freeway | BR08_main | 694 | 203566.2 | 203566.2 | 0 | 0 | 2545137.4308 | 0 | 2341571.0867
Circuit | strategic_undergrounding_freeway | HE06_lateral | 695 | 203542.65 | 203542.65 | 0 | 0 | 1594463.9564 | 0 | 1390921.1671
Circuit | strategic_undergrounding_freeway | STF04_main | 696 | 202719.98 | 202719.98 | 0 | 0 | 7740763.5108 | 0 | 7538043.3936
Circuit | strategic_undergrounding_freeway | JN08_lateral | 697 | 202286.42 | 202286.42 | 0 | 0 | 999395.6214 | 0 | 797109.0591
Circuit | strategic_undergrounding_freeway | AN12_lateral | 698 | 202272.81 | 202272.81 | 0 | 0 | 10556773.1253 | 0 | 10354500.1456
Circuit | strategic_undergrounding_freeway | CRB44_lateral | 699 | 201643.49 | 201643.49 | 0 | 0 | 5121612.005 | 0 | 4919968.3512
Circuit | strategic_undergrounding_freeway | HK46_main | 700 | 200252.54 | 200252.54 | 0 | 0 | 4424174.8559 | 0 | 4223922.1727
Circuit | strategic_undergrounding_freeway | RO04_main | 701 | 199914.57 | 199914.57 | 0 | 0 | 2281054.1334 | 0 | 2081139.3978
Circuit | strategic_undergrounding_freeway | TO05_lateral | 702 | 199875.25 | 199875.25 | 0 | 0 | 5405565.6652 | 0 | 5205690.2206
Circuit | strategic_undergrounding_freeway | AD01_lateral | 703 | 199570.63 | 199570.63 | 0 | 0 | 3341397.1154 | 0 | 3141826.321
Circuit | strategic_undergrounding_freeway | TRN01_lateral | 704 | 199430.63 | 199430.63 | 0 | 0 | 1169321.3072 | 0 | 969890.5134
Circuit | strategic_undergrounding_freeway | AD04_lateral | 705 | 198367.6 | 198367.6 | 0 | 0 | 4167592.2618 | 0 | 3969224.5181
Circuit | strategic_undergrounding_freeway | CD05_main | 706 | 198196.13 | 198196.13 | 0 | 0 | 5871887.1966 | 0 | 5673690.9297
Circuit | strategic_undergrounding_freeway | ADK42_main | 707 | 197992.18 | 197992.18 | 0 | 0 | 4992598.6976 | 0 | 4794606.3505
Circuit | strategic_undergrounding_freeway | CRB47_main | 708 | 197346.87 | 197346.87 | 0 | 0 | 2661498.2509 | 0 | 2464151.2261
Circuit | strategic_undergrounding_freeway | NM06_lateral | 709 | 197222.11 | 197222.11 | 0 | 0 | 3288167.2417 | 0 | 3090944.9831
Circuit | strategic_undergrounding_freeway | PJ02_main | 710 | 197038.27 | 197038.27 | 0 | 0 | 1014726.2882 | 0 | 817687.8805
Circuit | strategic_undergrounding_freeway | RE43_lateral | 711 | 196875.42 | 196875.42 | 0 | 0 | 35193580.3186 | 0 | 34996704.7945
Circuit | strategic_undergrounding_freeway | AN01_main | 712 | 196092.55 | 196092.55 | 0 | 0 | 4147342.1401 | 0 | 3951249.4143
Circuit | strategic_undergrounding_freeway | GT03_lateral | 713 | 195974.68 | 195974.68 | 0 | 0 | 3369042.1692 | 0 | 3173067.3362
Circuit | strategic_undergrounding_freeway | GE43_main | 714 | 195747.72 | 195747.72 | 0 | 0 | 981218.0575 | 0 | 785470.1722
Circuit | strategic_undergrounding_freeway | NB46_main | 715 | 195539.84 | 195539.84 | 0 | 0 | 4272139.49 | 0 | 4076599.5015
Circuit | strategic_undergrounding_freeway | KT43_lateral | 716 | 194630.37 | 194630.37 | 0 | 0 | 8849346.8412 | 0 | 8654716.3325
Circuit | strategic_undergrounding_freeway | OA06_main | 717 | 192316.23 | 192316.23 | 0 | 0 | 2118790.0159 | 0 | 1926473.6369
Circuit | strategic_undergrounding_freeway | HM03_lateral | 718 | 192011.56 | 192011.56 | 0 | 0 | 2299865.4114 | 0 | 2107853.6894
Circuit | strategic_undergrounding_freeway | SW03_main | 719 | 191944.46 | 191944.46 | 0 | 0 | 9560153.8912 | 0 | 9368209.2631
Circuit | strategic_undergrounding_freeway | CYF46_lateral | 720 | 191398.17 | 191398.17 | 0 | 0 | 13840468.1765 | 0 | 13649069.8434
Circuit | strategic_undergrounding_freeway | RO44_main | 721 | 189742.67 | 189742.67 | 0 | 0 | 2509048.032 | 0 | 2319305.2163
Circuit | strategic_undergrounding_freeway | MC09_main | 722 | 189688.79 | 189688.79 | 0 | 0 | 3080899.6028 | 0 | 2891210.6696
Circuit | strategic_undergrounding_freeway | SPW41_main | 723 | 188097.98 | 188097.98 | 0 | 0 | 2106647.9278 | 0 | 1918549.7892
Circuit | strategic_undergrounding_freeway | WE01_main | 724 | 187925.58 | 187925.58 | 0 | 0 | 802761.3396 | 0 | 614835.5908
Circuit | strategic_undergrounding_freeway | THW48_lateral | 725 | 187122.89 | 187122.89 | 0 | 0 | 7649878.4654 | 0 | 7462755.4257
Circuit | strategic_undergrounding_freeway | PA01_lateral | 726 | 186566.17 | 186566.17 | 0 | 0 | 14791908.5621 | 0 | 14605342.2015
Circuit | strategic_undergrounding_freeway | PA01_main | 727 | 185782.33 | 185782.33 | 0 | 0 | 11135353.8848 | 0 | 10949571.4163
Circuit | strategic_undergrounding_freeway | LJ02_lateral | 728 | 185667.86 | 185667.86 | 0 | 0 | 61395771.8689 | 0 | 61210103.8571
Circuit | strategic_undergrounding_freeway | AN07_lateral | 729 | 184812.51 | 184812.51 | 0 | 0 | 11623997.7585 | 0 | 11439185.0988
Circuit | strategic_undergrounding_freeway | PW04_main | 730 | 183690.89 | 183690.89 | 0 | 0 | 3267278.8538 | 0 | 3083587.8365
Circuit | strategic_undergrounding_freeway | BT01_main | 731 | 183554.65 | 183554.65 | 0 | 0 | 3944872.3579 | 0 | 3761317.5808
Circuit | strategic_undergrounding_freeway | WE01_lateral | 732 | 182161 | 182161 | 0 | 0 | 435461.0972 | 0 | 253299.941
Circuit | strategic_undergrounding_freeway | FR41_main | 733 | 181250.89 | 181250.89 | 0 | 0 | 5369715.0744 | 0 | 5188464.0568
Circuit | strategic_undergrounding_freeway | HK47_main | 734 | 180887.26 | 180887.26 | 0 | 0 | 8785008.1652 | 0 | 8604120.7559
Circuit | strategic_undergrounding_freeway | WA41_lateral | 735 | 180883.19 | 180883.19 | 0 | 0 | 2540138.1709 | 0 | 2359254.8222
Circuit | strategic_undergrounding_freeway | DN11_lateral | 736 | 180579.1 | 180579.1 | 0 | 0 | 3699515.912 | 0 | 3518936.6492
Circuit | strategic_undergrounding_freeway | SE01_lateral | 737 | 180324.46 | 180324.46 | 0 | 0 | 2746496.6644 | 0 | 2566172.0108
Circuit | strategic_undergrounding_freeway | MU04_main | 738 | 180108.3 | 180108.3 | 0 | 0 | 5313825.1919 | 0 | 5133716.7176
Circuit | strategic_undergrounding_freeway | SB08_main | 739 | 179710.92 | 179710.92 | 0 | 0 | 3205383.8865 | 0 | 3025672.8026
Circuit | strategic_undergrounding_freeway | FP05_lateral | 740 | 178982.08 | 178982.08 | 0 | 0 | 5089793.6675 | 0 | 4910811.4487
Circuit | strategic_undergrounding_freeway | BL09_main | 741 | 178933.77 | 178933.77 | 0 | 0 | 2235946.18 | 0 | 2057012.2661
Circuit | strategic_undergrounding_freeway | NP43_lateral | 742 | 178793.57 | 178793.57 | 0 | 0 | 6122716.3992 | 0 | 5943922.6913
Circuit | strategic_undergrounding_freeway | RU01_main | 743 | 178530.37 | 178530.37 | 0 | 0 | 4740658.0075 | 0 | 4562127.503
Circuit | strategic_undergrounding_freeway | JOR43_lateral | 744 | 178099.69 | 178099.69 | 0 | 0 | 12552199.0017 | 0 | 12374099.161
Circuit | strategic_undergrounding_freeway | AN11_main | 745 | 178054.85 | 178054.85 | 0 | 0 | 3524116.8595 | 0 | 3346061.863
Circuit | strategic_undergrounding_freeway | WT11_main | 746 | 178009.13 | 178009.13 | 0 | 0 | 1332175.8159 | 0 | 1154166.5386
Circuit | strategic_undergrounding_freeway | WA43_main | 747 | 177690.57 | 177690.57 | 0 | 0 | 1480852.4877 | 0 | 1303161.7648
Circuit | strategic_undergrounding_freeway | NM01_lateral | 748 | 177649.48 | 177649.48 | 0 | 0 | 3711148.6211 | 0 | 3533499.0079
Circuit | strategic_undergrounding_freeway | HOC10_lateral | 749 | 176012.93 | 176012.93 | 0 | 0 | 8207682.7467 | 0 | 8031669.6772
Circuit | strategic_undergrounding_freeway | NP44_lateral | 750 | 175513.88 | 175513.88 | 0 | 0 | 7245041.4611 | 0 | 7069527.4155
Circuit | strategic_undergrounding_freeway | WA43_lateral | 751 | 175458.89 | 175458.89 | 0 | 0 | 2258360.6539 | 0 | 2082901.6128
Circuit | strategic_undergrounding_freeway | HE10_main | 752 | 174761.03 | 174761.03 | 0 | 0 | 2386940.0005 | 0 | 2212178.8318
Circuit | strategic_undergrounding_freeway | WD47_main | 753 | 174756.94 | 174756.94 | 0 | 0 | 1760239.0312 | 0 | 1585481.9375
Circuit | strategic_undergrounding_freeway | NB45_main | 754 | 174371.87 | 174371.87 | 0 | 0 | 4829005.3184 | 0 | 4654633.3108
Circuit | strategic_undergrounding_freeway | HL04_main | 755 | 173656.29 | 173656.29 | 0 | 0 | 1428521.1316 | 0 | 1254864.6943
Circuit | strategic_undergrounding_freeway | EC05_lateral | 756 | 172914.1 | 172914.1 | 0 | 0 | 5608241.2682 | 0 | 5435327.0344
Circuit | strategic_undergrounding_freeway | KT50_main | 757 | 172400.36 | 172400.36 | 0 | 0 | 14251946.0001 | 0 | 14079545.4867
Circuit | strategic_undergrounding_freeway | HT03_main | 758 | 172152.86 | 172152.86 | 0 | 0 | 849602.6698 | 0 | 677449.6587
Circuit | strategic_undergrounding_freeway | JN11_lateral | 759 | 171814.73 | 171814.73 | 0 | 0 | 3956351.321 | 0 | 3784536.454
Circuit | strategic_undergrounding_freeway | CR11_main | 760 | 171179.59 | 171179.59 | 0 | 0 | 6895383.3953 | 0 | 6724203.6574
Circuit | strategic_undergrounding_freeway | BA45_main | 761 | 171079.92 | 171079.92 | 0 | 0 | 5096454.3183 | 0 | 4925374.2212
Circuit | strategic_undergrounding_freeway | THW49_lateral | 762 | 170701.78 | 170701.78 | 0 | 0 | 1104560.433 | 0 | 933858.529
Circuit | strategic_undergrounding_freeway | AN07_main | 763 | 170017.7 | 170017.7 | 0 | 0 | 3783353.647 | 0 | 3613335.8014
Circuit | strategic_undergrounding_freeway | CA07_lateral | 764 | 169820.29 | 169820.29 | 0 | 0 | 1419584.7232 | 0 | 1249764.2723
Circuit | strategic_undergrounding_freeway | BAR47_main | 765 | 169337.12 | 169337.12 | 0 | 0 | 10688081.1693 | 0 | 10518743.9025
Circuit | strategic_undergrounding_freeway | SC04_main | 766 | 168708.62 | 168708.62 | 0 | 0 | 652952.6701 | 0 | 484243.9194
Circuit | strategic_undergrounding_freeway | AN04_lateral | 767 | 168686.54 | 168686.54 | 0 | 0 | 2281695.9242 | 0 | 2113009.2478
Circuit | strategic_undergrounding_freeway | NB44_lateral | 768 | 164679.12 | 164679.12 | 0 | 0 | 1627859.3224 | 0 | 1463180.0511
Circuit | strategic_undergrounding_freeway | BY08_main | 769 | 164660.94 | 164660.94 | 0 | 0 | 3969479.3373 | 0 | 3804818.2663
Circuit | strategic_undergrounding_freeway | BL08_main | 770 | 164113.37 | 164113.37 | 0 | 0 | 6543158.0472 | 0 | 6379044.5485
Circuit | strategic_undergrounding_freeway | SH06_main | 771 | 162963.68 | 162963.68 | 0 | 0 | 9185590.7794 | 0 | 9022626.9486
Circuit | strategic_undergrounding_freeway | STL46_lateral | 772 | 162834.3 | 162834.3 | 0 | 0 | 27826726.4542 | 0 | 27663892.021
Circuit | strategic_undergrounding_freeway | HY01_lateral | 773 | 162508.65 | 162508.65 | 0 | 0 | 4458557.7711 | 0 | 4296048.9839
Circuit | strategic_undergrounding_freeway | AT43_lateral | 774 | 162418.98 | 162418.98 | 0 | 0 | 3184970.7518 | 0 | 3022551.6045
Circuit | strategic_undergrounding_freeway | BH05_main | 775 | 162204.1 | 162204.1 | 0 | 0 | 4088035.4554 | 0 | 3925831.2045
Circuit | strategic_undergrounding_freeway | IM50_lateral | 776 | 162005.81 | 162005.81 | 0 | 0 | 10608973.5054 | 0 | 10446967.5338
Circuit | strategic_undergrounding_freeway | SH06_lateral | 777 | 161866.61 | 161866.61 | 0 | 0 | 19373237.7528 | 0 | 19211370.9928
Circuit | strategic_undergrounding_freeway | ADK43_main | 778 | 159054.96 | 159054.96 | 0 | 0 | 933140.0994 | 0 | 774085.0262
Circuit | strategic_undergrounding_freeway | BZ01_lateral | 779 | 158198.28 | 158198.28 | 0 | 0 | 6494863.6958 | 0 | 6336665.2722
Circuit | strategic_undergrounding_freeway | SE03_lateral | 780 | 158124.3 | 158124.3 | 0 | 0 | 891184.328 | 0 | 733059.8952
Circuit | strategic_undergrounding_freeway | OB49_main | 781 | 157829.67 | 157829.67 | 0 | 0 | 2235547.4724 | 0 | 2077717.6629
Circuit | strategic_undergrounding_freeway | BG07_main | 782 | 157069.5 | 157069.5 | 0 | 0 | 8927358.8871 | 0 | 8770289.2636
Circuit | strategic_undergrounding_freeway | LK06_lateral | 783 | 156605.3 | 156605.3 | 0 | 0 | 19205335.0818 | 0 | 19048729.6393
Circuit | strategic_undergrounding_freeway | BL02_lateral | 784 | 156579.58 | 156579.58 | 0 | 0 | 3335535.262 | 0 | 3178955.5447
Circuit | strategic_undergrounding_freeway | MC09_lateral | 785 | 156568.48 | 156568.48 | 0 | 0 | 3390346.1664 | 0 | 3233777.5232
Circuit | strategic_undergrounding_freeway | NM06_main | 786 | 156084.58 | 156084.58 | 0 | 0 | 1878621.4441 | 0 | 1722536.6941
Circuit | strategic_undergrounding_freeway | SH12_main | 787 | 156022.81 | 156022.81 | 0 | 0 | 4215425.4771 | 0 | 4059402.5371
Circuit | strategic_undergrounding_freeway | AE05_lateral | 788 | 155524.09 | 155524.09 | 0 | 0 | 11211590.321 | 0 | 11056066.0608
Circuit | strategic_undergrounding_freeway | FAN48_lateral | 789 | 154705.17 | 154705.17 | 0 | 0 | 193679.5406 | 0 | 38974.203
Circuit | strategic_undergrounding_freeway | LAK46_main | 790 | 154592.72 | 154592.72 | 0 | 0 | 10216956.2851 | 0 | 10062363.4288
Circuit | strategic_undergrounding_freeway | SE02_main | 791 | 153100.2 | 153100.2 | 0 | 0 | 2031255.8032 | 0 | 1878155.4723
Circuit | strategic_undergrounding_freeway | JN05_lateral | 792 | 152935.19 | 152935.19 | 0 | 0 | 3988521.8978 | 0 | 3835586.5621
Circuit | strategic_undergrounding_freeway | MAR51_main | 793 | 152574.33 | 152574.33 | 0 | 0 | 4274512.8673 | 0 | 4121938.3719
Circuit | strategic_undergrounding_freeway | MID03_lateral | 794 | 152184.05 | 152184.05 | 0 | 0 | 6321033.7973 | 0 | 6168849.6103
Circuit | strategic_undergrounding_freeway | KI48_main | 795 | 150953.05 | 150953.05 | 0 | 0 | 7687233.6203 | 0 | 7536280.4466
Circuit | strategic_undergrounding_freeway | NP44_main | 796 | 150889.96 | 150889.96 | 0 | 0 | 5398605.6061 | 0 | 5247715.5225
Circuit | strategic_undergrounding_freeway | AR47_lateral | 797 | 150526.81 | 150526.81 | 0 | 0 | 90023722.3857 | 0 | 89873195.4063
Circuit | strategic_undergrounding_freeway | CR05_lateral | 798 | 150022.82 | 150022.82 | 0 | 0 | 2558708.0782 | 0 | 2408685.119
Circuit | strategic_undergrounding_freeway | BI41_lateral | 799 | 147807.33 | 147807.33 | 0 | 0 | 7954540.5803 | 0 | 7806733.0992
Circuit | strategic_undergrounding_freeway | MAR49_main | 800 | 147650.77 | 147650.77 | 0 | 0 | 4149358.2649 | 0 | 4001707.3646
Circuit | strategic_undergrounding_freeway | BL08_lateral | 801 | 147383.32 | 147383.32 | 0 | 0 | 7170289.3368 | 0 | 7022905.855
Circuit | strategic_undergrounding_freeway | KB11_main | 802 | 145707.8 | 145707.8 | 0 | 0 | 633752.7977 | 0 | 488044.8707
Circuit | strategic_undergrounding_freeway | SB06_main | 803 | 145292.71 | 145292.71 | 0 | 0 | 5453003.3005 | 0 | 5307710.4548
Circuit | strategic_undergrounding_freeway | IM46_main | 804 | 145068.19 | 145068.19 | 0 | 0 | 7915332.5892 | 0 | 7770264.248
Circuit | strategic_undergrounding_freeway | SA01_main | 805 | 145030.95 | 145030.95 | 0 | 0 | 10826736.0897 | 0 | 10681704.9767
Circuit | strategic_undergrounding_freeway | AD03_lateral | 806 | 144680.61 | 144680.61 | 0 | 0 | 5816292.1857 | 0 | 5671611.4236
Circuit | strategic_undergrounding_freeway | WEB06_main | 807 | 144441.99 | 144441.99 | 0 | 0 | 5539096.3642 | 0 | 5394654.1737
Circuit | strategic_undergrounding_freeway | AI07_lateral | 808 | 144302.29 | 144302.29 | 0 | 0 | 1880672.1601 | 0 | 1736369.7056
Circuit | strategic_undergrounding_freeway | OA06_lateral | 809 | 144027.71 | 144027.71 | 0 | 0 | 2196753.5086 | 0 | 2052725.6433
Circuit | strategic_undergrounding_freeway | LW42_lateral | 810 | 143588.11 | 143588.11 | 0 | 0 | 7938271.3241 | 0 | 7794683.0631
Circuit | strategic_undergrounding_freeway | BR09_main | 811 | 143511.28 | 143511.28 | 0 | 0 | 1603101.8987 | 0 | 1459590.4847
Circuit | strategic_undergrounding_freeway | UN03_lateral | 812 | 142818.66 | 142818.66 | 0 | 0 | 2005305.1519 | 0 | 1862486.3607
Circuit | strategic_undergrounding_freeway | ES05_main | 813 | 141602.81 | 141602.81 | 0 | 0 | 3993987.186 | 0 | 3852384.2342
Circuit | strategic_undergrounding_freeway | UN04_lateral | 814 | 141496.15 | 141496.15 | 0 | 0 | 2664204.1026 | 0 | 2522707.7894
Circuit | strategic_undergrounding_freeway | HL01_lateral | 815 | 141377.36 | 141377.36 | 0 | 0 | 9259334.7658 | 0 | 9117957.2636
Circuit | strategic_undergrounding_freeway | UN03_main | 816 | 140730.65 | 140730.65 | 0 | 0 | 1813100.3602 | 0 | 1672369.5634
Circuit | strategic_undergrounding_freeway | OB43_lateral | 817 | 140084.85 | 140084.85 | 0 | 0 | 6857932.8333 | 0 | 6717847.8279
Circuit | strategic_undergrounding_freeway | HV05_main | 818 | 139666.21 | 139666.21 | 0 | 0 | 2715433.6112 | 0 | 2575767.2612
Circuit | strategic_undergrounding_freeway | HV05_lateral | 819 | 139666.21 | 139666.21 | 0 | 0 | 1465603.2092 | 0 | 1325936.8593
Circuit | strategic_undergrounding_freeway | MY10_lateral | 820 | 138684.12 | 138684.12 | 0 | 0 | 2881974.0361 | 0 | 2743289.78
Circuit | strategic_undergrounding_freeway | BH07_main | 821 | 138175.29 | 138175.29 | 0 | 0 | 5030994.941 | 0 | 4892819.4896
Circuit | strategic_undergrounding_freeway | KB09_lateral | 822 | 137902 | 137902 | 0 | 0 | 1642703.9956 | 0 | 1504801.8507
Circuit | strategic_undergrounding_freeway | ES06_lateral | 823 | 137422.33 | 137422.33 | 0 | 0 | 15623274.1027 | 0 | 15485851.6165
Circuit | strategic_undergrounding_freeway | SB07_lateral | 824 | 137033.45 | 137033.45 | 0 | 0 | 3737602.3747 | 0 | 3600568.7683
Circuit | strategic_undergrounding_freeway | TE01_main | 825 | 136192.24 | 136192.24 | 0 | 0 | 1227685.1331 | 0 | 1091492.7725
Circuit | strategic_undergrounding_freeway | THW44_lateral | 826 | 135935.14 | 135935.14 | 0 | 0 | 18868333.6888 | 0 | 18732398.3935
Circuit | strategic_undergrounding_freeway | KM07_lateral | 827 | 135254.34 | 135254.34 | 0 | 0 | 687662.3427 | 0 | 552407.8369
Circuit | strategic_undergrounding_freeway | CYF49_main | 828 | 135124.89 | 135124.89 | 0 | 0 | 9000281.7032 | 0 | 8865156.6656
Circuit | strategic_undergrounding_freeway | HR04_lateral | 829 | 135070.12 | 135070.12 | 0 | 0 | 9362069.9275 | 0 | 9226999.6711
Circuit | strategic_undergrounding_freeway | ES08_lateral | 830 | 135047.97 | 135047.97 | 0 | 0 | 1712955.5362 | 0 | 1577907.4465
Circuit | strategic_undergrounding_freeway | CD07_main | 831 | 134995.95 | 134995.95 | 0 | 0 | 1147118.947 | 0 | 1012122.8377
Circuit | strategic_undergrounding_freeway | AN08_main | 832 | 134829.54 | 134829.54 | 0 | 0 | 2410982.3311 | 0 | 2276152.6126
Circuit | strategic_undergrounding_freeway | EC10_main | 833 | 134718.86 | 134718.86 | 0 | 0 | 1892726.9671 | 0 | 1758007.952
Circuit | strategic_undergrounding_freeway | LY45_lateral | 834 | 134053.34 | 134053.34 | 0 | 0 | 3309171.815 | 0 | 3175118.3352
Circuit | strategic_undergrounding_freeway | BR13_main | 835 | 133820.09 | 133820.09 | 0 | 0 | 2902808.268 | 0 | 2768988.0153
Circuit | strategic_undergrounding_freeway | PLK42_lateral | 836 | 133776.93 | 133776.93 | 0 | 0 | 749192.2944 | 0 | 615415.2299
Circuit | strategic_undergrounding_freeway | SPW48_main | 837 | 133552.73 | 133552.73 | 0 | 0 | 6055386.2424 | 0 | 5921833.3663
Circuit | strategic_undergrounding_freeway | GT05_main | 838 | 133137.06 | 133137.06 | 0 | 0 | 503987.277 | 0 | 370850.0601
Circuit | strategic_undergrounding_freeway | MB04_main | 839 | 132414.93 | 132414.93 | 0 | 0 | 364460.9904 | 0 | 232045.9358
Circuit | strategic_undergrounding_freeway | KW43_lateral | 840 | 131978.94 | 131978.94 | 0 | 0 | 4497837.8072 | 0 | 4365858.6952
Circuit | strategic_undergrounding_freeway | FAN45_lateral | 841 | 131207.92 | 131207.92 | 0 | 0 | 625599.1601 | 0 | 494391.1
Circuit | strategic_undergrounding_freeway | BR14_main | 842 | 130727.67 | 130727.67 | 0 | 0 | 3768562.8279 | 0 | 3637835.016
Circuit | strategic_undergrounding_freeway | OR41_main | 843 | 130631.55 | 130631.55 | 0 | 0 | 3702017.5366 | 0 | 3571385.8307
Circuit | strategic_undergrounding_freeway | EB06_main | 844 | 130420.37 | 130420.37 | 0 | 0 | 2819216.6155 | 0 | 2688796.0918
Circuit | strategic_undergrounding_freeway | LM04_lateral | 845 | 129243.65 | 129243.65 | 0 | 0 | 9972690.7576 | 0 | 9843446.956
Circuit | strategic_undergrounding_freeway | LP05_lateral | 846 | 129162.42 | 129162.42 | 0 | 0 | 6124969.3342 | 0 | 5995806.7904
Circuit | strategic_undergrounding_freeway | CD04_main | 847 | 128585.88 | 128585.88 | 0 | 0 | 5073959.4805 | 0 | 4945373.4592
Circuit | strategic_undergrounding_freeway | LJ02_main | 848 | 128539.25 | 128539.25 | 0 | 0 | 40767124.5558 | 0 | 40638585.1617
Circuit | strategic_undergrounding_freeway | CS01_lateral | 849 | 128424.17 | 128424.17 | 0 | 0 | 12860098.698 | 0 | 12731674.3508
Circuit | strategic_undergrounding_freeway | CD07_lateral | 850 | 127835.75 | 127835.75 | 0 | 0 | 2025037.392 | 0 | 1897201.4835
Circuit | strategic_undergrounding_freeway | HT05_main | 851 | 127724.86 | 127724.86 | 0 | 0 | 3832931.8573 | 0 | 3705206.8546
Circuit | strategic_undergrounding_freeway | HM05_lateral | 852 | 127689.24 | 127689.24 | 0 | 0 | 12543636.9828 | 0 | 12415947.6061
Circuit | strategic_undergrounding_freeway | LB04_lateral | 853 | 127614.03 | 127614.03 | 0 | 0 | 2697089.1726 | 0 | 2569474.9465
Circuit | strategic_undergrounding_freeway | BH05_lateral | 854 | 127332.82 | 127332.82 | 0 | 0 | 3429171.3366 | 0 | 3301838.3578
Circuit | strategic_undergrounding_freeway | MAR44_main | 855 | 126935.45 | 126935.45 | 0 | 0 | 10957756.671 | 0 | 10830821.0559
Circuit | strategic_undergrounding_freeway | BT05_lateral | 856 | 126791.81 | 126791.81 | 0 | 0 | 6208468.3598 | 0 | 6081676.3844
Circuit | strategic_undergrounding_freeway | MAR44_lateral | 857 | 126197.48 | 126197.48 | 0 | 0 | 2770128.9616 | 0 | 2643931.3442
Circuit | strategic_undergrounding_freeway | TE08_main | 858 | 125632.44 | 125632.44 | 0 | 0 | 1732504.2988 | 0 | 1606871.7111
Circuit | strategic_undergrounding_freeway | BY03_main | 859 | 125198.78 | 125198.78 | 0 | 0 | 2785339.8207 | 0 | 2660140.8951
Circuit | strategic_undergrounding_freeway | KB12_main | 860 | 125122.08 | 125122.08 | 0 | 0 | 1187087.0229 | 0 | 1061964.7938
Circuit | strategic_undergrounding_freeway | LW45_main | 861 | 124524.56 | 124524.56 | 0 | 0 | 9416146.6949 | 0 | 9291621.9775
Circuit | strategic_undergrounding_freeway | HT05_lateral | 862 | 123388.65 | 123388.65 | 0 | 0 | 3812727.0581 | 0 | 3689338.2483
Circuit | strategic_undergrounding_freeway | SPW42_lateral | 863 | 123355.53 | 123355.53 | 0 | 0 | 6491460.2202 | 0 | 6368104.5077
Circuit | strategic_undergrounding_freeway | AF07_lateral | 864 | 122505.4 | 122505.4 | 0 | 0 | 1859569.7703 | 0 | 1737064.2171
Circuit | strategic_undergrounding_freeway | DL46_lateral | 865 | 122310.42 | 122310.42 | 0 | 0 | 1744929.573 | 0 | 1622618.9772
Circuit | strategic_undergrounding_freeway | HL04_lateral | 866 | 122204.27 | 122204.27 | 0 | 0 | 2392271.9644 | 0 | 2270067.558
Circuit | strategic_undergrounding_freeway | LU41_main | 867 | 121297.36 | 121297.36 | 0 | 0 | 20902696.8078 | 0 | 20781399.3152
Circuit | strategic_undergrounding_freeway | EU04_main | 868 | 121134.45 | 121134.45 | 0 | 0 | 1551703.9202 | 0 | 1430569.2797
Circuit | strategic_undergrounding_freeway | HT01_lateral | 869 | 120351.26 | 120351.26 | 0 | 0 | 3971578.7238 | 0 | 3851227.3027
Circuit | strategic_undergrounding_freeway | GZ47_lateral | 870 | 119911.7 | 119911.7 | 0 | 0 | 1787362.7592 | 0 | 1667450.8923
Circuit | strategic_undergrounding_freeway | DR01_main | 871 | 119900.04 | 119900.04 | 0 | 0 | 4513833.4818 | 0 | 4393933.2965
Circuit | strategic_undergrounding_freeway | LU41_lateral | 872 | 119735.59 | 119735.59 | 0 | 0 | 29381789.5133 | 0 | 29262053.7899
Circuit | strategic_undergrounding_freeway | BT07_main | 873 | 119237.77 | 119237.77 | 0 | 0 | 22571413.9432 | 0 | 22452176.0419
Circuit | strategic_undergrounding_freeway | RU03_main | 874 | 118464.46 | 118464.46 | 0 | 0 | 5094166.9515 | 0 | 4975702.3302
Circuit | strategic_undergrounding_freeway | TRN04_main | 875 | 118198.64 | 118198.64 | 0 | 0 | 7239764.8456 | 0 | 7121566.0596
Circuit | strategic_undergrounding_freeway | THW49_main | 876 | 117807.66 | 117807.66 | 0 | 0 | 1800740.2953 | 0 | 1682932.4584
Circuit | strategic_undergrounding_freeway | WF03_lateral | 877 | 117247.42 | 117247.42 | 0 | 0 | 3505691.7871 | 0 | 3388444.2088
Circuit | strategic_undergrounding_freeway | GT06_main | 878 | 117231.14 | 117231.14 | 0 | 0 | 1452671.5833 | 0 | 1335440.2734
Circuit | strategic_undergrounding_freeway | GS25_lateral | 879 | 117188.47 | 117188.47 | 0 | 0 | 117188.6083 | 0 | 0
Circuit | strategic_undergrounding_freeway | HE10_lateral | 880 | 117136.87 | 117136.87 | 0 | 0 | 5498828.5541 | 0 | 5381691.5311
Circuit | strategic_undergrounding_freeway | CD09_main | 881 | 116045.62 | 116045.62 | 0 | 0 | 50516722.0873 | 0 | 50400676.331
Circuit | strategic_undergrounding_freeway | SW09_lateral | 882 | 115195.61 | 115195.61 | 0 | 0 | 9059180.3975 | 0 | 8943984.6598
Circuit | strategic_undergrounding_freeway | AN09_main | 883 | 114560.17 | 114560.17 | 0 | 0 | 2848536.5677 | 0 | 2733976.2799
Circuit | strategic_undergrounding_freeway | IM47_lateral | 884 | 114265.2 | 114265.2 | 0 | 0 | 1309220.8546 | 0 | 1194955.5084
Circuit | strategic_undergrounding_freeway | RE05_main | 885 | 114246.49 | 114246.49 | 0 | 0 | 1979399.7669 | 0 | 1865153.1296
Circuit | strategic_undergrounding_freeway | SA43_main | 886 | 113667.04 | 113667.04 | 0 | 0 | 2117421.9124 | 0 | 2003754.7377
Circuit | strategic_undergrounding_freeway | LW41_lateral | 887 | 113538.7 | 113538.7 | 0 | 0 | 12494376.2224 | 0 | 12380837.367
Circuit | strategic_undergrounding_freeway | OA02_main | 888 | 113516.68 | 113516.68 | 0 | 0 | 1958717.2771 | 0 | 1845200.4346
Circuit | strategic_undergrounding_freeway | MB03_main | 889 | 113488.78 | 113488.78 | 0 | 0 | 996408.0382 | 0 | 882919.1341
Circuit | strategic_undergrounding_freeway | SIE46_lateral | 890 | 113293.05 | 113293.05 | 0 | 0 | 13937429.9487 | 0 | 13824136.7474
Circuit | strategic_undergrounding_freeway | SA43_lateral | 891 | 112333.71 | 112333.71 | 0 | 0 | 1907115.4317 | 0 | 1794781.5635
Circuit | strategic_undergrounding_freeway | HM10_main | 892 | 111671.84 | 111671.84 | 0 | 0 | 2185905.2403 | 0 | 2074233.2637
Circuit | strategic_undergrounding_freeway | MAR48_lateral | 893 | 111477.13 | 111477.13 | 0 | 0 | 1912685.9801 | 0 | 1801208.6957
Circuit | strategic_undergrounding_freeway | RS06_main | 894 | 111254.55 | 111254.55 | 0 | 0 | 601675.2868 | 0 | 490420.5942
Circuit | strategic_undergrounding_freeway | GT05_lateral | 895 | 111178.83 | 111178.83 | 0 | 0 | 1202483.4783 | 0 | 1091304.514
Circuit | strategic_undergrounding_freeway | HM04_lateral | 896 | 111086.37 | 111086.37 | 0 | 0 | 8850215.5829 | 0 | 8739129.0437
Circuit | strategic_undergrounding_freeway | BZ02_main | 897 | 110508.76 | 110508.76 | 0 | 0 | 517012.4488 | 0 | 406503.5115
Circuit | strategic_undergrounding_freeway | WE03_lateral | 898 | 110103.59 | 110103.59 | 0 | 0 | 955238.739 | 0 | 845134.999
Circuit | strategic_undergrounding_freeway | SE03_main | 899 | 109609.6 | 109609.6 | 0 | 0 | 666902.3804 | 0 | 557292.6036
Circuit | strategic_undergrounding_freeway | CV10_main | 900 | 109497.92 | 109497.92 | 0 | 0 | 1949015.9162 | 0 | 1839517.8437
Circuit | strategic_undergrounding_freeway | FR45_lateral | 901 | 109319.04 | 109319.04 | 0 | 0 | 5451769.731 | 0 | 5342450.5211
Circuit | strategic_undergrounding_freeway | HM07_main | 902 | 109250.28 | 109250.28 | 0 | 0 | 1506349.8128 | 0 | 1397099.3934
Circuit | strategic_undergrounding_freeway | CG01_lateral | 903 | 108749.25 | 108749.25 | 0 | 0 | 2020884.0638 | 0 | 1912134.6511
Circuit | strategic_undergrounding_freeway | BR09_lateral | 904 | 108279.66 | 108279.66 | 0 | 0 | 2126344.1 | 0 | 2018064.2654
Circuit | strategic_undergrounding_freeway | WA41_main | 905 | 107021.97 | 107021.97 | 0 | 0 | 1484905.9582 | 0 | 1377883.831
Circuit | strategic_undergrounding_freeway | KDL47_lateral | 906 | 107006.87 | 107006.87 | 0 | 0 | 1805644.8105 | 0 | 1698637.7953
Circuit | strategic_undergrounding_freeway | MID02_main | 907 | 106978.9 | 106978.9 | 0 | 0 | 2007410.5859 | 0 | 1900431.5316
Circuit | strategic_undergrounding_freeway | JCK03_main | 908 | 106727.72 | 106727.72 | 0 | 0 | 23381670.3006 | 0 | 23274942.4126
Circuit | strategic_undergrounding_freeway | LB05_lateral | 909 | 106376.32 | 106376.32 | 0 | 0 | 7914717.491 | 0 | 7808341.0229
Circuit | strategic_undergrounding_freeway | TRN45_main | 910 | 106129.46 | 106129.46 | 0 | 0 | 21902544.8502 | 0 | 21796415.2564
Circuit | strategic_undergrounding_freeway | WE03_main | 911 | 106068.39 | 106068.39 | 0 | 0 | 696559.9126 | 0 | 590491.3898
Circuit | strategic_undergrounding_freeway | HM11_main | 912 | 105824.28 | 105824.28 | 0 | 0 | 12199870.2371 | 0 | 12094045.7998
Circuit | strategic_undergrounding_freeway | CV10_lateral | 913 | 105797.5 | 105797.5 | 0 | 0 | 7628873.5745 | 0 | 7523075.944
Circuit | strategic_undergrounding_freeway | HM11_lateral | 914 | 105016.51 | 105016.51 | 0 | 0 | 27357375.682 | 0 | 27252359.0648
Circuit | strategic_undergrounding_freeway | TIK01_lateral | 915 | 104382.44 | 104382.44 | 0 | 0 | 50391024.7932 | 0 | 50286642.2319
Circuit | strategic_undergrounding_freeway | DT28_lateral | 916 | 104328.33 | 104328.33 | 0 | 0 | 104328.4807 | 0 | 0
Circuit | strategic_undergrounding_freeway | DT30_lateral | 917 | 103821.89 | 103821.89 | 0 | 0 | 103822.0329 | 0 | 0
Circuit | strategic_undergrounding_freeway | WEB06_lateral | 918 | 103799.76 | 103799.76 | 0 | 0 | 2158916.5522 | 0 | 2055116.6171
Circuit | strategic_undergrounding_freeway | EC03_lateral | 919 | 103120.64 | 103120.64 | 0 | 0 | 1898103.0139 | 0 | 1794982.2285
Circuit | strategic_undergrounding_freeway | OA04_lateral | 920 | 102797.52 | 102797.52 | 0 | 0 | 6551111.4964 | 0 | 6448313.8212
Circuit | strategic_undergrounding_freeway | RE03_main | 921 | 102744.4 | 102744.4 | 0 | 0 | 1787097.7325 | 0 | 1684353.1894
Circuit | strategic_undergrounding_freeway | LW43_lateral | 922 | 102687.95 | 102687.95 | 0 | 0 | 2349819.2388 | 0 | 2247131.141
Circuit | strategic_undergrounding_freeway | OA02_lateral | 923 | 102562.33 | 102562.33 | 0 | 0 | 3870672.9364 | 0 | 3768110.4483
Circuit | strategic_undergrounding_freeway | SO41_lateral | 924 | 102349.05 | 102349.05 | 0 | 0 | 6891664.6099 | 0 | 6789315.4
Circuit | strategic_undergrounding_freeway | SR10_lateral | 925 | 102005.23 | 102005.23 | 0 | 0 | 2762186.3483 | 0 | 2660180.9547
Circuit | strategic_undergrounding_freeway | AN04_main | 926 | 101789.52 | 101789.52 | 0 | 0 | 990860.5141 | 0 | 889070.8393
Circuit | strategic_undergrounding_freeway | BM06_main | 927 | 101071.15 | 101071.15 | 0 | 0 | 3529130.7823 | 0 | 3428059.4498
Circuit | strategic_undergrounding_freeway | SW03_lateral | 928 | 100942.84 | 100942.84 | 0 | 0 | 16993470.0719 | 0 | 16892527.0799
Circuit | strategic_undergrounding_freeway | HP07_lateral | 929 | 100696.23 | 100696.23 | 0 | 0 | 2863810.0134 | 0 | 2763113.6165
Circuit | strategic_undergrounding_freeway | CG07_main | 930 | 100344.62 | 100344.62 | 0 | 0 | 662046.5082 | 0 | 561701.7555
Circuit | strategic_undergrounding_freeway | HE03_lateral | 931 | 100311.86 | 100311.86 | 0 | 0 | 1414328.4825 | 0 | 1314016.4734
Circuit | strategic_undergrounding_freeway | KT46_lateral | 932 | 99740.65 | 99740.65 | 0 | 0 | 29650008.127 | 0 | 29550267.3332
Circuit | strategic_undergrounding_freeway | GE43_lateral | 933 | 99685.21 | 99685.21 | 0 | 0 | 479739.9469 | 0 | 380054.5648
Circuit | strategic_undergrounding_freeway | TWG44_main | 934 | 99653.16 | 99653.16 | 0 | 0 | 54186869.8254 | 0 | 54087216.5395
Circuit | strategic_undergrounding_freeway | FZ43_main | 935 | 99653.16 | 99653.16 | 0 | 0 | 744219.0784 | 0 | 644565.7525
Circuit | strategic_undergrounding_freeway | UL02_main | 936 | 99549.55 | 99549.55 | 0 | 0 | 1256969.1297 | 0 | 1157419.4349
Circuit | strategic_undergrounding_freeway | CK03_lateral | 937 | 98994.77 | 98994.77 | 0 | 0 | 371746.6732 | 0 | 272751.7506
Circuit | strategic_undergrounding_freeway | FP02_main | 938 | 98915.7 | 98915.7 | 0 | 0 | 249584.2949 | 0 | 150668.4106
Circuit | strategic_undergrounding_freeway | BT02_main | 939 | 98843.33 | 98843.33 | 0 | 0 | 434618.3894 | 0 | 335774.9195
Circuit | strategic_undergrounding_freeway | TRN04_lateral | 940 | 98777.6 | 98777.6 | 0 | 0 | 7823458.4312 | 0 | 7724680.6691
Circuit | strategic_undergrounding_freeway | HE14_main | 941 | 98285.49 | 98285.49 | 0 | 0 | 11199477.9992 | 0 | 11101192.3717
Circuit | strategic_undergrounding_freeway | BV41_lateral | 942 | 98141.05 | 98141.05 | 0 | 0 | 6867841.7987 | 0 | 6769700.6117
Circuit | strategic_undergrounding_freeway | SB01_main | 943 | 98020.11 | 98020.11 | 0 | 0 | 3200871.6139 | 0 | 3102851.358
Circuit | strategic_undergrounding_freeway | UN01_main | 944 | 97473.04 | 97473.04 | 0 | 0 | 5949076.6086 | 0 | 5851603.434
Circuit | strategic_undergrounding_freeway | JN08_main | 945 | 97345.9 | 97345.9 | 0 | 0 | 1155630.5148 | 0 | 1058284.47
Circuit | strategic_undergrounding_freeway | BR10_main | 946 | 97289.19 | 97289.19 | 0 | 0 | 1738521.7083 | 0 | 1641232.3684
Circuit | strategic_undergrounding_freeway | SH03_lateral | 947 | 97272.98 | 97272.98 | 0 | 0 | 11429217.8102 | 0 | 11331944.6922
Circuit | strategic_undergrounding_freeway | FP02_lateral | 948 | 97244.68 | 97244.68 | 0 | 0 | 200832.6305 | 0 | 103587.7959
Circuit | strategic_undergrounding_freeway | BR10_lateral | 949 | 96971.4 | 96971.4 | 0 | 0 | 1514042.2573 | 0 | 1417070.7079
Circuit | strategic_undergrounding_freeway | WF49_main | 950 | 96966.47 | 96966.47 | 0 | 0 | 24306683.3479 | 0 | 24209716.7076
Circuit | strategic_undergrounding_freeway | GG05_lateral | 951 | 96934.94 | 96934.94 | 0 | 0 | 109381.2293 | 0 | 12446.1525
Circuit | strategic_undergrounding_freeway | HM02_main | 952 | 96777.37 | 96777.37 | 0 | 0 | 8409069.378 | 0 | 8312291.8652
Circuit | strategic_undergrounding_freeway | KI42_main | 953 | 96664.91 | 96664.91 | 0 | 0 | 6604675.1323 | 0 | 6508010.0696
Circuit | strategic_undergrounding_freeway | AT42_main | 954 | 96635.12 | 96635.12 | 0 | 0 | 17211714.1227 | 0 | 17115078.8607
Circuit | strategic_undergrounding_freeway | FZ53_main | 955 | 96204.73 | 96204.73 | 0 | 0 | 2956779.1481 | 0 | 2860574.2478
Circuit | strategic_undergrounding_freeway | SE01_main | 956 | 96105.21 | 96105.21 | 0 | 0 | 1356354.5495 | 0 | 1260249.1913
Circuit | strategic_undergrounding_freeway | BR08_lateral | 957 | 96006.81 | 96006.81 | 0 | 0 | 2957430.5175 | 0 | 2861423.5496
Circuit | strategic_undergrounding_freeway | HY10_lateral | 958 | 95819.4 | 95819.4 | 0 | 0 | 976238.6257 | 0 | 880419.1046
Circuit | strategic_undergrounding_freeway | WEB10_lateral | 959 | 95552.34 | 95552.34 | 0 | 0 | 890734.9369 | 0 | 795182.469
Circuit | strategic_undergrounding_freeway | LW43_main | 960 | 95549.18 | 95549.18 | 0 | 0 | 2662722.3574 | 0 | 2567173.0042
Circuit | strategic_undergrounding_freeway | BL07_main | 961 | 95545.83 | 95545.83 | 0 | 0 | 2670594.0367 | 0 | 2575048.0484
Circuit | strategic_undergrounding_freeway | OA07_lateral | 962 | 95177.94 | 95177.94 | 0 | 0 | 5626608.5503 | 0 | 5531430.4533
Circuit | strategic_undergrounding_freeway | SB01_lateral | 963 | 95156.98 | 95156.98 | 0 | 0 | 5211988.9824 | 0 | 5116831.8486
Circuit | strategic_undergrounding_freeway | TE06_main | 964 | 94853.9 | 94853.9 | 0 | 0 | 2078671.2993 | 0 | 1983817.2271
Circuit | strategic_undergrounding_freeway | CG01_main | 965 | 94382.74 | 94382.74 | 0 | 0 | 2822428.7346 | 0 | 2728045.8448
Circuit | strategic_undergrounding_freeway | TB44_lateral | 966 | 94175 | 94175 | 0 | 0 | 4929170.6801 | 0 | 4834995.537
Circuit | strategic_undergrounding_freeway | GZ43_main | 967 | 94159.49 | 94159.49 | 0 | 0 | 14255338.2412 | 0 | 14161178.6041
Circuit | strategic_undergrounding_freeway | BM07_main | 968 | 93807.56 | 93807.56 | 0 | 0 | 912978.2326 | 0 | 819170.5293
Circuit | strategic_undergrounding_freeway | PJ07_main | 969 | 93507.14 | 93507.14 | 0 | 0 | 1805841.984 | 0 | 1712334.6626
Circuit | strategic_undergrounding_freeway | KI42_lateral | 970 | 92377.19 | 92377.19 | 0 | 0 | 4645622.4535 | 0 | 4553245.1321
Circuit | strategic_undergrounding_freeway | BW01_main | 971 | 91832.09 | 91832.09 | 0 | 0 | 350828.4471 | 0 | 258996.1975
Circuit | strategic_undergrounding_freeway | MP01_main | 972 | 91628.92 | 91628.92 | 0 | 0 | 7990543.3254 | 0 | 7898914.273
Circuit | strategic_undergrounding_freeway | NM01_main | 973 | 90798.14 | 90798.14 | 0 | 0 | 1755464.1622 | 0 | 1664665.8761
Circuit | strategic_undergrounding_freeway | IM46_lateral | 974 | 90531.23 | 90531.23 | 0 | 0 | 2329523.5953 | 0 | 2238992.2246
Circuit | strategic_undergrounding_freeway | LW47_main | 975 | 90254.99 | 90254.99 | 0 | 0 | 2390743.1682 | 0 | 2300488.0157
Circuit | strategic_undergrounding_freeway | KG43_main | 976 | 90170.31 | 90170.31 | 0 | 0 | 3572639.614 | 0 | 3482469.1435
Circuit | strategic_undergrounding_freeway | KG43_lateral | 977 | 90170.31 | 90170.31 | 0 | 0 | 1626250.501 | 0 | 1536080.0305
Circuit | strategic_undergrounding_freeway | FRY47_lateral | 978 | 89974.68 | 89974.68 | 0 | 0 | 1691627.9449 | 0 | 1601653.0953
Circuit | strategic_undergrounding_freeway | LJ01_lateral | 979 | 89905.05 | 89905.05 | 0 | 0 | 3092061.7965 | 0 | 3002156.5548
Circuit | strategic_undergrounding_freeway | BR01_main | 980 | 89128.21 | 89128.21 | 0 | 0 | 566899.3174 | 0 | 477770.9631
Circuit | strategic_undergrounding_freeway | MP05_lateral | 981 | 88376.99 | 88376.99 | 0 | 0 | 3931549.4244 | 0 | 3843172.2668
Circuit | strategic_undergrounding_freeway | RO08_main | 982 | 88240.55 | 88240.55 | 0 | 0 | 2648239.9474 | 0 | 2559999.2619
Circuit | strategic_undergrounding_freeway | FR41_lateral | 983 | 88102.59 | 88102.59 | 0 | 0 | 3528720.8174 | 0 | 3440618.075
Circuit | strategic_undergrounding_freeway | RED05_lateral | 984 | 88051.9 | 88051.9 | 0 | 0 | 9750180.4686 | 0 | 9662128.4388
Circuit | strategic_undergrounding_freeway | FP03_lateral | 985 | 87330.92 | 87330.92 | 0 | 0 | 2294014.0951 | 0 | 2206683.0036
Circuit | strategic_undergrounding_freeway | SC04_lateral | 986 | 87325.34 | 87325.34 | 0 | 0 | 795082.3188 | 0 | 707756.8095
Circuit | strategic_undergrounding_freeway | FRY47_main | 987 | 86540.7 | 86540.7 | 0 | 0 | 2457858.45 | 0 | 2371317.6148
Circuit | strategic_undergrounding_freeway | BA45_lateral | 988 | 86496.49 | 86496.49 | 0 | 0 | 6977336.8825 | 0 | 6890840.235
Circuit | strategic_undergrounding_freeway | CL03_lateral | 989 | 86359.65 | 86359.65 | 0 | 0 | 5901715.2235 | 0 | 5815355.4232
Circuit | strategic_undergrounding_freeway | NP41_lateral | 990 | 85739.9 | 85739.9 | 0 | 0 | 1831000.3708 | 0 | 1745260.3234
Circuit | strategic_undergrounding_freeway | MB02_main | 991 | 85644.4 | 85644.4 | 0 | 0 | 316570.1666 | 0 | 230925.6219
Circuit | strategic_undergrounding_freeway | LY41_main | 992 | 85343.64 | 85343.64 | 0 | 0 | 9496705.7273 | 0 | 9411361.9465
Circuit | strategic_undergrounding_freeway | STF06_main | 993 | 85221.74 | 85221.74 | 0 | 0 | 1006325.2889 | 0 | 921103.4116
Circuit | strategic_undergrounding_freeway | MC01_main | 994 | 85086.35 | 85086.35 | 0 | 0 | 3068734.6294 | 0 | 2983648.1265
Circuit | strategic_undergrounding_freeway | MAR46_main | 995 | 84651.73 | 84651.73 | 0 | 0 | 4159865.9306 | 0 | 4075214.0296
Circuit | strategic_undergrounding_freeway | ED02_main | 996 | 84113.14 | 84113.14 | 0 | 0 | 5183658.9694 | 0 | 5099545.6392
Circuit | strategic_undergrounding_freeway | UN11_lateral | 997 | 84039.1 | 84039.1 | 0 | 0 | 2051429.6764 | 0 | 1967390.4282
Circuit | strategic_undergrounding_freeway | BL06_main | 998 | 84004.08 | 84004.08 | 0 | 0 | 2694780.0583 | 0 | 2610775.8396
Circuit | strategic_undergrounding_freeway | MP01_lateral | 999 | 83852.27 | 83852.27 | 0 | 0 | 11108481.6862 | 0 | 11024629.2699
Circuit | strategic_undergrounding_freeway | HOC01_main | 1000 | 83674.65 | 83674.65 | 0 | 0 | 156470.2249 | 0 | 72795.4215
Circuit | strategic_undergrounding_freeway | MID03_main | 1001 | 83533.95 | 83533.95 | 0 | 0 | 3955556.7652 | 0 | 3872022.6671
Circuit | strategic_undergrounding_freeway | NB41_main | 1002 | 83297.92 | 83297.92 | 0 | 0 | 11726602.4703 | 0 | 11643304.3756
Circuit | strategic_undergrounding_freeway | GS22_lateral | 1003 | 83128.79 | 83128.79 | 0 | 0 | 941389.211 | 0 | 858260.2977
Circuit | strategic_undergrounding_freeway | RO01_main | 1004 | 83113.93 | 83113.93 | 0 | 0 | 2668087.0163 | 0 | 2584972.9297
Circuit | strategic_undergrounding_freeway | LU42_main | 1005 | 82119.85 | 82119.85 | 0 | 0 | 5223218.9119 | 0 | 5141098.9295
Circuit | strategic_undergrounding_freeway | FRY43_lateral | 1006 | 82039.46 | 82039.46 | 0 | 0 | 4662091.8654 | 0 | 4580052.2762
Circuit | strategic_undergrounding_freeway | PA04_main | 1007 | 80887.61 | 80887.61 | 0 | 0 | 559606.3547 | 0 | 478718.596
Circuit | strategic_undergrounding_freeway | NB45_lateral | 1008 | 79543.79 | 79543.79 | 0 | 0 | 2802427.737 | 0 | 2722883.8179
Circuit | strategic_undergrounding_freeway | LK06_main | 1009 | 79087.59 | 79087.59 | 0 | 0 | 5937996.1251 | 0 | 5858908.3962
Circuit | strategic_undergrounding_freeway | FP04_lateral | 1010 | 78751.31 | 78751.31 | 0 | 0 | 182112.0433 | 0 | 103360.5811
Circuit | strategic_undergrounding_freeway | OR02_main | 1011 | 78720.74 | 78720.74 | 0 | 0 | 2637868.6166 | 0 | 2559147.7158
Circuit | strategic_undergrounding_freeway | BA02_main | 1012 | 78609.09 | 78609.09 | 0 | 0 | 913089.1798 | 0 | 834479.9268
Circuit | strategic_undergrounding_freeway | FAN46_main | 1013 | 78177.99 | 78177.99 | 0 | 0 | 622822.9002 | 0 | 544644.7633
Circuit | strategic_undergrounding_freeway | UN09_lateral | 1014 | 77961.1 | 77961.1 | 0 | 0 | 1897948.4974 | 0 | 1819987.2802
Circuit | strategic_undergrounding_freeway | JCK03_lateral | 1015 | 77929.56 | 77929.56 | 0 | 0 | 31122823.0829 | 0 | 31044893.3825
Circuit | strategic_undergrounding_freeway | MAR46_lateral | 1016 | 77761.46 | 77761.46 | 0 | 0 | 2412591.2398 | 0 | 2334829.6094
Circuit | strategic_undergrounding_freeway | HL01_main | 1017 | 77703.68 | 77703.68 | 0 | 0 | 5351687.5656 | 0 | 5273983.7221
Circuit | strategic_undergrounding_freeway | CK04_lateral | 1018 | 77654.64 | 77654.64 | 0 | 0 | 573332.579 | 0 | 495677.8054
Circuit | strategic_undergrounding_freeway | CV02_main | 1019 | 76974.95 | 76974.95 | 0 | 0 | 1871491.7495 | 0 | 1794516.6704
Circuit | strategic_undergrounding_freeway | OA01_main | 1020 | 76429.35 | 76429.35 | 0 | 0 | 755018.7688 | 0 | 678589.267
Circuit | strategic_undergrounding_freeway | HY10_main | 1021 | 75213.04 | 75213.04 | 0 | 0 | 1640227.0329 | 0 | 1565013.8604
Circuit | strategic_undergrounding_freeway | BA46_main | 1022 | 75130.11 | 75130.11 | 0 | 0 | 4896633.5429 | 0 | 4821503.2534
Circuit | strategic_undergrounding_freeway | HB03_lateral | 1023 | 75092.3 | 75092.3 | 0 | 0 | 3230551.8899 | 0 | 3155459.4198
Circuit | strategic_undergrounding_freeway | HB03_main | 1024 | 75092.3 | 75092.3 | 0 | 0 | 1261151.0696 | 0 | 1186058.5995
Circuit | strategic_undergrounding_freeway | FP04_main | 1025 | 75059.84 | 75059.84 | 0 | 0 | 154918.1898 | 0 | 79858.2023
Circuit | strategic_undergrounding_freeway | HNY04_lateral | 1026 | 74953.96 | 74953.96 | 0 | 0 | 2770190.083 | 0 | 2695235.9746
Circuit | strategic_undergrounding_freeway | LW42_main | 1027 | 74943.23 | 74943.23 | 0 | 0 | 7079644.4974 | 0 | 7004701.1121
Circuit | strategic_undergrounding_freeway | KI49_main | 1028 | 74121.1 | 74121.1 | 0 | 0 | 5849215.4575 | 0 | 5775094.2127
Circuit | strategic_undergrounding_freeway | FP03_main | 1029 | 73895.38 | 73895.38 | 0 | 0 | 1413468.3449 | 0 | 1339572.8061
Circuit | strategic_undergrounding_freeway | WA42_lateral | 1030 | 73550.64 | 73550.64 | 0 | 0 | 12434456.5439 | 0 | 12360905.7802
Circuit | strategic_undergrounding_freeway | MC10_lateral | 1031 | 73224.38 | 73224.38 | 0 | 0 | 719319.6469 | 0 | 646095.1075
Circuit | strategic_undergrounding_freeway | MAR50_lateral | 1032 | 72838.29 | 72838.29 | 0 | 0 | 2973524.6895 | 0 | 2900686.2289
Circuit | strategic_undergrounding_freeway | ES08_main | 1033 | 72718.05 | 72718.05 | 0 | 0 | 772244.073 | 0 | 699525.8713
Circuit | strategic_undergrounding_freeway | LY46_main | 1034 | 72324.06 | 72324.06 | 0 | 0 | 1110887.5887 | 0 | 1038563.3952
Circuit | strategic_undergrounding_freeway | HM07_lateral | 1035 | 71637.76 | 71637.76 | 0 | 0 | 2645494.7695 | 0 | 2573856.8455
Circuit | strategic_undergrounding_freeway | WT10_main | 1036 | 71389.93 | 71389.93 | 0 | 0 | 1038963.998 | 0 | 967573.9323
Circuit | strategic_undergrounding_freeway | KB18_main | 1037 | 70776.23 | 70776.23 | 0 | 0 | 1087051.6921 | 0 | 1016275.2967
Circuit | strategic_undergrounding_freeway | AN11_lateral | 1038 | 69977.22 | 69977.22 | 0 | 0 | 6206871.0227 | 0 | 6136893.6361
Circuit | strategic_undergrounding_freeway | AI05_lateral | 1039 | 69802.87 | 69802.87 | 0 | 0 | 840783.1047 | 0 | 770980.0923
Circuit | strategic_undergrounding_freeway | BY03_lateral | 1040 | 69470.01 | 69470.01 | 0 | 0 | 5490776.2489 | 0 | 5421306.1135
Circuit | strategic_undergrounding_freeway | QV02_main | 1041 | 69287.65 | 69287.65 | 0 | 0 | 1854850.9104 | 0 | 1785563.1029
Circuit | strategic_undergrounding_freeway | HR04_main | 1042 | 69215.95 | 69215.95 | 0 | 0 | 3654402.8435 | 0 | 3585186.7521
Circuit | strategic_undergrounding_freeway | AN09_lateral | 1043 | 69064.91 | 69064.91 | 0 | 0 | 4287470.9799 | 0 | 4218405.926
Circuit | strategic_undergrounding_freeway | BG04_lateral | 1044 | 68807.47 | 68807.47 | 0 | 0 | 468275.8694 | 0 | 399468.2355
Circuit | strategic_undergrounding_freeway | GG01_main | 1045 | 68574.67 | 68574.67 | 0 | 0 | 1439943.9183 | 0 | 1371369.1116
Circuit | strategic_undergrounding_freeway | WD42_main | 1046 | 68546.56 | 68546.56 | 0 | 0 | 348462.145 | 0 | 279915.4403
Circuit | strategic_undergrounding_freeway | CV11_main | 1047 | 68473.98 | 68473.98 | 0 | 0 | 10319175.5904 | 0 | 10250701.4685
Circuit | strategic_undergrounding_freeway | PW06_main | 1048 | 68223.4 | 68223.4 | 0 | 0 | 5374607.2574 | 0 | 5306383.6912
Circuit | strategic_undergrounding_freeway | BA46_lateral | 1049 | 68018.11 | 68018.11 | 0 | 0 | 5298807.4176 | 0 | 5230789.175
Circuit | strategic_undergrounding_freeway | LP04_main | 1050 | 67984.71 | 67984.71 | 0 | 0 | 1060828.7777 | 0 | 992843.952
Circuit | strategic_undergrounding_freeway | AR41_main | 1051 | 67752.71 | 67752.71 | 0 | 0 | 5014268.7087 | 0 | 4946515.8242
Circuit | strategic_undergrounding_freeway | BR01_lateral | 1052 | 67671.37 | 67671.37 | 0 | 0 | 572863.199 | 0 | 505191.6703
Circuit | strategic_undergrounding_freeway | MC06_lateral | 1053 | 67657.82 | 67657.82 | 0 | 0 | 2081800.3859 | 0 | 2014142.387
Circuit | strategic_undergrounding_freeway | SA41_main | 1054 | 67414.59 | 67414.59 | 0 | 0 | 780400.8943 | 0 | 712986.1466
Circuit | strategic_undergrounding_freeway | QV03_main | 1055 | 67248.79 | 67248.79 | 0 | 0 | 3666496.9158 | 0 | 3599247.9827
Circuit | strategic_undergrounding_freeway | WF41_lateral | 1056 | 66967.51 | 66967.51 | 0 | 0 | 1092853.2291 | 0 | 1025885.5646
Circuit | strategic_undergrounding_freeway | MB04_lateral | 1057 | 66908.67 | 66908.67 | 0 | 0 | 278458.6912 | 0 | 211549.8586
Circuit | strategic_undergrounding_freeway | BW10_main | 1058 | 66841.44 | 66841.44 | 0 | 0 | 494000.2979 | 0 | 427158.6988
Circuit | strategic_undergrounding_freeway | CB09_main | 1059 | 66780.84 | 66780.84 | 0 | 0 | 3373704.6774 | 0 | 3306923.7071
Circuit | strategic_undergrounding_freeway | DT29_lateral | 1060 | 66344.64 | 66344.64 | 0 | 0 | 66344.8106 | 0 | 0
Circuit | strategic_undergrounding_freeway | KB05_lateral | 1061 | 66088.8 | 66088.8 | 0 | 0 | 1944561.9177 | 0 | 1878472.9656
Circuit | strategic_undergrounding_freeway | KB05_main | 1062 | 66088.8 | 66088.8 | 0 | 0 | 1888619.5727 | 0 | 1822530.6206
Circuit | strategic_undergrounding_freeway | CRB47_lateral | 1063 | 66036.34 | 66036.34 | 0 | 0 | 1286578.9985 | 0 | 1220542.5287
Circuit | strategic_undergrounding_freeway | RA41_main | 1064 | 65213.32 | 65213.32 | 0 | 0 | 5743139.7457 | 0 | 5677926.2901
Circuit | strategic_undergrounding_freeway | LM02_lateral | 1065 | 65204.38 | 65204.38 | 0 | 0 | 54975507.6739 | 0 | 54910303.0959
Circuit | strategic_undergrounding_freeway | BW12_main | 1066 | 64984.24 | 64984.24 | 0 | 0 | 570286.713 | 0 | 505302.3184
Circuit | strategic_undergrounding_freeway | HG01_main | 1067 | 64837.95 | 64837.95 | 0 | 0 | 357335.5885 | 0 | 292497.4892
Circuit | strategic_undergrounding_freeway | SR01_main | 1068 | 64828.75 | 64828.75 | 0 | 0 | 504159.6337 | 0 | 439330.7436
Circuit | strategic_undergrounding_freeway | RS05_lateral | 1069 | 64103.41 | 64103.41 | 0 | 0 | 3539670.2477 | 0 | 3475566.7064
Circuit | strategic_undergrounding_freeway | RO01_lateral | 1070 | 63789.93 | 63789.93 | 0 | 0 | 525499.7345 | 0 | 461709.6948
Circuit | strategic_undergrounding_freeway | MP10_lateral | 1071 | 63612.18 | 63612.18 | 0 | 0 | 5225325.7313 | 0 | 5161713.4107
Circuit | strategic_undergrounding_freeway | OA04_main | 1072 | 62910.81 | 62910.81 | 0 | 0 | 2190207.6301 | 0 | 2127296.6838
Circuit | strategic_undergrounding_freeway | AN02_lateral | 1073 | 62781.69 | 62781.69 | 0 | 0 | 4021755.7102 | 0 | 3958973.8922
Circuit | strategic_undergrounding_freeway | HNY06_main | 1074 | 62600.84 | 62600.84 | 0 | 0 | 5533962.6126 | 0 | 5471361.615
Circuit | strategic_undergrounding_freeway | PA07_lateral | 1075 | 62402.5 | 62402.5 | 0 | 0 | 12154485.2325 | 0 | 12092082.597
Circuit | strategic_undergrounding_freeway | EU04_lateral | 1076 | 61975.72 | 61975.72 | 0 | 0 | 844099.608 | 0 | 782123.7455
Circuit | strategic_undergrounding_freeway | WW08_main | 1077 | 61856.13 | 61856.13 | 0 | 0 | 852903.2758 | 0 | 791046.9738
Circuit | strategic_undergrounding_freeway | HL08_main | 1078 | 61289.79 | 61289.79 | 0 | 0 | 14608596.7535 | 0 | 14547306.8341
Circuit | strategic_undergrounding_freeway | MC06_main | 1079 | 60717.03 | 60717.03 | 0 | 0 | 1935792.1498 | 0 | 1875075.0015
Circuit | strategic_undergrounding_freeway | BI42_lateral | 1080 | 60643.58 | 60643.58 | 0 | 0 | 1374664.1838 | 0 | 1314020.4524
Circuit | strategic_undergrounding_freeway | TIK01_main | 1081 | 59772.02 | 59772.02 | 0 | 0 | 21717193.6476 | 0 | 21657421.4753
Circuit | strategic_undergrounding_freeway | KT43_main | 1082 | 59762.29 | 59762.29 | 0 | 0 | 4953119.16 | 0 | 4893356.7018
Circuit | strategic_undergrounding_freeway | GG10_main | 1083 | 59224.47 | 59224.47 | 0 | 0 | 4311978.9721 | 0 | 4252754.3679
Circuit | strategic_undergrounding_freeway | GZ46_main | 1084 | 59190.68 | 59190.68 | 0 | 0 | 6667090.6285 | 0 | 6607899.7894
Circuit | strategic_undergrounding_freeway | TV05_main | 1085 | 58738.64 | 58738.64 | 0 | 0 | 424837.453 | 0 | 366098.6531
Circuit | strategic_undergrounding_freeway | HT09_lateral | 1086 | 58505.59 | 58505.59 | 0 | 0 | 587809.1332 | 0 | 529303.3969
Circuit | strategic_undergrounding_freeway | OR41_lateral | 1087 | 58453.85 | 58453.85 | 0 | 0 | 6856696.501 | 0 | 6798242.4705
Circuit | strategic_undergrounding_freeway | GG02_main | 1088 | 58396.65 | 58396.65 | 0 | 0 | 2745151.8597 | 0 | 2686755.0758
Circuit | strategic_undergrounding_freeway | TE08_lateral | 1089 | 58273.7 | 58273.7 | 0 | 0 | 2902153.0601 | 0 | 2843879.2249
Circuit | strategic_undergrounding_freeway | CD09_lateral | 1090 | 58022.74 | 58022.74 | 0 | 0 | 104158072.2675 | 0 | 104100049.3893
Circuit | strategic_undergrounding_freeway | BW01_lateral | 1091 | 57960.91 | 57960.91 | 0 | 0 | 228598.4124 | 0 | 170637.3614
Circuit | strategic_undergrounding_freeway | LC02_lateral | 1092 | 57758.45 | 57758.45 | 0 | 0 | 3298021.8322 | 0 | 3240263.2465
Circuit | strategic_undergrounding_freeway | GZ46_lateral | 1093 | 57672.26 | 57672.26 | 0 | 0 | 5187194.1855 | 0 | 5129521.7921
Circuit | strategic_undergrounding_freeway | GG01_lateral | 1094 | 57500.22 | 57500.22 | 0 | 0 | 2151668.2655 | 0 | 2094167.9167
Circuit | strategic_undergrounding_freeway | MAR48_main | 1095 | 57491.36 | 57491.36 | 0 | 0 | 7834753.4032 | 0 | 7777261.9121
Circuit | strategic_undergrounding_freeway | HK44_lateral | 1096 | 57440.76 | 57440.76 | 0 | 0 | 2520918.422 | 0 | 2463477.5094
Circuit | strategic_undergrounding_freeway | MP05_main | 1097 | 57420.03 | 57420.03 | 0 | 0 | 1612077.4312 | 0 | 1554657.2439
Circuit | strategic_undergrounding_freeway | EL02_main | 1098 | 57403.79 | 57403.79 | 0 | 0 | 273143.0253 | 0 | 215739.0924
Circuit | strategic_undergrounding_freeway | TB44_main | 1099 | 57176.97 | 57176.97 | 0 | 0 | 4782032.2536 | 0 | 4724855.1226
Circuit | strategic_undergrounding_freeway | BI41_main | 1100 | 57057.15 | 57057.15 | 0 | 0 | 4316433.1513 | 0 | 4259375.8481
Circuit | strategic_undergrounding_freeway | BAR42_main | 1101 | 56489.68 | 56489.68 | 0 | 0 | 14294438.2488 | 0 | 14237948.3887
Circuit | strategic_undergrounding_freeway | UL02_lateral | 1102 | 56267.05 | 56267.05 | 0 | 0 | 2398296.0677 | 0 | 2342028.8491
Circuit | strategic_undergrounding_freeway | BT07_lateral | 1103 | 56242.19 | 56242.19 | 0 | 0 | 29630747.935 | 0 | 29574505.6045
Circuit | strategic_undergrounding_freeway | MAR45_main | 1104 | 55082.82 | 55082.82 | 0 | 0 | 5411847.7373 | 0 | 5356764.7919
Circuit | strategic_undergrounding_freeway | NP41_main | 1105 | 53956.14 | 53956.14 | 0 | 0 | 1444848.4566 | 0 | 1390892.1947
Circuit | strategic_undergrounding_freeway | TO05_main | 1106 | 53697.74 | 53697.74 | 0 | 0 | 2719464.2305 | 0 | 2665766.3502
Circuit | strategic_undergrounding_freeway | BM09_main | 1107 | 53694.28 | 53694.28 | 0 | 0 | 485540.5876 | 0 | 431846.1717
Circuit | strategic_undergrounding_freeway | KB12_lateral | 1108 | 53591.23 | 53591.23 | 0 | 0 | 2098647.3675 | 0 | 2045055.9952
Circuit | strategic_undergrounding_freeway | KI49_lateral | 1109 | 53436.11 | 53436.11 | 0 | 0 | 4810712.6044 | 0 | 4757276.3582
Circuit | strategic_undergrounding_freeway | HB43_lateral | 1110 | 53154.27 | 53154.27 | 0 | 0 | 217970.2136 | 0 | 164815.7886
Circuit | strategic_undergrounding_freeway | DA04_lateral | 1111 | 52876.28 | 52876.28 | 0 | 0 | 38636413.6564 | 0 | 38583537.2281
Circuit | strategic_undergrounding_freeway | RE03_lateral | 1112 | 52791.24 | 52791.24 | 0 | 0 | 2503656.9195 | 0 | 2450865.5245
Circuit | strategic_undergrounding_freeway | DA04_main | 1113 | 52590.14 | 52590.14 | 0 | 0 | 23070835.8637 | 0 | 23018245.5646
Circuit | strategic_undergrounding_freeway | BG04_main | 1114 | 52538.07 | 52538.07 | 0 | 0 | 344988.2599 | 0 | 292450.0207
Circuit | strategic_undergrounding_freeway | TV05_lateral | 1115 | 52489.85 | 52489.85 | 0 | 0 | 470216.4015 | 0 | 417726.4103
Circuit | strategic_undergrounding_freeway | KB02_lateral | 1116 | 52236.21 | 52236.21 | 0 | 0 | 2831563.3448 | 0 | 2779326.9808
Circuit | strategic_undergrounding_freeway | BU02_main | 1117 | 51723.7 | 51723.7 | 0 | 0 | 327882.3613 | 0 | 276158.4986
Circuit | strategic_undergrounding_freeway | PA07_main | 1118 | 51704.89 | 51704.89 | 0 | 0 | 9240070.779 | 0 | 9188365.7383
Circuit | strategic_undergrounding_freeway | KB02_main | 1119 | 51692.09 | 51692.09 | 0 | 0 | 2092942.7357 | 0 | 2041250.5005
Circuit | strategic_undergrounding_freeway | BI03_main | 1120 | 51661.47 | 51661.47 | 0 | 0 | 850465.3905 | 0 | 798803.7879
Circuit | strategic_undergrounding_freeway | EL08_main | 1121 | 51571.89 | 51571.89 | 0 | 0 | 604980.1386 | 0 | 553408.1032
Circuit | strategic_undergrounding_freeway | BG10_main | 1122 | 51557.77 | 51557.77 | 0 | 0 | 4192539.1059 | 0 | 4140981.1808
Circuit | strategic_undergrounding_freeway | CD08_lateral | 1123 | 51160.38 | 51160.38 | 0 | 0 | 12147881.9968 | 0 | 12096721.4824
Circuit | strategic_undergrounding_freeway | NM05_main | 1124 | 51077.52 | 51077.52 | 0 | 0 | 51077.6833 | 0 | 0
Circuit | strategic_undergrounding_freeway | HL03_main | 1125 | 50598.01 | 50598.01 | 0 | 0 | 2611629.4409 | 0 | 2561031.2843
Circuit | strategic_undergrounding_freeway | NB41_lateral | 1126 | 50101.61 | 50101.61 | 0 | 0 | 4751180.8133 | 0 | 4701079.007
Circuit | strategic_undergrounding_freeway | HA04_lateral | 1127 | 49827.62 | 49827.62 | 0 | 0 | 4643785.3911 | 0 | 4593957.6526
Circuit | strategic_undergrounding_freeway | WEB09_main | 1128 | 49815.97 | 49815.97 | 0 | 0 | 695248.4787 | 0 | 645432.3501
Circuit | strategic_undergrounding_freeway | PZ46_lateral | 1129 | 49749.55 | 49749.55 | 0 | 0 | 7789953.8457 | 0 | 7740204.1224
Circuit | strategic_undergrounding_freeway | SPW41_lateral | 1130 | 49718.13 | 49718.13 | 0 | 0 | 2290646.1742 | 0 | 2240927.9312
Circuit | strategic_undergrounding_freeway | SH05_lateral | 1131 | 49471.85 | 49471.85 | 0 | 0 | 19520260.6433 | 0 | 19470788.6185
Circuit | strategic_undergrounding_freeway | PJ02_lateral | 1132 | 49252.3 | 49252.3 | 0 | 0 | 598557.7502 | 0 | 549305.3043
Circuit | strategic_undergrounding_freeway | WEB11_lateral | 1133 | 49163.83 | 49163.83 | 0 | 0 | 2520823.7177 | 0 | 2471659.7504
Circuit | strategic_undergrounding_freeway | VCR43_lateral | 1134 | 48815.88 | 48815.88 | 0 | 0 | 66675140.3001 | 0 | 66626324.2693
Circuit | strategic_undergrounding_freeway | WF45_lateral | 1135 | 48515.77 | 48515.77 | 0 | 0 | 8894312.8495 | 0 | 8845796.9429
Circuit | strategic_undergrounding_freeway | HB43_main | 1136 | 48335.93 | 48335.93 | 0 | 0 | 630551.4292 | 0 | 582215.3676
Circuit | strategic_undergrounding_freeway | CD10_lateral | 1137 | 48318.24 | 48318.24 | 0 | 0 | 2826966.3504 | 0 | 2778647.9497
Circuit | strategic_undergrounding_freeway | BM08_lateral | 1138 | 47970.02 | 47970.02 | 0 | 0 | 4208760.9335 | 0 | 4160790.7841
Circuit | strategic_undergrounding_freeway | GS20_main | 1139 | 47800.47 | 47800.47 | 0 | 0 | 610106.934 | 0 | 562306.3173
Circuit | strategic_undergrounding_freeway | RS01_lateral | 1140 | 47522.8 | 47522.8 | 0 | 0 | 1789937.9508 | 0 | 1742414.9988
Circuit | strategic_undergrounding_freeway | BH09_lateral | 1141 | 47373.4 | 47373.4 | 0 | 0 | 1178592.1158 | 0 | 1131218.5445
Circuit | strategic_undergrounding_freeway | WW09_main | 1142 | 47342.49 | 47342.49 | 0 | 0 | 2143484.571 | 0 | 2096141.9337
Circuit | strategic_undergrounding_freeway | FZ43_lateral | 1143 | 46934.7 | 46934.7 | 0 | 0 | 322897.0465 | 0 | 275962.1811
Circuit | strategic_undergrounding_freeway | WT10_lateral | 1144 | 46626.46 | 46626.46 | 0 | 0 | 370780.7976 | 0 | 324154.1663
Circuit | strategic_undergrounding_freeway | RS05_main | 1145 | 46321.57 | 46321.57 | 0 | 0 | 3402446.5332 | 0 | 3356124.8298
Circuit | strategic_undergrounding_freeway | SA50_main | 1146 | 46064.89 | 46064.89 | 0 | 0 | 700734.9232 | 0 | 654669.8684
Circuit | strategic_undergrounding_freeway | FW02_main | 1147 | 45864.98 | 45864.98 | 0 | 0 | 4701892.3933 | 0 | 4656027.2356
Circuit | strategic_undergrounding_freeway | BI04_lateral | 1148 | 45723.11 | 45723.11 | 0 | 0 | 506192.4968 | 0 | 460469.2405
Circuit | strategic_undergrounding_freeway | EU02_main | 1149 | 45546.08 | 45546.08 | 0 | 0 | 3343708.5765 | 0 | 3298162.3359
Circuit | strategic_undergrounding_freeway | SA52_main | 1150 | 45095.63 | 45095.63 | 0 | 0 | 782848.9568 | 0 | 737753.1745
Circuit | strategic_undergrounding_freeway | RZ03_main | 1151 | 45054.76 | 45054.76 | 0 | 0 | 3672177.9307 | 0 | 3627123.0169
Circuit | strategic_undergrounding_freeway | THW48_main | 1152 | 45048.36 | 45048.36 | 0 | 0 | 10760204.017 | 0 | 10715155.4776
Circuit | strategic_undergrounding_freeway | ES07_lateral | 1153 | 44703.01 | 44703.01 | 0 | 0 | 671979.7263 | 0 | 627276.5769
Circuit | strategic_undergrounding_freeway | ME09_main | 1154 | 44577.17 | 44577.17 | 0 | 0 | 4052408.4485 | 0 | 4007831.1361
Circuit | strategic_undergrounding_freeway | SR16_lateral | 1155 | 44503.97 | 44503.97 | 0 | 0 | 198190.0458 | 0 | 153685.9262
Circuit | strategic_undergrounding_freeway | HG06_main | 1156 | 44494.34 | 44494.34 | 0 | 0 | 3359920.7437 | 0 | 3315426.279
Circuit | strategic_undergrounding_freeway | ES01_main | 1157 | 44441.95 | 44441.95 | 0 | 0 | 729809.8389 | 0 | 685367.7384
Circuit | strategic_undergrounding_freeway | BW09_lateral | 1158 | 44427.21 | 44427.21 | 0 | 0 | 329485.8783 | 0 | 285058.5377
Circuit | strategic_undergrounding_freeway | RO08_lateral | 1159 | 44381.27 | 44381.27 | 0 | 0 | 1002316.9736 | 0 | 957935.5637
Circuit | strategic_undergrounding_freeway | SR16_main | 1160 | 44054.13 | 44054.13 | 0 | 0 | 213295.0731 | 0 | 169240.7875
Circuit | strategic_undergrounding_freeway | TO04_lateral | 1161 | 43789.7 | 43789.7 | 0 | 0 | 1049678.4496 | 0 | 1005888.5877
Circuit | strategic_undergrounding_freeway | BW09_main | 1162 | 43677.3 | 43677.3 | 0 | 0 | 332850.899 | 0 | 289173.4393
Circuit | strategic_undergrounding_freeway | HE07_lateral | 1163 | 43527.35 | 43527.35 | 0 | 0 | 10749245.0006 | 0 | 10705717.4946
Circuit | strategic_undergrounding_freeway | WT06_lateral | 1164 | 43124.99 | 43124.99 | 0 | 0 | 3743107.8287 | 0 | 3699982.687
Circuit | strategic_undergrounding_freeway | WEB08_main | 1165 | 42735.77 | 42735.77 | 0 | 0 | 2162168.8455 | 0 | 2119432.981
Circuit | strategic_undergrounding_freeway | DE04_main | 1166 | 42608.03 | 42608.03 | 0 | 0 | 1273426.2519 | 0 | 1230818.0543
Circuit | strategic_undergrounding_freeway | DH02_lateral | 1167 | 42584.32 | 42584.32 | 0 | 0 | 1119742.9459 | 0 | 1077158.5069
Circuit | strategic_undergrounding_freeway | MAR41_lateral | 1168 | 42250.05 | 42250.05 | 0 | 0 | 7085401.5591 | 0 | 7043151.3509
Circuit | strategic_undergrounding_freeway | FZ53_lateral | 1169 | 41904.16 | 41904.16 | 0 | 0 | 1946813.1634 | 0 | 1904908.856
Circuit | strategic_undergrounding_freeway | BI03_lateral | 1170 | 41329.12 | 41329.12 | 0 | 0 | 1307178.333 | 0 | 1265849.0511
Circuit | strategic_undergrounding_freeway | CE08_main | 1171 | 41315.03 | 41315.03 | 0 | 0 | 3307648.8845 | 0 | 3266333.71
Circuit | strategic_undergrounding_freeway | WOR43_main | 1172 | 41313.59 | 41313.59 | 0 | 0 | 778428.5222 | 0 | 737114.8004
Circuit | strategic_undergrounding_freeway | ES07_main | 1173 | 41237.66 | 41237.66 | 0 | 0 | 780576.8525 | 0 | 739339.0638
Circuit | strategic_undergrounding_freeway | WZ43_main | 1174 | 41235.16 | 41235.16 | 0 | 0 | 865243.5256 | 0 | 824008.1985
Circuit | strategic_undergrounding_freeway | MP04_lateral | 1175 | 40999.43 | 40999.43 | 0 | 0 | 9025400.1151 | 0 | 8984400.5364
Circuit | strategic_undergrounding_freeway | CL03_main | 1176 | 40534.82 | 40534.82 | 0 | 0 | 2605647.9417 | 0 | 2565112.9587
Circuit | strategic_undergrounding_freeway | WEB01_lateral | 1177 | 40408.61 | 40408.61 | 0 | 0 | 3434392.5507 | 0 | 3393983.8109
Circuit | strategic_undergrounding_freeway | LB04_main | 1178 | 40373.51 | 40373.51 | 0 | 0 | 2733933.3718 | 0 | 2693559.693
Circuit | strategic_undergrounding_freeway | CE13_lateral | 1179 | 40136.74 | 40136.74 | 0 | 0 | 1010886.72 | 0 | 970749.8137
Circuit | strategic_undergrounding_freeway | WF01_main | 1180 | 40090.14 | 40090.14 | 0 | 0 | 2965597.7995 | 0 | 2925507.5489
Circuit | strategic_undergrounding_freeway | WF49_lateral | 1181 | 39740.39 | 39740.39 | 0 | 0 | 16641688.897 | 0 | 16601948.3662
Circuit | strategic_undergrounding_freeway | LW47_lateral | 1182 | 39640.31 | 39640.31 | 0 | 0 | 4786190.1993 | 0 | 4746549.7578
Circuit | strategic_undergrounding_freeway | BI43_lateral | 1183 | 39262.68 | 39262.68 | 0 | 0 | 5887603.6585 | 0 | 5848340.8409
Circuit | strategic_undergrounding_freeway | DV01_main | 1184 | 38872.21 | 38872.21 | 0 | 0 | 238861.2213 | 0 | 199988.8658
Circuit | strategic_undergrounding_freeway | MC01_lateral | 1185 | 38789.29 | 38789.29 | 0 | 0 | 2581786.0868 | 0 | 2542996.6515
Circuit | strategic_undergrounding_freeway | ED05_lateral | 1186 | 38531.14 | 38531.14 | 0 | 0 | 11185711.1015 | 0 | 11147179.8125
Circuit | strategic_undergrounding_freeway | LY46_lateral | 1187 | 38119.15 | 38119.15 | 0 | 0 | 1986941.4898 | 0 | 1948822.1882
Circuit | strategic_undergrounding_freeway | BU02_lateral | 1188 | 38112.19 | 38112.19 | 0 | 0 | 730956.7554 | 0 | 692844.4356
Circuit | strategic_undergrounding_freeway | GG07_lateral | 1189 | 37838.84 | 37838.84 | 0 | 0 | 2245342.6096 | 0 | 2207503.617
Circuit | strategic_undergrounding_freeway | TB45_lateral | 1190 | 36935.03 | 36935.03 | 0 | 0 | 4831770.1777 | 0 | 4794834.978
Circuit | strategic_undergrounding_freeway | HT08_main | 1191 | 36681.13 | 36681.13 | 0 | 0 | 1134641.9595 | 0 | 1097960.6927
Circuit | strategic_undergrounding_freeway | LW46_lateral | 1192 | 36503.29 | 36503.29 | 0 | 0 | 29566521.5975 | 0 | 29530018.164
Circuit | strategic_undergrounding_freeway | LB07_main | 1193 | 36491.35 | 36491.35 | 0 | 0 | 2504215.7746 | 0 | 2467724.2765
Circuit | strategic_undergrounding_freeway | SA01_lateral | 1194 | 36488.29 | 36488.29 | 0 | 0 | 12402289.1835 | 0 | 12365800.739
Circuit | strategic_undergrounding_freeway | AD03_main | 1195 | 36372.11 | 36372.11 | 0 | 0 | 2966766.7061 | 0 | 2930394.4475
Circuit | strategic_undergrounding_freeway | PK03_lateral | 1196 | 36358.96 | 36358.96 | 0 | 0 | 37383.2969 | 0 | 1024.196
Circuit | strategic_undergrounding_freeway | BA02_lateral | 1197 | 36349.69 | 36349.69 | 0 | 0 | 1202098.503 | 0 | 1165748.6925
Circuit | strategic_undergrounding_freeway | KT47_main | 1198 | 35728.93 | 35728.93 | 0 | 0 | 2013587.2372 | 0 | 1977858.1614
Circuit | strategic_undergrounding_freeway | CL06_lateral | 1199 | 35545.08 | 35545.08 | 0 | 0 | 3062426.5525 | 0 | 3026881.2906
Circuit | strategic_undergrounding_freeway | DH02_main | 1200 | 35255.21 | 35255.21 | 0 | 0 | 866625.4011 | 0 | 831370.0348
Circuit | strategic_undergrounding_freeway | MB05_lateral | 1201 | 35228.08 | 35228.08 | 0 | 0 | 22043938.4517 | 0 | 22008710.2118
Circuit | strategic_undergrounding_freeway | ADK41_main | 1202 | 35137.08 | 35137.08 | 0 | 0 | 489630.1725 | 0 | 454492.9535
Circuit | strategic_undergrounding_freeway | GS20_lateral | 1203 | 34950.82 | 34950.82 | 0 | 0 | 832735.7597 | 0 | 797784.7711
Circuit | strategic_undergrounding_freeway | HY13_main | 1204 | 34826.04 | 34826.04 | 0 | 0 | 1131066.3361 | 0 | 1096240.1412
Circuit | strategic_undergrounding_freeway | UW06_main | 1205 | 34801.03 | 34801.03 | 0 | 0 | 3198214.8922 | 0 | 3163413.714
Circuit | strategic_undergrounding_freeway | CRB43_main | 1206 | 34750.84 | 34750.84 | 0 | 0 | 1063591.0674 | 0 | 1028840.0693
Circuit | strategic_undergrounding_freeway | CRB43_lateral | 1207 | 34726.03 | 34726.03 | 0 | 0 | 915171.7455 | 0 | 880445.5697
Circuit | strategic_undergrounding_freeway | DV01_lateral | 1208 | 34715.15 | 34715.15 | 0 | 0 | 320159.647 | 0 | 285444.3728
Circuit | strategic_undergrounding_freeway | RE09_main | 1209 | 34484.81 | 34484.81 | 0 | 0 | 4253329.2312 | 0 | 4218844.2764
Circuit | strategic_undergrounding_freeway | RE09_lateral | 1210 | 34484.81 | 34484.81 | 0 | 0 | 6006177.8268 | 0 | 5971692.8719
Circuit | strategic_undergrounding_freeway | RS04_lateral | 1211 | 34195.45 | 34195.45 | 0 | 0 | 6796883.8996 | 0 | 6762688.2966
Circuit | strategic_undergrounding_freeway | KB06_main | 1212 | 34120.69 | 34120.69 | 0 | 0 | 968741.2071 | 0 | 934620.3722
Circuit | strategic_undergrounding_freeway | JN10_main | 1213 | 34092.91 | 34092.91 | 0 | 0 | 6418270.58 | 0 | 6384177.5433
Circuit | strategic_undergrounding_freeway | BV43_main | 1214 | 33965.15 | 33965.15 | 0 | 0 | 2746196.8499 | 0 | 2712231.5437
Circuit | strategic_undergrounding_freeway | HA01_lateral | 1215 | 33919.63 | 33919.63 | 0 | 0 | 9222780.1118 | 0 | 9188860.347
Circuit | strategic_undergrounding_freeway | WF45_main | 1216 | 33118.62 | 33118.62 | 0 | 0 | 9027962.1465 | 0 | 8994843.3603
Circuit | strategic_undergrounding_freeway | KI48_lateral | 1217 | 32368.91 | 32368.91 | 0 | 0 | 7216498.4672 | 0 | 7184129.3839
Circuit | strategic_undergrounding_freeway | UV08_main | 1218 | 31767.32 | 31767.32 | 0 | 0 | 1714134.3475 | 0 | 1682366.8926
Circuit | strategic_undergrounding_freeway | PZ44_main | 1219 | 31625.38 | 31625.38 | 0 | 0 | 5141936.8536 | 0 | 5110311.3536
Circuit | strategic_undergrounding_freeway | KT44_main | 1220 | 31412.71 | 31412.71 | 0 | 0 | 12505713.9907 | 0 | 12474301.1306
Circuit | strategic_undergrounding_freeway | ST08_main | 1221 | 31053.68 | 31053.68 | 0 | 0 | 1575977.9579 | 0 | 1544924.1128
Circuit | strategic_undergrounding_freeway | LA04_lateral | 1222 | 30879.4 | 30879.4 | 0 | 0 | 1518211.2409 | 0 | 1487331.703
Circuit | strategic_undergrounding_freeway | HT04_main | 1223 | 30873.26 | 30873.26 | 0 | 0 | 331312.6758 | 0 | 300439.2808
Circuit | strategic_undergrounding_freeway | HNY06_lateral | 1224 | 30829.74 | 30829.74 | 0 | 0 | 8414605.3379 | 0 | 8383775.4568
Circuit | strategic_undergrounding_freeway | WD46_main | 1225 | 30674.84 | 30674.84 | 0 | 0 | 3726334.3548 | 0 | 3695659.3651
Circuit | strategic_undergrounding_freeway | ST08_lateral | 1226 | 30544.63 | 30544.63 | 0 | 0 | 1511254.8683 | 0 | 1480710.1025
Circuit | strategic_undergrounding_freeway | HP04_lateral | 1227 | 30372.48 | 30372.48 | 0 | 0 | 723952.8454 | 0 | 693580.2076
Circuit | strategic_undergrounding_freeway | OB46_lateral | 1228 | 30264.48 | 30264.48 | 0 | 0 | 7557545.1995 | 0 | 7527280.5713
Circuit | strategic_undergrounding_freeway | UN01_lateral | 1229 | 30234.6 | 30234.6 | 0 | 0 | 3647271.4535 | 0 | 3617036.719
Circuit | strategic_undergrounding_freeway | GT06_lateral | 1230 | 29964.78 | 29964.78 | 0 | 0 | 1371171.0435 | 0 | 1341206.0893
Circuit | strategic_undergrounding_freeway | SH07_main | 1231 | 29503.38 | 29503.38 | 0 | 0 | 3323148.6083 | 0 | 3293645.0452
Circuit | strategic_undergrounding_freeway | THW43_main | 1232 | 29482.84 | 29482.84 | 0 | 0 | 2057950.1519 | 0 | 2028467.1652
Circuit | strategic_undergrounding_freeway | BI05_main | 1233 | 29482.06 | 29482.06 | 0 | 0 | 1136671.8587 | 0 | 1107189.6378
Circuit | strategic_undergrounding_freeway | NB42_lateral | 1234 | 29327.27 | 29327.27 | 0 | 0 | 583964.7745 | 0 | 554637.3866
Circuit | strategic_undergrounding_freeway | PJ06_lateral | 1235 | 29021.6 | 29021.6 | 0 | 0 | 7943226.9981 | 0 | 7914205.2483
Circuit | strategic_undergrounding_freeway | KB04_main | 1236 | 28938.82 | 28938.82 | 0 | 0 | 1574043.9311 | 0 | 1545104.9307
Circuit | strategic_undergrounding_freeway | WT06_main | 1237 | 28931.93 | 28931.93 | 0 | 0 | 2988382.0171 | 0 | 2959449.9599
Circuit | strategic_undergrounding_freeway | KB15_main | 1238 | 28930.36 | 28930.36 | 0 | 0 | 1410350.156 | 0 | 1381419.6585
Circuit | strategic_undergrounding_freeway | TO08_lateral | 1239 | 28829.21 | 28829.21 | 0 | 0 | 1934045.2587 | 0 | 1905215.9256
Circuit | strategic_undergrounding_freeway | GT09_main | 1240 | 28827.63 | 28827.63 | 0 | 0 | 586760.1709 | 0 | 557932.4008
Circuit | strategic_undergrounding_freeway | RS06_lateral | 1241 | 28468.92 | 28468.92 | 0 | 0 | 326216.153 | 0 | 297747.1091
Circuit | strategic_undergrounding_freeway | MB07_main | 1242 | 28446.58 | 28446.58 | 0 | 0 | 71467.1319 | 0 | 43020.3908
Circuit | strategic_undergrounding_freeway | AI08_main | 1243 | 28373.72 | 28373.72 | 0 | 0 | 244851.3263 | 0 | 216477.4314
Circuit | strategic_undergrounding_freeway | BI09_main | 1244 | 28289.12 | 28289.12 | 0 | 0 | 2039083.5636 | 0 | 2010794.2879
Circuit | strategic_undergrounding_freeway | WEB04_main | 1245 | 28241.05 | 28241.05 | 0 | 0 | 813740.4545 | 0 | 785499.2467
Circuit | strategic_undergrounding_freeway | BI02_lateral | 1246 | 27922.41 | 27922.41 | 0 | 0 | 2168653.6951 | 0 | 2140731.1404
Circuit | strategic_undergrounding_freeway | NS06_main | 1247 | 27922.41 | 27922.41 | 0 | 0 | 4641094.2293 | 0 | 4613171.647
Circuit | strategic_undergrounding_freeway | WLO44_main | 1248 | 27822.54 | 27822.54 | 0 | 0 | 15835558.6731 | 0 | 15807735.9973
Circuit | strategic_undergrounding_freeway | GAR04_main | 1249 | 27596.57 | 27596.57 | 0 | 0 | 568693.9785 | 0 | 541097.2703
Circuit | strategic_undergrounding_freeway | MB10_main | 1250 | 27561.56 | 27561.56 | 0 | 0 | 322260.9174 | 0 | 294699.1807
Circuit | strategic_undergrounding_freeway | WOR42_main | 1251 | 27416 | 27416 | 0 | 0 | 11662523.7315 | 0 | 11635107.5765
Circuit | strategic_undergrounding_freeway | WOR42_lateral | 1252 | 27416 | 27416 | 0 | 0 | 12816178.0503 | 0 | 12788761.8952
Circuit | strategic_undergrounding_freeway | FR46_lateral | 1253 | 27378.92 | 27378.92 | 0 | 0 | 692644.704 | 0 | 665265.634
Circuit | strategic_undergrounding_freeway | GT10_main | 1254 | 27336.31 | 27336.31 | 0 | 0 | 1327926.9265 | 0 | 1300590.4773
Circuit | strategic_undergrounding_freeway | AR44_lateral | 1255 | 27306.63 | 27306.63 | 0 | 0 | 8723181.7453 | 0 | 8695874.955
Circuit | strategic_undergrounding_freeway | GZ47_main | 1256 | 27133.22 | 27133.22 | 0 | 0 | 4723412.7189 | 0 | 4696279.3768
Circuit | strategic_undergrounding_freeway | WI42_main | 1257 | 26791.45 | 26791.45 | 0 | 0 | 31043381.737 | 0 | 31016590.1396
Circuit | strategic_undergrounding_freeway | AR44_main | 1258 | 26760.49 | 26760.49 | 0 | 0 | 17655184.4176 | 0 | 17628423.7633
Circuit | strategic_undergrounding_freeway | GS26_lateral | 1259 | 26727.07 | 26727.07 | 0 | 0 | 26727.2263 | 0 | 0
Circuit | strategic_undergrounding_freeway | TRN41_main | 1260 | 26687.32 | 26687.32 | 0 | 0 | 1240408.9535 | 0 | 1213721.5189
Circuit | strategic_undergrounding_freeway | ADK42_lateral | 1261 | 26651.65 | 26651.65 | 0 | 0 | 4657806.4302 | 0 | 4631154.6468
Circuit | strategic_undergrounding_freeway | EL02_lateral | 1262 | 26406.57 | 26406.57 | 0 | 0 | 260572.2461 | 0 | 234165.5352
Circuit | strategic_undergrounding_freeway | GZ48_main | 1263 | 26269.27 | 26269.27 | 0 | 0 | 870487.0489 | 0 | 844217.6336
Circuit | strategic_undergrounding_freeway | PW06_lateral | 1264 | 25989.78 | 25989.78 | 0 | 0 | 3893531.7501 | 0 | 3867541.8201
Circuit | strategic_undergrounding_freeway | PO02_main | 1265 | 25687.31 | 25687.31 | 0 | 0 | 2184851.6674 | 0 | 2159164.2212
Circuit | strategic_undergrounding_freeway | CD10_main | 1266 | 25678.14 | 25678.14 | 0 | 0 | 1384678.1 | 0 | 1358999.8027
Circuit | strategic_undergrounding_freeway | FR46_main | 1267 | 25677.8 | 25677.8 | 0 | 0 | 897325.3431 | 0 | 871647.3927
Circuit | strategic_undergrounding_freeway | HB50_main | 1268 | 25181.05 | 25181.05 | 0 | 0 | 15525725.5214 | 0 | 15500544.3316
Circuit | strategic_undergrounding_freeway | PJ06_main | 1269 | 25005.47 | 25005.47 | 0 | 0 | 10192802.2731 | 0 | 10167796.6368
Circuit | strategic_undergrounding_freeway | GT12_main | 1270 | 24978.34 | 24978.34 | 0 | 0 | 5257049.1061 | 0 | 5232070.6042
Circuit | strategic_undergrounding_freeway | LAK41_lateral | 1271 | 24909.57 | 24909.57 | 0 | 0 | 2113781.6824 | 0 | 2088871.9785
Circuit | strategic_undergrounding_freeway | GG06_lateral | 1272 | 24746.08 | 24746.08 | 0 | 0 | 5552897.0068 | 0 | 5528150.7748
Circuit | strategic_undergrounding_freeway | ED02_lateral | 1273 | 24586.82 | 24586.82 | 0 | 0 | 818983.8356 | 0 | 794396.8616
Circuit | strategic_undergrounding_freeway | BI02_main | 1274 | 23980.4 | 23980.4 | 0 | 0 | 1826685.5006 | 0 | 1802704.9536
Circuit | strategic_undergrounding_freeway | MC08_main | 1275 | 23896.04 | 23896.04 | 0 | 0 | 2636763.839 | 0 | 2612867.6667
Circuit | strategic_undergrounding_freeway | THW42_lateral | 1276 | 23632.07 | 23632.07 | 0 | 0 | 2689280.7728 | 0 | 2665648.5496
Circuit | strategic_undergrounding_freeway | UN04_main | 1277 | 23491.51 | 23491.51 | 0 | 0 | 1026975.9434 | 0 | 1003484.2773
Circuit | strategic_undergrounding_freeway | HV02_main | 1278 | 23383.61 | 23383.61 | 0 | 0 | 1059511.1689 | 0 | 1036127.4114
Circuit | strategic_undergrounding_freeway | FW05_main | 1279 | 23364.61 | 23364.61 | 0 | 0 | 969833.4161 | 0 | 946468.6682
Circuit | strategic_undergrounding_freeway | WZ48_main | 1280 | 23270.13 | 23270.13 | 0 | 0 | 4318310.8231 | 0 | 4295040.5462
Circuit | strategic_undergrounding_freeway | TO04_main | 1281 | 23215.58 | 23215.58 | 0 | 0 | 862379.9955 | 0 | 839164.2771
Circuit | strategic_undergrounding_freeway | TO03_main | 1282 | 23029.28 | 23029.28 | 0 | 0 | 1242815.5216 | 0 | 1219786.0871
Circuit | strategic_undergrounding_freeway | BZ02_lateral | 1283 | 23016.95 | 23016.95 | 0 | 0 | 610576.0034 | 0 | 587558.9004
Circuit | strategic_undergrounding_freeway | GA07_main | 1284 | 22941.93 | 22941.93 | 0 | 0 | 7132155.1535 | 0 | 7109213.0855
Circuit | strategic_undergrounding_freeway | GA07_lateral | 1285 | 22941.93 | 22941.93 | 0 | 0 | 8586868.1752 | 0 | 8563926.1072
Circuit | strategic_undergrounding_freeway | WE04_lateral | 1286 | 22481.76 | 22481.76 | 0 | 0 | 126730.6903 | 0 | 104248.775
Circuit | strategic_undergrounding_freeway | ST03_lateral | 1287 | 22440.2 | 22440.2 | 0 | 0 | 1653709.5213 | 0 | 1631269.1675
Circuit | strategic_undergrounding_freeway | BY06_main | 1288 | 22360.9 | 22360.9 | 0 | 0 | 1829039.5495 | 0 | 1806678.4918
Circuit | strategic_undergrounding_freeway | JOR45_main | 1289 | 22312.72 | 22312.72 | 0 | 0 | 214878.7585 | 0 | 192565.8843
Circuit | strategic_undergrounding_freeway | WLO44_lateral | 1290 | 22279.26 | 22279.26 | 0 | 0 | 13264158.1218 | 0 | 13241878.7083
Circuit | strategic_undergrounding_freeway | WF44_main | 1291 | 22153.96 | 22153.96 | 0 | 0 | 1648787.7084 | 0 | 1626633.6108
Circuit | strategic_undergrounding_freeway | GS29_main | 1292 | 22101.21 | 22101.21 | 0 | 0 | 80970.9746 | 0 | 58869.6142
Circuit | strategic_undergrounding_freeway | EC01_lateral | 1293 | 21844.67 | 21844.67 | 0 | 0 | 180260.6429 | 0 | 158415.8321
Circuit | strategic_undergrounding_freeway | HB04_main | 1294 | 21782.67 | 21782.67 | 0 | 0 | 5919691.597 | 0 | 5897908.7932
Circuit | strategic_undergrounding_freeway | HP04_main | 1295 | 21750.35 | 21750.35 | 0 | 0 | 1478750.4416 | 0 | 1456999.9747
Circuit | strategic_undergrounding_freeway | GZ45_main | 1296 | 21626.22 | 21626.22 | 0 | 0 | 21263899.7287 | 0 | 21242273.3468
Circuit | strategic_undergrounding_freeway | RA43_lateral | 1297 | 21584.02 | 21584.02 | 0 | 0 | 5525783.8299 | 0 | 5504199.6645
Circuit | strategic_undergrounding_freeway | GT10_lateral | 1298 | 21553.59 | 21553.59 | 0 | 0 | 991929.4014 | 0 | 970375.6626
Circuit | strategic_undergrounding_freeway | LW44_main | 1299 | 21500.68 | 21500.68 | 0 | 0 | 3264414.0633 | 0 | 3242913.2239
Circuit | strategic_undergrounding_freeway | BY06_lateral | 1300 | 21472.34 | 21472.34 | 0 | 0 | 6411761.9035 | 0 | 6390289.4261
Circuit | strategic_undergrounding_freeway | ES01_lateral | 1301 | 21147.88 | 21147.88 | 0 | 0 | 1561649.2252 | 0 | 1540501.2021
Circuit | strategic_undergrounding_freeway | MC10_main | 1302 | 21095.51 | 21095.51 | 0 | 0 | 963921.4982 | 0 | 942825.8456
Circuit | strategic_undergrounding_freeway | WE04_main | 1303 | 20752.39 | 20752.39 | 0 | 0 | 97735.6488 | 0 | 76983.1117
Circuit | strategic_undergrounding_freeway | SR03_main | 1304 | 20613.69 | 20613.69 | 0 | 0 | 5267855.5758 | 0 | 5247241.7331
Circuit | strategic_undergrounding_freeway | WZ45_main | 1305 | 20525.97 | 20525.97 | 0 | 0 | 2358213.7114 | 0 | 2337687.6101
Circuit | strategic_undergrounding_freeway | AL12_main | 1306 | 20435.95 | 20435.95 | 0 | 0 | 3073558.1471 | 0 | 3053122.0468
Circuit | strategic_undergrounding_freeway | JN02_main | 1307 | 20432.31 | 20432.31 | 0 | 0 | 1404382.4312 | 0 | 1383949.9674
Circuit | strategic_undergrounding_freeway | EU07_main | 1308 | 20398.32 | 20398.32 | 0 | 0 | 1614860.2012 | 0 | 1594461.7236
Circuit | strategic_undergrounding_freeway | ME09_lateral | 1309 | 20302.38 | 20302.38 | 0 | 0 | 4079732.2504 | 0 | 4059429.7121
Circuit | strategic_undergrounding_freeway | BI09_lateral | 1310 | 20166.48 | 20166.48 | 0 | 0 | 2457426.0683 | 0 | 2437259.456
Circuit | strategic_undergrounding_freeway | EC07_main | 1311 | 19997 | 19997 | 0 | 0 | 670782.5305 | 0 | 650785.3835
Circuit | strategic_undergrounding_freeway | AL12_lateral | 1312 | 19868.3 | 19868.3 | 0 | 0 | 2609949.1905 | 0 | 2590080.7597
Circuit | strategic_undergrounding_freeway | MP07_main | 1313 | 19858.12 | 19858.12 | 0 | 0 | 1889392.3049 | 0 | 1869534.0298
Circuit | strategic_undergrounding_freeway | HOC09_main | 1314 | 19777.03 | 19777.03 | 0 | 0 | 20907962.4967 | 0 | 20888185.303
Circuit | strategic_undergrounding_freeway | AN12_main | 1315 | 19623.92 | 19623.92 | 0 | 0 | 4116161.3715 | 0 | 4096537.2776
Circuit | strategic_undergrounding_freeway | HOC06_main | 1316 | 19433.44 | 19433.44 | 0 | 0 | 5188580.6926 | 0 | 5169147.0729
Circuit | strategic_undergrounding_freeway | CYF50_main | 1317 | 19422.47 | 19422.47 | 0 | 0 | 4549588.0286 | 0 | 4530165.4013
Circuit | strategic_undergrounding_freeway | WO10_main | 1318 | 19034.61 | 19034.61 | 0 | 0 | 2320129.6385 | 0 | 2301094.8897
Circuit | strategic_undergrounding_freeway | AT42_lateral | 1319 | 18744.44 | 18744.44 | 0 | 0 | 45674022.1729 | 0 | 45655277.5927
Circuit | strategic_undergrounding_freeway | SH12_lateral | 1320 | 18652.48 | 18652.48 | 0 | 0 | 9455338.2049 | 0 | 9436685.592
Circuit | strategic_undergrounding_freeway | TO08_main | 1321 | 18599.42 | 18599.42 | 0 | 0 | 2681269.8605 | 0 | 2662670.291
Circuit | strategic_undergrounding_freeway | MB06_main | 1322 | 18377.15 | 18377.15 | 0 | 0 | 206558.0437 | 0 | 188180.7328
Circuit | strategic_undergrounding_freeway | WO09_main | 1323 | 18256.08 | 18256.08 | 0 | 0 | 744528.9539 | 0 | 726272.6952
Circuit | strategic_undergrounding_freeway | CYF41_main | 1324 | 18010.72 | 18010.72 | 0 | 0 | 848332.1442 | 0 | 830321.2931
Circuit | strategic_undergrounding_freeway | MU02_lateral | 1325 | 17978.96 | 17978.96 | 0 | 0 | 398364.5988 | 0 | 380385.4868
Circuit | strategic_undergrounding_freeway | WC01_main | 1326 | 17944.84 | 17944.84 | 0 | 0 | 2306227.0209 | 0 | 2288281.995
Circuit | strategic_undergrounding_freeway | HOC05_main | 1327 | 17929.66 | 17929.66 | 0 | 0 | 1652629.2783 | 0 | 1634699.4861
Circuit | strategic_undergrounding_freeway | JN10_lateral | 1328 | 17293.43 | 17293.43 | 0 | 0 | 3516439.8277 | 0 | 3499146.2584
Circuit | strategic_undergrounding_freeway | RS04_main | 1329 | 17097.66 | 17097.66 | 0 | 0 | 6783062.2555 | 0 | 6765964.454
Circuit | strategic_undergrounding_freeway | SA46_main | 1330 | 17001.48 | 17001.48 | 0 | 0 | 276171.5239 | 0 | 259169.8888
Circuit | strategic_undergrounding_freeway | BM01_main | 1331 | 16995.24 | 16995.24 | 0 | 0 | 2100312.3585 | 0 | 2083316.9751
Circuit | strategic_undergrounding_freeway | BA04_main | 1332 | 16966.6 | 16966.6 | 0 | 0 | 4975424.2531 | 0 | 4958457.516
Circuit | strategic_undergrounding_freeway | HM12_main | 1333 | 16932.14 | 16932.14 | 0 | 0 | 6034621.0109 | 0 | 6017688.7408
Circuit | strategic_undergrounding_freeway | TRN41_lateral | 1334 | 16689.63 | 16689.63 | 0 | 0 | 567460.6457 | 0 | 550770.8977
Circuit | strategic_undergrounding_freeway | RO42_lateral | 1335 | 16654.06 | 16654.06 | 0 | 0 | 1818862.932 | 0 | 1802208.7436
Circuit | strategic_undergrounding_freeway | JP07_lateral | 1336 | 16535.13 | 16535.13 | 0 | 0 | 3258953.9833 | 0 | 3242418.6527
Circuit | strategic_undergrounding_freeway | WZ45_lateral | 1337 | 16427.66 | 16427.66 | 0 | 0 | 144904.5439 | 0 | 128476.7154
Circuit | strategic_undergrounding_freeway | CV03_lateral | 1338 | 16413.82 | 16413.82 | 0 | 0 | 4071082.0347 | 0 | 4054668.0597
Circuit | strategic_undergrounding_freeway | GT09_lateral | 1339 | 15980.77 | 15980.77 | 0 | 0 | 719249.6253 | 0 | 703268.7029
Circuit | strategic_undergrounding_freeway | PJ07_lateral | 1340 | 15874.35 | 15874.35 | 0 | 0 | 1315235.0448 | 0 | 1299360.5012
Circuit | strategic_undergrounding_freeway | KB01_main | 1341 | 15794.43 | 15794.43 | 0 | 0 | 440581.1592 | 0 | 424786.5752
Circuit | strategic_undergrounding_freeway | LY41_lateral | 1342 | 15775.49 | 15775.49 | 0 | 0 | 10690608.3804 | 0 | 10674832.7356
Circuit | strategic_undergrounding_freeway | WW01_main | 1343 | 15748.29 | 15748.29 | 0 | 0 | 821444.2985 | 0 | 805695.8738
Circuit | strategic_undergrounding_freeway | EL08_lateral | 1344 | 15740.64 | 15740.64 | 0 | 0 | 297569.7574 | 0 | 281828.9718
Circuit | strategic_undergrounding_freeway | PZ45_main | 1345 | 15686.43 | 15686.43 | 0 | 0 | 941504.5787 | 0 | 925817.9923
Circuit | strategic_undergrounding_freeway | CR08_lateral | 1346 | 15637.87 | 15637.87 | 0 | 0 | 2783883.4752 | 0 | 2768245.4768
Circuit | strategic_undergrounding_freeway | KB19_main | 1347 | 15611.41 | 15611.41 | 0 | 0 | 2348979.7935 | 0 | 2333368.2297
Circuit | strategic_undergrounding_freeway | BAR47_lateral | 1348 | 15314.51 | 15314.51 | 0 | 0 | 8557155.0575 | 0 | 8541840.4019
Circuit | strategic_undergrounding_freeway | WD50_lateral | 1349 | 15242.51 | 15242.51 | 0 | 0 | 1882481.4406 | 0 | 1867238.781
Circuit | strategic_undergrounding_freeway | WO10_lateral | 1350 | 15157.31 | 15157.31 | 0 | 0 | 3137113.0329 | 0 | 3121955.5321
Circuit | strategic_undergrounding_freeway | SO46_main | 1351 | 15127.84 | 15127.84 | 0 | 0 | 2316760.8326 | 0 | 2301632.8542
Circuit | strategic_undergrounding_freeway | HE12_main | 1352 | 14884.51 | 14884.51 | 0 | 0 | 59845.4892 | 0 | 44960.8219
Circuit | strategic_undergrounding_freeway | STW04_lateral | 1353 | 14831.51 | 14831.51 | 0 | 0 | 1387661.8897 | 0 | 1372830.2274
Circuit | strategic_undergrounding_freeway | STW04_main | 1354 | 14831.51 | 14831.51 | 0 | 0 | 1011782.4118 | 0 | 996950.7496
Circuit | strategic_undergrounding_freeway | SH07_lateral | 1355 | 14751.65 | 14751.65 | 0 | 0 | 9008598.9094 | 0 | 8993847.1279
Circuit | strategic_undergrounding_freeway | EC02_lateral | 1356 | 14582.65 | 14582.65 | 0 | 0 | 5127289.8507 | 0 | 5112707.0448
Circuit | strategic_undergrounding_freeway | FRK44_lateral | 1357 | 14543.49 | 14543.49 | 0 | 0 | 15567.8365 | 0 | 1024.196
Circuit | strategic_undergrounding_freeway | QV02_lateral | 1358 | 14521.34 | 14521.34 | 0 | 0 | 616535.9609 | 0 | 602014.4548
Circuit | strategic_undergrounding_freeway | ADK45_main | 1359 | 14404.86 | 14404.86 | 0 | 0 | 903786.71 | 0 | 889381.7063
Circuit | strategic_undergrounding_freeway | HT07_main | 1360 | 14326.38 | 14326.38 | 0 | 0 | 752593.9288 | 0 | 738267.3891
Circuit | strategic_undergrounding_freeway | NB43_main | 1361 | 14253.55 | 14253.55 | 0 | 0 | 12808326.6982 | 0 | 12794072.9864
Circuit | strategic_undergrounding_freeway | BL06_lateral | 1362 | 14169.05 | 14169.05 | 0 | 0 | 1553642.5979 | 0 | 1539473.4041
Circuit | strategic_undergrounding_freeway | BAR48_main | 1363 | 14122.47 | 14122.47 | 0 | 0 | 165714.8123 | 0 | 151592.2061
Circuit | strategic_undergrounding_freeway | UN09_main | 1364 | 14066.26 | 14066.26 | 0 | 0 | 1287665.9034 | 0 | 1273599.4934
Circuit | strategic_undergrounding_freeway | SA50_lateral | 1365 | 14045.62 | 14045.62 | 0 | 0 | 775883.7211 | 0 | 761837.9589
Circuit | strategic_undergrounding_freeway | DT32_main | 1366 | 14024.1 | 14024.1 | 0 | 0 | 14024.2248 | 0 | 0
Circuit | strategic_undergrounding_freeway | EU09_lateral | 1367 | 13740.48 | 13740.48 | 0 | 0 | 7606439.6213 | 0 | 7592699.0111
Circuit | strategic_undergrounding_freeway | BAR42_lateral | 1368 | 13616.13 | 13616.13 | 0 | 0 | 4845931.6303 | 0 | 4832315.3415
Circuit | strategic_undergrounding_freeway | SA41_lateral | 1369 | 13535.42 | 13535.42 | 0 | 0 | 727248.7532 | 0 | 713713.1748
Circuit | strategic_undergrounding_freeway | DE07_main | 1370 | 13352.98 | 13352.98 | 0 | 0 | 8209676.9327 | 0 | 8196323.8249
Circuit | strategic_undergrounding_freeway | DE07_lateral | 1371 | 13352.98 | 13352.98 | 0 | 0 | 9488639.6817 | 0 | 9475286.5739
Circuit | strategic_undergrounding_freeway | HE12_lateral | 1372 | 13133.37 | 13133.37 | 0 | 0 | 220645.0168 | 0 | 207511.4869
Circuit | strategic_undergrounding_freeway | BH08_main | 1373 | 13051.54 | 13051.54 | 0 | 0 | 8173993.8533 | 0 | 8160942.175
Circuit | strategic_undergrounding_freeway | HB46_main | 1374 | 12888.19 | 12888.19 | 0 | 0 | 16627647.3548 | 0 | 16614759.0305
Circuit | strategic_undergrounding_freeway | WZ46_lateral | 1375 | 12859.79 | 12859.79 | 0 | 0 | 4396226.0655 | 0 | 4383366.1248
Circuit | strategic_undergrounding_freeway | BI05_lateral | 1376 | 12775.46 | 12775.46 | 0 | 0 | 1684671.6483 | 0 | 1671896.0192
Circuit | strategic_undergrounding_freeway | BH08_lateral | 1377 | 12656.03 | 12656.03 | 0 | 0 | 10975659.6416 | 0 | 10963003.4687
Circuit | strategic_undergrounding_freeway | CR04_main | 1378 | 12636.53 | 12636.53 | 0 | 0 | 1563208.1182 | 0 | 1550571.4503
Circuit | strategic_undergrounding_freeway | HK47_lateral | 1379 | 12572.27 | 12572.27 | 0 | 0 | 5495035.8462 | 0 | 5482463.4307
Circuit | strategic_undergrounding_freeway | VL03_main | 1380 | 12566.36 | 12566.36 | 0 | 0 | 5526529.1904 | 0 | 5513962.6584
Circuit | strategic_undergrounding_freeway | GS28_lateral | 1381 | 12536.62 | 12536.62 | 0 | 0 | 376170.5783 | 0 | 363633.7906
Circuit | strategic_undergrounding_freeway | MV01_main | 1382 | 12521.52 | 12521.52 | 0 | 0 | 1574919.9069 | 0 | 1562398.2357
Circuit | strategic_undergrounding_freeway | LC02_main | 1383 | 12476.73 | 12476.73 | 0 | 0 | 2390188.448 | 0 | 2377711.5695
Circuit | strategic_undergrounding_freeway | GS29_lateral | 1384 | 12335.51 | 12335.51 | 0 | 0 | 27560.5433 | 0 | 15224.9003
Circuit | strategic_undergrounding_freeway | WR15_main | 1385 | 12246.93 | 12246.93 | 0 | 0 | 17149160.8744 | 0 | 17136913.7896
Circuit | strategic_undergrounding_freeway | EC08_lateral | 1386 | 12147.47 | 12147.47 | 0 | 0 | 8523564.6186 | 0 | 8511416.9933
Circuit | strategic_undergrounding_freeway | TRN05_main | 1387 | 12104.95 | 12104.95 | 0 | 0 | 11187818.0468 | 0 | 11175712.9363
Circuit | strategic_undergrounding_freeway | SC05_main | 1388 | 11957.64 | 11957.64 | 0 | 0 | 222282.2864 | 0 | 210324.5027
Circuit | strategic_undergrounding_freeway | BR12_lateral | 1389 | 11714.86 | 11714.86 | 0 | 0 | 3843839.6081 | 0 | 3832124.619
Circuit | strategic_undergrounding_freeway | HG06_lateral | 1390 | 11607.1 | 11607.1 | 0 | 0 | 5429850.1958 | 0 | 5418242.9442
Circuit | strategic_undergrounding_freeway | PA04_lateral | 1391 | 11276.02 | 11276.02 | 0 | 0 | 845411.6492 | 0 | 834135.4746
Circuit | strategic_undergrounding_freeway | RE42_main | 1392 | 11251.89 | 11251.89 | 0 | 0 | 1197220.1001 | 0 | 1185968.051
Circuit | strategic_undergrounding_freeway | GG07_main | 1393 | 11176.9 | 11176.9 | 0 | 0 | 1273328.5726 | 0 | 1262151.5202
Circuit | strategic_undergrounding_freeway | HL06_lateral | 1394 | 11146.96 | 11146.96 | 0 | 0 | 57200847.8021 | 0 | 57189700.7042
Circuit | strategic_undergrounding_freeway | SC03_lateral | 1395 | 11092.5 | 11092.5 | 0 | 0 | 156127.816 | 0 | 145035.1697
Circuit | strategic_undergrounding_freeway | FW07_main | 1396 | 10995.01 | 10995.01 | 0 | 0 | 5764535.8616 | 0 | 5753540.6861
Circuit | strategic_undergrounding_freeway | AL11_lateral | 1397 | 10985.92 | 10985.92 | 0 | 0 | 6652928.6422 | 0 | 6641942.5544
Circuit | strategic_undergrounding_freeway | WT09_main | 1398 | 10951.52 | 10951.52 | 0 | 0 | 1327326.1498 | 0 | 1316374.4579
Circuit | strategic_undergrounding_freeway | GZ45_lateral | 1399 | 10813.02 | 10813.02 | 0 | 0 | 12888278.5551 | 0 | 12877465.3641
Circuit | strategic_undergrounding_freeway | MC05_lateral | 1400 | 10812.05 | 10812.05 | 0 | 0 | 180965.3093 | 0 | 170153.1206
Circuit | strategic_undergrounding_freeway | KT45_main | 1401 | 10795.79 | 10795.79 | 0 | 0 | 5189159.9116 | 0 | 5178363.9537
Circuit | strategic_undergrounding_freeway | KT45_lateral | 1402 | 10795.79 | 10795.79 | 0 | 0 | 7081255.7522 | 0 | 7070459.7943
Circuit | strategic_undergrounding_freeway | FRY45_main | 1403 | 10735.01 | 10735.01 | 0 | 0 | 7855438.4201 | 0 | 7844703.267
Circuit | strategic_undergrounding_freeway | LB06_main | 1404 | 10714.54 | 10714.54 | 0 | 0 | 343914.4591 | 0 | 333199.793
Circuit | strategic_undergrounding_freeway | KB03_lateral | 1405 | 10647.82 | 10647.82 | 0 | 0 | 1031724.2506 | 0 | 1021076.2755
Circuit | strategic_undergrounding_freeway | SA52_lateral | 1406 | 10646.53 | 10646.53 | 0 | 0 | 526129.8796 | 0 | 515483.1922
Circuit | strategic_undergrounding_freeway | AN06_main | 1407 | 10512.2 | 10512.2 | 0 | 0 | 3696628.5009 | 0 | 3686116.1548
Circuit | strategic_undergrounding_freeway | EL03_main | 1408 | 10460.32 | 10460.32 | 0 | 0 | 647069.0545 | 0 | 636608.5686
Circuit | strategic_undergrounding_freeway | LA01_main | 1409 | 10459.08 | 10459.08 | 0 | 0 | 994699.777 | 0 | 984240.5434
Circuit | strategic_undergrounding_freeway | HY13_lateral | 1410 | 10447.71 | 10447.71 | 0 | 0 | 1459272.773 | 0 | 1448824.9145
Circuit | strategic_undergrounding_freeway | OB48_lateral | 1411 | 10434.77 | 10434.77 | 0 | 0 | 13769856.6355 | 0 | 13759421.6868
Circuit | strategic_undergrounding_freeway | GT12_lateral | 1412 | 10407.55 | 10407.55 | 0 | 0 | 6063151.9348 | 0 | 6052744.2257
Circuit | strategic_undergrounding_freeway | FUL41_main | 1413 | 10335.5 | 10335.5 | 0 | 0 | 10082780.0469 | 0 | 10072444.4062
Circuit | strategic_undergrounding_freeway | EU05_main | 1414 | 10244.65 | 10244.65 | 0 | 0 | 2318837.2132 | 0 | 2308592.4296
Circuit | strategic_undergrounding_freeway | BAR44_lateral | 1415 | 10216.66 | 10216.66 | 0 | 0 | 2873562.2173 | 0 | 2863345.4216
Circuit | strategic_undergrounding_freeway | DE04_lateral | 1416 | 10215.87 | 10215.87 | 0 | 0 | 3069930.7852 | 0 | 3059714.7958
Circuit | strategic_undergrounding_freeway | BU01_main | 1417 | 10189.16 | 10189.16 | 0 | 0 | 1017029.1163 | 0 | 1006839.7856
Circuit | strategic_undergrounding_freeway | FR42_main | 1418 | 10170.56 | 10170.56 | 0 | 0 | 2217039.208 | 0 | 2206868.4905
Circuit | strategic_undergrounding_freeway | FR42_lateral | 1419 | 10170.56 | 10170.56 | 0 | 0 | 1988308.9915 | 0 | 1978138.274
Circuit | strategic_undergrounding_freeway | NM02_main | 1420 | 10068.56 | 10068.56 | 0 | 0 | 3997953.9509 | 0 | 3987885.2326
Circuit | strategic_undergrounding_freeway | KB03_main | 1421 | 10035.87 | 10035.87 | 0 | 0 | 309464.2872 | 0 | 299428.2648
Circuit | strategic_undergrounding_freeway | RS07_main | 1422 | 9878.26 | 9878.26 | 0 | 0 | 2811126.646 | 0 | 2801248.253
Circuit | strategic_undergrounding_freeway | WW01_lateral | 1423 | 9711.4 | 9711.4 | 0 | 0 | 1006353.7971 | 0 | 996642.2685
Circuit | strategic_undergrounding_freeway | CYF41_lateral | 1424 | 9688.03 | 9688.03 | 0 | 0 | 838524.0217 | 0 | 828835.8103
Circuit | strategic_undergrounding_freeway | SC05_lateral | 1425 | 9679.96 | 9679.96 | 0 | 0 | 141781.9851 | 0 | 132101.8743
Circuit | strategic_undergrounding_freeway | CR11_lateral | 1426 | 9622.37 | 9622.37 | 0 | 0 | 8591640.433 | 0 | 8582017.9032
Circuit | strategic_undergrounding_freeway | WT09_lateral | 1427 | 9538.56 | 9538.56 | 0 | 0 | 809700.3023 | 0 | 800161.5905
Circuit | strategic_undergrounding_freeway | LB07_lateral | 1428 | 9497.91 | 9497.91 | 0 | 0 | 6805743.7679 | 0 | 6796245.7095
Circuit | strategic_undergrounding_freeway | GT03_main | 1429 | 9421.71 | 9421.71 | 0 | 0 | 2391703.27 | 0 | 2382281.403
Circuit | strategic_undergrounding_freeway | HT08_lateral | 1430 | 9418.04 | 9418.04 | 0 | 0 | 521008.6899 | 0 | 511590.5269
Circuit | strategic_undergrounding_freeway | EL06_main | 1431 | 9413.94 | 9413.94 | 0 | 0 | 3462827.5697 | 0 | 3453413.4824
Circuit | strategic_undergrounding_freeway | HB50_lateral | 1432 | 9398.67 | 9398.67 | 0 | 0 | 12089324.242 | 0 | 12079925.4212
Circuit | strategic_undergrounding_freeway | SDY03_lateral | 1433 | 9356.16 | 9356.16 | 0 | 0 | 1377908.9997 | 0 | 1368552.6883
Circuit | strategic_undergrounding_freeway | RE04_main | 1434 | 9227.93 | 9227.93 | 0 | 0 | 3364356.4162 | 0 | 3355128.318
Circuit | strategic_undergrounding_freeway | SR05_lateral | 1435 | 9162.46 | 9162.46 | 0 | 0 | 419469.9504 | 0 | 410307.3375
Circuit | strategic_undergrounding_freeway | EC01_main | 1436 | 9121 | 9121 | 0 | 0 | 294760.1588 | 0 | 285638.9822
Circuit | strategic_undergrounding_freeway | CR04_lateral | 1437 | 9082.43 | 9082.43 | 0 | 0 | 5039573.9754 | 0 | 5030491.3704
Circuit | strategic_undergrounding_freeway | AI07_main | 1438 | 9081.8 | 9081.8 | 0 | 0 | 1000188.5189 | 0 | 991106.5462
Circuit | strategic_undergrounding_freeway | FZ48_main | 1439 | 9021.25 | 9021.25 | 0 | 0 | 3318761.0959 | 0 | 3309739.686
Circuit | strategic_undergrounding_freeway | ADK44_lateral | 1440 | 8838.17 | 8838.17 | 0 | 0 | 1977033.309 | 0 | 1968194.9848
Circuit | strategic_undergrounding_freeway | BR12_main | 1441 | 8786.1 | 8786.1 | 0 | 0 | 2700992.9577 | 0 | 2692206.716
Circuit | strategic_undergrounding_freeway | EC02_main | 1442 | 8755.55 | 8755.55 | 0 | 0 | 4093788.9568 | 0 | 4085033.2451
Circuit | strategic_undergrounding_freeway | BM07_lateral | 1443 | 8726.13 | 8726.13 | 0 | 0 | 2031182.9217 | 0 | 2022456.6237
Circuit | strategic_undergrounding_freeway | DR12_main | 1444 | 8712.52 | 8712.52 | 0 | 0 | 1161520.155 | 0 | 1152807.4652
Circuit | strategic_undergrounding_freeway | AI09_main | 1445 | 8562.67 | 8562.67 | 0 | 0 | 90696.6294 | 0 | 82133.806
Circuit | strategic_undergrounding_freeway | OA01_lateral | 1446 | 8501.81 | 8501.81 | 0 | 0 | 1519112.5631 | 0 | 1510610.6103
Circuit | strategic_undergrounding_freeway | HK41_main | 1447 | 8420.74 | 8420.74 | 0 | 0 | 4518860.3692 | 0 | 4510439.4801
Circuit | strategic_undergrounding_freeway | FD13_lateral | 1448 | 8410.59 | 8410.59 | 0 | 0 | 4633788.5653 | 0 | 4625377.8384
Circuit | strategic_undergrounding_freeway | RO44_lateral | 1449 | 8363.14 | 8363.14 | 0 | 0 | 1688101.1654 | 0 | 1679737.8457
Circuit | strategic_undergrounding_freeway | KB11_lateral | 1450 | 8325.97 | 8325.97 | 0 | 0 | 633023.6057 | 0 | 624697.4385
Circuit | strategic_undergrounding_freeway | ED06_lateral | 1451 | 8288.77 | 8288.77 | 0 | 0 | 1210848.7916 | 0 | 1202559.8384
Circuit | strategic_undergrounding_freeway | MY09_main | 1452 | 8046.58 | 8046.58 | 0 | 0 | 312510.5203 | 0 | 304463.7649
Circuit | strategic_undergrounding_freeway | HG03_main | 1453 | 7962.41 | 7962.41 | 0 | 0 | 542973.1129 | 0 | 535010.5393
Circuit | strategic_undergrounding_freeway | PJ01_main | 1454 | 7879.3 | 7879.3 | 0 | 0 | 1623631.5815 | 0 | 1615752.1156
Circuit | strategic_undergrounding_freeway | BM02_main | 1455 | 7853.54 | 7853.54 | 0 | 0 | 148599.8326 | 0 | 140746.1645
Circuit | strategic_undergrounding_freeway | BZ05_lateral | 1456 | 7649.55 | 7649.55 | 0 | 0 | 11445165.213 | 0 | 11437515.5082
Circuit | strategic_undergrounding_freeway | KB04_lateral | 1457 | 7636.55 | 7636.55 | 0 | 0 | 1576014.6947 | 0 | 1568378.014
Circuit | strategic_undergrounding_freeway | WD47_lateral | 1458 | 7502.95 | 7502.95 | 0 | 0 | 1305481.3147 | 0 | 1297978.2027
Circuit | strategic_undergrounding_freeway | BI45_main | 1459 | 7482.77 | 7482.77 | 0 | 0 | 9996661.2695 | 0 | 9989178.359
Circuit | strategic_undergrounding_freeway | WW09_lateral | 1460 | 7455.38 | 7455.38 | 0 | 0 | 1479292.9945 | 0 | 1471837.4612
Circuit | strategic_undergrounding_freeway | ES06_main | 1461 | 7441.82 | 7441.82 | 0 | 0 | 3735195.9899 | 0 | 3727754.0425
Circuit | strategic_undergrounding_freeway | SR08_main | 1462 | 7426.91 | 7426.91 | 0 | 0 | 4908445.8001 | 0 | 4901018.7384
Circuit | strategic_undergrounding_freeway | SA42_main | 1463 | 7401.09 | 7401.09 | 0 | 0 | 165123.503 | 0 | 157722.2581
Circuit | strategic_undergrounding_freeway | BI04_main | 1464 | 7336.57 | 7336.57 | 0 | 0 | 701766.9569 | 0 | 694430.2502
Circuit | strategic_undergrounding_freeway | WV03_lateral | 1465 | 7335.92 | 7335.92 | 0 | 0 | 7167417.5391 | 0 | 7160081.4341
Circuit | strategic_undergrounding_freeway | NM04_main | 1466 | 7326.68 | 7326.68 | 0 | 0 | 4654232.4379 | 0 | 4646905.6283
Circuit | strategic_undergrounding_freeway | HB04_lateral | 1467 | 7322.49 | 7322.49 | 0 | 0 | 13503076.0235 | 0 | 13495753.3702
Circuit | strategic_undergrounding_freeway | KB19_lateral | 1468 | 7285.22 | 7285.22 | 0 | 0 | 3236479.8258 | 0 | 3229194.4293
Circuit | strategic_undergrounding_freeway | KB09_main | 1469 | 7285.22 | 7285.22 | 0 | 0 | 882039.4501 | 0 | 874754.0538
Circuit | strategic_undergrounding_freeway | HL03_lateral | 1470 | 7282.71 | 7282.71 | 0 | 0 | 4105361.8112 | 0 | 4098078.9597
Circuit | strategic_undergrounding_freeway | CYF43_main | 1471 | 7271.58 | 7271.58 | 0 | 0 | 8196728.9913 | 0 | 8189457.245
Circuit | strategic_undergrounding_freeway | HT07_lateral | 1472 | 7163.11 | 7163.11 | 0 | 0 | 456880.6901 | 0 | 449717.4203
Circuit | strategic_undergrounding_freeway | EC10_lateral | 1473 | 7131.73 | 7131.73 | 0 | 0 | 874919.9592 | 0 | 867788.0727
Circuit | strategic_undergrounding_freeway | MB03_lateral | 1474 | 7092.91 | 7092.91 | 0 | 0 | 956057.3213 | 0 | 948964.2648
Circuit | strategic_undergrounding_freeway | PK42_lateral | 1475 | 7088.23 | 7088.23 | 0 | 0 | 7088.4005 | 0 | 0
Circuit | strategic_undergrounding_freeway | AI09_lateral | 1476 | 7072.39 | 7072.39 | 0 | 0 | 56085.608 | 0 | 49013.0746
Circuit | strategic_undergrounding_freeway | BG02_lateral | 1477 | 7052.49 | 7052.49 | 0 | 0 | 2694882.3531 | 0 | 2687829.7136
Circuit | strategic_undergrounding_freeway | SF13_main | 1478 | 7032.64 | 7032.64 | 0 | 0 | 1280159.4148 | 0 | 1273126.6233
Circuit | strategic_undergrounding_freeway | SPW43_main | 1479 | 7014.49 | 7014.49 | 0 | 0 | 3827017.2533 | 0 | 3820002.6036
Circuit | strategic_undergrounding_freeway | ADK46_lateral | 1480 | 6998.49 | 6998.49 | 0 | 0 | 85855.1939 | 0 | 78856.5626
Circuit | strategic_undergrounding_freeway | ADK46_main | 1481 | 6998.49 | 6998.49 | 0 | 0 | 108888.0427 | 0 | 101889.4113
Circuit | strategic_undergrounding_freeway | BG10_lateral | 1482 | 6990.77 | 6990.77 | 0 | 0 | 6713645.1027 | 0 | 6706654.1501
Circuit | strategic_undergrounding_freeway | AL05_main | 1483 | 6978.81 | 6978.81 | 0 | 0 | 9367066.2174 | 0 | 9360087.2841
Circuit | strategic_undergrounding_freeway | EU09_main | 1484 | 6928.7 | 6928.7 | 0 | 0 | 3412306.0123 | 0 | 3405377.1675
Circuit | strategic_undergrounding_freeway | TE10_main | 1485 | 6890.9 | 6890.9 | 0 | 0 | 5365712.0671 | 0 | 5358821.0271
Circuit | strategic_undergrounding_freeway | JOR45_lateral | 1486 | 6889.31 | 6889.31 | 0 | 0 | 60994.5484 | 0 | 54105.066
Circuit | strategic_undergrounding_freeway | SR01_lateral | 1487 | 6847.98 | 6847.98 | 0 | 0 | 445274.8914 | 0 | 438426.7691
Circuit | strategic_undergrounding_freeway | GZ44_main | 1488 | 6740.65 | 6740.65 | 0 | 0 | 11448011.1197 | 0 | 11441270.3524
Circuit | strategic_undergrounding_freeway | HV01_main | 1489 | 6665.73 | 6665.73 | 0 | 0 | 2456272.0521 | 0 | 2449606.1911
Circuit | strategic_undergrounding_freeway | LB06_lateral | 1490 | 6654.73 | 6654.73 | 0 | 0 | 369094.3767 | 0 | 362439.5072
Circuit | strategic_undergrounding_freeway | FRY44_lateral | 1491 | 6579.95 | 6579.95 | 0 | 0 | 5206782.0646 | 0 | 5200201.9316
Circuit | strategic_undergrounding_freeway | WZ47_main | 1492 | 6540.67 | 6540.67 | 0 | 0 | 14140413.1083 | 0 | 14133872.2859
Circuit | strategic_undergrounding_freeway | BH09_main | 1493 | 6524.8 | 6524.8 | 0 | 0 | 478579.593 | 0 | 472054.6413
Circuit | strategic_undergrounding_freeway | WW06_main | 1494 | 6363.22 | 6363.22 | 0 | 0 | 2830835.308 | 0 | 2824471.9506
Circuit | strategic_undergrounding_freeway | HB48_main | 1495 | 6320.25 | 6320.25 | 0 | 0 | 12438607.2109 | 0 | 12432286.7975
Circuit | strategic_undergrounding_freeway | HG05_main | 1496 | 6256.19 | 6256.19 | 0 | 0 | 1161028.4809 | 0 | 1154772.1732
Circuit | strategic_undergrounding_freeway | HG03_lateral | 1497 | 6256.19 | 6256.19 | 0 | 0 | 396277.678 | 0 | 390021.3702
Circuit | strategic_undergrounding_freeway | AD06_lateral | 1498 | 6208.74 | 6208.74 | 0 | 0 | 3682068.9019 | 0 | 3675859.9893
Circuit | strategic_undergrounding_freeway | TRN05_lateral | 1499 | 6207.42 | 6207.42 | 0 | 0 | 19969253.7885 | 0 | 19963046.2232
Circuit | strategic_undergrounding_freeway | MC07_main | 1500 | 6049.82 | 6049.82 | 0 | 0 | 718738.1058 | 0 | 712688.1463
Circuit | strategic_undergrounding_freeway | WI42_lateral | 1501 | 6049.56 | 6049.56 | 0 | 0 | 38242466.6284 | 0 | 38236416.9129
Circuit | strategic_undergrounding_freeway | CG08_main | 1502 | 6045.43 | 6045.43 | 0 | 0 | 32093882.9501 | 0 | 32087837.3632
Circuit | strategic_undergrounding_freeway | TV01_lateral | 1503 | 6036.72 | 6036.72 | 0 | 0 | 1202602.2469 | 0 | 1196565.3779
Circuit | strategic_undergrounding_freeway | MU02_main | 1504 | 5981.48 | 5981.48 | 0 | 0 | 247511.7476 | 0 | 241530.1169
Circuit | strategic_undergrounding_freeway | BG11_lateral | 1505 | 5951.66 | 5951.66 | 0 | 0 | 5669449.7743 | 0 | 5663497.9784
Circuit | strategic_undergrounding_freeway | FT08_lateral | 1506 | 5937.7 | 5937.7 | 0 | 0 | 117396.6531 | 0 | 111458.8186
Circuit | strategic_undergrounding_freeway | LAK41_main | 1507 | 5912.51 | 5912.51 | 0 | 0 | 3936162.6502 | 0 | 3930250.0196
Circuit | strategic_undergrounding_freeway | GN12_main | 1508 | 5858.05 | 5858.05 | 0 | 0 | 3607495.257 | 0 | 3601637.0111
Circuit | strategic_undergrounding_freeway | GN12_lateral | 1509 | 5858.05 | 5858.05 | 0 | 0 | 4906244.8485 | 0 | 4900386.6026
Circuit | strategic_undergrounding_freeway | JP02_main | 1510 | 5754.63 | 5754.63 | 0 | 0 | 198959.9919 | 0 | 193205.2225
Circuit | strategic_undergrounding_freeway | CRB46_main | 1511 | 5693.54 | 5693.54 | 0 | 0 | 941292.2183 | 0 | 935598.5332
Circuit | strategic_undergrounding_freeway | AD06_main | 1512 | 5677.96 | 5677.96 | 0 | 0 | 2232656.1523 | 0 | 2226978.0552
Circuit | strategic_undergrounding_freeway | UW06_lateral | 1513 | 5592.9 | 5592.9 | 0 | 0 | 3913098.4666 | 0 | 3907505.4201
Circuit | strategic_undergrounding_freeway | JP03_main | 1514 | 5583.42 | 5583.42 | 0 | 0 | 426568.5354 | 0 | 420984.9676
Circuit | strategic_undergrounding_freeway | WW08_lateral | 1515 | 5577.05 | 5577.05 | 0 | 0 | 744231.438 | 0 | 738654.2304
Circuit | strategic_undergrounding_freeway | DE02_main | 1516 | 5538.45 | 5538.45 | 0 | 0 | 5438993.5443 | 0 | 5433454.9426
Circuit | strategic_undergrounding_freeway | BL02_main | 1517 | 5513.21 | 5513.21 | 0 | 0 | 3078622.7178 | 0 | 3073109.3474
Circuit | strategic_undergrounding_freeway | BU01_lateral | 1518 | 5449.95 | 5449.95 | 0 | 0 | 894143.9984 | 0 | 888693.8912
Circuit | strategic_undergrounding_freeway | WEB07_main | 1519 | 5387.7 | 5387.7 | 0 | 0 | 1636443.1196 | 0 | 1631055.2877
Circuit | strategic_undergrounding_freeway | BY02_main | 1520 | 5369.57 | 5369.57 | 0 | 0 | 2438011.454 | 0 | 2432641.7308
Circuit | strategic_undergrounding_freeway | SR04_main | 1521 | 5356.99 | 5356.99 | 0 | 0 | 49165.8096 | 0 | 43808.6713
Circuit | strategic_undergrounding_freeway | CRB46_lateral | 1522 | 5331.9 | 5331.9 | 0 | 0 | 313600.5114 | 0 | 308268.4855
Circuit | strategic_undergrounding_freeway | LA01_lateral | 1523 | 5306.38 | 5306.38 | 0 | 0 | 1604915.8162 | 0 | 1599609.2932
Circuit | strategic_undergrounding_freeway | PJ01_lateral | 1524 | 5247.14 | 5247.14 | 0 | 0 | 1374387.693 | 0 | 1369140.3993
Circuit | strategic_undergrounding_freeway | WZ42_main | 1525 | 5239.09 | 5239.09 | 0 | 0 | 998919.0737 | 0 | 993679.8386
Circuit | strategic_undergrounding_freeway | EL03_lateral | 1526 | 5230.1 | 5230.1 | 0 | 0 | 123759.9559 | 0 | 118529.713
Circuit | strategic_undergrounding_freeway | EC11_main | 1527 | 5178.93 | 5178.93 | 0 | 0 | 3220990.3085 | 0 | 3215811.2582
Circuit | strategic_undergrounding_freeway | EC11_lateral | 1528 | 5178.93 | 5178.93 | 0 | 0 | 5310899.1438 | 0 | 5305720.0935
Circuit | strategic_undergrounding_freeway | SH04_main | 1529 | 5170.71 | 5170.71 | 0 | 0 | 1965350.0944 | 0 | 1960179.2477
Circuit | strategic_undergrounding_freeway | GS28_main | 1530 | 5139.69 | 5139.69 | 0 | 0 | 11258.0608 | 0 | 6118.2096
Circuit | strategic_undergrounding_freeway | BW10_lateral | 1531 | 5132.51 | 5132.51 | 0 | 0 | 332290.3656 | 0 | 327157.714
Circuit | strategic_undergrounding_freeway | BA04_lateral | 1532 | 5121.87 | 5121.87 | 0 | 0 | 2752072.3419 | 0 | 2746950.308
Circuit | strategic_undergrounding_freeway | FR48_main | 1533 | 5111.86 | 5111.86 | 0 | 0 | 808714.0427 | 0 | 803602.0366
Circuit | strategic_undergrounding_freeway | NM02_lateral | 1534 | 5034.21 | 5034.21 | 0 | 0 | 1687290.0366 | 0 | 1682255.6774
Circuit | strategic_undergrounding_freeway | WOR41_main | 1535 | 5019.7 | 5019.7 | 0 | 0 | 8462072.7106 | 0 | 8457052.8513
Circuit | strategic_undergrounding_freeway | DR01_lateral | 1536 | 4971.44 | 4971.44 | 0 | 0 | 7415367.5314 | 0 | 7410395.9642
Circuit | strategic_undergrounding_freeway | AI08_lateral | 1537 | 4940.79 | 4940.79 | 0 | 0 | 194719.4391 | 0 | 189778.5044
Circuit | strategic_undergrounding_freeway | AL11_main | 1538 | 4938.21 | 4938.21 | 0 | 0 | 3307088.3762 | 0 | 3302150.0096
Circuit | strategic_undergrounding_freeway | TB48_main | 1539 | 4911.66 | 4911.66 | 0 | 0 | 1819276.0437 | 0 | 1814364.2608
Circuit | strategic_undergrounding_freeway | HV42_main | 1540 | 4838.63 | 4838.63 | 0 | 0 | 4416049.4174 | 0 | 4411210.6275
Circuit | strategic_undergrounding_freeway | HV42_lateral | 1541 | 4838.63 | 4838.63 | 0 | 0 | 2388739.3777 | 0 | 2383900.5878
Circuit | strategic_undergrounding_freeway | BM09_lateral | 1542 | 4724.96 | 4724.96 | 0 | 0 | 352039.1388 | 0 | 347314.0303
Circuit | strategic_undergrounding_freeway | LIM42_lateral | 1543 | 4698.32 | 4698.32 | 0 | 0 | 488871.7053 | 0 | 484173.2263
Circuit | strategic_undergrounding_freeway | MY09_lateral | 1544 | 4685.3 | 4685.3 | 0 | 0 | 65673.6601 | 0 | 60988.2076
Circuit | strategic_undergrounding_freeway | BH04_main | 1545 | 4679.62 | 4679.62 | 0 | 0 | 1558550.2297 | 0 | 1553870.4497
Circuit | strategic_undergrounding_freeway | WV01_main | 1546 | 4644.25 | 4644.25 | 0 | 0 | 466515.8607 | 0 | 461871.4661
Circuit | strategic_undergrounding_freeway | JN04_main | 1547 | 4576.26 | 4576.26 | 0 | 0 | 1255075.4127 | 0 | 1250499.0189
Circuit | strategic_undergrounding_freeway | EC06_main | 1548 | 4549.19 | 4549.19 | 0 | 0 | 1202974.6526 | 0 | 1198425.3262
Circuit | strategic_undergrounding_freeway | EC06_lateral | 1549 | 4549.19 | 4549.19 | 0 | 0 | 2708952.014 | 0 | 2704402.6876
Circuit | strategic_undergrounding_freeway | CR09_lateral | 1550 | 4534.66 | 4534.66 | 0 | 0 | 5744134.4473 | 0 | 5739599.6264
Circuit | strategic_undergrounding_freeway | WE07_lateral | 1551 | 4526.43 | 4526.43 | 0 | 0 | 177264.0465 | 0 | 172737.4858
Circuit | strategic_undergrounding_freeway | SR08_lateral | 1552 | 4495.93 | 4495.93 | 0 | 0 | 3588028.7924 | 0 | 3583532.7167
Circuit | strategic_undergrounding_freeway | FL42_lateral | 1553 | 4438.32 | 4438.32 | 0 | 0 | 5741023.8178 | 0 | 5736585.3318
Circuit | strategic_undergrounding_freeway | SO45_main | 1554 | 4370.48 | 4370.48 | 0 | 0 | 8308829.7582 | 0 | 8304459.1588
Circuit | strategic_undergrounding_freeway | HL02_lateral | 1555 | 4340.68 | 4340.68 | 0 | 0 | 8361072.1576 | 0 | 8356731.343
Circuit | strategic_undergrounding_freeway | LW44_lateral | 1556 | 4338.18 | 4338.18 | 0 | 0 | 3142550.9441 | 0 | 3138212.6241
Circuit | strategic_undergrounding_freeway | PZ45_lateral | 1557 | 4328.36 | 4328.36 | 0 | 0 | 909060.3306 | 0 | 904731.7987
Circuit | strategic_undergrounding_freeway | STF42_lateral | 1558 | 4295.86 | 4295.86 | 0 | 0 | 4025137.3788 | 0 | 4020841.3782
Circuit | strategic_undergrounding_freeway | PA02_lateral | 1559 | 4294.56 | 4294.56 | 0 | 0 | 6529580.925 | 0 | 6525286.232
Circuit | strategic_undergrounding_freeway | EU08_main | 1560 | 4229.95 | 4229.95 | 0 | 0 | 4400465.8792 | 0 | 4396235.7843
Circuit | strategic_undergrounding_freeway | FW02_lateral | 1561 | 4046.8 | 4046.8 | 0 | 0 | 1105214.1187 | 0 | 1101167.1931
Circuit | strategic_undergrounding_freeway | CR02_main | 1562 | 4030.89 | 4030.89 | 0 | 0 | 1461112.3878 | 0 | 1457081.3582
Circuit | strategic_undergrounding_freeway | BM05_main | 1563 | 4018.29 | 4018.29 | 0 | 0 | 455328.7492 | 0 | 451310.282
Circuit | strategic_undergrounding_freeway | HT01_main | 1564 | 4011.6 | 4011.6 | 0 | 0 | 9635407.4684 | 0 | 9631395.7543
Circuit | strategic_undergrounding_freeway | WV01_lateral | 1565 | 3980.77 | 3980.77 | 0 | 0 | 486612.0004 | 0 | 482631.0908
Circuit | strategic_undergrounding_freeway | PZ44_lateral | 1566 | 3965.21 | 3965.21 | 0 | 0 | 3733807.2676 | 0 | 3729841.9051
Circuit | strategic_undergrounding_freeway | PO04_main | 1567 | 3955.3 | 3955.3 | 0 | 0 | 7431807.9466 | 0 | 7427852.5131
Circuit | strategic_undergrounding_freeway | GP06_main | 1568 | 3938.57 | 3938.57 | 0 | 0 | 2357185.2985 | 0 | 2353246.5748
Circuit | strategic_undergrounding_freeway | BL03_lateral | 1569 | 3933.93 | 3933.93 | 0 | 0 | 955610.0634 | 0 | 951676.008
Circuit | strategic_undergrounding_freeway | BM02_lateral | 1570 | 3926.7 | 3926.7 | 0 | 0 | 138628.6854 | 0 | 134701.8513
Circuit | strategic_undergrounding_freeway | TV01_main | 1571 | 3898.84 | 3898.84 | 0 | 0 | 2034534.3646 | 0 | 2030635.3463
Circuit | strategic_undergrounding_freeway | WZ48_lateral | 1572 | 3893.93 | 3893.93 | 0 | 0 | 2650984.3277 | 0 | 2647090.2498
Circuit | strategic_undergrounding_freeway | IR03_main | 1573 | 3885.08 | 3885.08 | 0 | 0 | 1810020.7811 | 0 | 1806135.575
Circuit | strategic_undergrounding_freeway | WE07_main | 1574 | 3879.77 | 3879.77 | 0 | 0 | 152409.2918 | 0 | 148529.3826
Circuit | strategic_undergrounding_freeway | SA49_lateral | 1575 | 3815.38 | 3815.38 | 0 | 0 | 871926.2495 | 0 | 868110.7218
Circuit | strategic_undergrounding_freeway | KG42_lateral | 1576 | 3785.73 | 3785.73 | 0 | 0 | 3173076.7658 | 0 | 3169290.8965
Circuit | strategic_undergrounding_freeway | ST03_main | 1577 | 3739.94 | 3739.94 | 0 | 0 | 1014137.3242 | 0 | 1010397.2652
Circuit | strategic_undergrounding_freeway | SA42_lateral | 1578 | 3722.46 | 3722.46 | 0 | 0 | 220836.163 | 0 | 217113.5785
Circuit | strategic_undergrounding_freeway | WT04_main | 1579 | 3666.08 | 3666.08 | 0 | 0 | 447696.6097 | 0 | 444030.3672
Circuit | strategic_undergrounding_freeway | SF13_lateral | 1580 | 3516.23 | 3516.23 | 0 | 0 | 788953.2825 | 0 | 785436.8867
Circuit | strategic_undergrounding_freeway | LJ07_lateral | 1581 | 3486.8 | 3486.8 | 0 | 0 | 74315393.2869 | 0 | 74311906.3203
Circuit | strategic_undergrounding_freeway | GZ43_lateral | 1582 | 3455.25 | 3455.25 | 0 | 0 | 10495247.4727 | 0 | 10491792.0731
Circuit | strategic_undergrounding_freeway | IR03_lateral | 1583 | 3427.37 | 3427.37 | 0 | 0 | 2568196.9545 | 0 | 2564769.4412
Circuit | strategic_undergrounding_freeway | EC03_main | 1584 | 3281.39 | 3281.39 | 0 | 0 | 1621746.169 | 0 | 1618464.6397
Circuit | strategic_undergrounding_freeway | HT04_lateral | 1585 | 3280.35 | 3280.35 | 0 | 0 | 183813.0101 | 0 | 180532.5025
Circuit | strategic_undergrounding_freeway | THW43_lateral | 1586 | 3246.55 | 3246.55 | 0 | 0 | 1315103.6789 | 0 | 1311856.9901
Circuit | strategic_undergrounding_freeway | SA48_main | 1587 | 3221.81 | 3221.81 | 0 | 0 | 3588600.6627 | 0 | 3585378.7436
Circuit | strategic_undergrounding_freeway | CL07_main | 1588 | 3195.82 | 3195.82 | 0 | 0 | 3110662.6611 | 0 | 3107466.6674
Circuit | strategic_undergrounding_freeway | MID02_lateral | 1589 | 3125.87 | 3125.87 | 0 | 0 | 1574598.9989 | 0 | 1571472.9876
Circuit | strategic_undergrounding_freeway | DT33_lateral | 1590 | 3116.32 | 3116.32 | 0 | 0 | 3116.4944 | 0 | 0
Circuit | strategic_undergrounding_freeway | BI43_main | 1591 | 3099.56 | 3099.56 | 0 | 0 | 5854020.4561 | 0 | 5850920.76
Circuit | strategic_undergrounding_freeway | ADK44_main | 1592 | 3059.27 | 3059.27 | 0 | 0 | 1176764.9327 | 0 | 1173705.5128
Circuit | strategic_undergrounding_freeway | CG08_lateral | 1593 | 3022.66 | 3022.66 | 0 | 0 | 43491728.6123 | 0 | 43488705.8189
Circuit | strategic_undergrounding_freeway | HL05_main | 1594 | 3021.78 | 3021.78 | 0 | 0 | 8002248.4358 | 0 | 7999226.4881
Circuit | strategic_undergrounding_freeway | LB01_lateral | 1595 | 3017.42 | 3017.42 | 0 | 0 | 10538069.8385 | 0 | 10535052.2662
Circuit | strategic_undergrounding_freeway | WF01_lateral | 1596 | 3006.6 | 3006.6 | 0 | 0 | 4135325.6267 | 0 | 4132318.8579
Circuit | strategic_undergrounding_freeway | BM01_lateral | 1597 | 3000.69 | 3000.69 | 0 | 0 | 4402714.1877 | 0 | 4399713.352
Circuit | strategic_undergrounding_freeway | JN06_main | 1598 | 2964.45 | 2964.45 | 0 | 0 | 13154407.447 | 0 | 13151442.8351
Circuit | strategic_undergrounding_freeway | VL03_lateral | 1599 | 2963.77 | 2963.77 | 0 | 0 | 7230534.8993 | 0 | 7227570.9755
Circuit | strategic_undergrounding_freeway | CL06_main | 1600 | 2927.12 | 2927.12 | 0 | 0 | 598017.1807 | 0 | 595089.9237
Circuit | strategic_undergrounding_freeway | THW45_main | 1601 | 2920.07 | 2920.07 | 0 | 0 | 9896913.2437 | 0 | 9893993.0259
Circuit | strategic_undergrounding_freeway | DE01_lateral | 1602 | 2874.68 | 2874.68 | 0 | 0 | 4480939.9209 | 0 | 4478065.0905
Circuit | strategic_undergrounding_freeway | IM41_main | 1603 | 2863.68 | 2863.68 | 0 | 0 | 2606688.9973 | 0 | 2603825.1746
Circuit | strategic_undergrounding_freeway | WO06_lateral | 1604 | 2810.5 | 2810.5 | 0 | 0 | 2302320.9577 | 0 | 2299510.3163
Circuit | strategic_undergrounding_freeway | EC12_main | 1605 | 2732.65 | 2732.65 | 0 | 0 | 815719.6956 | 0 | 812986.8821
Circuit | strategic_undergrounding_freeway | LK07_main | 1606 | 2728.91 | 2728.91 | 0 | 0 | 10812058.3506 | 0 | 10809329.3055
Circuit | strategic_undergrounding_freeway | HB48_lateral | 1607 | 2708.61 | 2708.61 | 0 | 0 | 9204813.3325 | 0 | 9202104.5839
Circuit | strategic_undergrounding_freeway | BW12_lateral | 1608 | 2652.29 | 2652.29 | 0 | 0 | 255188.1404 | 0 | 252535.7161
Circuit | strategic_undergrounding_freeway | KB20_lateral | 1609 | 2641.16 | 2641.16 | 0 | 0 | 821021.3959 | 0 | 818380.1026
Circuit | strategic_undergrounding_freeway | WW04_lateral | 1610 | 2566.49 | 2566.49 | 0 | 0 | 956196.0037 | 0 | 953629.3699
Circuit | strategic_undergrounding_freeway | HB44_lateral | 1611 | 2524.24 | 2524.24 | 0 | 0 | 6608216.5075 | 0 | 6605692.1466
Circuit | strategic_undergrounding_freeway | HK41_lateral | 1612 | 2404.16 | 2404.16 | 0 | 0 | 7497498.8299 | 0 | 7495094.483
Circuit | strategic_undergrounding_freeway | WT04_lateral | 1613 | 2397 | 2397 | 0 | 0 | 647285.3428 | 0 | 644888.1842
Circuit | strategic_undergrounding_freeway | BAR48_lateral | 1614 | 2369.74 | 2369.74 | 0 | 0 | 132712.7219 | 0 | 130342.8338
Circuit | strategic_undergrounding_freeway | WO06_main | 1615 | 2340.51 | 2340.51 | 0 | 0 | 2806081.8897 | 0 | 2803741.2589
Circuit | strategic_undergrounding_freeway | MC02_lateral | 1616 | 2309.15 | 2309.15 | 0 | 0 | 20357529.7751 | 0 | 20355220.5117
Circuit | strategic_undergrounding_freeway | TO11_main | 1617 | 2288.3 | 2288.3 | 0 | 0 | 3828100.7426 | 0 | 3825812.2966
Circuit | strategic_undergrounding_freeway | AF12_main | 1618 | 2245 | 2245 | 0 | 0 | 271283.133 | 0 | 269037.9665
Circuit | strategic_undergrounding_freeway | HK44_main | 1619 | 2213.63 | 2213.63 | 0 | 0 | 1791086.4587 | 0 | 1788872.6911
Circuit | strategic_undergrounding_freeway | RO04_lateral | 1620 | 2212.95 | 2212.95 | 0 | 0 | 574302.0602 | 0 | 572088.982
Circuit | strategic_undergrounding_freeway | SR05_main | 1621 | 2181.43 | 2181.43 | 0 | 0 | 838862.309 | 0 | 836680.7345
Circuit | strategic_undergrounding_freeway | GP06_lateral | 1622 | 2172.92 | 2172.92 | 0 | 0 | 2930212.0857 | 0 | 2928038.9967
Circuit | strategic_undergrounding_freeway | WA42_main | 1623 | 2031.47 | 2031.47 | 0 | 0 | 7215754.7898 | 0 | 7213723.1648
Circuit | strategic_undergrounding_freeway | BI10_main | 1624 | 2009.2 | 2009.2 | 0 | 0 | 36829.3348 | 0 | 34819.9657
Circuit | strategic_undergrounding_freeway | HT02_lateral | 1625 | 1982.62 | 1982.62 | 0 | 0 | 4285570.8684 | 0 | 4283588.0972
Circuit | strategic_undergrounding_freeway | HOC07_lateral | 1626 | 1955.68 | 1955.68 | 0 | 0 | 22458449.515 | 0 | 22456493.6816
Circuit | strategic_undergrounding_freeway | WZ43_lateral | 1627 | 1921.85 | 1921.85 | 0 | 0 | 692491.4578 | 0 | 690569.4722
Circuit | strategic_undergrounding_freeway | CV02_lateral | 1628 | 1887.31 | 1887.31 | 0 | 0 | 2104679.6953 | 0 | 2102792.2529
Circuit | strategic_undergrounding_freeway | FR48_lateral | 1629 | 1883.72 | 1883.72 | 0 | 0 | 792703.0724 | 0 | 790819.1692
Circuit | strategic_undergrounding_freeway | FR44_main | 1630 | 1880.81 | 1880.81 | 0 | 0 | 24327841.9418 | 0 | 24325960.996
Circuit | strategic_undergrounding_freeway | TE02_main | 1631 | 1863.56 | 1863.56 | 0 | 0 | 3589099.8668 | 0 | 3587236.1492
Circuit | strategic_undergrounding_freeway | TE02_lateral | 1632 | 1863.56 | 1863.56 | 0 | 0 | 3945267.0392 | 0 | 3943403.3216
Circuit | strategic_undergrounding_freeway | CR02_lateral | 1633 | 1847.4 | 1847.4 | 0 | 0 | 1750041.3772 | 0 | 1748193.8219
Circuit | strategic_undergrounding_freeway | SR07_main | 1634 | 1826.01 | 1826.01 | 0 | 0 | 86934.0866 | 0 | 85107.9207
Circuit | strategic_undergrounding_freeway | SR07_lateral | 1635 | 1826.01 | 1826.01 | 0 | 0 | 262649.4711 | 0 | 260823.3052
Circuit | strategic_undergrounding_freeway | LP07_lateral | 1636 | 1779.14 | 1779.14 | 0 | 0 | 1999809.6013 | 0 | 1998030.2969
Circuit | strategic_undergrounding_freeway | OA03_lateral | 1637 | 1772.79 | 1772.79 | 0 | 0 | 32185.6377 | 0 | 30412.7362
Circuit | strategic_undergrounding_freeway | GA03_lateral | 1638 | 1746.22 | 1746.22 | 0 | 0 | 11256043.6538 | 0 | 11254297.275
Circuit | strategic_undergrounding_freeway | SB04_lateral | 1639 | 1726.82 | 1726.82 | 0 | 0 | 9165640.3028 | 0 | 9163913.3392
Circuit | strategic_undergrounding_freeway | SCW05_lateral | 1640 | 1707.91 | 1707.91 | 0 | 0 | 1708.0554 | 0 | 0
Circuit | strategic_undergrounding_freeway | WF47_main | 1641 | 1681.73 | 1681.73 | 0 | 0 | 13043858.3659 | 0 | 13042176.4646
Circuit | strategic_undergrounding_freeway | SCW05_main | 1642 | 1670.05 | 1670.05 | 0 | 0 | 1670.206 | 0 | 0
Circuit | strategic_undergrounding_freeway | HV07_main | 1643 | 1666.22 | 1666.22 | 0 | 0 | 3048684.9761 | 0 | 3047018.6027
Circuit | strategic_undergrounding_freeway | GAR03_main | 1644 | 1665.65 | 1665.65 | 0 | 0 | 5926864.272 | 0 | 5925198.4635
Circuit | strategic_undergrounding_freeway | RS03_main | 1645 | 1628.35 | 1628.35 | 0 | 0 | 3678232.5175 | 0 | 3676604.0296
Circuit | strategic_undergrounding_freeway | MB07_lateral | 1646 | 1625.39 | 1625.39 | 0 | 0 | 15965.6583 | 0 | 14340.1303
Circuit | strategic_undergrounding_freeway | UN10_lateral | 1647 | 1623.74 | 1623.74 | 0 | 0 | 18131900.9295 | 0 | 18130277.0443
Circuit | strategic_undergrounding_freeway | EL06_lateral | 1648 | 1568.84 | 1568.84 | 0 | 0 | 2283577.4393 | 0 | 2282008.4247
Circuit | strategic_undergrounding_freeway | EU05_lateral | 1649 | 1565.02 | 1565.02 | 0 | 0 | 1216922.8381 | 0 | 1215357.6629
Circuit | strategic_undergrounding_freeway | CS01_main | 1650 | 1558.97 | 1558.97 | 0 | 0 | 5693115.7016 | 0 | 5691556.5888
Circuit | strategic_undergrounding_freeway | KB13_lateral | 1651 | 1549.7 | 1549.7 | 0 | 0 | 79637.0281 | 0 | 78087.18
Circuit | strategic_undergrounding_freeway | CV03_main | 1652 | 1526.71 | 1526.71 | 0 | 0 | 3584091.946 | 0 | 3582565.0646
Circuit | strategic_undergrounding_freeway | RO43_main | 1653 | 1514.44 | 1514.44 | 0 | 0 | 8554520.8231 | 0 | 8553006.2251
Circuit | strategic_undergrounding_freeway | HT09_main | 1654 | 1500.9 | 1500.9 | 0 | 0 | 1849247.1907 | 0 | 1847746.1249
Circuit | strategic_undergrounding_freeway | DL43_lateral | 1655 | 1489.72 | 1489.72 | 0 | 0 | 3151968.9988 | 0 | 3150479.11
Circuit | strategic_undergrounding_freeway | KT42_main | 1656 | 1486.37 | 1486.37 | 0 | 0 | 17826767.5713 | 0 | 17825281.0739
Circuit | strategic_undergrounding_freeway | JN06_lateral | 1657 | 1482.15 | 1482.15 | 0 | 0 | 4149950.88 | 0 | 4148468.5741
Circuit | strategic_undergrounding_freeway | SW05_main | 1658 | 1439.82 | 1439.82 | 0 | 0 | 1201947.6444 | 0 | 1200507.6714
Circuit | strategic_undergrounding_freeway | AL05_lateral | 1659 | 1395.66 | 1395.66 | 0 | 0 | 28024191.5467 | 0 | 28022795.76
Circuit | strategic_undergrounding_freeway | LAK46_lateral | 1660 | 1390.66 | 1390.66 | 0 | 0 | 3712086.3275 | 0 | 3710695.5125
Circuit | strategic_undergrounding_freeway | STL45_main | 1661 | 1385.11 | 1385.11 | 0 | 0 | 5172083.5372 | 0 | 5170698.2779
Circuit | strategic_undergrounding_freeway | RU02_lateral | 1662 | 1368.01 | 1368.01 | 0 | 0 | 10300500.0318 | 0 | 10299131.8465
Circuit | strategic_undergrounding_freeway | RU02_main | 1663 | 1368.01 | 1368.01 | 0 | 0 | 7576219.3967 | 0 | 7574851.2114
Circuit | strategic_undergrounding_freeway | GZ48_lateral | 1664 | 1318.44 | 1318.44 | 0 | 0 | 822239.8597 | 0 | 820921.285
Circuit | strategic_undergrounding_freeway | WD42_lateral | 1665 | 1310.33 | 1310.33 | 0 | 0 | 202591.665 | 0 | 201281.1665
Circuit | strategic_undergrounding_freeway | SCW02_lateral | 1666 | 1300.78 | 1300.78 | 0 | 0 | 1232362.5082 | 0 | 1231061.5717
Circuit | strategic_undergrounding_freeway | WI41_main | 1667 | 1300.14 | 1300.14 | 0 | 0 | 3879521.5809 | 0 | 3878221.2861
Circuit | strategic_undergrounding_freeway | SR03_lateral | 1668 | 1298.27 | 1298.27 | 0 | 0 | 4784642.7695 | 0 | 4783344.3322
Circuit | strategic_undergrounding_freeway | RA41_lateral | 1669 | 1296.16 | 1296.16 | 0 | 0 | 6474352.7749 | 0 | 6473056.4707
Circuit | strategic_undergrounding_freeway | SH04_lateral | 1670 | 1292.57 | 1292.57 | 0 | 0 | 1571161.6928 | 0 | 1569868.9811
Circuit | strategic_undergrounding_freeway | LB03_main | 1671 | 1279.82 | 1279.82 | 0 | 0 | 2198848.6738 | 0 | 2197568.7395
Circuit | strategic_undergrounding_freeway | TRN42_main | 1672 | 1256.68 | 1256.68 | 0 | 0 | 34240.6077 | 0 | 32983.7856
Circuit | strategic_undergrounding_freeway | RU01_lateral | 1673 | 1248.32 | 1248.32 | 0 | 0 | 6004541.4292 | 0 | 6003292.9641
Circuit | strategic_undergrounding_freeway | SR12_main | 1674 | 1228.43 | 1228.43 | 0 | 0 | 3297104.8885 | 0 | 3295876.3269
Circuit | strategic_undergrounding_freeway | SC02_main | 1675 | 1189.27 | 1189.27 | 0 | 0 | 12992.7323 | 0 | 11803.3146
Circuit | strategic_undergrounding_freeway | UN02_lateral | 1676 | 1157.19 | 1157.19 | 0 | 0 | 9884799.7289 | 0 | 9883642.3888
Circuit | strategic_undergrounding_freeway | HG08_lateral | 1677 | 1156.82 | 1156.82 | 0 | 0 | 163752.5689 | 0 | 162595.6001
Circuit | strategic_undergrounding_freeway | WE05_lateral | 1678 | 1152.76 | 1152.76 | 0 | 0 | 71157.2843 | 0 | 70004.3656
Circuit | strategic_undergrounding_freeway | WE05_main | 1679 | 1152.76 | 1152.76 | 0 | 0 | 73470.2426 | 0 | 72317.3239
Circuit | strategic_undergrounding_freeway | JN03_lateral | 1680 | 1148.06 | 1148.06 | 0 | 0 | 1534143.4734 | 0 | 1532995.2619
Circuit | strategic_undergrounding_freeway | LY42_main | 1681 | 1142.84 | 1142.84 | 0 | 0 | 594098.7123 | 0 | 592955.7177
Circuit | strategic_undergrounding_freeway | HG09_main | 1682 | 1137.37 | 1137.37 | 0 | 0 | 10103.2622 | 0 | 8965.7517
Circuit | strategic_undergrounding_freeway | HV41_main | 1683 | 1114.7 | 1114.7 | 0 | 0 | 4820923.9235 | 0 | 4819809.0645
Circuit | strategic_undergrounding_freeway | HV41_lateral | 1684 | 1114.7 | 1114.7 | 0 | 0 | 4689951.535 | 0 | 4688836.676
Circuit | strategic_undergrounding_freeway | IM42_main | 1685 | 1099.55 | 1099.55 | 0 | 0 | 5901172.191 | 0 | 5900072.5032
Circuit | strategic_undergrounding_freeway | BAR45_main | 1686 | 1097.03 | 1097.03 | 0 | 0 | 3214616.741 | 0 | 3213519.5717
Circuit | strategic_undergrounding_freeway | FAN46_lateral | 1687 | 1093.24 | 1093.24 | 0 | 0 | 170040.9794 | 0 | 168947.5788
Circuit | strategic_undergrounding_freeway | MP41_main | 1688 | 1083.54 | 1083.54 | 0 | 0 | 302564.6436 | 0 | 301480.9564
Circuit | strategic_undergrounding_freeway | AM01_main | 1689 | 1077.1 | 1077.1 | 0 | 0 | 668529.228 | 0 | 667451.983
Circuit | strategic_undergrounding_freeway | EC15_main | 1690 | 1054.39 | 1054.39 | 0 | 0 | 1676590.0215 | 0 | 1675535.4978
Circuit | strategic_undergrounding_freeway | ED05_main | 1691 | 1041.23 | 1041.23 | 0 | 0 | 12029571.156 | 0 | 12028529.7698
Circuit | strategic_undergrounding_freeway | SR13_lateral | 1692 | 1039.53 | 1039.53 | 0 | 0 | 5609856.2575 | 0 | 5608816.5946
Circuit | strategic_undergrounding_freeway | PK05_lateral | 1693 | 1038.7 | 1038.7 | 0 | 0 | 43030.8676 | 0 | 41992.0362
Circuit | strategic_undergrounding_freeway | BI44_lateral | 1694 | 1033.09 | 1033.09 | 0 | 0 | 10153.3431 | 0 | 9120.111
Circuit | strategic_undergrounding_freeway | BI44_main | 1695 | 1033.09 | 1033.09 | 0 | 0 | 768221.2167 | 0 | 767187.9847
Circuit | strategic_undergrounding_freeway | SPW48_lateral | 1696 | 1003.12 | 1003.12 | 0 | 0 | 5582049.7044 | 0 | 5581046.4455
Circuit | strategic_undergrounding_freeway | WD45_main | 1697 | 988.6 | 988.6 | 0 | 0 | 26053.0782 | 0 | 25064.3615
Circuit | strategic_undergrounding_freeway | CYF50_lateral | 1698 | 985.54 | 985.54 | 0 | 0 | 3914390.1822 | 0 | 3913404.4883
Circuit | strategic_undergrounding_freeway | TE10_lateral | 1699 | 984.27 | 984.27 | 0 | 0 | 3653114.5087 | 0 | 3652130.0744
Circuit | strategic_undergrounding_freeway | SB03_main | 1700 | 982.46 | 982.46 | 0 | 0 | 3207148.6676 | 0 | 3206166.054
Circuit | strategic_undergrounding_freeway | JP07_main | 1701 | 972.54 | 972.54 | 0 | 0 | 2283010.7422 | 0 | 2282038.0757
Circuit | strategic_undergrounding_freeway | FR44_lateral | 1702 | 940.34 | 940.34 | 0 | 0 | 17379166.2152 | 0 | 17378225.7422
Circuit | strategic_undergrounding_freeway | JP03_lateral | 1703 | 930.45 | 930.45 | 0 | 0 | 301485.419 | 0 | 300554.8244
Circuit | strategic_undergrounding_freeway | AV02_lateral | 1704 | 917.02 | 917.02 | 0 | 0 | 7914334.5738 | 0 | 7913417.4049
Circuit | strategic_undergrounding_freeway | EC12_lateral | 1705 | 909.7 | 909.7 | 0 | 0 | 705100.6649 | 0 | 704190.7996
Circuit | strategic_undergrounding_freeway | TE07_main | 1706 | 895.69 | 895.69 | 0 | 0 | 6428255.0598 | 0 | 6427359.2437
Circuit | strategic_undergrounding_freeway | TE07_lateral | 1707 | 895.69 | 895.69 | 0 | 0 | 8270699.4007 | 0 | 8269803.5845
Circuit | strategic_undergrounding_freeway | MAR41_main | 1708 | 880.05 | 880.05 | 0 | 0 | 15207645.4678 | 0 | 15206765.2551
Circuit | strategic_undergrounding_freeway | OR02_lateral | 1709 | 869.71 | 869.71 | 0 | 0 | 3036403.4695 | 0 | 3035533.6253
Circuit | strategic_undergrounding_freeway | WD46_lateral | 1710 | 867.5 | 867.5 | 0 | 0 | 2599100.0468 | 0 | 2598232.4243
Circuit | strategic_undergrounding_freeway | SCW02_main | 1711 | 867.15 | 867.15 | 0 | 0 | 872988.855 | 0 | 872121.5641
Circuit | strategic_undergrounding_freeway | WW06_lateral | 1712 | 857.55 | 857.55 | 0 | 0 | 3023574.2279 | 0 | 3022716.5424
Circuit | strategic_undergrounding_freeway | OA03_main | 1713 | 839.64 | 839.64 | 0 | 0 | 50790.4109 | 0 | 49950.6154
Circuit | strategic_undergrounding_freeway | TRN07_main | 1714 | 837.07 | 837.07 | 0 | 0 | 1978799.5522 | 0 | 1977962.3372
Circuit | strategic_undergrounding_freeway | MB06_lateral | 1715 | 835.04 | 835.04 | 0 | 0 | 124474.2104 | 0 | 123639.0063
Circuit | strategic_undergrounding_freeway | GAR03_lateral | 1716 | 832.76 | 832.76 | 0 | 0 | 5394018.5135 | 0 | 5393185.6092
Circuit | strategic_undergrounding_freeway | LB02_lateral | 1717 | 828.96 | 828.96 | 0 | 0 | 18260090.8613 | 0 | 18259261.7566
Circuit | strategic_undergrounding_freeway | SA47_main | 1718 | 805.35 | 805.35 | 0 | 0 | 4733805.3541 | 0 | 4732999.8743
Circuit | strategic_undergrounding_freeway | BL09_lateral | 1719 | 789.35 | 789.35 | 0 | 0 | 492948.3751 | 0 | 492158.8595
Circuit | strategic_undergrounding_freeway | LM03_main | 1720 | 789.04 | 789.04 | 0 | 0 | 7512804.8371 | 0 | 7512015.6527
Circuit | strategic_undergrounding_freeway | DN03_lateral | 1721 | 779.97 | 779.97 | 0 | 0 | 2989720.263 | 0 | 2988940.146
Circuit | strategic_undergrounding_freeway | CG07_lateral | 1722 | 770.55 | 770.55 | 0 | 0 | 730849.775 | 0 | 730079.078
Circuit | strategic_undergrounding_freeway | FL45_lateral | 1723 | 765.95 | 765.95 | 0 | 0 | 12482621.3201 | 0 | 12481855.2217
Circuit | strategic_undergrounding_freeway | RO43_lateral | 1724 | 757.14 | 757.14 | 0 | 0 | 4167569.8285 | 0 | 4166812.5294
Circuit | strategic_undergrounding_freeway | KT47_lateral | 1725 | 738.06 | 738.06 | 0 | 0 | 1310940.2748 | 0 | 1310202.0708
Circuit | strategic_undergrounding_freeway | UN05_main | 1726 | 725.9 | 725.9 | 0 | 0 | 4973385.9591 | 0 | 4972659.9037
Circuit | strategic_undergrounding_freeway | SW07_main | 1727 | 723.09 | 723.09 | 0 | 0 | 4326615.0024 | 0 | 4325891.7347
Circuit | strategic_undergrounding_freeway | DR12_lateral | 1728 | 720.72 | 720.72 | 0 | 0 | 1459115.4357 | 0 | 1458394.5713
Circuit | strategic_undergrounding_freeway | EC14_lateral | 1729 | 707.01 | 707.01 | 0 | 0 | 5889801.8846 | 0 | 5889094.7306
Circuit | strategic_undergrounding_freeway | WV03_main | 1730 | 698.54 | 698.54 | 0 | 0 | 4465087.1301 | 0 | 4464388.4534
Circuit | strategic_undergrounding_freeway | BAR45_lateral | 1731 | 697.22 | 697.22 | 0 | 0 | 1845625.5253 | 0 | 1844928.1807
Circuit | strategic_undergrounding_freeway | CV08_lateral | 1732 | 692.96 | 692.96 | 0 | 0 | 5945894.1922 | 0 | 5945201.0666
Circuit | strategic_undergrounding_freeway | SA49_main | 1733 | 678.47 | 678.47 | 0 | 0 | 938583.3734 | 0 | 937904.7536
Circuit | strategic_undergrounding_freeway | STL41_main | 1734 | 657.48 | 657.48 | 0 | 0 | 19169549.7241 | 0 | 19168892.1102
Circuit | strategic_undergrounding_freeway | STL41_lateral | 1735 | 657.48 | 657.48 | 0 | 0 | 25610293.1849 | 0 | 25609635.5709
Circuit | strategic_undergrounding_freeway | BW04_lateral | 1736 | 641.42 | 641.42 | 0 | 0 | 6930.6303 | 0 | 6289.0489
Circuit | strategic_undergrounding_freeway | CYF49_lateral | 1737 | 637.24 | 637.24 | 0 | 0 | 10718934.4196 | 0 | 10718297.0374
Circuit | strategic_undergrounding_freeway | HK43_lateral | 1738 | 634.41 | 634.41 | 0 | 0 | 6304095.1308 | 0 | 6303460.5779
Circuit | strategic_undergrounding_freeway | RA44_main | 1739 | 627.29 | 627.29 | 0 | 0 | 1441214.5471 | 0 | 1440587.1116
Circuit | strategic_undergrounding_freeway | WF47_lateral | 1740 | 620.76 | 620.76 | 0 | 0 | 7345443.8532 | 0 | 7344822.9654
Circuit | strategic_undergrounding_freeway | SR12_lateral | 1741 | 614.14 | 614.14 | 0 | 0 | 5464105.0235 | 0 | 5463490.7427
Circuit | strategic_undergrounding_freeway | UN11_main | 1742 | 601.8 | 601.8 | 0 | 0 | 1036793.2846 | 0 | 1036191.3323
Circuit | strategic_undergrounding_freeway | SC02_lateral | 1743 | 594.55 | 594.55 | 0 | 0 | 4157.3756 | 0 | 3562.6667
Circuit | strategic_undergrounding_freeway | TWG44_lateral | 1744 | 592.83 | 592.83 | 0 | 0 | 28802164.7726 | 0 | 28801571.767
Circuit | strategic_undergrounding_freeway | STF44_lateral | 1745 | 572.82 | 572.82 | 0 | 0 | 556672.3053 | 0 | 556099.3633
Circuit | strategic_undergrounding_freeway | SB04_main | 1746 | 569.26 | 569.26 | 0 | 0 | 3580955.6034 | 0 | 3580386.1852
Circuit | strategic_undergrounding_freeway | OB49_lateral | 1747 | 568.02 | 568.02 | 0 | 0 | 1103398.2734 | 0 | 1102830.1316
Circuit | strategic_undergrounding_freeway | MC08_lateral | 1748 | 556.86 | 556.86 | 0 | 0 | 1723979.3999 | 0 | 1723422.3618
Circuit | strategic_undergrounding_freeway | RU04_main | 1749 | 556.45 | 556.45 | 0 | 0 | 3239509.7969 | 0 | 3238953.2042
Circuit | strategic_undergrounding_freeway | TE01_lateral | 1750 | 552.36 | 552.36 | 0 | 0 | 2074148.8641 | 0 | 2073596.3596
Circuit | strategic_undergrounding_freeway | IM42_lateral | 1751 | 549.69 | 549.69 | 0 | 0 | 866313.4054 | 0 | 865763.5615
Circuit | strategic_undergrounding_freeway | PZ47_lateral | 1752 | 546.52 | 546.52 | 0 | 0 | 971005.9201 | 0 | 970459.2198
Circuit | strategic_undergrounding_freeway | WZ47_lateral | 1753 | 544.91 | 544.91 | 0 | 0 | 4773295.2388 | 0 | 4772750.1703
Circuit | strategic_undergrounding_freeway | RE04_lateral | 1754 | 542.67 | 542.67 | 0 | 0 | 3269815.3906 | 0 | 3269272.5613
Circuit | strategic_undergrounding_freeway | MP41_lateral | 1755 | 541.7 | 541.7 | 0 | 0 | 1467061.3678 | 0 | 1466519.5242
Circuit | strategic_undergrounding_freeway | WW02_main | 1756 | 533.16 | 533.16 | 0 | 0 | 222229.2931 | 0 | 221695.988
Circuit | strategic_undergrounding_freeway | EC15_lateral | 1757 | 527.13 | 527.13 | 0 | 0 | 3150540.5847 | 0 | 3150013.3228
Circuit | strategic_undergrounding_freeway | GT08_main | 1758 | 525.55 | 525.55 | 0 | 0 | 2252333.6665 | 0 | 2251807.9655
Circuit | strategic_undergrounding_freeway | KB07_main | 1759 | 520.23 | 520.23 | 0 | 0 | 756738.3257 | 0 | 756217.9403
Circuit | strategic_undergrounding_freeway | PK43_lateral | 1760 | 519.27 | 519.27 | 0 | 0 | 172584.3454 | 0 | 172064.9296
Circuit | strategic_undergrounding_freeway | PK46_lateral | 1761 | 519.27 | 519.27 | 0 | 0 | 68116.3524 | 0 | 67596.9366
Circuit | strategic_undergrounding_freeway | DT37_lateral | 1762 | 519.27 | 519.27 | 0 | 0 | 28172.7079 | 0 | 27653.2921
Circuit | strategic_undergrounding_freeway | BI47_lateral | 1763 | 516.47 | 516.47 | 0 | 0 | 2554.426 | 0 | 2037.8099
Circuit | strategic_undergrounding_freeway | KB18_lateral | 1764 | 516.47 | 516.47 | 0 | 0 | 61589.5515 | 0 | 61072.9355
Circuit | strategic_undergrounding_freeway | KB10_lateral | 1765 | 516.47 | 516.47 | 0 | 0 | 1143770.3036 | 0 | 1143253.6876
Circuit | strategic_undergrounding_freeway | BR13_lateral | 1766 | 515.41 | 515.41 | 0 | 0 | 3010841.2197 | 0 | 3010325.6612
Circuit | strategic_undergrounding_freeway | BL05_main | 1767 | 511.8 | 511.8 | 0 | 0 | 1400269.6958 | 0 | 1399757.7427
Circuit | strategic_undergrounding_freeway | DT36_lateral | 1768 | 506.33 | 506.33 | 0 | 0 | 506.4489 | 0 | 0
Circuit | strategic_undergrounding_freeway | DT38_main | 1769 | 506.33 | 506.33 | 0 | 0 | 205462.0729 | 0 | 204955.6239
Circuit | strategic_undergrounding_freeway | CR08_main | 1770 | 506.33 | 506.33 | 0 | 0 | 3197797.4232 | 0 | 3197290.9742
Circuit | strategic_undergrounding_freeway | OB45_lateral | 1771 | 502.53 | 502.53 | 0 | 0 | 16472675.0833 | 0 | 16472172.3827
Circuit | strategic_undergrounding_freeway | BI10_lateral | 1772 | 502.19 | 502.19 | 0 | 0 | 46240.9255 | 0 | 45738.5832
Circuit | strategic_undergrounding_freeway | HT02_main | 1773 | 495.55 | 495.55 | 0 | 0 | 4913583.5222 | 0 | 4913087.8294
Circuit | strategic_undergrounding_freeway | AF12_lateral | 1774 | 490.93 | 490.93 | 0 | 0 | 177760.9931 | 0 | 177269.863
Circuit | strategic_undergrounding_freeway | WD45_lateral | 1775 | 487.93 | 487.93 | 0 | 0 | 26991.5556 | 0 | 26503.4785
Circuit | strategic_undergrounding_freeway | KB01_lateral | 1776 | 478.47 | 478.47 | 0 | 0 | 1217459.6961 | 0 | 1216981.0724
Circuit | strategic_undergrounding_freeway | WZ42_lateral | 1777 | 476.15 | 476.15 | 0 | 0 | 690578.0185 | 0 | 690101.7244
Circuit | strategic_undergrounding_freeway | OB47_lateral | 1778 | 474.21 | 474.21 | 0 | 0 | 15978057.0793 | 0 | 15977582.7635
Circuit | strategic_undergrounding_freeway | FUL41_lateral | 1779 | 469.64 | 469.64 | 0 | 0 | 6153370.8181 | 0 | 6152901.0163
Circuit | strategic_undergrounding_freeway | BAR49_lateral | 1780 | 469.36 | 469.36 | 0 | 0 | 469.5272 | 0 | 0
Circuit | strategic_undergrounding_freeway | STF43_lateral | 1781 | 467.18 | 467.18 | 0 | 0 | 3445304.7148 | 0 | 3444837.3931
Circuit | strategic_undergrounding_freeway | WT05_main | 1782 | 462.14 | 462.14 | 0 | 0 | 77800.4378 | 0 | 77338.1523
Circuit | strategic_undergrounding_freeway | JP02_lateral | 1783 | 460.34 | 460.34 | 0 | 0 | 211200.0394 | 0 | 210739.5368
Circuit | strategic_undergrounding_freeway | MC05_main | 1784 | 421.5 | 421.5 | 0 | 0 | 503853.173 | 0 | 503431.5041
Circuit | strategic_undergrounding_freeway | HK42_lateral | 1785 | 414.08 | 414.08 | 0 | 0 | 14268075.943 | 0 | 14267661.6917
Circuit | strategic_undergrounding_freeway | UV08_lateral | 1786 | 399.77 | 399.77 | 0 | 0 | 1818482.6248 | 0 | 1818082.7041
Circuit | strategic_undergrounding_freeway | MC03_main | 1787 | 390.77 | 390.77 | 0 | 0 | 409416.9187 | 0 | 409025.988
Circuit | strategic_undergrounding_freeway | PO02_lateral | 1788 | 389.04 | 389.04 | 0 | 0 | 1191649.9598 | 0 | 1191260.7561
Circuit | strategic_undergrounding_freeway | WOR41_lateral | 1789 | 385.99 | 385.99 | 0 | 0 | 7179602.4924 | 0 | 7179216.3494
Circuit | strategic_undergrounding_freeway | UN05_lateral | 1790 | 362.87 | 362.87 | 0 | 0 | 6670772.2983 | 0 | 6670409.2706
Circuit | strategic_undergrounding_freeway | KDL47_main | 1791 | 351.53 | 351.53 | 0 | 0 | 1491861.8779 | 0 | 1491510.1981
Circuit | strategic_undergrounding_freeway | RA44_lateral | 1792 | 313.57 | 313.57 | 0 | 0 | 1068846.111 | 0 | 1068532.3932
Circuit | strategic_undergrounding_freeway | SH11_main | 1793 | 313.22 | 313.22 | 0 | 0 | 3424721.5676 | 0 | 3424408.1706
Circuit | strategic_undergrounding_freeway | SH11_lateral | 1794 | 313.22 | 313.22 | 0 | 0 | 5061538.2741 | 0 | 5061224.8771
Circuit | strategic_undergrounding_freeway | RS07_lateral | 1795 | 308.54 | 308.54 | 0 | 0 | 4087762.3822 | 0 | 4087453.6824
Circuit | strategic_undergrounding_freeway | IR01_lateral | 1796 | 302.64 | 302.64 | 0 | 0 | 1176329.2851 | 0 | 1176026.4766
Circuit | strategic_undergrounding_freeway | JN03_main | 1797 | 286.9 | 286.9 | 0 | 0 | 1235452.4742 | 0 | 1235165.4213
Circuit | strategic_undergrounding_freeway | WOR43_lateral | 1798 | 286.44 | 286.44 | 0 | 0 | 413161.2911 | 0 | 412874.695
Circuit | strategic_undergrounding_freeway | FZ48_lateral | 1799 | 274.72 | 274.72 | 0 | 0 | 2288672.5121 | 0 | 2288397.6585
Circuit | strategic_undergrounding_freeway | WW02_lateral | 1800 | 266.5 | 266.5 | 0 | 0 | 191311.1597 | 0 | 191044.5072
Circuit | strategic_undergrounding_freeway | DN03_main | 1801 | 259.89 | 259.89 | 0 | 0 | 1104862.2479 | 0 | 1104602.2089
Circuit | strategic_undergrounding_freeway | BL05_lateral | 1802 | 255.81 | 255.81 | 0 | 0 | 1369128.4643 | 0 | 1368872.4877
Circuit | strategic_undergrounding_freeway | KB06_lateral | 1803 | 254.48 | 254.48 | 0 | 0 | 1541699.5273 | 0 | 1541444.8942
Circuit | strategic_undergrounding_freeway | UV02_main | 1804 | 238.48 | 238.48 | 0 | 0 | 113013.4862 | 0 | 112774.8551
Circuit | strategic_undergrounding_freeway | KG46_main | 1805 | 209.39 | 209.39 | 0 | 0 | 9297029.0906 | 0 | 9296819.5458
Circuit | strategic_undergrounding_freeway | JN02_lateral | 1806 | 200.17 | 200.17 | 0 | 0 | 762857.5235 | 0 | 762657.2053
Circuit | strategic_undergrounding_freeway | GE45_main | 1807 | 187.13 | 187.13 | 0 | 0 | 2834298.3094 | 0 | 2834111.0343
Circuit | strategic_undergrounding_freeway | WI41_lateral | 1808 | 185.62 | 185.62 | 0 | 0 | 2491507.6858 | 0 | 2491321.9294
Circuit | strategic_undergrounding_freeway | SF48_lateral | 1809 | 184.91 | 184.91 | 0 | 0 | 816310.3025 | 0 | 816125.2624
Circuit | strategic_undergrounding_freeway | WT05_lateral | 1810 | 183.01 | 183.01 | 0 | 0 | 55335.2412 | 0 | 55152.0513
Circuit | strategic_undergrounding_freeway | KG44_main | 1811 | 176.55 | 176.55 | 0 | 0 | 5238267.2689 | 0 | 5238090.5556
Circuit | strategic_undergrounding_freeway | LK03_lateral | 1812 | 132.64 | 132.64 | 0 | 0 | 867547.4216 | 0 | 867414.6374
Circuit | strategic_undergrounding_freeway | HK43_main | 1813 | 129.18 | 129.18 | 0 | 0 | 2544195.0775 | 0 | 2544065.7612
Circuit | strategic_undergrounding_freeway | KG46_lateral | 1814 | 104.63 | 104.63 | 0 | 0 | 3671820.0908 | 0 | 3671715.3183
Circuit | strategic_undergrounding_freeway | SA03_main | 1815 | 93.69 | 93.69 | 0 | 0 | 197416.7723 | 0 | 197322.9277
Circuit | strategic_undergrounding_freeway | LK03_main | 1816 | 66.24 | 66.24 | 0 | 0 | 356753.6088 | 0 | 356687.2167
Circuit | strategic_undergrounding_freeway | DV02_lateral | 1817 | 42.62 | 42.62 | 0 | 0 | 172285.0547 | 0 | 172242.2942
Circuit | strategic_undergrounding_freeway | DV02_main | 1818 | 42.62 | 42.62 | 0 | 0 | 342053.9569 | 0 | 342011.1964
Circuit | strategic_undergrounding_freeway | GT07_lateral | 1819 | 0 | 0 | 0 | 0 | 0 | 0 | 0
Circuit | strategic_undergrounding_freeway | BI01_lateral | 1820 | 0 | 0 | 0 | 0 | 370442.5265 | 0 | 370442.5265
Circuit | strategic_undergrounding_freeway | GT02_lateral | 1821 | 0 | 0 | 0 | 0 | 0 | 0 | 0
Circuit | strategic_undergrounding_freeway | SR04_lateral | 1822 | 0 | 0 | 0 | 0 | 20548.3766 | 0 | 20548.3766
Circuit | strategic_undergrounding_freeway | SCW12_lateral | 1823 | 0 | 0 | 0 | 0 | 513357.1052 | 0 | 513357.1052
Circuit | strategic_undergrounding_freeway | SCW08_lateral | 1824 | 0 | 0 | 0 | 0 | 0 | 0 | 0
Circuit | strategic_undergrounding_freeway | GL14_lateral | 1825 | 0 | 0 | 0 | 0 | 0 | 0 | 0
Circuit | strategic_undergrounding_freeway | FRK45_lateral | 1826 | 0 | 0 | 0 | 0 | 0 | 0 | 0
Circuit | strategic_undergrounding_freeway | SCW06_lateral | 1827 | 0 | 0 | 0 | 0 | 0 | 0 | 0
Circuit | strategic_undergrounding_freeway | SR02_main | 1828 | 0 | 0 | 0 | 0 | 0 | 0 | 0
Circuit | strategic_undergrounding_freeway | PZ43_main | 1829 | 0 | 0 | 0 | 0 | 1077.0912 | 0 | 1077.0912
Circuit | strategic_undergrounding_freeway | BAR50_main | 1830 | 0 | 0 | 0 | 0 | 925.8664 | 0 | 925.8664
Circuit | strategic_undergrounding_freeway | PZ49_main | 1831 | 0 | 0 | 0 | 0 | 0 | 0 | 0
Circuit | strategic_undergrounding_freeway | GL13_main | 1832 | 0 | 0 | 0 | 0 | 0 | 0 | 0
Circuit | strategic_undergrounding_freeway | SCW04_main | 1833 | 0 | 0 | 0 | 0 | 0 | 0 | 0
Circuit | strategic_undergrounding_freeway | SR14_lateral | 1834 | 0 | 0 | 0 | 0 | 1044766.2281 | 0 | 1044766.2281
Circuit | strategic_undergrounding_freeway | SA51_main | 1835 | 0 | 0 | 0 | 0 | 0 | 0 | 0
Circuit | strategic_undergrounding_freeway | SA53_main | 1836 | 0 | 0 | 0 | 0 | 0 | 0 | 0
Circuit | strategic_undergrounding_freeway | VCR46_lateral | 1837 | 0 | 0 | 0 | 0 | 0 | 0 | 0
Circuit | strategic_undergrounding_freeway | SA51_lateral | 1838 | 0 | 0 | 0 | 0 | 0 | 0 | 0
Circuit | strategic_undergrounding_freeway | SR02_lateral | 1839 | 0 | 0 | 0 | 0 | 0 | 0 | 0
Circuit | strategic_undergrounding_freeway | BAR50_lateral | 1840 | 0 | 0 | 0 | 0 | 925.8664 | 0 | 925.8664
Circuit | strategic_undergrounding_freeway | STF08_lateral | 1841 | 0 | 0 | 0 | 0 | 0 | 0 | 0
Circuit | strategic_undergrounding_freeway | PZ41_lateral | 1842 | 0 | 0 | 0 | 0 | 0 | 0 | 0
Circuit | strategic_undergrounding_freeway | PZ43_lateral | 1843 | 0 | 0 | 0 | 0 | 0 | 0 | 0
Circuit | strategic_undergrounding_freeway | PZ49_lateral | 1844 | 0 | 0 | 0 | 0 | 0 | 0 | 0
Circuit | strategic_undergrounding_freeway | PZ48_lateral | 1845 | 0 | 0 | 0 | 0 | 0 | 0 | 0
Circuit | strategic_undergrounding_freeway | SA53_lateral | 1846 | 0 | 0 | 0 | 0 | 0 | 0 | 0
Circuit | strategic_undergrounding_freeway | SR11_lateral | 1847 | 0 | 0 | 0 | 0 | 0 | 0 | 0
Circuit | strategic_undergrounding_freeway | LAK44_lateral | 1848 | 0 | 0 | 0 | 0 | 0 | 0 | 0
Circuit | strategic_undergrounding_freeway | GT04_lateral | 1849 | 0 | 0 | 0 | 0 | 4006412.9566 | 0 | 4006412.9566
Circuit | strategic_undergrounding_freeway | KB21_main | 1850 | 0 | 0 | 0 | 0 | 2341956.7204 | 0 | 2341956.7204
Circuit | strategic_undergrounding_freeway | SA44_main | 1851 | 0 | 0 | 0 | 0 | 747339.6782 | 0 | 747339.6782
Circuit | strategic_undergrounding_freeway | GT02_main | 1852 | 0 | 0 | 0 | 0 | 0 | 0 | 0
Circuit | strategic_undergrounding_freeway | WT12_main | 1853 | 0 | 0 | 0 | 0 | 6036002.6804 | 0 | 6036002.6804
Circuit | strategic_undergrounding_freeway | LB01_main | 1854 | 0 | 0 | 0 | 0 | 4041017.6459 | 0 | 4041017.6459
Circuit | strategic_undergrounding_freeway | UV01_main | 1855 | 0 | 0 | 0 | 0 | 4672928.6114 | 0 | 4672928.6114
Circuit | strategic_undergrounding_freeway | KG47_main | 1856 | 0 | 0 | 0 | 0 | 6403436.3296 | 0 | 6403436.3296
Circuit | strategic_undergrounding_freeway | WD43_main | 1857 | 0 | 0 | 0 | 0 | 0 | 0 | 0
Circuit | strategic_undergrounding_freeway | EC13_lateral | 1858 | 0 | 0 | 0 | 0 | 4569095.4898 | 0 | 4569095.4898
Circuit | strategic_undergrounding_freeway | STF04_lateral | 1859 | 0 | 0 | 0 | 0 | 916100.3427 | 0 | 916100.3427
Circuit | strategic_undergrounding_freeway | SA03_lateral | 1860 | 0 | 0 | 0 | 0 | 121597.1672 | 0 | 121597.1672
Circuit | strategic_undergrounding_freeway | PZ48_main | 1861 | 0 | 0 | 0 | 0 | 0 | 0 | 0
Circuit | strategic_undergrounding_freeway | HM01_lateral | 1862 | 0 | 0 | 0 | 0 | 3833039.5487 | 0 | 3833039.5487
Circuit | strategic_undergrounding_freeway | JN04_lateral | 1863 | 0 | 0 | 0 | 0 | 1142009.0462 | 0 | 1142009.0462
Circuit | strategic_undergrounding_freeway | SW07_lateral | 1864 | 0 | 0 | 0 | 0 | 5831186.8526 | 0 | 5831186.8526
Circuit | strategic_undergrounding_freeway | EC05_main | 1865 | 0 | 0 | 0 | 0 | 2328437.6938 | 0 | 2328437.6938
Circuit | strategic_undergrounding_freeway | STF05_lateral | 1866 | 0 | 0 | 0 | 0 | 1123210.9258 | 0 | 1123210.9258
Circuit | strategic_undergrounding_freeway | KT50_lateral | 1867 | 0 | 0 | 0 | 0 | 10580185.7674 | 0 | 10580185.7674
Circuit | strategic_undergrounding_freeway | WO15_lateral | 1868 | 0 | 0 | 0 | 0 | 2230951.6262 | 0 | 2230951.6262
Circuit | strategic_undergrounding_freeway | TB48_lateral | 1869 | 0 | 0 | 0 | 0 | 759180.1484 | 0 | 759180.1484
Circuit | strategic_undergrounding_freeway | RO07_main | 1870 | 0 | 0 | 0 | 0 | 12072852.7942 | 0 | 12072852.7942
Circuit | strategic_undergrounding_freeway | EU10_lateral | 1871 | 0 | 0 | 0 | 0 | 458346.1065 | 0 | 458346.1065
Circuit | strategic_undergrounding_freeway | SA48_lateral | 1872 | 0 | 0 | 0 | 0 | 2596844.924 | 0 | 2596844.924
Circuit | strategic_undergrounding_freeway | VCR42_lateral | 1873 | 0 | 0 | 0 | 0 | 15948858.3158 | 0 | 15948858.3158
Circuit | strategic_undergrounding_freeway | BW04_main | 1874 | 0 | 0 | 0 | 0 | 46423.6736 | 0 | 46423.6736
Circuit | strategic_undergrounding_freeway | WT08_main | 1875 | 0 | 0 | 0 | 0 | 1275711.1434 | 0 | 1275711.1434
Circuit | strategic_undergrounding_freeway | GT01_lateral | 1876 | 0 | 0 | 0 | 0 | 1852889.1411 | 0 | 1852889.1411
Circuit | strategic_undergrounding_main | AR45_main | 1 | 155957108.78 | 155957108.78 | 0 | 0 | 193905883.4126 | 0 | 37948774.4872
Circuit | strategic_undergrounding_main | SCW01_main | 2 | 52321709.16 | 52321709.16 | 0 | 0 | 54348646.9249 | 0 | 2026937.5962
Circuit | strategic_undergrounding_main | JCK01_main | 3 | 50543682.7 | 50543682.7 | 0 | 0 | 112677135.4374 | 0 | 62133452.5875
Circuit | strategic_undergrounding_main | LJ03_main | 4 | 36908681.95 | 36908681.95 | 0 | 0 | 36908682.0977 | 0 | 0
Circuit | strategic_undergrounding_main | FP07_main | 5 | 36725028.06 | 36725028.06 | 0 | 0 | 79680572.1075 | 0 | 42955543.8558
Circuit | strategic_undergrounding_main | BZ06_main | 6 | 36602561.46 | 36602561.46 | 0 | 0 | 62994649.8518 | 0 | 26392088.2289
Circuit | strategic_undergrounding_main | PI42_main | 7 | 36246000.69 | 36246000.69 | 0 | 0 | 41894655.0051 | 0 | 5648654.1406
Circuit | strategic_undergrounding_main | WBY02_main | 8 | 35225643.64 | 35225643.64 | 0 | 0 | 49206239.4049 | 0 | 13980595.6269
Circuit | strategic_undergrounding_main | VCR43_main | 9 | 32983576.02 | 32983576.02 | 0 | 0 | 34625620.9438 | 0 | 1642044.7842
Circuit | strategic_undergrounding_main | WF48_main | 10 | 32770298.26 | 32770298.26 | 0 | 0 | 44319807.2185 | 0 | 11549508.7817
Circuit | strategic_undergrounding_main | LJ05_main | 11 | 32364633.9 | 32364633.9 | 0 | 0 | 32364634.0412 | 0 | 0
Circuit | strategic_undergrounding_main | SA54_main | 12 | 32099607.39 | 32099607.39 | 0 | 0 | 74136869.1981 | 0 | 42037261.6687
Circuit | strategic_undergrounding_main | JCK02_main | 13 | 30589042.16 | 30589042.16 | 0 | 0 | 52440930.2247 | 0 | 21851887.9368
Circuit | strategic_undergrounding_main | SIE44_main | 14 | 30539730.56 | 30539730.56 | 0 | 0 | 30539730.7193 | 0 | 0
Circuit | strategic_undergrounding_main | RZ02_main | 15 | 29997173.29 | 29997173.29 | 0 | 0 | 42756261.4938 | 0 | 12759088.0774
Circuit | strategic_undergrounding_main | TWG44_main | 16 | 27492478.8 | 27492478.8 | 0 | 0 | 27688462.0318 | 0 | 195983.0876
Circuit | strategic_undergrounding_main | LU43_main | 17 | 26885304.75 | 26885304.75 | 0 | 0 | 26885304.8776 | 0 | 0
Circuit | strategic_undergrounding_main | CD09_main | 18 | 25766548.19 | 25766548.19 | 0 | 0 | 25993515.968 | 0 | 226967.6274
Circuit | strategic_undergrounding_main | LJ08_main | 19 | 24641859.46 | 24641859.46 | 0 | 0 | 24641859.6128 | 0 | 0
Circuit | strategic_undergrounding_main | STL43_main | 20 | 24249646.79 | 24249646.79 | 0 | 0 | 24249646.9486 | 0 | 0
Circuit | strategic_undergrounding_main | CA02_main | 21 | 24195053.7 | 24195053.7 | 0 | 0 | 33237323.1548 | 0 | 9042269.2955
Circuit | strategic_undergrounding_main | BW05_main | 22 | 23881550.81 | 23881550.81 | 0 | 0 | 31306862.8186 | 0 | 7425311.839
Circuit | strategic_undergrounding_main | PI44_main | 23 | 23682707.45 | 23682707.45 | 0 | 0 | 28160226.7067 | 0 | 4477519.1114
Circuit | strategic_undergrounding_main | BAR43_main | 24 | 22942953.16 | 22942953.16 | 0 | 0 | 31369405.5735 | 0 | 8426452.2745
Circuit | strategic_undergrounding_main | KM03_main | 25 | 22257519.19 | 22257519.19 | 0 | 0 | 23210777.831 | 0 | 953258.4751
Circuit | strategic_undergrounding_main | VL04_main | 26 | 21967139.49 | 21967139.49 | 0 | 0 | 37755339.0416 | 0 | 15788199.4117
Circuit | strategic_undergrounding_main | AR47_main | 27 | 21865032.3 | 21865032.3 | 0 | 0 | 26017286.82 | 0 | 4152254.3523
Circuit | strategic_undergrounding_main | STL42_main | 28 | 20998916.02 | 20998916.02 | 0 | 0 | 27035927.7537 | 0 | 6037011.5528
Circuit | strategic_undergrounding_main | LJ02_main | 29 | 20752934.5 | 20752934.5 | 0 | 0 | 21004507.5274 | 0 | 251572.9053
Circuit | strategic_undergrounding_main | LJ07_main | 30 | 20514768.74 | 20514768.74 | 0 | 0 | 25567177.0577 | 0 | 5052408.1412
Circuit | strategic_undergrounding_main | SO43_main | 31 | 20426795.42 | 20426795.42 | 0 | 0 | 21021008.4033 | 0 | 594212.8227
Circuit | strategic_undergrounding_main | BZ03_main | 32 | 20034470.06 | 20034470.06 | 0 | 0 | 22404746.6036 | 0 | 2370276.412
Circuit | strategic_undergrounding_main | LW46_main | 33 | 19031472.98 | 19031472.98 | 0 | 0 | 21186593.5125 | 0 | 2155120.3918
Circuit | strategic_undergrounding_main | VCR44_main | 34 | 18875981.46 | 18875981.46 | 0 | 0 | 18875981.6434 | 0 | 0
Circuit | strategic_undergrounding_main | LJ06_main | 35 | 18788218.26 | 18788218.26 | 0 | 0 | 22210693.6379 | 0 | 3422475.1966
Circuit | strategic_undergrounding_main | RZ01_main | 36 | 18748722.54 | 18748722.54 | 0 | 0 | 22366321.4009 | 0 | 3617598.7251
Circuit | strategic_undergrounding_main | LJ09_main | 37 | 18098550.07 | 18098550.07 | 0 | 0 | 18098550.2033 | 0 | 0
Circuit | strategic_undergrounding_main | VL01_main | 38 | 17979581.99 | 17979581.99 | 0 | 0 | 17979582.1351 | 0 | 0
Circuit | strategic_undergrounding_main | RA42_main | 39 | 17812333.26 | 17812333.26 | 0 | 0 | 20346701.0954 | 0 | 2534367.7002
Circuit | strategic_undergrounding_main | WZ41_main | 40 | 17570226.43 | 17570226.43 | 0 | 0 | 17570226.5631 | 0 | 0
Circuit | strategic_undergrounding_main | GL07_main | 41 | 17359220.66 | 17359220.66 | 0 | 0 | 17359220.7999 | 0 | 0
Circuit | strategic_undergrounding_main | FL44_main | 42 | 17353877.96 | 17353877.96 | 0 | 0 | 18704538.4896 | 0 | 1350660.3533
Circuit | strategic_undergrounding_main | AR46_main | 43 | 17289847.17 | 17289847.17 | 0 | 0 | 31836084.494 | 0 | 14546237.1762
Circuit | strategic_undergrounding_main | VL07_main | 44 | 17230517.99 | 17230517.99 | 0 | 0 | 33686717.9244 | 0 | 16456199.7756
Circuit | strategic_undergrounding_main | AL10_main | 45 | 17205725.04 | 17205725.04 | 0 | 0 | 23400602.8753 | 0 | 6194877.6822
Circuit | strategic_undergrounding_main | HL06_main | 46 | 17107963.67 | 17107963.67 | 0 | 0 | 27430743.2044 | 0 | 10322779.3654
Circuit | strategic_undergrounding_main | GA04_main | 47 | 16880263.12 | 16880263.12 | 0 | 0 | 19408952.5893 | 0 | 2528689.3074
Circuit | strategic_undergrounding_main | JOR46_main | 48 | 16813521.25 | 16813521.25 | 0 | 0 | 31886333.6885 | 0 | 15072812.2922
Circuit | strategic_undergrounding_main | TWG42_main | 49 | 16661239.17 | 16661239.17 | 0 | 0 | 20783680.5704 | 0 | 4122441.2438
Circuit | strategic_undergrounding_main | LM02_main | 50 | 16651185.14 | 16651185.14 | 0 | 0 | 21080689.3283 | 0 | 4429504.0282
Circuit | strategic_undergrounding_main | OB41_main | 51 | 16651022.33 | 16651022.33 | 0 | 0 | 16651022.4957 | 0 | 0
Circuit | strategic_undergrounding_main | CG08_main | 52 | 16372100.15 | 16372100.15 | 0 | 0 | 16383992.3191 | 0 | 11892.0067
Circuit | strategic_undergrounding_main | GL01_main | 53 | 16061931.9 | 16061931.9 | 0 | 0 | 16061932.0599 | 0 | 0
Circuit | strategic_undergrounding_main | RE43_main | 54 | 16012450.95 | 16012450.95 | 0 | 0 | 16467471.0721 | 0 | 455019.9674
Circuit | strategic_undergrounding_main | WI42_main | 55 | 15695399.72 | 15695399.72 | 0 | 0 | 15748327.9865 | 0 | 52928.097
Circuit | strategic_undergrounding_main | LU45_main | 56 | 15586206.12 | 15586206.12 | 0 | 0 | 15586206.2521 | 0 | 0
Circuit | strategic_undergrounding_main | AT41_main | 57 | 15571559.58 | 15571559.58 | 0 | 0 | 20832246.9862 | 0 | 5260687.266
Circuit | strategic_undergrounding_main | MDY03_main | 58 | 15571445.75 | 15571445.75 | 0 | 0 | 15571445.9271 | 0 | 0
Circuit | strategic_undergrounding_main | VL06_main | 59 | 15441980.04 | 15441980.04 | 0 | 0 | 15441980.1803 | 0 | 0
Circuit | strategic_undergrounding_main | LU44_main | 60 | 15415768.21 | 15415768.21 | 0 | 0 | 15415768.3639 | 0 | 0
Circuit | strategic_undergrounding_main | SPW52_main | 61 | 15363130.87 | 15363130.87 | 0 | 0 | 17409117.3049 | 0 | 2045986.2903
Circuit | strategic_undergrounding_main | BZ09_main | 62 | 15235963.91 | 15235963.91 | 0 | 0 | 21148310.707 | 0 | 5912346.6424
Circuit | strategic_undergrounding_main | KI44_main | 63 | 14838840.15 | 14838840.15 | 0 | 0 | 14838840.2998 | 0 | 0
Circuit | strategic_undergrounding_main | VCR41_main | 64 | 14808247.27 | 14808247.27 | 0 | 0 | 15518327.4986 | 0 | 710080.0866
Circuit | strategic_undergrounding_main | LAK45_main | 65 | 14724992.26 | 14724992.26 | 0 | 0 | 16758124.6667 | 0 | 2033132.2692
Circuit | strategic_undergrounding_main | GL05_main | 66 | 14308459.09 | 14308459.09 | 0 | 0 | 14308459.2551 | 0 | 0
Circuit | strategic_undergrounding_main | WF42_main | 67 | 14201400.47 | 14201400.47 | 0 | 0 | 30785544.8598 | 0 | 16584144.2387
Circuit | strategic_undergrounding_main | TB49_main | 68 | 14137477.23 | 14137477.23 | 0 | 0 | 14137477.3907 | 0 | 0
Circuit | strategic_undergrounding_main | THW44_main | 69 | 13712214.64 | 13712214.64 | 0 | 0 | 14622764.6444 | 0 | 910549.8888
Circuit | strategic_undergrounding_main | OB47_main | 70 | 13658758.57 | 13658758.57 | 0 | 0 | 14138123.3436 | 0 | 479364.6184
Circuit | strategic_undergrounding_main | BZ08_main | 71 | 13471156.66 | 13471156.66 | 0 | 0 | 21550767.3372 | 0 | 8079610.5183
Circuit | strategic_undergrounding_main | AR42_main | 72 | 13392542.43 | 13392542.43 | 0 | 0 | 14462888.0304 | 0 | 1070345.4623
Circuit | strategic_undergrounding_main | LIM47_main | 73 | 13339772.75 | 13339772.75 | 0 | 0 | 13339772.9046 | 0 | 0
Circuit | strategic_undergrounding_main | OB44_main | 74 | 13258172.54 | 13258172.54 | 0 | 0 | 13258172.7127 | 0 | 0
Circuit | strategic_undergrounding_main | SO49_main | 75 | 13057821.66 | 13057821.66 | 0 | 0 | 14418004.3843 | 0 | 1360182.6056
Circuit | strategic_undergrounding_main | PW05_main | 76 | 12897525.03 | 12897525.03 | 0 | 0 | 14842716.3473 | 0 | 1945191.1543
Circuit | strategic_undergrounding_main | TE05_main | 77 | 12871419.28 | 12871419.28 | 0 | 0 | 18138302.4361 | 0 | 5266883.0219
Circuit | strategic_undergrounding_main | AM08_main | 78 | 12843369.21 | 12843369.21 | 0 | 0 | 12843369.3665 | 0 | 0
Circuit | strategic_undergrounding_main | STW02_main | 79 | 12648795.93 | 12648795.93 | 0 | 0 | 13948700.581 | 0 | 1299904.4969
Circuit | strategic_undergrounding_main | OB48_main | 80 | 12574908.08 | 12574908.08 | 0 | 0 | 13211487.5374 | 0 | 636579.3007
Circuit | strategic_undergrounding_main | LY48_main | 81 | 12546195.79 | 12546195.79 | 0 | 0 | 12546195.9753 | 0 | 0
Circuit | strategic_undergrounding_main | SPW49_main | 82 | 12523281.46 | 12523281.46 | 0 | 0 | 12523281.6176 | 0 | 0
Circuit | strategic_undergrounding_main | WF49_main | 83 | 12294753.06 | 12294753.06 | 0 | 0 | 12485334.3295 | 0 | 190581.1258
Circuit | strategic_undergrounding_main | FR44_main | 84 | 12284395.31 | 12284395.31 | 0 | 0 | 12288118.0852 | 0 | 3722.6367
Circuit | strategic_undergrounding_main | DA05_main | 85 | 12283247.12 | 12283247.12 | 0 | 0 | 15005280.8622 | 0 | 2722033.5655
Circuit | strategic_undergrounding_main | GW02_main | 86 | 12199349.92 | 12199349.92 | 0 | 0 | 12199350.0497 | 0 | 0
Circuit | strategic_undergrounding_main | DL41_main | 87 | 12197420.55 | 12197420.55 | 0 | 0 | 13088429.1493 | 0 | 891008.462
Circuit | strategic_undergrounding_main | PHR03_main | 88 | 11915853.23 | 11915853.23 | 0 | 0 | 11915853.3773 | 0 | 0
Circuit | strategic_undergrounding_main | JCK03_main | 89 | 11913261.73 | 11913261.73 | 0 | 0 | 12121801.3558 | 0 | 208539.4861
Circuit | strategic_undergrounding_main | OB45_main | 90 | 11889235.91 | 11889235.91 | 0 | 0 | 14651137.4853 | 0 | 2761901.446
Circuit | strategic_undergrounding_main | NV01_main | 91 | 11809685.06 | 11809685.06 | 0 | 0 | 18689838.5075 | 0 | 6880153.298
Circuit | strategic_undergrounding_main | NEW03_main | 92 | 11766513.86 | 11766513.86 | 0 | 0 | 11766513.9905 | 0 | 0
Circuit | strategic_undergrounding_main | DA04_main | 93 | 11732402.45 | 11732402.45 | 0 | 0 | 11835533.6075 | 0 | 103131.0078
Circuit | strategic_undergrounding_main | WF05_main | 94 | 11523230.8 | 11523230.8 | 0 | 0 | 13620472.9587 | 0 | 2097241.9995
Circuit | strategic_undergrounding_main | PI43_main | 95 | 11445323.45 | 11445323.45 | 0 | 0 | 11445323.6145 | 0 | 0
Circuit | strategic_undergrounding_main | BT07_main | 96 | 11425422.25 | 11425422.25 | 0 | 0 | 11659800.1253 | 0 | 234377.7194
Circuit | strategic_undergrounding_main | WR10_main | 97 | 11409798.69 | 11409798.69 | 0 | 0 | 21828147.7689 | 0 | 10418348.9311
Circuit | strategic_undergrounding_main | JOR44_main | 98 | 11320448.31 | 11320448.31 | 0 | 0 | 18558645.9236 | 0 | 7238197.4683
Circuit | strategic_undergrounding_main | THW46_main | 99 | 11262716.97 | 11262716.97 | 0 | 0 | 17067487.7435 | 0 | 5804770.6507
Circuit | strategic_undergrounding_main | KL48_main | 100 | 11204458.67 | 11204458.67 | 0 | 0 | 11204458.8287 | 0 | 0
Circuit | strategic_undergrounding_main | SP12_main | 101 | 11126338.5 | 11126338.5 | 0 | 0 | 11126338.6604 | 0 | 0
Circuit | strategic_undergrounding_main | TIK01_main | 102 | 11118997.68 | 11118997.68 | 0 | 0 | 11235411.8052 | 0 | 116413.9728
Circuit | strategic_undergrounding_main | TRN45_main | 103 | 11118174.87 | 11118174.87 | 0 | 0 | 11326717.7723 | 0 | 208542.7352
Circuit | strategic_undergrounding_main | BZ05_main | 104 | 11107349.64 | 11107349.64 | 0 | 0 | 13826119.1661 | 0 | 2718769.362
Circuit | strategic_undergrounding_main | AL08_main | 105 | 11024031.68 | 11024031.68 | 0 | 0 | 24665541.9428 | 0 | 13641510.1041
Circuit | strategic_undergrounding_main | KDL46_main | 106 | 10805678.11 | 10805678.11 | 0 | 0 | 10805678.2806 | 0 | 0
Circuit | strategic_undergrounding_main | GZ45_main | 107 | 10768037.06 | 10768037.06 | 0 | 0 | 10810654.9281 | 0 | 42617.7161
Circuit | strategic_undergrounding_main | IM49_main | 108 | 10742711.61 | 10742711.61 | 0 | 0 | 10742711.7491 | 0 | 0
Circuit | strategic_undergrounding_main | WBY03_main | 109 | 10737864.19 | 10737864.19 | 0 | 0 | 12158040.4916 | 0 | 1420176.1584
Circuit | strategic_undergrounding_main | HOC09_main | 110 | 10624984.91 | 10624984.91 | 0 | 0 | 10663895.6458 | 0 | 38910.5677
Circuit | strategic_undergrounding_main | FRY49_main | 111 | 10554696.85 | 10554696.85 | 0 | 0 | 11635312.2408 | 0 | 1080615.2439
Circuit | strategic_undergrounding_main | FR43_main | 112 | 10545891.22 | 10545891.22 | 0 | 0 | 14861401.4465 | 0 | 4315510.1049
Circuit | strategic_undergrounding_main | GL09_main | 113 | 10374939.02 | 10374939.02 | 0 | 0 | 11913928.6486 | 0 | 1538989.4932
Circuit | strategic_undergrounding_main | LIM46_main | 114 | 10352687.96 | 10352687.96 | 0 | 0 | 10352688.1169 | 0 | 0
Circuit | strategic_undergrounding_main | TWG41_main | 115 | 10232202.36 | 10232202.36 | 0 | 0 | 10232202.5131 | 0 | 0
Circuit | strategic_undergrounding_main | LU41_main | 116 | 10214523.16 | 10214523.16 | 0 | 0 | 10454142.1407 | 0 | 239618.8432
Circuit | strategic_undergrounding_main | CD06_main | 117 | 10194162.25 | 10194162.25 | 0 | 0 | 11489925.5776 | 0 | 1295763.17
Circuit | strategic_undergrounding_main | STL46_main | 118 | 10119823.56 | 10119823.56 | 0 | 0 | 10119823.7033 | 0 | 0
Circuit | strategic_undergrounding_main | LAK43_main | 119 | 10111782.16 | 10111782.16 | 0 | 0 | 13052169.1126 | 0 | 2940386.8134
Circuit | strategic_undergrounding_main | MP03_main | 120 | 10102474.71 | 10102474.71 | 0 | 0 | 12235712.6783 | 0 | 2133237.804
Circuit | strategic_undergrounding_main | BAR46_main | 121 | 9823487.41 | 9823487.41 | 0 | 0 | 12974866.6661 | 0 | 3151379.1218
Circuit | strategic_undergrounding_main | STL41_main | 122 | 9769907.78 | 9769907.78 | 0 | 0 | 9771198.4252 | 0 | 1290.5303
Circuit | strategic_undergrounding_main | UN10_main | 123 | 9741623.8 | 9741623.8 | 0 | 0 | 9741623.9403 | 0 | 0
Circuit | strategic_undergrounding_main | BAR41_main | 124 | 9710965.73 | 9710965.73 | 0 | 0 | 12735133.0397 | 0 | 3024167.1676
Circuit | strategic_undergrounding_main | KM02_main | 125 | 9616601.02 | 9616601.02 | 0 | 0 | 11220692.4201 | 0 | 1604091.2568
Circuit | strategic_undergrounding_main | FT10_main | 126 | 9594691.06 | 9594691.06 | 0 | 0 | 16928604.6522 | 0 | 7333913.4116
Circuit | strategic_undergrounding_main | PHR04_main | 127 | 9549597.94 | 9549597.94 | 0 | 0 | 9549598.0688 | 0 | 0
Circuit | strategic_undergrounding_main | SIE42_main | 128 | 9433725.24 | 9433725.24 | 0 | 0 | 9433725.3815 | 0 | 0
Circuit | strategic_undergrounding_main | BAR44_main | 129 | 9431795 | 9431795 | 0 | 0 | 10144701.1997 | 0 | 712906.0598
Circuit | strategic_undergrounding_main | FL43_main | 130 | 9410953.2 | 9410953.2 | 0 | 0 | 9410953.3581 | 0 | 0
Circuit | strategic_undergrounding_main | KG45_main | 131 | 9210194.97 | 9210194.97 | 0 | 0 | 9765600.3887 | 0 | 555405.2927
Circuit | strategic_undergrounding_main | LV02_main | 132 | 9206470.06 | 9206470.06 | 0 | 0 | 9206470.2078 | 0 | 0
Circuit | strategic_undergrounding_main | THW41_main | 133 | 9144007.56 | 9144007.56 | 0 | 0 | 10516890.6356 | 0 | 1372882.9265
Circuit | strategic_undergrounding_main | TB46_main | 134 | 9109995.25 | 9109995.25 | 0 | 0 | 9109995.4066 | 0 | 0
Circuit | strategic_undergrounding_main | SP09_main | 135 | 9098081.66 | 9098081.66 | 0 | 0 | 9098081.8142 | 0 | 0
Circuit | strategic_undergrounding_main | SO42_main | 136 | 9092728.52 | 9092728.52 | 0 | 0 | 9875856.5651 | 0 | 783127.8712
Circuit | strategic_undergrounding_main | UW07_main | 137 | 9076430.55 | 9076430.55 | 0 | 0 | 9076430.6788 | 0 | 0
Circuit | strategic_undergrounding_main | KW42_main | 138 | 9062056.71 | 9062056.71 | 0 | 0 | 9062056.8615 | 0 | 0
Circuit | strategic_undergrounding_main | AE06_main | 139 | 9031433.18 | 9031433.18 | 0 | 0 | 12105885.7264 | 0 | 3074452.3897
Circuit | strategic_undergrounding_main | AR44_main | 140 | 9001680.27 | 9001680.27 | 0 | 0 | 9054221.2044 | 0 | 52540.8127
Circuit | strategic_undergrounding_main | KT42_main | 141 | 8987386.65 | 8987386.65 | 0 | 0 | 8990339.9814 | 0 | 2953.1834
Circuit | strategic_undergrounding_main | TM04_main | 142 | 8898900.77 | 8898900.77 | 0 | 0 | 8898900.8984 | 0 | 0
Circuit | strategic_undergrounding_main | GAR02_main | 143 | 8898316.53 | 8898316.53 | 0 | 0 | 10309954.6691 | 0 | 1411637.9701
Circuit | strategic_undergrounding_main | SE42_main | 144 | 8868691.57 | 8868691.57 | 0 | 0 | 10882710.9974 | 0 | 2014019.273
Circuit | strategic_undergrounding_main | DA06_main | 145 | 8855046.36 | 8855046.36 | 0 | 0 | 12631126.2408 | 0 | 3776079.7284
Circuit | strategic_undergrounding_main | KW41_main | 146 | 8852437.51 | 8852437.51 | 0 | 0 | 8852437.6724 | 0 | 0
Circuit | strategic_undergrounding_main | JN01_main | 147 | 8812608.68 | 8812608.68 | 0 | 0 | 8812608.8271 | 0 | 0
Circuit | strategic_undergrounding_main | AT42_main | 148 | 8807173.42 | 8807173.42 | 0 | 0 | 8996652.8772 | 0 | 189479.2914
Circuit | strategic_undergrounding_main | WR15_main | 149 | 8758575.26 | 8758575.26 | 0 | 0 | 8782549.0955 | 0 | 23973.668
Circuit | strategic_undergrounding_main | CG05_main | 150 | 8751972.97 | 8751972.97 | 0 | 0 | 8751973.1139 | 0 | 0
Circuit | strategic_undergrounding_main | CE12_main | 151 | 8615141.82 | 8615141.82 | 0 | 0 | 8615141.968 | 0 | 0
Circuit | strategic_undergrounding_main | HX02_main | 152 | 8588473.23 | 8588473.23 | 0 | 0 | 8588473.3862 | 0 | 0
Circuit | strategic_undergrounding_main | KDL45_main | 153 | 8530739.98 | 8530739.98 | 0 | 0 | 8530740.1401 | 0 | 0
Circuit | strategic_undergrounding_main | TB47_main | 154 | 8523440.01 | 8523440.01 | 0 | 0 | 8523440.1625 | 0 | 0
Circuit | strategic_undergrounding_main | MDY01_main | 155 | 8467537.3 | 8467537.3 | 0 | 0 | 8467537.4227 | 0 | 0
Circuit | strategic_undergrounding_main | SO48_main | 156 | 8356493.69 | 8356493.69 | 0 | 0 | 8356493.847 | 0 | 0
Circuit | strategic_undergrounding_main | VL02_main | 157 | 8337092.34 | 8337092.34 | 0 | 0 | 11161078.26 | 0 | 2823985.7489
Circuit | strategic_undergrounding_main | AL07_main | 158 | 8323195.23 | 8323195.23 | 0 | 0 | 11380419.8019 | 0 | 3057224.3987
Circuit | strategic_undergrounding_main | SIE46_main | 159 | 8307674.97 | 8307674.97 | 0 | 0 | 10035293.1121 | 0 | 1727618.0143
Circuit | strategic_undergrounding_main | HB46_main | 160 | 8305298.96 | 8305298.96 | 0 | 0 | 8330713.6716 | 0 | 25414.5636
Circuit | strategic_undergrounding_main | SPW44_main | 161 | 8295931.24 | 8295931.24 | 0 | 0 | 8295931.3875 | 0 | 0
Circuit | strategic_undergrounding_main | VCR42_main | 162 | 8278171.72 | 8278171.72 | 0 | 0 | 8278171.8934 | 0 | 0
Circuit | strategic_undergrounding_main | DE06_main | 163 | 8228347.32 | 8228347.32 | 0 | 0 | 8228347.4409 | 0 | 0
Circuit | strategic_undergrounding_main | STW03_main | 164 | 8149288.34 | 8149288.34 | 0 | 0 | 9827194.4743 | 0 | 1677905.9803
Circuit | strategic_undergrounding_main | PI46_main | 165 | 8132374.71 | 8132374.71 | 0 | 0 | 10489274.025 | 0 | 2356899.1674
Circuit | strategic_undergrounding_main | GV06_main | 166 | 8123400.41 | 8123400.41 | 0 | 0 | 8123400.5756 | 0 | 0
Circuit | strategic_undergrounding_main | RA46_main | 167 | 8107566.48 | 8107566.48 | 0 | 0 | 8107566.6344 | 0 | 0
Circuit | strategic_undergrounding_main | BC08_main | 168 | 8103297.61 | 8103297.61 | 0 | 0 | 10270156.5034 | 0 | 2166858.7253
Circuit | strategic_undergrounding_main | TB42_main | 169 | 8071310.96 | 8071310.96 | 0 | 0 | 8071311.0969 | 0 | 0
Circuit | strategic_undergrounding_main | WLO44_main | 170 | 8002436.86 | 8002436.86 | 0 | 0 | 8057432.9878 | 0 | 54995.9818
Circuit | strategic_undergrounding_main | LAK42_main | 171 | 7971699.55 | 7971699.55 | 0 | 0 | 8707392.0318 | 0 | 735692.3435
Circuit | strategic_undergrounding_main | DR02_main | 172 | 7952404.49 | 7952404.49 | 0 | 0 | 9889057.1716 | 0 | 1936652.5414
Circuit | strategic_undergrounding_main | KT46_main | 173 | 7875162.29 | 7875162.29 | 0 | 0 | 7875162.4322 | 0 | 0
Circuit | strategic_undergrounding_main | HB50_main | 174 | 7862832.47 | 7862832.47 | 0 | 0 | 7912461.5999 | 0 | 49628.9847
Circuit | strategic_undergrounding_main | PZ46_main | 175 | 7766084.49 | 7766084.49 | 0 | 0 | 9489364.826 | 0 | 1723280.2077
Circuit | strategic_undergrounding_main | RT01_main | 176 | 7727112.59 | 7727112.59 | 0 | 0 | 8961255.0887 | 0 | 1234142.3448
Circuit | strategic_undergrounding_main | FZ41_main | 177 | 7715145.1 | 7715145.1 | 0 | 0 | 7715145.2392 | 0 | 0
Circuit | strategic_undergrounding_main | CA08_main | 178 | 7714713.58 | 7714713.58 | 0 | 0 | 13105104.9037 | 0 | 5390391.1782
Circuit | strategic_undergrounding_main | OA05_main | 179 | 7712727.83 | 7712727.83 | 0 | 0 | 13383888.6373 | 0 | 5671160.67
Circuit | strategic_undergrounding_main | MAR41_main | 180 | 7703385.65 | 7703385.65 | 0 | 0 | 7705124.3339 | 0 | 1738.5061
Circuit | strategic_undergrounding_main | FL45_main | 181 | 7702285.88 | 7702285.88 | 0 | 0 | 7702285.994 | 0 | 0
Circuit | strategic_undergrounding_main | FL49_main | 182 | 7652056.91 | 7652056.91 | 0 | 0 | 7652057.066 | 0 | 0
Circuit | strategic_undergrounding_main | PHR01_main | 183 | 7640368.57 | 7640368.57 | 0 | 0 | 7640368.696 | 0 | 0
Circuit | strategic_undergrounding_main | KDL42_main | 184 | 7521049.02 | 7521049.02 | 0 | 0 | 7521049.1754 | 0 | 0
Circuit | strategic_undergrounding_main | TB43_main | 185 | 7487424.75 | 7487424.75 | 0 | 0 | 7487424.9249 | 0 | 0
Circuit | strategic_undergrounding_main | IR05_main | 186 | 7399916.85 | 7399916.85 | 0 | 0 | 8725857.7551 | 0 | 1325940.7439
Circuit | strategic_undergrounding_main | MC02_main | 187 | 7372770.65 | 7372770.65 | 0 | 0 | 7903447.9872 | 0 | 530677.1984
Circuit | strategic_undergrounding_main | HL08_main | 188 | 7372660.14 | 7372660.14 | 0 | 0 | 7493397.1506 | 0 | 120736.8579
Circuit | strategic_undergrounding_main | PI41_main | 189 | 7287803.64 | 7287803.64 | 0 | 0 | 10211006.2312 | 0 | 2923202.45
Circuit | strategic_undergrounding_main | UW04_main | 190 | 7260047.78 | 7260047.78 | 0 | 0 | 8952853.3429 | 0 | 1692805.417
Circuit | strategic_undergrounding_main | BAR42_main | 191 | 7231325.68 | 7231325.68 | 0 | 0 | 7342688.0615 | 0 | 111362.2246
Circuit | strategic_undergrounding_main | GZ43_main | 192 | 7186693.88 | 7186693.88 | 0 | 0 | 7372322.2766 | 0 | 185628.2242
Circuit | strategic_undergrounding_main | WF46_main | 193 | 7176727.86 | 7176727.86 | 0 | 0 | 11320151.8111 | 0 | 4143423.8116
Circuit | strategic_undergrounding_main | WZ47_main | 194 | 7160627.88 | 7160627.88 | 0 | 0 | 7173536.0222 | 0 | 12908.0273
Circuit | strategic_undergrounding_main | KT48_main | 195 | 7134747.22 | 7134747.22 | 0 | 0 | 7134747.382 | 0 | 0
Circuit | strategic_undergrounding_main | KT50_main | 196 | 7133965.19 | 7133965.19 | 0 | 0 | 7474136.1081 | 0 | 340170.7816
Circuit | strategic_undergrounding_main | CRB45_main | 197 | 7133241.76 | 7133241.76 | 0 | 0 | 8122809.6788 | 0 | 989567.765
Circuit | strategic_undergrounding_main | MAR50_main | 198 | 7118935.15 | 7118935.15 | 0 | 0 | 8316998.7831 | 0 | 1198063.4726
Circuit | strategic_undergrounding_main | FUL42_main | 199 | 7095610.07 | 7095610.07 | 0 | 0 | 7095610.2161 | 0 | 0
Circuit | strategic_undergrounding_main | SIE45_main | 200 | 7041197.43 | 7041197.43 | 0 | 0 | 7041197.5719 | 0 | 0
Circuit | strategic_undergrounding_main | SP08_main | 201 | 7029486.18 | 7029486.18 | 0 | 0 | 8010840.8654 | 0 | 981354.5436
Circuit | strategic_undergrounding_main | WOR46_main | 202 | 6991068.01 | 6991068.01 | 0 | 0 | 8554855.8899 | 0 | 1563787.7314
Circuit | strategic_undergrounding_main | CC03_main | 203 | 6967011.83 | 6967011.83 | 0 | 0 | 6967011.9679 | 0 | 0
Circuit | strategic_undergrounding_main | HG04_main | 204 | 6900062.44 | 6900062.44 | 0 | 0 | 6900062.5923 | 0 | 0
Circuit | strategic_undergrounding_main | TRN03_main | 205 | 6853229.72 | 6853229.72 | 0 | 0 | 6853229.8575 | 0 | 0
Circuit | strategic_undergrounding_main | KI43_main | 206 | 6846582.91 | 6846582.91 | 0 | 0 | 6846583.0838 | 0 | 0
Circuit | strategic_undergrounding_main | HK42_main | 207 | 6808255.31 | 6808255.31 | 0 | 0 | 7447376.5035 | 0 | 639121.0807
Circuit | strategic_undergrounding_main | HOC02_main | 208 | 6782282.11 | 6782282.11 | 0 | 0 | 7396753.7181 | 0 | 614471.478
Circuit | strategic_undergrounding_main | FR50_main | 209 | 6749443.69 | 6749443.69 | 0 | 0 | 10888915.5978 | 0 | 4139471.7468
Circuit | strategic_undergrounding_main | SH02_main | 210 | 6707953.11 | 6707953.11 | 0 | 0 | 11447322.8821 | 0 | 4739369.6257
Circuit | strategic_undergrounding_main | WV02_main | 211 | 6696094.7 | 6696094.7 | 0 | 0 | 6696094.8206 | 0 | 0
Circuit | strategic_undergrounding_main | JN06_main | 212 | 6675092.3 | 6675092.3 | 0 | 0 | 6680943.8621 | 0 | 5851.4167
Circuit | strategic_undergrounding_main | WF47_main | 213 | 6640428.02 | 6640428.02 | 0 | 0 | 6643736.3204 | 0 | 3308.1579
Circuit | strategic_undergrounding_main | CYF46_main | 214 | 6618196.94 | 6618196.94 | 0 | 0 | 7090785.1189 | 0 | 472588.0267
Circuit | strategic_undergrounding_main | DH06_main | 215 | 6612146.28 | 6612146.28 | 0 | 0 | 6612146.4294 | 0 | 0
Circuit | strategic_undergrounding_main | RED06_main | 216 | 6605993.54 | 6605993.54 | 0 | 0 | 6605993.7009 | 0 | 0
Circuit | strategic_undergrounding_main | STW01_main | 217 | 6570467.31 | 6570467.31 | 0 | 0 | 8697509.9889 | 0 | 2127042.5284
Circuit | strategic_undergrounding_main | PI47_main | 218 | 6543612.89 | 6543612.89 | 0 | 0 | 9755600.422 | 0 | 3211987.3783
Circuit | strategic_undergrounding_main | GE50_main | 219 | 6532662.02 | 6532662.02 | 0 | 0 | 6532662.1773 | 0 | 0
Circuit | strategic_undergrounding_main | LV01_main | 220 | 6528227.36 | 6528227.36 | 0 | 0 | 6528227.5013 | 0 | 0
Circuit | strategic_undergrounding_main | SO41_main | 221 | 6511619.19 | 6511619.19 | 0 | 0 | 7456683.3286 | 0 | 945063.9823
Circuit | strategic_undergrounding_main | CS03_main | 222 | 6506911.67 | 6506911.67 | 0 | 0 | 6506911.7979 | 0 | 0
Circuit | strategic_undergrounding_main | PI45_main | 223 | 6499830.35 | 6499830.35 | 0 | 0 | 6499830.4944 | 0 | 0
Circuit | strategic_undergrounding_main | NB43_main | 224 | 6486424.47 | 6486424.47 | 0 | 0 | 6514537.1128 | 0 | 28112.4918
Circuit | strategic_undergrounding_main | MB05_main | 225 | 6465418.47 | 6465418.47 | 0 | 0 | 6920981.2206 | 0 | 455562.6108
Circuit | strategic_undergrounding_main | KL42_main | 226 | 6459009.77 | 6459009.77 | 0 | 0 | 6459009.9316 | 0 | 0
Circuit | strategic_undergrounding_main | CA01_main | 227 | 6401218.63 | 6401218.63 | 0 | 0 | 7269948.9955 | 0 | 868730.2305
Circuit | strategic_undergrounding_main | PA03_main | 228 | 6375112.4 | 6375112.4 | 0 | 0 | 6375112.5481 | 0 | 0
Circuit | strategic_undergrounding_main | HB48_main | 229 | 6332154.12 | 6332154.12 | 0 | 0 | 6344580.5036 | 0 | 12426.2344
Circuit | strategic_undergrounding_main | WT02_main | 230 | 6324266.67 | 6324266.67 | 0 | 0 | 6324266.8331 | 0 | 0
Circuit | strategic_undergrounding_main | KT44_main | 231 | 6313287.88 | 6313287.88 | 0 | 0 | 6375487.6382 | 0 | 62199.5843
Circuit | strategic_undergrounding_main | BV42_main | 232 | 6310421.71 | 6310421.71 | 0 | 0 | 7615331.6942 | 0 | 1304909.8261
Circuit | strategic_undergrounding_main | TE03_main | 233 | 6275891.27 | 6275891.27 | 0 | 0 | 8633260.2464 | 0 | 2357368.8544
Circuit | strategic_undergrounding_main | CYF44_main | 234 | 6272716.03 | 6272716.03 | 0 | 0 | 7196952.2046 | 0 | 924236.0348
Circuit | strategic_undergrounding_main | MB09_main | 235 | 6272340.36 | 6272340.36 | 0 | 0 | 8583645.9676 | 0 | 2311305.4554
Circuit | strategic_undergrounding_main | PW02_main | 236 | 6248850.21 | 6248850.21 | 0 | 0 | 6248850.3623 | 0 | 0
Circuit | strategic_undergrounding_main | FW06_main | 237 | 6230221.82 | 6230221.82 | 0 | 0 | 6230221.9727 | 0 | 0
Circuit | strategic_undergrounding_main | CD12_main | 238 | 6229534.77 | 6229534.77 | 0 | 0 | 6229534.9178 | 0 | 0
Circuit | strategic_undergrounding_main | ED05_main | 239 | 6171756.31 | 6171756.31 | 0 | 0 | 6173800.5119 | 0 | 2044.0487
Circuit | strategic_undergrounding_main | HM11_main | 240 | 6145875.55 | 6145875.55 | 0 | 0 | 6354235.5429 | 0 | 208359.8432
Circuit | strategic_undergrounding_main | RO07_main | 241 | 6134415.28 | 6134415.28 | 0 | 0 | 6134415.4469 | 0 | 0
Circuit | strategic_undergrounding_main | IM44_main | 242 | 6125724.3 | 6125724.3 | 0 | 0 | 7947097.8251 | 0 | 1821373.3945
Circuit | strategic_undergrounding_main | KL50_main | 243 | 6046420.09 | 6046420.09 | 0 | 0 | 6046420.2414 | 0 | 0
Circuit | strategic_undergrounding_main | RT02_main | 244 | 6022748.73 | 6022748.73 | 0 | 0 | 6022748.8632 | 0 | 0
Circuit | strategic_undergrounding_main | WO12_main | 245 | 6008526.31 | 6008526.31 | 0 | 0 | 6008526.4435 | 0 | 0
Circuit | strategic_undergrounding_main | FZ49_main | 246 | 5990272.7 | 5990272.7 | 0 | 0 | 5990272.8181 | 0 | 0
Circuit | strategic_undergrounding_main | AD11_main | 247 | 5952443.22 | 5952443.22 | 0 | 0 | 9576616.0195 | 0 | 3624172.6584
Circuit | strategic_undergrounding_main | IM50_main | 248 | 5943404.49 | 5943404.49 | 0 | 0 | 8534128.4644 | 0 | 2590723.8078
Circuit | strategic_undergrounding_main | KN06_main | 249 | 5934362.58 | 5934362.58 | 0 | 0 | 6905179.4424 | 0 | 970816.7003
Circuit | strategic_undergrounding_main | MAR43_main | 250 | 5933116.46 | 5933116.46 | 0 | 0 | 5933116.5945 | 0 | 0
Circuit | strategic_undergrounding_main | EL09_main | 251 | 5928508.08 | 5928508.08 | 0 | 0 | 9741230.5931 | 0 | 3812722.3587
Circuit | strategic_undergrounding_main | OB43_main | 252 | 5919755.24 | 5919755.24 | 0 | 0 | 6906103.17 | 0 | 986347.7785
Circuit | strategic_undergrounding_main | ED08_main | 253 | 5902975.33 | 5902975.33 | 0 | 0 | 5902975.4807 | 0 | 0
Circuit | strategic_undergrounding_main | CRB42_main | 254 | 5902764.99 | 5902764.99 | 0 | 0 | 7618341.0749 | 0 | 1715575.9546
Circuit | strategic_undergrounding_main | NB41_main | 255 | 5899448.13 | 5899448.13 | 0 | 0 | 6063736.5321 | 0 | 164288.2254
Circuit | strategic_undergrounding_main | CB07_main | 256 | 5889252.32 | 5889252.32 | 0 | 0 | 5889252.4925 | 0 | 0
Circuit | strategic_undergrounding_main | WOR42_main | 257 | 5875237.26 | 5875237.26 | 0 | 0 | 5929502.0372 | 0 | 54264.612
Circuit | strategic_undergrounding_main | FRY46_main | 258 | 5849300.57 | 5849300.57 | 0 | 0 | 5849300.6994 | 0 | 0
Circuit | strategic_undergrounding_main | FAN47_main | 259 | 5797191.84 | 5797191.84 | 0 | 0 | 7273740.0023 | 0 | 1476548.0429
Circuit | strategic_undergrounding_main | GZ44_main | 260 | 5794230.21 | 5794230.21 | 0 | 0 | 5807541.5572 | 0 | 13311.1987
Circuit | strategic_undergrounding_main | AM09_main | 261 | 5781046.66 | 5781046.66 | 0 | 0 | 5781046.787 | 0 | 0
Circuit | strategic_undergrounding_main | IM48_main | 262 | 5771058.54 | 5771058.54 | 0 | 0 | 8340302.1821 | 0 | 2569243.5215
Circuit | strategic_undergrounding_main | AD07_main | 263 | 5761340.44 | 5761340.44 | 0 | 0 | 5761340.6053 | 0 | 0
Circuit | strategic_undergrounding_main | CRB44_main | 264 | 5729204.4 | 5729204.4 | 0 | 0 | 6647149.3225 | 0 | 917944.7824
Circuit | strategic_undergrounding_main | MU03_main | 265 | 5720801.36 | 5720801.36 | 0 | 0 | 8622996.9275 | 0 | 2902195.4521
Circuit | strategic_undergrounding_main | WI46_main | 266 | 5719529.82 | 5719529.82 | 0 | 0 | 5719529.9634 | 0 | 0
Circuit | strategic_undergrounding_main | GA10_main | 267 | 5700182.85 | 5700182.85 | 0 | 0 | 5700182.9977 | 0 | 0
Circuit | strategic_undergrounding_main | AV03_main | 268 | 5695413.08 | 5695413.08 | 0 | 0 | 7171150.4587 | 0 | 1475737.2082
Circuit | strategic_undergrounding_main | FZ50_main | 269 | 5673359.91 | 5673359.91 | 0 | 0 | 5673360.0781 | 0 | 0
Circuit | strategic_undergrounding_main | PJ03_main | 270 | 5628905.15 | 5628905.15 | 0 | 0 | 5628905.3093 | 0 | 0
Circuit | strategic_undergrounding_main | STW05_main | 271 | 5623175.72 | 5623175.72 | 0 | 0 | 7109451.9481 | 0 | 1486276.0598
Circuit | strategic_undergrounding_main | HE14_main | 272 | 5615911.47 | 5615911.47 | 0 | 0 | 5810067.7248 | 0 | 194156.0821
Circuit | strategic_undergrounding_main | GAR05_main | 273 | 5609931.73 | 5609931.73 | 0 | 0 | 5609931.9017 | 0 | 0
Circuit | strategic_undergrounding_main | CYF42_main | 274 | 5579415.24 | 5579415.24 | 0 | 0 | 5579415.3581 | 0 | 0
Circuit | strategic_undergrounding_main | PA01_main | 275 | 5568827.48 | 5568827.48 | 0 | 0 | 5934253.0326 | 0 | 365425.3866
Circuit | strategic_undergrounding_main | HA11_main | 276 | 5566268.57 | 5566268.57 | 0 | 0 | 6504160.223 | 0 | 937891.5144
Circuit | strategic_undergrounding_main | HOC07_main | 277 | 5558177.06 | 5558177.06 | 0 | 0 | 6246968.7564 | 0 | 688791.5289
Circuit | strategic_undergrounding_main | STL44_main | 278 | 5512447.9 | 5512447.9 | 0 | 0 | 7345275.6603 | 0 | 1832827.592
Circuit | strategic_undergrounding_main | TRN05_main | 279 | 5491179.82 | 5491179.82 | 0 | 0 | 5514921.3013 | 0 | 23741.3241
Circuit | strategic_undergrounding_main | MAR44_main | 280 | 5486532.82 | 5486532.82 | 0 | 0 | 5737281.4779 | 0 | 250748.5221
Circuit | strategic_undergrounding_main | FT11_main | 281 | 5475522.62 | 5475522.62 | 0 | 0 | 7420474.8381 | 0 | 1944952.0684
Circuit | strategic_undergrounding_main | LK07_main | 282 | 5464758.61 | 5464758.61 | 0 | 0 | 5470156.9878 | 0 | 5398.2197
Circuit | strategic_undergrounding_main | LK02_main | 283 | 5464591.11 | 5464591.11 | 0 | 0 | 5464591.2514 | 0 | 0
Circuit | strategic_undergrounding_main | TWG43_main | 284 | 5460059.47 | 5460059.47 | 0 | 0 | 5460059.657 | 0 | 0
Circuit | strategic_undergrounding_main | TE09_main | 285 | 5439547.1 | 5439547.1 | 0 | 0 | 7148317.178 | 0 | 1708769.935
Circuit | strategic_undergrounding_main | THW48_main | 286 | 5421193.83 | 5421193.83 | 0 | 0 | 5510168.355 | 0 | 88974.3811
Circuit | strategic_undergrounding_main | GAR01_main | 287 | 5420135.95 | 5420135.95 | 0 | 0 | 5420136.0905 | 0 | 0
Circuit | strategic_undergrounding_main | SA01_main | 288 | 5399004.78 | 5399004.78 | 0 | 0 | 5686188.7637 | 0 | 287183.8032
Circuit | strategic_undergrounding_main | CYF45_main | 289 | 5394909.05 | 5394909.05 | 0 | 0 | 5394909.2009 | 0 | 0
Circuit | strategic_undergrounding_main | THW42_main | 290 | 5372974.52 | 5372974.52 | 0 | 0 | 7595532.316 | 0 | 2222557.6483
Circuit | strategic_undergrounding_main | BT03_main | 291 | 5361228.21 | 5361228.21 | 0 | 0 | 6091450.7186 | 0 | 730222.3613
Circuit | strategic_undergrounding_main | BAR47_main | 292 | 5344254.98 | 5344254.98 | 0 | 0 | 5677923.5414 | 0 | 333668.4246
Circuit | strategic_undergrounding_main | HA08_main | 293 | 5322436.9 | 5322436.9 | 0 | 0 | 5322437.0362 | 0 | 0
Circuit | strategic_undergrounding_main | IR04_main | 294 | 5296085.49 | 5296085.49 | 0 | 0 | 5296085.65 | 0 | 0
Circuit | strategic_undergrounding_main | NS07_main | 295 | 5275545.72 | 5275545.72 | 0 | 0 | 5910121.4551 | 0 | 634575.579
Circuit | strategic_undergrounding_main | CYF47_main | 296 | 5231929.54 | 5231929.54 | 0 | 0 | 5231929.7065 | 0 | 0
Circuit | strategic_undergrounding_main | GL06_main | 297 | 5228949.38 | 5228949.38 | 0 | 0 | 5228949.5387 | 0 | 0
Circuit | strategic_undergrounding_main | GE48_main | 298 | 5225057.11 | 5225057.11 | 0 | 0 | 5225057.2436 | 0 | 0
Circuit | strategic_undergrounding_main | NV05_main | 299 | 5222248.33 | 5222248.33 | 0 | 0 | 5222248.4617 | 0 | 0
Circuit | strategic_undergrounding_main | CV11_main | 300 | 5208104.44 | 5208104.44 | 0 | 0 | 5342824.2176 | 0 | 134719.6145
Circuit | strategic_undergrounding_main | PJ06_main | 301 | 5171427.4 | 5171427.4 | 0 | 0 | 5220516.8172 | 0 | 49089.2815
Circuit | strategic_undergrounding_main | HA01_main | 302 | 5141639.04 | 5141639.04 | 0 | 0 | 7369436.7417 | 0 | 2227797.5815
Circuit | strategic_undergrounding_main | LV03_main | 303 | 5120251.87 | 5120251.87 | 0 | 0 | 7768083.8539 | 0 | 2647831.8417
Circuit | strategic_undergrounding_main | LAK46_main | 304 | 5104217.77 | 5104217.77 | 0 | 0 | 5408368.934 | 0 | 304151.0126
Circuit | strategic_undergrounding_main | KL45_main | 305 | 5097899.98 | 5097899.98 | 0 | 0 | 5097900.1144 | 0 | 0
Circuit | strategic_undergrounding_main | FZ54_main | 306 | 5097424.29 | 5097424.29 | 0 | 0 | 5097424.4197 | 0 | 0
Circuit | strategic_undergrounding_main | HB45_main | 307 | 5084331.76 | 5084331.76 | 0 | 0 | 5916538.1604 | 0 | 832206.2337
Circuit | strategic_undergrounding_main | FUL41_main | 308 | 5068775.43 | 5068775.43 | 0 | 0 | 5089384.4034 | 0 | 20608.8276
Circuit | strategic_undergrounding_main | BI45_main | 309 | 5059738.66 | 5059738.66 | 0 | 0 | 5074510.4341 | 0 | 14771.6353
Circuit | strategic_undergrounding_main | LY47_main | 310 | 5014417.11 | 5014417.11 | 0 | 0 | 5014417.2536 | 0 | 0
Circuit | strategic_undergrounding_main | FT02_main | 311 | 5005384.29 | 5005384.29 | 0 | 0 | 6587497.4535 | 0 | 1582112.9808
Circuit | strategic_undergrounding_main | THW45_main | 312 | 4998787.16 | 4998787.16 | 0 | 0 | 5004561.8557 | 0 | 5774.5137
Circuit | strategic_undergrounding_main | HA06_main | 313 | 4995942.74 | 4995942.74 | 0 | 0 | 4995942.8791 | 0 | 0
Circuit | strategic_undergrounding_main | LW41_main | 314 | 4961966.23 | 4961966.23 | 0 | 0 | 5372044.0376 | 0 | 410077.6651
Circuit | strategic_undergrounding_main | MB08_main | 315 | 4918910.19 | 4918910.19 | 0 | 0 | 8210625.8121 | 0 | 3291715.4673
Circuit | strategic_undergrounding_main | MY08_main | 316 | 4889659.95 | 4889659.95 | 0 | 0 | 4889660.0873 | 0 | 0
Circuit | strategic_undergrounding_main | MY07_main | 317 | 4889403.17 | 4889403.17 | 0 | 0 | 4889403.3401 | 0 | 0
Circuit | strategic_undergrounding_main | RE41_main | 318 | 4886415.71 | 4886415.71 | 0 | 0 | 4886415.8594 | 0 | 0
Circuit | strategic_undergrounding_main | HT01_main | 319 | 4878566.99 | 4878566.99 | 0 | 0 | 4886491.6992 | 0 | 7924.5665
Circuit | strategic_undergrounding_main | HA09_main | 320 | 4869468.32 | 4869468.32 | 0 | 0 | 6583898.8478 | 0 | 1714430.3943
Circuit | strategic_undergrounding_main | CD02_main | 321 | 4865606.1 | 4865606.1 | 0 | 0 | 4865606.2415 | 0 | 0
Circuit | strategic_undergrounding_main | BY10_main | 322 | 4834915.37 | 4834915.37 | 0 | 0 | 17115029.415 | 0 | 12280113.9202
Circuit | strategic_undergrounding_main | BR11_main | 323 | 4834849.72 | 4834849.72 | 0 | 0 | 6009836.2432 | 0 | 1174986.3774
Circuit | strategic_undergrounding_main | NEW01_main | 324 | 4810422.67 | 4810422.67 | 0 | 0 | 4810422.8432 | 0 | 0
Circuit | strategic_undergrounding_main | AL05_main | 325 | 4802337.82 | 4802337.82 | 0 | 0 | 4815976.2259 | 0 | 13638.2673
Circuit | strategic_undergrounding_main | GA06_main | 326 | 4793093.84 | 4793093.84 | 0 | 0 | 4793093.9925 | 0 | 0
Circuit | strategic_undergrounding_main | LY41_main | 327 | 4778637.54 | 4778637.54 | 0 | 0 | 4946734.9158 | 0 | 168097.2308
Circuit | strategic_undergrounding_main | GE44_main | 328 | 4777415.19 | 4777415.19 | 0 | 0 | 4777415.3752 | 0 | 0
Circuit | strategic_undergrounding_main | WI04_main | 329 | 4755196.86 | 4755196.86 | 0 | 0 | 4755197.0105 | 0 | 0
Circuit | strategic_undergrounding_main | SW03_main | 330 | 4737221.51 | 4737221.51 | 0 | 0 | 5116753.2527 | 0 | 379531.595
Circuit | strategic_undergrounding_main | CA05_main | 331 | 4731317.27 | 4731317.27 | 0 | 0 | 4731317.4182 | 0 | 0
Circuit | strategic_undergrounding_main | KG46_main | 332 | 4714546.7 | 4714546.7 | 0 | 0 | 4714960.4747 | 0 | 413.6255
Circuit | strategic_undergrounding_main | LW45_main | 333 | 4707699.69 | 4707699.69 | 0 | 0 | 4953408.2883 | 0 | 245708.4491
Circuit | strategic_undergrounding_main | KL49_main | 334 | 4705204.12 | 4705204.12 | 0 | 0 | 4705204.2674 | 0 | 0
Circuit | strategic_undergrounding_main | OB46_main | 335 | 4699810.88 | 4699810.88 | 0 | 0 | 5340101.5178 | 0 | 640290.4627
Circuit | strategic_undergrounding_main | RE07_main | 336 | 4697443.74 | 4697443.74 | 0 | 0 | 4697443.8882 | 0 | 0
Circuit | strategic_undergrounding_main | PE07_main | 337 | 4669823.31 | 4669823.31 | 0 | 0 | 6027372.8196 | 0 | 1357549.3839
Circuit | strategic_undergrounding_main | PA07_main | 338 | 4669614.19 | 4669614.19 | 0 | 0 | 4771409.7461 | 0 | 101795.4187
Circuit | strategic_undergrounding_main | GA03_main | 339 | 4668505.7 | 4668505.7 | 0 | 0 | 5815281.6133 | 0 | 1146775.734
Circuit | strategic_undergrounding_main | CV01_main | 340 | 4662564.99 | 4662564.99 | 0 | 0 | 4662565.1459 | 0 | 0
Circuit | strategic_undergrounding_main | FL46_main | 341 | 4651599.3 | 4651599.3 | 0 | 0 | 4651599.4446 | 0 | 0
Circuit | strategic_undergrounding_main | WLO41_main | 342 | 4641588.13 | 4641588.13 | 0 | 0 | 4641588.3225 | 0 | 0
Circuit | strategic_undergrounding_main | RED09_main | 343 | 4637004.63 | 4637004.63 | 0 | 0 | 4637004.7732 | 0 | 0
Circuit | strategic_undergrounding_main | THW47_main | 344 | 4633486.05 | 4633486.05 | 0 | 0 | 6421937.2789 | 0 | 1788451.0816
Circuit | strategic_undergrounding_main | SH05_main | 345 | 4627009.27 | 4627009.27 | 0 | 0 | 5830696.5617 | 0 | 1203687.1523
Circuit | strategic_undergrounding_main | WEB01_main | 346 | 4621415.96 | 4621415.96 | 0 | 0 | 5943560.4791 | 0 | 1322144.3766
Circuit | strategic_undergrounding_main | SPW50_main | 347 | 4619544.43 | 4619544.43 | 0 | 0 | 4619544.5822 | 0 | 0
Circuit | strategic_undergrounding_main | WOR45_main | 348 | 4605259.91 | 4605259.91 | 0 | 0 | 5723559.3206 | 0 | 1118299.2527
Circuit | strategic_undergrounding_main | SH06_main | 349 | 4604426.28 | 4604426.28 | 0 | 0 | 4923126.7008 | 0 | 318700.2674
Circuit | strategic_undergrounding_main | HE07_main | 350 | 4602044.39 | 4602044.39 | 0 | 0 | 4602044.5036 | 0 | 0
Circuit | strategic_undergrounding_main | DL47_main | 351 | 4595094.7 | 4595094.7 | 0 | 0 | 7348207.6103 | 0 | 2753112.7475
Circuit | strategic_undergrounding_main | LIM41_main | 352 | 4580366.98 | 4580366.98 | 0 | 0 | 4580367.1465 | 0 | 0
Circuit | strategic_undergrounding_main | WF45_main | 353 | 4571867.42 | 4571867.42 | 0 | 0 | 4637029.5606 | 0 | 65162.0013
Circuit | strategic_undergrounding_main | DE03_main | 354 | 4564621.03 | 4564621.03 | 0 | 0 | 4564621.1837 | 0 | 0
Circuit | strategic_undergrounding_main | BL04_main | 355 | 4547693.17 | 4547693.17 | 0 | 0 | 5089199.205 | 0 | 541505.8429
Circuit | strategic_undergrounding_main | LC01_main | 356 | 4527702.3 | 4527702.3 | 0 | 0 | 8912123.2323 | 0 | 4384420.7955
Circuit | strategic_undergrounding_main | WR12_main | 357 | 4515299.31 | 4515299.31 | 0 | 0 | 4515299.4767 | 0 | 0
Circuit | strategic_undergrounding_main | KM01_main | 358 | 4509546.12 | 4509546.12 | 0 | 0 | 6072686.7412 | 0 | 1563140.4658
Circuit | strategic_undergrounding_main | CYF49_main | 359 | 4489103.55 | 4489103.55 | 0 | 0 | 4756420.5888 | 0 | 267316.8927
Circuit | strategic_undergrounding_main | HL02_main | 360 | 4461858.83 | 4461858.83 | 0 | 0 | 6548710.6423 | 0 | 2086851.6738
Circuit | strategic_undergrounding_main | BG07_main | 361 | 4450593.84 | 4450593.84 | 0 | 0 | 4759960.4175 | 0 | 309366.4232
Circuit | strategic_undergrounding_main | PW01_main | 362 | 4450218.8 | 4450218.8 | 0 | 0 | 4450218.9763 | 0 | 0
Circuit | strategic_undergrounding_main | KDL41_main | 363 | 4446749.6 | 4446749.6 | 0 | 0 | 4446749.7306 | 0 | 0
Circuit | strategic_undergrounding_main | KI45_main | 364 | 4443570.17 | 4443570.17 | 0 | 0 | 4443570.3388 | 0 | 0
Circuit | strategic_undergrounding_main | RED05_main | 365 | 4401626.79 | 4401626.79 | 0 | 0 | 7337558.0721 | 0 | 2935931.1505
Circuit | strategic_undergrounding_main | DR07_main | 366 | 4399699.87 | 4399699.87 | 0 | 0 | 4399700.0069 | 0 | 0
Circuit | strategic_undergrounding_main | BE02_main | 367 | 4375899.1 | 4375899.1 | 0 | 0 | 4375899.2507 | 0 | 0
Circuit | strategic_undergrounding_main | HK47_main | 368 | 4361471.31 | 4361471.31 | 0 | 0 | 4718147.425 | 0 | 356675.9651
Circuit | strategic_undergrounding_main | RO43_main | 369 | 4347897.2 | 4347897.2 | 0 | 0 | 4350877.5809 | 0 | 2980.2317
Circuit | strategic_undergrounding_main | KW43_main | 370 | 4319093.5 | 4319093.5 | 0 | 0 | 4837955.9329 | 0 | 518862.2719
Circuit | strategic_undergrounding_main | FRY44_main | 371 | 4314229.62 | 4314229.62 | 0 | 0 | 6473402.2904 | 0 | 2159172.5181
Circuit | strategic_undergrounding_main | SIE41_main | 372 | 4313282.73 | 4313282.73 | 0 | 0 | 5876250.176 | 0 | 1562967.284
Circuit | strategic_undergrounding_main | AM10_main | 373 | 4284262.2 | 4284262.2 | 0 | 0 | 4284262.3529 | 0 | 0
Circuit | strategic_undergrounding_main | HA07_main | 374 | 4271808.11 | 4271808.11 | 0 | 0 | 6039401.3447 | 0 | 1767593.0811
Circuit | strategic_undergrounding_main | WOR41_main | 375 | 4265365.03 | 4265365.03 | 0 | 0 | 4275300.9668 | 0 | 9935.7739
Circuit | strategic_undergrounding_main | SE04_main | 376 | 4258116.4 | 4258116.4 | 0 | 0 | 5104101.7652 | 0 | 845985.2269
Circuit | strategic_undergrounding_main | TWG46_main | 377 | 4249713.94 | 4249713.94 | 0 | 0 | 7881657.9167 | 0 | 3631943.8434
Circuit | strategic_undergrounding_main | NV02_main | 378 | 4247964.08 | 4247964.08 | 0 | 0 | 7394566.5176 | 0 | 3146602.2865
Circuit | strategic_undergrounding_main | CV05_main | 379 | 4247623.39 | 4247623.39 | 0 | 0 | 4247623.5523 | 0 | 0
Circuit | strategic_undergrounding_main | PA05_main | 380 | 4237182.26 | 4237182.26 | 0 | 0 | 4237182.4034 | 0 | 0
Circuit | strategic_undergrounding_main | EU11_main | 381 | 4234992.98 | 4234992.98 | 0 | 0 | 4234993.1228 | 0 | 0
Circuit | strategic_undergrounding_main | HM02_main | 382 | 4219697.29 | 4219697.29 | 0 | 0 | 4410305.8008 | 0 | 190608.3583
Circuit | strategic_undergrounding_main | PZ42_main | 383 | 4211944.87 | 4211944.87 | 0 | 0 | 5547538.1768 | 0 | 1335593.149
Circuit | strategic_undergrounding_main | BT06_main | 384 | 4201056.4 | 4201056.4 | 0 | 0 | 4201056.5497 | 0 | 0
Circuit | strategic_undergrounding_main | DE07_main | 385 | 4173300.89 | 4173300.89 | 0 | 0 | 4199527.3665 | 0 | 26226.3472
Circuit | strategic_undergrounding_main | LJ04_main | 386 | 4152106.68 | 4152106.68 | 0 | 0 | 8778215.6938 | 0 | 4626108.8552
Circuit | strategic_undergrounding_main | PJ04_main | 387 | 4150289.68 | 4150289.68 | 0 | 0 | 4150289.8392 | 0 | 0
Circuit | strategic_undergrounding_main | CYF43_main | 388 | 4138981.01 | 4138981.01 | 0 | 0 | 4153367.543 | 0 | 14386.376
Circuit | strategic_undergrounding_main | LP01_main | 389 | 4135425.18 | 4135425.18 | 0 | 0 | 4135425.3331 | 0 | 0
Circuit | strategic_undergrounding_main | HNY01_main | 390 | 4134335.84 | 4134335.84 | 0 | 0 | 4134335.9621 | 0 | 0
Circuit | strategic_undergrounding_main | SO45_main | 391 | 4131150.51 | 4131150.51 | 0 | 0 | 4139790.5166 | 0 | 8639.8503
Circuit | strategic_undergrounding_main | BH08_main | 392 | 4129220.33 | 4129220.33 | 0 | 0 | 4155005.372 | 0 | 25784.879
Circuit | strategic_undergrounding_main | FD04_main | 393 | 4119050.93 | 4119050.93 | 0 | 0 | 4119051.0734 | 0 | 0
Circuit | strategic_undergrounding_main | BA44_main | 394 | 4115090.6 | 4115090.6 | 0 | 0 | 4115090.7262 | 0 | 0
Circuit | strategic_undergrounding_main | QV01_main | 395 | 4113550.5 | 4113550.5 | 0 | 0 | 4113550.6374 | 0 | 0
Circuit | strategic_undergrounding_main | RU06_main | 396 | 4107025.71 | 4107025.71 | 0 | 0 | 4809710.7809 | 0 | 702684.9504
Circuit | strategic_undergrounding_main | PE03_main | 397 | 4082531.23 | 4082531.23 | 0 | 0 | 4082531.3698 | 0 | 0
Circuit | strategic_undergrounding_main | FD06_main | 398 | 4073862.93 | 4073862.93 | 0 | 0 | 4073863.1105 | 0 | 0
Circuit | strategic_undergrounding_main | AR43_main | 399 | 4068701.03 | 4068701.03 | 0 | 0 | 5488674.988 | 0 | 1419973.7889
Circuit | strategic_undergrounding_main | HL05_main | 400 | 4061933.51 | 4061933.51 | 0 | 0 | 4067886.6921 | 0 | 5953.0258
Circuit | strategic_undergrounding_main | KI48_main | 401 | 4035941.64 | 4035941.64 | 0 | 0 | 4331862.2127 | 0 | 295920.4125
Circuit | strategic_undergrounding_main | BZ04_main | 402 | 4027997.3 | 4027997.3 | 0 | 0 | 4027997.4553 | 0 | 0
Circuit | strategic_undergrounding_main | RA45_main | 403 | 4024226.66 | 4024226.66 | 0 | 0 | 4024226.7729 | 0 | 0
Circuit | strategic_undergrounding_main | JN11_main | 404 | 4013822.36 | 4013822.36 | 0 | 0 | 4602261.3993 | 0 | 588438.9024
Circuit | strategic_undergrounding_main | GA09_main | 405 | 4004513.99 | 4004513.99 | 0 | 0 | 4004514.1393 | 0 | 0
Circuit | strategic_undergrounding_main | MP01_main | 406 | 4003979.5 | 4003979.5 | 0 | 0 | 4184723.5235 | 0 | 180743.8801
Circuit | strategic_undergrounding_main | BV41_main | 407 | 4002642.62 | 4002642.62 | 0 | 0 | 4585321.8191 | 0 | 582679.0265
Circuit | strategic_undergrounding_main | LA02_main | 408 | 4002572.56 | 4002572.56 | 0 | 0 | 4002572.7198 | 0 | 0
Circuit | strategic_undergrounding_main | OB42_main | 409 | 3982508.94 | 3982508.94 | 0 | 0 | 3982509.0772 | 0 | 0
Circuit | strategic_undergrounding_main | WEB12_main | 410 | 3967808.26 | 3967808.26 | 0 | 0 | 4746404.3998 | 0 | 778596.0103
Circuit | strategic_undergrounding_main | HV04_main | 411 | 3965792.08 | 3965792.08 | 0 | 0 | 3965792.2306 | 0 | 0
Circuit | strategic_undergrounding_main | HM06_main | 412 | 3965176.2 | 3965176.2 | 0 | 0 | 6161882.4662 | 0 | 2196706.1164
Circuit | strategic_undergrounding_main | IM46_main | 413 | 3961182.46 | 3961182.46 | 0 | 0 | 4245725.627 | 0 | 284543.0109
Circuit | strategic_undergrounding_main | MAR48_main | 414 | 3939629.87 | 3939629.87 | 0 | 0 | 4053240.7345 | 0 | 113610.7131
Circuit | strategic_undergrounding_main | KL44_main | 415 | 3930734.03 | 3930734.03 | 0 | 0 | 3930734.1919 | 0 | 0
Circuit | strategic_undergrounding_main | FRY45_main | 416 | 3925400.16 | 3925400.16 | 0 | 0 | 3946639.2785 | 0 | 21238.9874
Circuit | strategic_undergrounding_main | AD08_main | 417 | 3909485.17 | 3909485.17 | 0 | 0 | 3909485.3266 | 0 | 0
Circuit | strategic_undergrounding_main | SPW51_main | 418 | 3881062.64 | 3881062.64 | 0 | 0 | 6977680.5655 | 0 | 3096617.7855
Circuit | strategic_undergrounding_main | UN02_main | 419 | 3864486.7 | 3864486.7 | 0 | 0 | 3864486.8282 | 0 | 0
Circuit | strategic_undergrounding_main | FM02_main | 420 | 3854379.06 | 3854379.06 | 0 | 0 | 3854379.209 | 0 | 0
Circuit | strategic_undergrounding_main | KW44_main | 421 | 3853903.27 | 3853903.27 | 0 | 0 | 3853903.3929 | 0 | 0
Circuit | strategic_undergrounding_main | LM03_main | 422 | 3842495.22 | 3842495.22 | 0 | 0 | 3844033.3747 | 0 | 1538.0191
Circuit | strategic_undergrounding_main | STF04_main | 423 | 3840972.69 | 3840972.69 | 0 | 0 | 4238724.9269 | 0 | 397752.1149
Circuit | strategic_undergrounding_main | CRB48_main | 424 | 3840849.84 | 3840849.84 | 0 | 0 | 4739146.3636 | 0 | 898296.3957
Circuit | strategic_undergrounding_main | HA04_main | 425 | 3830430.85 | 3830430.85 | 0 | 0 | 4385097.7551 | 0 | 554666.7653
Circuit | strategic_undergrounding_main | FL48_main | 426 | 3830167.25 | 3830167.25 | 0 | 0 | 3830167.4079 | 0 | 0
Circuit | strategic_undergrounding_main | RU02_main | 427 | 3828147.43 | 3828147.43 | 0 | 0 | 3830853.6714 | 0 | 2706.0866
Circuit | strategic_undergrounding_main | PO04_main | 428 | 3800457.78 | 3800457.78 | 0 | 0 | 3808232.5777 | 0 | 7774.6537
Circuit | strategic_undergrounding_main | WEB03_main | 429 | 3793425.41 | 3793425.41 | 0 | 0 | 3793425.5512 | 0 | 0
Circuit | strategic_undergrounding_main | HM09_main | 430 | 3786235.17 | 3786235.17 | 0 | 0 | 3786235.3174 | 0 | 0
Circuit | strategic_undergrounding_main | AD02_main | 431 | 3770548.81 | 3770548.81 | 0 | 0 | 4843847.695 | 0 | 1073298.7126
Circuit | strategic_undergrounding_main | WBY01_main | 432 | 3728738.75 | 3728738.75 | 0 | 0 | 5527247.444 | 0 | 1798508.563
Circuit | strategic_undergrounding_main | HR02_main | 433 | 3721850.31 | 3721850.31 | 0 | 0 | 5823107.9391 | 0 | 2101257.4863
Circuit | strategic_undergrounding_main | KI47_main | 434 | 3716833.99 | 3716833.99 | 0 | 0 | 3716834.1511 | 0 | 0
Circuit | strategic_undergrounding_main | LY44_main | 435 | 3714525.53 | 3714525.53 | 0 | 0 | 4145108.4077 | 0 | 430582.7286
Circuit | strategic_undergrounding_main | HA03_main | 436 | 3706783.63 | 3706783.63 | 0 | 0 | 3706783.7617 | 0 | 0
Circuit | strategic_undergrounding_main | PI48_main | 437 | 3685727.85 | 3685727.85 | 0 | 0 | 4210407.9189 | 0 | 524679.9198
Circuit | strategic_undergrounding_main | KDL44_main | 438 | 3667407.36 | 3667407.36 | 0 | 0 | 3667407.4959 | 0 | 0
Circuit | strategic_undergrounding_main | HOC04_main | 439 | 3660024.6 | 3660024.6 | 0 | 0 | 4396593.4217 | 0 | 736568.6724
Circuit | strategic_undergrounding_main | CD01_main | 440 | 3653750.56 | 3653750.56 | 0 | 0 | 3653750.7284 | 0 | 0
Circuit | strategic_undergrounding_main | GA07_main | 441 | 3646798.45 | 3646798.45 | 0 | 0 | 3691516.0533 | 0 | 44717.4348
Circuit | strategic_undergrounding_main | WA42_main | 442 | 3642884.26 | 3642884.26 | 0 | 0 | 3646900.6443 | 0 | 4016.2579
Circuit | strategic_undergrounding_main | TRN04_main | 443 | 3637057.1 | 3637057.1 | 0 | 0 | 3868465.4767 | 0 | 231408.2029
Circuit | strategic_undergrounding_main | FD08_main | 444 | 3601550.96 | 3601550.96 | 0 | 0 | 3601551.096 | 0 | 0
Circuit | strategic_undergrounding_main | GV02_main | 445 | 3588885.62 | 3588885.62 | 0 | 0 | 3588885.7971 | 0 | 0
Circuit | strategic_undergrounding_main | KL46_main | 446 | 3569943.59 | 3569943.59 | 0 | 0 | 3569943.737 | 0 | 0
Circuit | strategic_undergrounding_main | HA02_main | 447 | 3561989.78 | 3561989.78 | 0 | 0 | 5182962.3545 | 0 | 1620972.4159
Circuit | strategic_undergrounding_main | WR11_main | 448 | 3561831.95 | 3561831.95 | 0 | 0 | 4836548.6832 | 0 | 1274716.5912
Circuit | strategic_undergrounding_main | SR15_main | 449 | 3553364.37 | 3553364.37 | 0 | 0 | 3553364.5092 | 0 | 0
Circuit | strategic_undergrounding_main | LW42_main | 450 | 3550141.08 | 3550141.08 | 0 | 0 | 3698069.9994 | 0 | 147928.7522
Circuit | strategic_undergrounding_main | BR03_main | 451 | 3544673.85 | 3544673.85 | 0 | 0 | 3544673.9865 | 0 | 0
Circuit | strategic_undergrounding_main | NP43_main | 452 | 3537162.88 | 3537162.88 | 0 | 0 | 4364404.5244 | 0 | 827241.4764
Circuit | strategic_undergrounding_main | HNY03_main | 453 | 3534832.2 | 3534832.2 | 0 | 0 | 6147348.3143 | 0 | 2612515.9918
Circuit | strategic_undergrounding_main | HY01_main | 454 | 3528066.33 | 3528066.33 | 0 | 0 | 4534621.1917 | 0 | 1006554.7089
Circuit | strategic_undergrounding_main | LM04_main | 455 | 3527841.55 | 3527841.55 | 0 | 0 | 4652884.4191 | 0 | 1125042.7172
Circuit | strategic_undergrounding_main | WZ46_main | 456 | 3526200.88 | 3526200.88 | 0 | 0 | 4154276.6575 | 0 | 628075.6239
Circuit | strategic_undergrounding_main | MY03_main | 457 | 3525415.73 | 3525415.73 | 0 | 0 | 3525415.8948 | 0 | 0
Circuit | strategic_undergrounding_main | QV05_main | 458 | 3525220.02 | 3525220.02 | 0 | 0 | 3525220.1352 | 0 | 0
Circuit | strategic_undergrounding_main | BC09_main | 459 | 3524930.32 | 3524930.32 | 0 | 0 | 3524930.5036 | 0 | 0
Circuit | strategic_undergrounding_main | STF42_main | 460 | 3519053.54 | 3519053.54 | 0 | 0 | 4105007.8593 | 0 | 585954.1432
Circuit | strategic_undergrounding_main | HNY02_main | 461 | 3507302.78 | 3507302.78 | 0 | 0 | 3507302.9432 | 0 | 0
Circuit | strategic_undergrounding_main | KI42_main | 462 | 3504049.44 | 3504049.44 | 0 | 0 | 3692876.7024 | 0 | 188827.1112
Circuit | strategic_undergrounding_main | AE05_main | 463 | 3492781.84 | 3492781.84 | 0 | 0 | 4105196.6969 | 0 | 612414.6924
Circuit | strategic_undergrounding_main | ES02_main | 464 | 3491680.21 | 3491680.21 | 0 | 0 | 3491680.3849 | 0 | 0
Circuit | strategic_undergrounding_main | DL42_main | 465 | 3487078.92 | 3487078.92 | 0 | 0 | 3487079.075 | 0 | 0
Circuit | strategic_undergrounding_main | WT07_main | 466 | 3479048.93 | 3479048.93 | 0 | 0 | 3479049.0719 | 0 | 0
Circuit | strategic_undergrounding_main | KDL43_main | 467 | 3469840.35 | 3469840.35 | 0 | 0 | 3469840.4895 | 0 | 0
Circuit | strategic_undergrounding_main | UW02_main | 468 | 3457149.84 | 3457149.84 | 0 | 0 | 3457149.9504 | 0 | 0
Circuit | strategic_undergrounding_main | TV04_main | 469 | 3450617.57 | 3450617.57 | 0 | 0 | 3450617.7252 | 0 | 0
Circuit | strategic_undergrounding_main | RS04_main | 470 | 3439854.31 | 3439854.31 | 0 | 0 | 3473501.1505 | 0 | 33646.7206
Circuit | strategic_undergrounding_main | PA10_main | 471 | 3431230.54 | 3431230.54 | 0 | 0 | 3431230.7201 | 0 | 0
Circuit | strategic_undergrounding_main | CE03_main | 472 | 3412563.58 | 3412563.58 | 0 | 0 | 3412563.7174 | 0 | 0
Circuit | strategic_undergrounding_main | SW04_main | 473 | 3406798.82 | 3406798.82 | 0 | 0 | 3944361.1171 | 0 | 537562.1623
Circuit | strategic_undergrounding_main | CR11_main | 474 | 3405410.08 | 3405410.08 | 0 | 0 | 3743337.0664 | 0 | 337926.8288
Circuit | strategic_undergrounding_main | GV04_main | 475 | 3403682.74 | 3403682.74 | 0 | 0 | 3403682.9181 | 0 | 0
Circuit | strategic_undergrounding_main | GA05_main | 476 | 3403275.91 | 3403275.91 | 0 | 0 | 3403276.0511 | 0 | 0
Circuit | strategic_undergrounding_main | ME01_main | 477 | 3391975.64 | 3391975.64 | 0 | 0 | 3391975.8115 | 0 | 0
Circuit | strategic_undergrounding_main | SB02_main | 478 | 3367865.96 | 3367865.96 | 0 | 0 | 7731390.9979 | 0 | 4363524.9006
Circuit | strategic_undergrounding_main | GZ46_main | 479 | 3345875.38 | 3345875.38 | 0 | 0 | 3462858.6496 | 0 | 116983.1113
Circuit | strategic_undergrounding_main | HE08_main | 480 | 3342756.98 | 3342756.98 | 0 | 0 | 3342757.1498 | 0 | 0
Circuit | strategic_undergrounding_main | RO41_main | 481 | 3324629.37 | 3324629.37 | 0 | 0 | 3829671.2147 | 0 | 505041.6917
Circuit | strategic_undergrounding_main | DL44_main | 482 | 3319806.77 | 3319806.77 | 0 | 0 | 5335617.4621 | 0 | 2015810.5416
Circuit | strategic_undergrounding_main | BI08_main | 483 | 3306548.35 | 3306548.35 | 0 | 0 | 3306548.4858 | 0 | 0
Circuit | strategic_undergrounding_main | WI45_main | 484 | 3303113.7 | 3303113.7 | 0 | 0 | 3303113.8519 | 0 | 0
Circuit | strategic_undergrounding_main | GE49_main | 485 | 3297622.58 | 3297622.58 | 0 | 0 | 3297622.7077 | 0 | 0
Circuit | strategic_undergrounding_main | TE07_main | 486 | 3287619.77 | 3287619.77 | 0 | 0 | 3289376.0565 | 0 | 1756.1289
Circuit | strategic_undergrounding_main | PG01_main | 487 | 3278719.45 | 3278719.45 | 0 | 0 | 3278719.5939 | 0 | 0
Circuit | strategic_undergrounding_main | STF43_main | 488 | 3275727.34 | 3275727.34 | 0 | 0 | 3878719.0084 | 0 | 602991.5526
Circuit | strategic_undergrounding_main | FR45_main | 489 | 3273239.36 | 3273239.36 | 0 | 0 | 3803146.4698 | 0 | 529906.9453
Circuit | strategic_undergrounding_main | DH10_main | 490 | 3265512.12 | 3265512.12 | 0 | 0 | 3265512.2474 | 0 | 0
Circuit | strategic_undergrounding_main | BZ07_main | 491 | 3265063.62 | 3265063.62 | 0 | 0 | 3265063.7669 | 0 | 0
Circuit | strategic_undergrounding_main | KG47_main | 492 | 3245349.9 | 3245349.9 | 0 | 0 | 3245350.0714 | 0 | 0
Circuit | strategic_undergrounding_main | BE04_main | 493 | 3244704.2 | 3244704.2 | 0 | 0 | 3244704.3529 | 0 | 0
Circuit | strategic_undergrounding_main | MU01_main | 494 | 3244454.69 | 3244454.69 | 0 | 0 | 5875966.6083 | 0 | 2631511.7595
Circuit | strategic_undergrounding_main | BL08_main | 495 | 3244087.98 | 3244087.98 | 0 | 0 | 3566871.5393 | 0 | 322783.4233
Circuit | strategic_undergrounding_main | UN08_main | 496 | 3239840.5 | 3239840.5 | 0 | 0 | 3239840.6502 | 0 | 0
Circuit | strategic_undergrounding_main | JN10_main | 497 | 3236471.61 | 3236471.61 | 0 | 0 | 3303763.0534 | 0 | 67291.2925
Circuit | strategic_undergrounding_main | GW01_main | 498 | 3236102.86 | 3236102.86 | 0 | 0 | 3236103.0379 | 0 | 0
Circuit | strategic_undergrounding_main | BY09_main | 499 | 3223485.13 | 3223485.13 | 0 | 0 | 3697724.8063 | 0 | 474239.4956
Circuit | strategic_undergrounding_main | KL47_main | 500 | 3198489.79 | 3198489.79 | 0 | 0 | 3198489.9492 | 0 | 0
Circuit | strategic_undergrounding_main | LY43_main | 501 | 3195248.06 | 3195248.06 | 0 | 0 | 3195248.2031 | 0 | 0
Circuit | strategic_undergrounding_main | HR03_main | 502 | 3179250.98 | 3179250.98 | 0 | 0 | 3656482.6853 | 0 | 477231.5626
Circuit | strategic_undergrounding_main | CK05_main | 503 | 3177592.49 | 3177592.49 | 0 | 0 | 3177592.6352 | 0 | 0
Circuit | strategic_undergrounding_main | SIE43_main | 504 | 3175215.4 | 3175215.4 | 0 | 0 | 3175215.5229 | 0 | 0
Circuit | strategic_undergrounding_main | DN11_main | 505 | 3169089.19 | 3169089.19 | 0 | 0 | 3714120.0529 | 0 | 545030.7071
Circuit | strategic_undergrounding_main | WR09_main | 506 | 3166094.04 | 3166094.04 | 0 | 0 | 3787103.8408 | 0 | 621009.6421
Circuit | strategic_undergrounding_main | PA11_main | 507 | 3161992.47 | 3161992.47 | 0 | 0 | 3161992.6156 | 0 | 0
Circuit | strategic_undergrounding_main | UL04_main | 508 | 3161814.86 | 3161814.86 | 0 | 0 | 3161814.991 | 0 | 0
Circuit | strategic_undergrounding_main | CV04_main | 509 | 3161410.77 | 3161410.77 | 0 | 0 | 4797349.2509 | 0 | 1635938.3553
Circuit | strategic_undergrounding_main | KW45_main | 510 | 3159578.4 | 3159578.4 | 0 | 0 | 3159578.544 | 0 | 0
Circuit | strategic_undergrounding_main | SH03_main | 511 | 3143549.53 | 3143549.53 | 0 | 0 | 3666608.9673 | 0 | 523059.2636
Circuit | strategic_undergrounding_main | HY06_main | 512 | 3141188.34 | 3141188.34 | 0 | 0 | 3141188.492 | 0 | 0
Circuit | strategic_undergrounding_main | GE47_main | 513 | 3130381 | 3130381 | 0 | 0 | 3130381.1641 | 0 | 0
Circuit | strategic_undergrounding_main | CE02_main | 514 | 3109030.59 | 3109030.59 | 0 | 0 | 3109030.7375 | 0 | 0
Circuit | strategic_undergrounding_main | GW07_main | 515 | 3104596.53 | 3104596.53 | 0 | 0 | 3104596.6751 | 0 | 0
Circuit | strategic_undergrounding_main | JOR43_main | 516 | 3087949.29 | 3087949.29 | 0 | 0 | 3673190.9201 | 0 | 585241.4925
Circuit | strategic_undergrounding_main | UL48_main | 517 | 3084227.7 | 3084227.7 | 0 | 0 | 3084227.809 | 0 | 0
Circuit | strategic_undergrounding_main | SPW47_main | 518 | 3082202.75 | 3082202.75 | 0 | 0 | 3082202.9121 | 0 | 0
Circuit | strategic_undergrounding_main | SO44_main | 519 | 3071648.78 | 3071648.78 | 0 | 0 | 3895282.8954 | 0 | 823633.9526
Circuit | strategic_undergrounding_main | HM12_main | 520 | 3058843.62 | 3058843.62 | 0 | 0 | 3092182.054 | 0 | 33338.2844
Circuit | strategic_undergrounding_main | PO09_main | 521 | 3054397.8 | 3054397.8 | 0 | 0 | 4173799.9916 | 0 | 1119402.0584
Circuit | strategic_undergrounding_main | WT12_main | 522 | 3048528.69 | 3048528.69 | 0 | 0 | 3048528.8416 | 0 | 0
Circuit | strategic_undergrounding_main | HT06_main | 523 | 3044308.75 | 3044308.75 | 0 | 0 | 3044308.8889 | 0 | 0
Circuit | strategic_undergrounding_main | GAR03_main | 524 | 3030823.1 | 3030823.1 | 0 | 0 | 3034080.5344 | 0 | 3257.2705
Circuit | strategic_undergrounding_main | IM42_main | 525 | 3006890.05 | 3006890.05 | 0 | 0 | 3009047.8507 | 0 | 2157.6701
Circuit | strategic_undergrounding_main | UV06_main | 526 | 3006830.02 | 3006830.02 | 0 | 0 | 3006830.1833 | 0 | 0
Circuit | strategic_undergrounding_main | HM08_main | 527 | 3003726.29 | 3003726.29 | 0 | 0 | 3637151.8543 | 0 | 633425.4107
Circuit | strategic_undergrounding_main | HB04_main | 528 | 3003449.11 | 3003449.11 | 0 | 0 | 3046318.3437 | 0 | 42869.0821
Circuit | strategic_undergrounding_main | HV08_main | 529 | 2997855.11 | 2997855.11 | 0 | 0 | 5028163.9216 | 0 | 2030308.6422
Circuit | strategic_undergrounding_main | HP05_main | 530 | 2995293.27 | 2995293.27 | 0 | 0 | 4654934.0499 | 0 | 1659640.6581
Circuit | strategic_undergrounding_main | FD05_main | 531 | 2981033.57 | 2981033.57 | 0 | 0 | 2981033.7185 | 0 | 0
Circuit | strategic_undergrounding_main | LB02_main | 532 | 2979031.57 | 2979031.57 | 0 | 0 | 2979031.7388 | 0 | 0
Circuit | strategic_undergrounding_main | UN01_main | 533 | 2970704.3 | 2970704.3 | 0 | 0 | 3162583.7637 | 0 | 191879.3331
Circuit | strategic_undergrounding_main | LU04_main | 534 | 2964535.35 | 2964535.35 | 0 | 0 | 2964535.476 | 0 | 0
Circuit | strategic_undergrounding_main | MY12_main | 535 | 2962639.59 | 2962639.59 | 0 | 0 | 2962639.7368 | 0 | 0
Circuit | strategic_undergrounding_main | BI43_main | 536 | 2961294.27 | 2961294.27 | 0 | 0 | 2967407.8453 | 0 | 6113.4298
Circuit | strategic_undergrounding_main | LK06_main | 537 | 2960014.48 | 2960014.48 | 0 | 0 | 3116421.358 | 0 | 156406.715
Circuit | strategic_undergrounding_main | SPW48_main | 538 | 2958156.9 | 2958156.9 | 0 | 0 | 3220365.693 | 0 | 262208.6291
Circuit | strategic_undergrounding_main | KI49_main | 539 | 2946145 | 2946145 | 0 | 0 | 3091437.4282 | 0 | 145292.2899
Circuit | strategic_undergrounding_main | CE07_main | 540 | 2942262.3 | 2942262.3 | 0 | 0 | 2942262.4682 | 0 | 0
Circuit | strategic_undergrounding_main | DE01_main | 541 | 2939404.42 | 2939404.42 | 0 | 0 | 3616719.8904 | 0 | 677315.3306
Circuit | strategic_undergrounding_main | HM04_main | 542 | 2938932.13 | 2938932.13 | 0 | 0 | 3364289.2978 | 0 | 425357.0006
Circuit | strategic_undergrounding_main | FL47_main | 543 | 2934236.71 | 2934236.71 | 0 | 0 | 2934236.8513 | 0 | 0
Circuit | strategic_undergrounding_main | FW07_main | 544 | 2919274.68 | 2919274.68 | 0 | 0 | 2940696.0057 | 0 | 21421.2005
Circuit | strategic_undergrounding_main | WI44_main | 545 | 2910449.29 | 2910449.29 | 0 | 0 | 2910449.439 | 0 | 0
Circuit | strategic_undergrounding_main | CD05_main | 546 | 2896628.14 | 2896628.14 | 0 | 0 | 3284020.498 | 0 | 387392.1999
Circuit | strategic_undergrounding_main | KL41_main | 547 | 2895554.52 | 2895554.52 | 0 | 0 | 2895554.6717 | 0 | 0
Circuit | strategic_undergrounding_main | SP02_main | 548 | 2887614.58 | 2887614.58 | 0 | 0 | 2887614.7375 | 0 | 0
Circuit | strategic_undergrounding_main | RA41_main | 549 | 2886022.52 | 2886022.52 | 0 | 0 | 3014354.9854 | 0 | 128332.3224
Circuit | strategic_undergrounding_main | MC04_main | 550 | 2884932.1 | 2884932.1 | 0 | 0 | 2884932.2419 | 0 | 0
Circuit | strategic_undergrounding_main | SW10_main | 551 | 2883221.51 | 2883221.51 | 0 | 0 | 2883221.623 | 0 | 0
Circuit | strategic_undergrounding_main | CS01_main | 552 | 2882353.01 | 2882353.01 | 0 | 0 | 2885424.147 | 0 | 3070.9776
Circuit | strategic_undergrounding_main | CD08_main | 553 | 2882087.61 | 2882087.61 | 0 | 0 | 4271982.3315 | 0 | 1389894.562
Circuit | strategic_undergrounding_main | FT09_main | 554 | 2879336.83 | 2879336.83 | 0 | 0 | 2879336.9653 | 0 | 0
Circuit | strategic_undergrounding_main | TB06_main | 555 | 2875105.78 | 2875105.78 | 0 | 0 | 2875105.9065 | 0 | 0
Circuit | strategic_undergrounding_main | OR01_main | 556 | 2872978.54 | 2872978.54 | 0 | 0 | 3751955.5579 | 0 | 878976.8378
Circuit | strategic_undergrounding_main | LY45_main | 557 | 2857330.52 | 2857330.52 | 0 | 0 | 4468695.6986 | 0 | 1611365.0304
Circuit | strategic_undergrounding_main | FD12_main | 558 | 2857083.87 | 2857083.87 | 0 | 0 | 2857084.0332 | 0 | 0
Circuit | strategic_undergrounding_main | WL41_main | 559 | 2852813.76 | 2852813.76 | 0 | 0 | 3280310.6196 | 0 | 427496.72
Circuit | strategic_undergrounding_main | CK06_main | 560 | 2846372.7 | 2846372.7 | 0 | 0 | 2846372.8376 | 0 | 0
Circuit | strategic_undergrounding_main | BA47_main | 561 | 2832858.9 | 2832858.9 | 0 | 0 | 3675596.4369 | 0 | 842737.369
Circuit | strategic_undergrounding_main | CYF48_main | 562 | 2823388.27 | 2823388.27 | 0 | 0 | 2823388.4111 | 0 | 0
Circuit | strategic_undergrounding_main | DL46_main | 563 | 2820285.74 | 2820285.74 | 0 | 0 | 3493667.0761 | 0 | 673381.1903
Circuit | strategic_undergrounding_main | FD13_main | 564 | 2817206.38 | 2817206.38 | 0 | 0 | 3534472.7961 | 0 | 717266.268
Circuit | strategic_undergrounding_main | SH09_main | 565 | 2814759.64 | 2814759.64 | 0 | 0 | 2814759.776 | 0 | 0
Circuit | strategic_undergrounding_main | NV03_main | 566 | 2813618.08 | 2813618.08 | 0 | 0 | 3307624.2826 | 0 | 494006.0394
Circuit | strategic_undergrounding_main | VL03_main | 567 | 2811026.16 | 2811026.16 | 0 | 0 | 2835590.8718 | 0 | 24564.5512
Circuit | strategic_undergrounding_main | AF01_main | 568 | 2803231.02 | 2803231.02 | 0 | 0 | 2803231.1737 | 0 | 0
Circuit | strategic_undergrounding_main | HNY06_main | 569 | 2788827.07 | 2788827.07 | 0 | 0 | 2911255.5141 | 0 | 122428.2889
Circuit | strategic_undergrounding_main | AF09_main | 570 | 2786908.68 | 2786908.68 | 0 | 0 | 2786908.817 | 0 | 0
Circuit | strategic_undergrounding_main | WR13_main | 571 | 2786480.55 | 2786480.55 | 0 | 0 | 2786480.6942 | 0 | 0
Circuit | strategic_undergrounding_main | RS02_main | 572 | 2780572.77 | 2780572.77 | 0 | 0 | 2780572.9123 | 0 | 0
Circuit | strategic_undergrounding_main | HK45_main | 573 | 2779098 | 2779098 | 0 | 0 | 3418352.1642 | 0 | 639254.0199
Circuit | strategic_undergrounding_main | TV02_main | 574 | 2776934.95 | 2776934.95 | 0 | 0 | 2776935.1077 | 0 | 0
Circuit | strategic_undergrounding_main | SE41_main | 575 | 2775931.68 | 2775931.68 | 0 | 0 | 3607898.2645 | 0 | 831966.4185
Circuit | strategic_undergrounding_main | AN10_main | 576 | 2775465.87 | 2775465.87 | 0 | 0 | 2775466.0149 | 0 | 0
Circuit | strategic_undergrounding_main | LK09_main | 577 | 2770377.73 | 2770377.73 | 0 | 0 | 2770377.9003 | 0 | 0
Circuit | strategic_undergrounding_main | WEB06_main | 578 | 2769888.12 | 2769888.12 | 0 | 0 | 3051200.8436 | 0 | 281312.5737
Circuit | strategic_undergrounding_main | DE02_main | 579 | 2768172.89 | 2768172.89 | 0 | 0 | 2779030.3564 | 0 | 10857.325
Circuit | strategic_undergrounding_main | HNY05_main | 580 | 2767744.61 | 2767744.61 | 0 | 0 | 2767744.7543 | 0 | 0
Circuit | strategic_undergrounding_main | UV04_main | 581 | 2766166.24 | 2766166.24 | 0 | 0 | 4203160.8512 | 0 | 1436994.4413
Circuit | strategic_undergrounding_main | WD48_main | 582 | 2751763.83 | 2751763.83 | 0 | 0 | 2751763.9631 | 0 | 0
Circuit | strategic_undergrounding_main | GG03_main | 583 | 2732840.81 | 2732840.81 | 0 | 0 | 3706194.413 | 0 | 973353.448
Circuit | strategic_undergrounding_main | TE10_main | 584 | 2726785.51 | 2726785.51 | 0 | 0 | 2740294.6155 | 0 | 13508.972
Circuit | strategic_undergrounding_main | UL13_main | 585 | 2726058.35 | 2726058.35 | 0 | 0 | 2726058.4913 | 0 | 0
Circuit | strategic_undergrounding_main | SPW42_main | 586 | 2721666.76 | 2721666.76 | 0 | 0 | 3206834.7518 | 0 | 485167.8398
Circuit | strategic_undergrounding_main | GAR06_main | 587 | 2717239.02 | 2717239.02 | 0 | 0 | 2717239.194 | 0 | 0
Circuit | strategic_undergrounding_main | MAR45_main | 588 | 2715698.25 | 2715698.25 | 0 | 0 | 2824472.3429 | 0 | 108773.967
Circuit | strategic_undergrounding_main | WW10_main | 589 | 2710048.25 | 2710048.25 | 0 | 0 | 2710048.3927 | 0 | 0
Circuit | strategic_undergrounding_main | CV09_main | 590 | 2708166.03 | 2708166.03 | 0 | 0 | 3647365.7307 | 0 | 939199.5485
Circuit | strategic_undergrounding_main | SB06_main | 591 | 2701628.3 | 2701628.3 | 0 | 0 | 2986888.9601 | 0 | 285260.5107
Circuit | strategic_undergrounding_main | HE02_main | 592 | 2700879.98 | 2700879.98 | 0 | 0 | 2700880.1257 | 0 | 0
Circuit | strategic_undergrounding_main | SPW45_main | 593 | 2693723.45 | 2693723.45 | 0 | 0 | 4755166.8198 | 0 | 2061443.1944
Circuit | strategic_undergrounding_main | PW06_main | 594 | 2691371.49 | 2691371.49 | 0 | 0 | 2825913.2152 | 0 | 134541.5616
Circuit | strategic_undergrounding_main | AL09_main | 595 | 2690837.35 | 2690837.35 | 0 | 0 | 3262059.6303 | 0 | 571222.1578
Circuit | strategic_undergrounding_main | MY01_main | 596 | 2681558.31 | 2681558.31 | 0 | 0 | 2681558.4678 | 0 | 0
Circuit | strategic_undergrounding_main | STL45_main | 597 | 2679859.76 | 2679859.76 | 0 | 0 | 2682579.3198 | 0 | 2719.4127
Circuit | strategic_undergrounding_main | HL01_main | 598 | 2678317.62 | 2678317.62 | 0 | 0 | 2831347.5447 | 0 | 153029.7694
Circuit | strategic_undergrounding_main | WEB11_main | 599 | 2675948.31 | 2675948.31 | 0 | 0 | 3701659.6911 | 0 | 1025711.2347
Circuit | strategic_undergrounding_main | CK03_main | 600 | 2661076.36 | 2661076.36 | 0 | 0 | 3689238.6317 | 0 | 1028162.1079
Circuit | strategic_undergrounding_main | AM02_main | 601 | 2659810.27 | 2659810.27 | 0 | 0 | 2659810.3884 | 0 | 0
Circuit | strategic_undergrounding_main | EL05_main | 602 | 2658174.18 | 2658174.18 | 0 | 0 | 3545902.1713 | 0 | 887727.8304
Circuit | strategic_undergrounding_main | NP44_main | 603 | 2657002.17 | 2657002.17 | 0 | 0 | 2954832.4185 | 0 | 297830.1091
Circuit | strategic_undergrounding_main | KG44_main | 604 | 2653376.9 | 2653376.9 | 0 | 0 | 2653725.4169 | 0 | 348.3866
Circuit | strategic_undergrounding_main | SR03_main | 605 | 2649717.73 | 2649717.73 | 0 | 0 | 2690516.0428 | 0 | 40798.1604
Circuit | strategic_undergrounding_main | GT12_main | 606 | 2649585.25 | 2649585.25 | 0 | 0 | 2698903.5968 | 0 | 49318.2191
Circuit | strategic_undergrounding_main | ED03_main | 607 | 2641554.41 | 2641554.41 | 0 | 0 | 2641554.5645 | 0 | 0
Circuit | strategic_undergrounding_main | SR13_main | 608 | 2639408.24 | 2639408.24 | 0 | 0 | 3059358.5511 | 0 | 419950.1992
Circuit | strategic_undergrounding_main | LIM45_main | 609 | 2638525.96 | 2638525.96 | 0 | 0 | 2638526.1213 | 0 | 0
Circuit | strategic_undergrounding_main | UV05_main | 610 | 2637806.45 | 2637806.45 | 0 | 0 | 2637806.6027 | 0 | 0
Circuit | strategic_undergrounding_main | HOC06_main | 611 | 2628003.02 | 2628003.02 | 0 | 0 | 2666237.7617 | 0 | 38234.6042
Circuit | strategic_undergrounding_main | BA41_main | 612 | 2624096.23 | 2624096.23 | 0 | 0 | 4797947.9433 | 0 | 2173851.5611
Circuit | strategic_undergrounding_main | FR41_main | 613 | 2622165.29 | 2622165.29 | 0 | 0 | 2980257.8196 | 0 | 358092.3724
Circuit | strategic_undergrounding_main | HB44_main | 614 | 2620340.23 | 2620340.23 | 0 | 0 | 3041864.6745 | 0 | 421524.3181
Circuit | strategic_undergrounding_main | THW50_main | 615 | 2616525.18 | 2616525.18 | 0 | 0 | 3124484.2203 | 0 | 507958.8951
Circuit | strategic_undergrounding_main | MU04_main | 616 | 2615887.71 | 2615887.71 | 0 | 0 | 2968258.6913 | 0 | 352370.8137
Circuit | strategic_undergrounding_main | KT45_main | 617 | 2614869.34 | 2614869.34 | 0 | 0 | 2636246.231 | 0 | 21376.7255
Circuit | strategic_undergrounding_main | ED02_main | 618 | 2612351.78 | 2612351.78 | 0 | 0 | 2776316.5873 | 0 | 163964.668
Circuit | strategic_undergrounding_main | LU42_main | 619 | 2606137.73 | 2606137.73 | 0 | 0 | 2767412.9346 | 0 | 161275.0492
Circuit | strategic_undergrounding_main | FD11_main | 620 | 2599432.95 | 2599432.95 | 0 | 0 | 2599433.0895 | 0 | 0
Circuit | strategic_undergrounding_main | SF43_main | 621 | 2597016.07 | 2597016.07 | 0 | 0 | 2597016.2087 | 0 | 0
Circuit | strategic_undergrounding_main | PZ44_main | 622 | 2594224.77 | 2594224.77 | 0 | 0 | 2656528.6486 | 0 | 62303.7046
Circuit | strategic_undergrounding_main | MY04_main | 623 | 2587046.65 | 2587046.65 | 0 | 0 | 2587046.8028 | 0 | 0
Circuit | strategic_undergrounding_main | HV06_main | 624 | 2584025.23 | 2584025.23 | 0 | 0 | 2584025.4163 | 0 | 0
Circuit | strategic_undergrounding_main | FT03_main | 625 | 2577709.24 | 2577709.24 | 0 | 0 | 4035869.4204 | 0 | 1458160.0294
Circuit | strategic_undergrounding_main | HG02_main | 626 | 2565009.03 | 2565009.03 | 0 | 0 | 4364732.6251 | 0 | 1799723.4267
Circuit | strategic_undergrounding_main | LP05_main | 627 | 2561916.39 | 2561916.39 | 0 | 0 | 3200476.3349 | 0 | 638559.8118
Circuit | strategic_undergrounding_main | ST13_main | 628 | 2561346.95 | 2561346.95 | 0 | 0 | 2561347.0847 | 0 | 0
Circuit | strategic_undergrounding_main | ED06_main | 629 | 2560200.15 | 2560200.15 | 0 | 0 | 2560200.3276 | 0 | 0
Circuit | strategic_undergrounding_main | LK08_main | 630 | 2558079.32 | 2558079.32 | 0 | 0 | 2558079.4772 | 0 | 0
Circuit | strategic_undergrounding_main | FT04_main | 631 | 2546955.64 | 2546955.64 | 0 | 0 | 2546955.785 | 0 | 0
Circuit | strategic_undergrounding_main | MP04_main | 632 | 2536258.27 | 2536258.27 | 0 | 0 | 2536258.4151 | 0 | 0
Circuit | strategic_undergrounding_main | HB47_main | 633 | 2532182.54 | 2532182.54 | 0 | 0 | 3138916.0169 | 0 | 606733.3334
Circuit | strategic_undergrounding_main | CD04_main | 634 | 2525842.69 | 2525842.69 | 0 | 0 | 2777556.18 | 0 | 251713.3339
Circuit | strategic_undergrounding_main | UN05_main | 635 | 2522913.65 | 2522913.65 | 0 | 0 | 2524344.7445 | 0 | 1430.9321
Circuit | strategic_undergrounding_main | NS02_main | 636 | 2522411.24 | 2522411.24 | 0 | 0 | 2522411.4239 | 0 | 0
Circuit | strategic_undergrounding_main | AR41_main | 637 | 2518583.87 | 2518583.87 | 0 | 0 | 2651539.2197 | 0 | 132955.2322
Circuit | strategic_undergrounding_main | PO01_main | 638 | 2516790.15 | 2516790.15 | 0 | 0 | 2516790.2932 | 0 | 0
Circuit | strategic_undergrounding_main | AM04_main | 639 | 2516667.33 | 2516667.33 | 0 | 0 | 2516667.4747 | 0 | 0
Circuit | strategic_undergrounding_main | RU03_main | 640 | 2514387.41 | 2514387.41 | 0 | 0 | 2748694.6728 | 0 | 234307.0974
Circuit | strategic_undergrounding_main | BA04_main | 641 | 2511420.19 | 2511420.19 | 0 | 0 | 2544969.3522 | 0 | 33548.9914
Circuit | strategic_undergrounding_main | BA45_main | 642 | 2503408.87 | 2503408.87 | 0 | 0 | 2841692.3852 | 0 | 338283.352
Circuit | strategic_undergrounding_main | RE02_main | 643 | 2499704.25 | 2499704.25 | 0 | 0 | 2499704.3796 | 0 | 0
Circuit | strategic_undergrounding_main | HL07_main | 644 | 2491153.22 | 2491153.22 | 0 | 0 | 6814575.7177 | 0 | 4323422.3094
Circuit | strategic_undergrounding_main | HT02_main | 645 | 2489459.1 | 2489459.1 | 0 | 0 | 2490437.8542 | 0 | 978.6214
Circuit | strategic_undergrounding_main | CD11_main | 646 | 2486269.82 | 2486269.82 | 0 | 0 | 3151585.1744 | 0 | 665315.2168
Circuit | strategic_undergrounding_main | ED04_main | 647 | 2477117.9 | 2477117.9 | 0 | 0 | 2477118.0717 | 0 | 0
Circuit | strategic_undergrounding_main | SR08_main | 648 | 2477016.11 | 2477016.11 | 0 | 0 | 2491720.7101 | 0 | 14704.4405
Circuit | strategic_undergrounding_main | BH07_main | 649 | 2476769.85 | 2476769.85 | 0 | 0 | 2749742.3151 | 0 | 272972.2953
Circuit | strategic_undergrounding_main | KT43_main | 650 | 2469577.18 | 2469577.18 | 0 | 0 | 2588226.8872 | 0 | 118649.5654
Circuit | strategic_undergrounding_main | BA42_main | 651 | 2466467.14 | 2466467.14 | 0 | 0 | 2466467.2773 | 0 | 0
Circuit | strategic_undergrounding_main | MY05_main | 652 | 2463343.56 | 2463343.56 | 0 | 0 | 2463343.6918 | 0 | 0
Circuit | strategic_undergrounding_main | WI43_main | 653 | 2462337.56 | 2462337.56 | 0 | 0 | 2462337.6917 | 0 | 0
Circuit | strategic_undergrounding_main | BT04_main | 654 | 2448146.55 | 2448146.55 | 0 | 0 | 3933764.108 | 0 | 1485617.4032
Circuit | strategic_undergrounding_main | PO05_main | 655 | 2447664.93 | 2447664.93 | 0 | 0 | 2447665.0798 | 0 | 0
Circuit | strategic_undergrounding_main | HA12_main | 656 | 2442947.41 | 2442947.41 | 0 | 0 | 2442947.5788 | 0 | 0
Circuit | strategic_undergrounding_main | BA46_main | 657 | 2439060.28 | 2439060.28 | 0 | 0 | 2587727.3612 | 0 | 148666.9321
Circuit | strategic_undergrounding_main | HV41_main | 658 | 2438067.65 | 2438067.65 | 0 | 0 | 2440269.3504 | 0 | 2201.546
Circuit | strategic_undergrounding_main | TO10_main | 659 | 2436343.21 | 2436343.21 | 0 | 0 | 2436343.3507 | 0 | 0
Circuit | strategic_undergrounding_main | DL43_main | 660 | 2435891.78 | 2435891.78 | 0 | 0 | 3231612.6561 | 0 | 795720.7271
Circuit | strategic_undergrounding_main | SW06_main | 661 | 2429955.53 | 2429955.53 | 0 | 0 | 2429955.6708 | 0 | 0
Circuit | strategic_undergrounding_main | ADK42_main | 662 | 2421262.07 | 2421262.07 | 0 | 0 | 2813593.7911 | 0 | 392331.5521
Circuit | strategic_undergrounding_main | CC01_main | 663 | 2420948.58 | 2420948.58 | 0 | 0 | 2420948.7236 | 0 | 0
Circuit | strategic_undergrounding_main | FD15_main | 664 | 2418608.14 | 2418608.14 | 0 | 0 | 2418608.2916 | 0 | 0
Circuit | strategic_undergrounding_main | TB44_main | 665 | 2415142.05 | 2415142.05 | 0 | 0 | 2527424.4007 | 0 | 112282.2095
Circuit | strategic_undergrounding_main | EB07_main | 666 | 2412805.33 | 2412805.33 | 0 | 0 | 4368140.576 | 0 | 1955335.0879
Circuit | strategic_undergrounding_main | UV07_main | 667 | 2399191.4 | 2399191.4 | 0 | 0 | 2399191.5571 | 0 | 0
Circuit | strategic_undergrounding_main | HB51_main | 668 | 2392981.04 | 2392981.04 | 0 | 0 | 3492115.5352 | 0 | 1099134.3852
Circuit | strategic_undergrounding_main | SE43_main | 669 | 2392353.05 | 2392353.05 | 0 | 0 | 3552048.822 | 0 | 1159695.6424
Circuit | strategic_undergrounding_main | CK04_main | 670 | 2390417.44 | 2390417.44 | 0 | 0 | 3021526.0122 | 0 | 631108.4025
Circuit | strategic_undergrounding_main | CG03_main | 671 | 2389197.05 | 2389197.05 | 0 | 0 | 2389197.1988 | 0 | 0
Circuit | strategic_undergrounding_main | SA47_main | 672 | 2386907.74 | 2386907.74 | 0 | 0 | 2388504.4168 | 0 | 1596.5267
Circuit | strategic_undergrounding_main | WO03_main | 673 | 2383370.85 | 2383370.85 | 0 | 0 | 2383371.01 | 0 | 0
Circuit | strategic_undergrounding_main | FW02_main | 674 | 2381331.09 | 2381331.09 | 0 | 0 | 2470682.4763 | 0 | 89351.2556
Circuit | strategic_undergrounding_main | GZ47_main | 675 | 2378376.75 | 2378376.75 | 0 | 0 | 2431957.965 | 0 | 53581.0378
Circuit | strategic_undergrounding_main | UV01_main | 676 | 2370669.01 | 2370669.01 | 0 | 0 | 2370669.1655 | 0 | 0
Circuit | strategic_undergrounding_main | NB45_main | 677 | 2360030.15 | 2360030.15 | 0 | 0 | 2703778.7901 | 0 | 343748.4789
Circuit | strategic_undergrounding_main | NM04_main | 678 | 2358668.82 | 2358668.82 | 0 | 0 | 2373110.6612 | 0 | 14441.7057
Circuit | strategic_undergrounding_main | FP06_main | 679 | 2356492.89 | 2356492.89 | 0 | 0 | 2788515.2235 | 0 | 432022.185
Circuit | strategic_undergrounding_main | HOC08_main | 680 | 2355357.74 | 2355357.74 | 0 | 0 | 3081529.5305 | 0 | 726171.6505
Circuit | strategic_undergrounding_main | MY02_main | 681 | 2346253.34 | 2346253.34 | 0 | 0 | 2346253.5074 | 0 | 0
Circuit | strategic_undergrounding_main | NS06_main | 682 | 2333128.97 | 2333128.97 | 0 | 0 | 2388324.3716 | 0 | 55195.2559
Circuit | strategic_undergrounding_main | WOR44_main | 683 | 2314710.75 | 2314710.75 | 0 | 0 | 3520285.8084 | 0 | 1205574.8759
Circuit | strategic_undergrounding_main | KN01_main | 684 | 2313320.36 | 2313320.36 | 0 | 0 | 4529588.2539 | 0 | 2216267.7676
Circuit | strategic_undergrounding_main | FL42_main | 685 | 2310517.61 | 2310517.61 | 0 | 0 | 2310517.7633 | 0 | 0
Circuit | strategic_undergrounding_main | RU01_main | 686 | 2305262 | 2305262 | 0 | 0 | 2658371.5179 | 0 | 353109.3449
Circuit | strategic_undergrounding_main | HY08_main | 687 | 2299775.53 | 2299775.53 | 0 | 0 | 2299775.6845 | 0 | 0
Circuit | strategic_undergrounding_main | HK41_main | 688 | 2292093.41 | 2292093.41 | 0 | 0 | 2308629.4084 | 0 | 16535.8195
Circuit | strategic_undergrounding_main | CYF50_main | 689 | 2288212.7 | 2288212.7 | 0 | 0 | 2326636.5361 | 0 | 38423.6447
Circuit | strategic_undergrounding_main | FZ52_main | 690 | 2284573.92 | 2284573.92 | 0 | 0 | 2284574.0472 | 0 | 0
Circuit | strategic_undergrounding_main | CA04_main | 691 | 2278276.84 | 2278276.84 | 0 | 0 | 2278276.9842 | 0 | 0
Circuit | strategic_undergrounding_main | CS02_main | 692 | 2277676.12 | 2277676.12 | 0 | 0 | 2277676.2882 | 0 | 0
Circuit | strategic_undergrounding_main | JN09_main | 693 | 2275714.38 | 2275714.38 | 0 | 0 | 2275714.5389 | 0 | 0
Circuit | strategic_undergrounding_main | PA06_main | 694 | 2269518.04 | 2269518.04 | 0 | 0 | 2269518.1768 | 0 | 0
Circuit | strategic_undergrounding_main | PW03_main | 695 | 2263015.13 | 2263015.13 | 0 | 0 | 2263015.2683 | 0 | 0
Circuit | strategic_undergrounding_main | WV03_main | 696 | 2259364.18 | 2259364.18 | 0 | 0 | 2260744.6035 | 0 | 1380.2582
Circuit | strategic_undergrounding_main | DE08_main | 697 | 2255316.06 | 2255316.06 | 0 | 0 | 2255316.2123 | 0 | 0
Circuit | strategic_undergrounding_main | BR07_main | 698 | 2251731.08 | 2251731.08 | 0 | 0 | 2702861.4948 | 0 | 451130.2765
Circuit | strategic_undergrounding_main | HM05_main | 699 | 2245512.66 | 2245512.66 | 0 | 0 | 3042719.3574 | 0 | 797206.5728
Circuit | strategic_undergrounding_main | HV42_main | 700 | 2234793.4 | 2234793.4 | 0 | 0 | 2244344.0207 | 0 | 9550.4891
Circuit | strategic_undergrounding_main | DR01_main | 701 | 2232767.25 | 2232767.25 | 0 | 0 | 2468894.8811 | 0 | 236127.47
Circuit | strategic_undergrounding_main | EU08_main | 702 | 2223654.39 | 2223654.39 | 0 | 0 | 2232023.3936 | 0 | 8368.8701
Circuit | strategic_undergrounding_main | HE01_main | 703 | 2215709.69 | 2215709.69 | 0 | 0 | 2215709.8385 | 0 | 0
Circuit | strategic_undergrounding_main | CB10_main | 704 | 2214304.55 | 2214304.55 | 0 | 0 | 2214304.6843 | 0 | 0
Circuit | strategic_undergrounding_main | TO07_main | 705 | 2203336.25 | 2203336.25 | 0 | 0 | 2203336.3936 | 0 | 0
Circuit | strategic_undergrounding_main | ADK48_main | 706 | 2201665.93 | 2201665.93 | 0 | 0 | 2201666.0652 | 0 | 0
Circuit | strategic_undergrounding_main | PW08_main | 707 | 2194413.93 | 2194413.93 | 0 | 0 | 2194414.0774 | 0 | 0
Circuit | strategic_undergrounding_main | HE11_main | 708 | 2193042.26 | 2193042.26 | 0 | 0 | 3128529.7239 | 0 | 935487.3464
Circuit | strategic_undergrounding_main | SA45_main | 709 | 2190693.12 | 2190693.12 | 0 | 0 | 3218621.125 | 0 | 1027927.8432
Circuit | strategic_undergrounding_main | HE13_main | 710 | 2190680.23 | 2190680.23 | 0 | 0 | 4232477.9479 | 0 | 2041797.5423
Circuit | strategic_undergrounding_main | KG42_main | 711 | 2189806.85 | 2189806.85 | 0 | 0 | 2707759.1706 | 0 | 517952.1474
Circuit | strategic_undergrounding_main | SW07_main | 712 | 2188471.62 | 2188471.62 | 0 | 0 | 2189902.2265 | 0 | 1430.4409
Circuit | strategic_undergrounding_main | TB45_main | 713 | 2186973.08 | 2186973.08 | 0 | 0 | 2186973.2246 | 0 | 0
Circuit | strategic_undergrounding_main | CE01_main | 714 | 2179982.11 | 2179982.11 | 0 | 0 | 2179982.2686 | 0 | 0
Circuit | strategic_undergrounding_main | LU02_main | 715 | 2179313.95 | 2179313.95 | 0 | 0 | 2179314.1097 | 0 | 0
Circuit | strategic_undergrounding_main | WZ48_main | 716 | 2173814.46 | 2173814.46 | 0 | 0 | 2219703.3837 | 0 | 45888.774
Circuit | strategic_undergrounding_main | AM06_main | 717 | 2172859.89 | 2172859.89 | 0 | 0 | 2172860.0047 | 0 | 0
Circuit | strategic_undergrounding_main | HB49_main | 718 | 2166743.52 | 2166743.52 | 0 | 0 | 2697172.0723 | 0 | 530428.4431
Circuit | strategic_undergrounding_main | EL07_main | 719 | 2165360.99 | 2165360.99 | 0 | 0 | 2834112.1183 | 0 | 668750.9815
Circuit | strategic_undergrounding_main | DH01_main | 720 | 2159141.4 | 2159141.4 | 0 | 0 | 2159141.5462 | 0 | 0
Circuit | strategic_undergrounding_main | HY02_main | 721 | 2156402.47 | 2156402.47 | 0 | 0 | 2156402.6272 | 0 | 0
Circuit | strategic_undergrounding_main | GG10_main | 722 | 2155906.04 | 2155906.04 | 0 | 0 | 2272735.125 | 0 | 116828.9165
Circuit | strategic_undergrounding_main | BI41_main | 723 | 2155748.9 | 2155748.9 | 0 | 0 | 2268428.7448 | 0 | 112679.6824
Circuit | strategic_undergrounding_main | GN10_main | 724 | 2155129.68 | 2155129.68 | 0 | 0 | 2155129.8325 | 0 | 0
Circuit | strategic_undergrounding_main | EC08_main | 725 | 2150194.21 | 2150194.21 | 0 | 0 | 2150194.3698 | 0 | 0
Circuit | strategic_undergrounding_main | HK46_main | 726 | 2149842.61 | 2149842.61 | 0 | 0 | 2542883.2916 | 0 | 393040.5312
Circuit | strategic_undergrounding_main | WO14_main | 727 | 2146435.93 | 2146435.93 | 0 | 0 | 2146436.076 | 0 | 0
Circuit | strategic_undergrounding_main | NS08_main | 728 | 2144550.39 | 2144550.39 | 0 | 0 | 2144550.5601 | 0 | 0
Circuit | strategic_undergrounding_main | BM08_main | 729 | 2144273.34 | 2144273.34 | 0 | 0 | 2666684.9648 | 0 | 522411.4747
Circuit | strategic_undergrounding_main | RE09_main | 730 | 2141687.87 | 2141687.87 | 0 | 0 | 2209596.0632 | 0 | 67908.0481
Circuit | strategic_undergrounding_main | MP10_main | 731 | 2135858.97 | 2135858.97 | 0 | 0 | 2135859.103 | 0 | 0
Circuit | strategic_undergrounding_main | STF41_main | 732 | 2124608.68 | 2124608.68 | 0 | 0 | 4674521.1607 | 0 | 2549912.3235
Circuit | strategic_undergrounding_main | RE08_main | 733 | 2122624.97 | 2122624.97 | 0 | 0 | 3427328.2745 | 0 | 1304703.1468
Circuit | strategic_undergrounding_main | EL04_main | 734 | 2119928.96 | 2119928.96 | 0 | 0 | 2119929.1125 | 0 | 0
Circuit | strategic_undergrounding_main | ED01_main | 735 | 2117959.97 | 2117959.97 | 0 | 0 | 2117960.1165 | 0 | 0
Circuit | strategic_undergrounding_main | BG10_main | 736 | 2100979.67 | 2100979.67 | 0 | 0 | 2202549.7407 | 0 | 101569.9157
Circuit | strategic_undergrounding_main | MAR51_main | 737 | 2087845.53 | 2087845.53 | 0 | 0 | 2389139.1709 | 0 | 301293.4922
Circuit | strategic_undergrounding_main | HV03_main | 738 | 2083302.75 | 2083302.75 | 0 | 0 | 2504532.4522 | 0 | 421229.5474
Circuit | strategic_undergrounding_main | SP04_main | 739 | 2076382.94 | 2076382.94 | 0 | 0 | 2076383.0504 | 0 | 0
Circuit | strategic_undergrounding_main | ST07_main | 740 | 2070092.07 | 2070092.07 | 0 | 0 | 2070092.2267 | 0 | 0
Circuit | strategic_undergrounding_main | AN12_main | 741 | 2070065.06 | 2070065.06 | 0 | 0 | 2108914.3387 | 0 | 38849.1437
Circuit | strategic_undergrounding_main | SH12_main | 742 | 2069964.32 | 2069964.32 | 0 | 0 | 2374806.2964 | 0 | 304841.8293
Circuit | strategic_undergrounding_main | PO08_main | 743 | 2069194.09 | 2069194.09 | 0 | 0 | 2069194.2366 | 0 | 0
Circuit | strategic_undergrounding_main | BG06_main | 744 | 2067558.42 | 2067558.42 | 0 | 0 | 2067558.587 | 0 | 0
Circuit | strategic_undergrounding_main | EC02_main | 745 | 2066804.43 | 2066804.43 | 0 | 0 | 2084126.5671 | 0 | 17321.9903
Circuit | strategic_undergrounding_main | BG01_main | 746 | 2065709.81 | 2065709.81 | 0 | 0 | 2655321.4627 | 0 | 589611.5178
Circuit | strategic_undergrounding_main | NB46_main | 747 | 2065366.77 | 2065366.77 | 0 | 0 | 2451228.2657 | 0 | 385861.325
Circuit | strategic_undergrounding_main | MAR46_main | 748 | 2064846.44 | 2064846.44 | 0 | 0 | 2232067.9189 | 0 | 167221.3051
Circuit | strategic_undergrounding_main | SP05_main | 749 | 2063023.44 | 2063023.44 | 0 | 0 | 2063023.589 | 0 | 0
Circuit | strategic_undergrounding_main | PE06_main | 750 | 2055391.15 | 2055391.15 | 0 | 0 | 2055391.2901 | 0 | 0
Circuit | strategic_undergrounding_main | SF03_main | 751 | 2046542.27 | 2046542.27 | 0 | 0 | 2046542.4045 | 0 | 0
Circuit | strategic_undergrounding_main | LB01_main | 752 | 2044232.22 | 2044232.22 | 0 | 0 | 2044232.3784 | 0 | 0
Circuit | strategic_undergrounding_main | HE04_main | 753 | 2040222.33 | 2040222.33 | 0 | 0 | 2040222.4801 | 0 | 0
Circuit | strategic_undergrounding_main | WF03_main | 754 | 2036891.46 | 2036891.46 | 0 | 0 | 2817902.7065 | 0 | 781011.0995
Circuit | strategic_undergrounding_main | HE15_main | 755 | 2035371.14 | 2035371.14 | 0 | 0 | 5163269.9866 | 0 | 3127898.7152
Circuit | strategic_undergrounding_main | AD05_main | 756 | 2033467.74 | 2033467.74 | 0 | 0 | 2033467.9217 | 0 | 0
Circuit | strategic_undergrounding_main | MV03_main | 757 | 2031069.1 | 2031069.1 | 0 | 0 | 3610529.66 | 0 | 1579460.4035
Circuit | strategic_undergrounding_main | MAR49_main | 758 | 2029541.27 | 2029541.27 | 0 | 0 | 2320678.3036 | 0 | 291136.874
Circuit | strategic_undergrounding_main | ME09_main | 759 | 2025636.89 | 2025636.89 | 0 | 0 | 2113943.2358 | 0 | 88306.2228
Circuit | strategic_undergrounding_main | CA09_main | 760 | 2025540.27 | 2025540.27 | 0 | 0 | 2025540.4149 | 0 | 0
Circuit | strategic_undergrounding_main | MY10_main | 761 | 2025101.8 | 2025101.8 | 0 | 0 | 2525328.0349 | 0 | 500226.0667
Circuit | strategic_undergrounding_main | NM02_main | 762 | 2023845.37 | 2023845.37 | 0 | 0 | 2043703.0445 | 0 | 19857.516
Circuit | strategic_undergrounding_main | DH08_main | 763 | 2018833 | 2018833 | 0 | 0 | 2018833.1565 | 0 | 0
Circuit | strategic_undergrounding_main | TV03_main | 764 | 2018283.55 | 2018283.55 | 0 | 0 | 2018283.7097 | 0 | 0
Circuit | strategic_undergrounding_main | DH04_main | 765 | 2017104.64 | 2017104.64 | 0 | 0 | 2017104.788 | 0 | 0
Circuit | strategic_undergrounding_main | PO06_main | 766 | 2012026.44 | 2012026.44 | 0 | 0 | 2012026.5816 | 0 | 0
Circuit | strategic_undergrounding_main | DL45_main | 767 | 2003927.25 | 2003927.25 | 0 | 0 | 2579438.1409 | 0 | 575510.7386
Circuit | strategic_undergrounding_main | LAK41_main | 768 | 2001351.55 | 2001351.55 | 0 | 0 | 2012960.0192 | 0 | 11608.2955
Circuit | strategic_undergrounding_main | AN01_main | 769 | 1995689.59 | 1995689.59 | 0 | 0 | 2383917.1513 | 0 | 388227.3792
Circuit | strategic_undergrounding_main | BH05_main | 770 | 1987895.1 | 1987895.1 | 0 | 0 | 2308170.799 | 0 | 320275.5497
Circuit | strategic_undergrounding_main | FRY41_main | 771 | 1986839.02 | 1986839.02 | 0 | 0 | 2904706.4606 | 0 | 917867.2973
Circuit | strategic_undergrounding_main | GL10_main | 772 | 1985874.84 | 1985874.84 | 0 | 0 | 1985874.9817 | 0 | 0
Circuit | strategic_undergrounding_main | GV03_main | 773 | 1983971.52 | 1983971.52 | 0 | 0 | 1983971.6634 | 0 | 0
Circuit | strategic_undergrounding_main | RO05_main | 774 | 1983180.03 | 1983180.03 | 0 | 0 | 1983180.1852 | 0 | 0
Circuit | strategic_undergrounding_main | CA07_main | 775 | 1977774.87 | 1977774.87 | 0 | 0 | 3854128.9612 | 0 | 1876353.95
Circuit | strategic_undergrounding_main | ADK49_main | 776 | 1971821.3 | 1971821.3 | 0 | 0 | 1971821.4713 | 0 | 0
Circuit | strategic_undergrounding_main | PE04_main | 777 | 1968055.23 | 1968055.23 | 0 | 0 | 1968055.3703 | 0 | 0
Circuit | strategic_undergrounding_main | SW09_main | 778 | 1967414.02 | 1967414.02 | 0 | 0 | 2828005.5356 | 0 | 860591.3681
Circuit | strategic_undergrounding_main | SB07_main | 779 | 1964344.26 | 1964344.26 | 0 | 0 | 2725158.2454 | 0 | 760813.8249
Circuit | strategic_undergrounding_main | WI41_main | 780 | 1963683.64 | 1963683.64 | 0 | 0 | 1966250.2862 | 0 | 2566.4686
Circuit | strategic_undergrounding_main | WL43_main | 781 | 1962356.26 | 1962356.26 | 0 | 0 | 2527217.3759 | 0 | 564860.9654
Circuit | strategic_undergrounding_main | MID03_main | 782 | 1961361.74 | 1961361.74 | 0 | 0 | 2126305.2896 | 0 | 164943.3928
Circuit | strategic_undergrounding_main | OA07_main | 783 | 1960578.17 | 1960578.17 | 0 | 0 | 2377585.8421 | 0 | 417007.5248
Circuit | strategic_undergrounding_main | SO47_main | 784 | 1956429.91 | 1956429.91 | 0 | 0 | 2943527.8914 | 0 | 987097.8478
Circuit | strategic_undergrounding_main | SPW43_main | 785 | 1953053.8 | 1953053.8 | 0 | 0 | 1966871.9259 | 0 | 13817.9788
Circuit | strategic_undergrounding_main | ES05_main | 786 | 1952586.59 | 1952586.59 | 0 | 0 | 2231870.6252 | 0 | 279283.8817
Circuit | strategic_undergrounding_main | BI46_main | 787 | 1950878.7 | 1950878.7 | 0 | 0 | 2564466.5995 | 0 | 613587.7297
Circuit | strategic_undergrounding_main | LB05_main | 788 | 1947662.52 | 1947662.52 | 0 | 0 | 2775975.6329 | 0 | 828312.9413
Circuit | strategic_undergrounding_main | CG02_main | 789 | 1944694.51 | 1944694.51 | 0 | 0 | 1944694.6469 | 0 | 0
Circuit | strategic_undergrounding_main | NM03_main | 790 | 1940470.98 | 1940470.98 | 0 | 0 | 3050271.0234 | 0 | 1109799.889
Circuit | strategic_undergrounding_main | QV09_main | 791 | 1938624.4 | 1938624.4 | 0 | 0 | 1938624.5552 | 0 | 0
Circuit | strategic_undergrounding_main | MY06_main | 792 | 1938038.02 | 1938038.02 | 0 | 0 | 3049178.0943 | 0 | 1111139.912
Circuit | strategic_undergrounding_main | TO11_main | 793 | 1931618.96 | 1931618.96 | 0 | 0 | 1936150.5239 | 0 | 4531.4129
Circuit | strategic_undergrounding_main | AL06_main | 794 | 1926292.74 | 1926292.74 | 0 | 0 | 2545574.1813 | 0 | 619281.301
Circuit | strategic_undergrounding_main | BT01_main | 795 | 1922450.1 | 1922450.1 | 0 | 0 | 2281097.2493 | 0 | 358646.9982
Circuit | strategic_undergrounding_main | BY08_main | 796 | 1922136.55 | 1922136.55 | 0 | 0 | 2247941.0475 | 0 | 325804.3538
Circuit | strategic_undergrounding_main | RA43_main | 797 | 1918430.23 | 1918430.23 | 0 | 0 | 2459156.5592 | 0 | 540726.1718
Circuit | strategic_undergrounding_main | LP06_main | 798 | 1917087.54 | 1917087.54 | 0 | 0 | 1917087.7059 | 0 | 0
Circuit | strategic_undergrounding_main | LJ01_main | 799 | 1904165.44 | 1904165.44 | 0 | 0 | 2425412.0183 | 0 | 521246.4219
Circuit | strategic_undergrounding_main | DV11_main | 800 | 1903828.66 | 1903828.66 | 0 | 0 | 1903828.8084 | 0 | 0
Circuit | strategic_undergrounding_main | CV06_main | 801 | 1903121.51 | 1903121.51 | 0 | 0 | 3620434.7558 | 0 | 1717313.0974
Circuit | strategic_undergrounding_main | TB41_main | 802 | 1900005.64 | 1900005.64 | 0 | 0 | 1900005.7803 | 0 | 0
Circuit | strategic_undergrounding_main | TO01_main | 803 | 1892634.52 | 1892634.52 | 0 | 0 | 1892634.6827 | 0 | 0
Circuit | strategic_undergrounding_main | AV02_main | 804 | 1892024.13 | 1892024.13 | 0 | 0 | 1892024.2811 | 0 | 0
Circuit | strategic_undergrounding_main | NS04_main | 805 | 1890429.09 | 1890429.09 | 0 | 0 | 1890429.2067 | 0 | 0
Circuit | strategic_undergrounding_main | ES06_main | 806 | 1890377.39 | 1890377.39 | 0 | 0 | 1905051.8311 | 0 | 14674.3107
Circuit | strategic_undergrounding_main | AF08_main | 807 | 1887321.39 | 1887321.39 | 0 | 0 | 1887321.5447 | 0 | 0
Circuit | strategic_undergrounding_main | CA03_main | 808 | 1886151.59 | 1886151.59 | 0 | 0 | 1886151.748 | 0 | 0
Circuit | strategic_undergrounding_main | DN08_main | 809 | 1882118.26 | 1882118.26 | 0 | 0 | 2284571.5006 | 0 | 402453.1008
Circuit | strategic_undergrounding_main | HT05_main | 810 | 1876631.59 | 1876631.59 | 0 | 0 | 2128923.1855 | 0 | 252291.4761
Circuit | strategic_undergrounding_main | RS03_main | 811 | 1870168.85 | 1870168.85 | 0 | 0 | 1873368.9367 | 0 | 3199.9405
Circuit | strategic_undergrounding_main | WD46_main | 812 | 1866393.62 | 1866393.62 | 0 | 0 | 1927071.6326 | 0 | 60677.8673
Circuit | strategic_undergrounding_main | HOC10_main | 813 | 1864425.83 | 1864425.83 | 0 | 0 | 1864425.9684 | 0 | 0
Circuit | strategic_undergrounding_main | AN06_main | 814 | 1862260.15 | 1862260.15 | 0 | 0 | 1883052.6937 | 0 | 20792.3885
Circuit | strategic_undergrounding_main | KI41_main | 815 | 1855967.18 | 1855967.18 | 0 | 0 | 1855967.3362 | 0 | 0
Circuit | strategic_undergrounding_main | GA02_main | 816 | 1853989.82 | 1853989.82 | 0 | 0 | 1853989.9645 | 0 | 0
Circuit | strategic_undergrounding_main | CR01_main | 817 | 1852664.29 | 1852664.29 | 0 | 0 | 2344165.9508 | 0 | 491501.4976
Circuit | strategic_undergrounding_main | JN05_main | 818 | 1851531.88 | 1851531.88 | 0 | 0 | 2851909.5961 | 0 | 1000377.5731
Circuit | strategic_undergrounding_main | DV10_main | 819 | 1848305.01 | 1848305.01 | 0 | 0 | 1848305.1685 | 0 | 0
Circuit | strategic_undergrounding_main | RZ03_main | 820 | 1847746.56 | 1847746.56 | 0 | 0 | 1936289.9905 | 0 | 88543.2815
Circuit | strategic_undergrounding_main | BR14_main | 821 | 1846068.99 | 1846068.99 | 0 | 0 | 2103607.464 | 0 | 257538.3366
Circuit | strategic_undergrounding_main | LP03_main | 822 | 1845154.55 | 1845154.55 | 0 | 0 | 1845154.6527 | 0 | 0
Circuit | strategic_undergrounding_main | WLO43_main | 823 | 1845030.97 | 1845030.97 | 0 | 0 | 2648502.5514 | 0 | 803471.42
Circuit | strategic_undergrounding_main | UL46_main | 824 | 1842052.07 | 1842052.07 | 0 | 0 | 1842052.2277 | 0 | 0
Circuit | strategic_undergrounding_main | QV03_main | 825 | 1834857.74 | 1834857.74 | 0 | 0 | 1966675.3677 | 0 | 131817.4773
Circuit | strategic_undergrounding_main | TE02_main | 826 | 1833806.01 | 1833806.01 | 0 | 0 | 1837459.7422 | 0 | 3653.5717
Circuit | strategic_undergrounding_main | CK02_main | 827 | 1830044.94 | 1830044.94 | 0 | 0 | 1830045.0756 | 0 | 0
Circuit | strategic_undergrounding_main | AN07_main | 828 | 1828129.27 | 1828129.27 | 0 | 0 | 2164660.8221 | 0 | 336531.37
Circuit | strategic_undergrounding_main | GZ41_main | 829 | 1827975.98 | 1827975.98 | 0 | 0 | 1827976.1317 | 0 | 0
Circuit | strategic_undergrounding_main | UV03_main | 830 | 1826758.89 | 1826758.89 | 0 | 0 | 2934411.1949 | 0 | 1107652.1731
Circuit | strategic_undergrounding_main | GN12_main | 831 | 1825608.88 | 1825608.88 | 0 | 0 | 1837165.053 | 0 | 11556.0284
Circuit | strategic_undergrounding_main | SB04_main | 832 | 1822303.33 | 1822303.33 | 0 | 0 | 1823420.9933 | 0 | 1117.4967
Circuit | strategic_undergrounding_main | CV08_main | 833 | 1821116.55 | 1821116.55 | 0 | 0 | 1821116.7262 | 0 | 0
Circuit | strategic_undergrounding_main | CV03_main | 834 | 1820957.78 | 1820957.78 | 0 | 0 | 1823961.9848 | 0 | 3004.0753
Circuit | strategic_undergrounding_main | JP08_main | 835 | 1820085.03 | 1820085.03 | 0 | 0 | 1820085.1781 | 0 | 0
Circuit | strategic_undergrounding_main | KN02_main | 836 | 1817695.84 | 1817695.84 | 0 | 0 | 3965894.6355 | 0 | 2148198.6597
Circuit | strategic_undergrounding_main | OR41_main | 837 | 1814268.41 | 1814268.41 | 0 | 0 | 2071448.5181 | 0 | 257179.9771
Circuit | strategic_undergrounding_main | BT05_main | 838 | 1813622.13 | 1813622.13 | 0 | 0 | 2465701.3783 | 0 | 652079.1039
Circuit | strategic_undergrounding_main | HR04_main | 839 | 1813010.42 | 1813010.42 | 0 | 0 | 1949912.3323 | 0 | 136901.7417
Circuit | strategic_undergrounding_main | SA48_main | 840 | 1808287.99 | 1808287.99 | 0 | 0 | 1814674.2318 | 0 | 6386.1068
Circuit | strategic_undergrounding_main | QV10_main | 841 | 1804802.42 | 1804802.42 | 0 | 0 | 1804802.5731 | 0 | 0
Circuit | strategic_undergrounding_main | WF43_main | 842 | 1794009.62 | 1794009.62 | 0 | 0 | 2272503.3537 | 0 | 478493.5897
Circuit | strategic_undergrounding_main | CR10_main | 843 | 1791212.1 | 1791212.1 | 0 | 0 | 3309175.4373 | 0 | 1517963.1855
Circuit | strategic_undergrounding_main | KN05_main | 844 | 1784228.03 | 1784228.03 | 0 | 0 | 2663681.1814 | 0 | 879453.0051
Circuit | strategic_undergrounding_main | FZ46_main | 845 | 1775807.14 | 1775807.14 | 0 | 0 | 1775807.2805 | 0 | 0
Circuit | strategic_undergrounding_main | EL06_main | 846 | 1767507.45 | 1767507.45 | 0 | 0 | 1785982.8529 | 0 | 18475.2361
Circuit | strategic_undergrounding_main | PO07_main | 847 | 1766601.31 | 1766601.31 | 0 | 0 | 1766601.4578 | 0 | 0
Circuit | strategic_undergrounding_main | KG43_main | 848 | 1765585.11 | 1765585.11 | 0 | 0 | 1943574.8709 | 0 | 177989.5928
Circuit | strategic_undergrounding_main | UW03_main | 849 | 1757914.29 | 1757914.29 | 0 | 0 | 1757914.4261 | 0 | 0
Circuit | strategic_undergrounding_main | BI42_main | 850 | 1756883.52 | 1756883.52 | 0 | 0 | 2187073.594 | 0 | 430189.96
Circuit | strategic_undergrounding_main | HX01_main | 851 | 1754042.02 | 1754042.02 | 0 | 0 | 3144635.7974 | 0 | 1390593.6349
Circuit | strategic_undergrounding_main | SH11_main | 852 | 1749472.11 | 1749472.11 | 0 | 0 | 1750084.3207 | 0 | 612.0567
Circuit | strategic_undergrounding_main | QV04_main | 853 | 1746795.52 | 1746795.52 | 0 | 0 | 1746795.6795 | 0 | 0
Circuit | strategic_undergrounding_main | WLO42_main | 854 | 1746254.13 | 1746254.13 | 0 | 0 | 1746254.2625 | 0 | 0
Circuit | strategic_undergrounding_main | IM43_main | 855 | 1745643.86 | 1745643.86 | 0 | 0 | 2500657.2109 | 0 | 755013.1943
Circuit | strategic_undergrounding_main | AN03_main | 856 | 1742963.85 | 1742963.85 | 0 | 0 | 2679250.6848 | 0 | 936286.6978
Circuit | strategic_undergrounding_main | AF04_main | 857 | 1741801.29 | 1741801.29 | 0 | 0 | 1741801.406 | 0 | 0
Circuit | strategic_undergrounding_main | HNY04_main | 858 | 1741749.88 | 1741749.88 | 0 | 0 | 3021857.3519 | 0 | 1280107.33
Circuit | strategic_undergrounding_main | DN07_main | 859 | 1737678.68 | 1737678.68 | 0 | 0 | 1737678.8238 | 0 | 0
Circuit | strategic_undergrounding_main | BM06_main | 860 | 1731265.71 | 1731265.71 | 0 | 0 | 1931484.8811 | 0 | 200219.0598
Circuit | strategic_undergrounding_main | EC13_main | 861 | 1729044.58 | 1729044.58 | 0 | 0 | 1729044.7584 | 0 | 0
Circuit | strategic_undergrounding_main | UW05_main | 862 | 1723733.97 | 1723733.97 | 0 | 0 | 1723734.1221 | 0 | 0
Circuit | strategic_undergrounding_main | EU09_main | 863 | 1722326.58 | 1722326.58 | 0 | 0 | 1736028.0213 | 0 | 13701.3006
Circuit | strategic_undergrounding_main | ED07_main | 864 | 1719192.44 | 1719192.44 | 0 | 0 | 1719192.5917 | 0 | 0
Circuit | strategic_undergrounding_main | SH10_main | 865 | 1716274.87 | 1716274.87 | 0 | 0 | 3214759.5047 | 0 | 1498484.472
Circuit | strategic_undergrounding_main | LK01_main | 866 | 1715938.12 | 1715938.12 | 0 | 0 | 1715938.2577 | 0 | 0
Circuit | strategic_undergrounding_main | FZ42_main | 867 | 1715725.89 | 1715725.89 | 0 | 0 | 1715726.06 | 0 | 0
Circuit | strategic_undergrounding_main | RE04_main | 868 | 1707306.95 | 1707306.95 | 0 | 0 | 1725440.0821 | 0 | 18132.9963
Circuit | strategic_undergrounding_main | HE09_main | 869 | 1706828.34 | 1706828.34 | 0 | 0 | 4314206.9183 | 0 | 2607378.4488
Circuit | strategic_undergrounding_main | RS05_main | 870 | 1703874.06 | 1703874.06 | 0 | 0 | 1795030.5629 | 0 | 91156.3627
Circuit | strategic_undergrounding_main | HP09_main | 871 | 1693376.42 | 1693376.42 | 0 | 0 | 1693376.5551 | 0 | 0
Circuit | strategic_undergrounding_main | AN11_main | 872 | 1691062.47 | 1691062.47 | 0 | 0 | 2043418.5187 | 0 | 352355.8959
Circuit | strategic_undergrounding_main | EU03_main | 873 | 1688745.35 | 1688745.35 | 0 | 0 | 1688745.5096 | 0 | 0
Circuit | strategic_undergrounding_main | AL11_main | 874 | 1687883.48 | 1687883.48 | 0 | 0 | 1697536.257 | 0 | 9652.5952
Circuit | strategic_undergrounding_main | SH07_main | 875 | 1684861.38 | 1684861.38 | 0 | 0 | 1742506.3564 | 0 | 57644.8576
Circuit | strategic_undergrounding_main | ES03_main | 876 | 1684086.82 | 1684086.82 | 0 | 0 | 1684086.988 | 0 | 0
Circuit | strategic_undergrounding_main | HG06_main | 877 | 1682949.28 | 1682949.28 | 0 | 0 | 1770624.7435 | 0 | 87675.3051
Circuit | strategic_undergrounding_main | RE06_main | 878 | 1681135.11 | 1681135.11 | 0 | 0 | 1681135.2215 | 0 | 0
Circuit | strategic_undergrounding_main | GT04_main | 879 | 1680137.78 | 1680137.78 | 0 | 0 | 1680137.9158 | 0 | 0
Circuit | strategic_undergrounding_main | BL10_main | 880 | 1677525.46 | 1677525.46 | 0 | 0 | 2719501.7119 | 0 | 1041976.0728
Circuit | strategic_undergrounding_main | DH09_main | 881 | 1675149.45 | 1675149.45 | 0 | 0 | 1675149.5865 | 0 | 0
Circuit | strategic_undergrounding_main | FZ48_main | 882 | 1674632.47 | 1674632.47 | 0 | 0 | 1692458.1449 | 0 | 17825.5089
Circuit | strategic_undergrounding_main | AD09_main | 883 | 1673651.99 | 1673651.99 | 0 | 0 | 1673652.1344 | 0 | 0
Circuit | strategic_undergrounding_main | CB09_main | 884 | 1667585.56 | 1667585.56 | 0 | 0 | 1799907.4767 | 0 | 132321.7743
Circuit | strategic_undergrounding_main | WW05_main | 885 | 1666300.26 | 1666300.26 | 0 | 0 | 1666300.4154 | 0 | 0
Circuit | strategic_undergrounding_main | EU02_main | 886 | 1665934.44 | 1665934.44 | 0 | 0 | 1756114.217 | 0 | 90179.6273
Circuit | strategic_undergrounding_main | SR12_main | 887 | 1664551.64 | 1664551.64 | 0 | 0 | 1666986.1123 | 0 | 2434.308
Circuit | strategic_undergrounding_main | RO06_main | 888 | 1661424.53 | 1661424.53 | 0 | 0 | 1661424.685 | 0 | 0
Circuit | strategic_undergrounding_main | HNY07_main | 889 | 1660522.56 | 1660522.56 | 0 | 0 | 1660522.6957 | 0 | 0
Circuit | strategic_undergrounding_main | TB03_main | 890 | 1658740.74 | 1658740.74 | 0 | 0 | 1658740.8795 | 0 | 0
Circuit | strategic_undergrounding_main | CE08_main | 891 | 1658286.14 | 1658286.14 | 0 | 0 | 1739539.2513 | 0 | 81252.9642
Circuit | strategic_undergrounding_main | KM04_main | 892 | 1655634.34 | 1655634.34 | 0 | 0 | 1655634.4829 | 0 | 0
Circuit | strategic_undergrounding_main | STF05_main | 893 | 1654622.96 | 1654622.96 | 0 | 0 | 1654623.1143 | 0 | 0
Circuit | strategic_undergrounding_main | HP02_main | 894 | 1653642.09 | 1653642.09 | 0 | 0 | 1653642.2268 | 0 | 0
Circuit | strategic_undergrounding_main | FD03_main | 895 | 1652097.51 | 1652097.51 | 0 | 0 | 1652097.6827 | 0 | 0
Circuit | strategic_undergrounding_main | WO07_main | 896 | 1650552.39 | 1650552.39 | 0 | 0 | 1650552.5553 | 0 | 0
Circuit | strategic_undergrounding_main | SP11_main | 897 | 1646614.86 | 1646614.86 | 0 | 0 | 1646615.0213 | 0 | 0
Circuit | strategic_undergrounding_main | ME03_main | 898 | 1644381.34 | 1644381.34 | 0 | 0 | 1644381.472 | 0 | 0
Circuit | strategic_undergrounding_main | LW44_main | 899 | 1644343.16 | 1644343.16 | 0 | 0 | 1686778.1699 | 0 | 42434.8712
Circuit | strategic_undergrounding_main | BZ01_main | 900 | 1639239.48 | 1639239.48 | 0 | 0 | 2266790.8122 | 0 | 627551.1809
Circuit | strategic_undergrounding_main | WI07_main | 901 | 1637782.37 | 1637782.37 | 0 | 0 | 1637782.5113 | 0 | 0
Circuit | strategic_undergrounding_main | RU04_main | 902 | 1636102.5 | 1636102.5 | 0 | 0 | 1637204.5929 | 0 | 1101.9449
Circuit | strategic_undergrounding_main | LIM44_main | 903 | 1633939.58 | 1633939.58 | 0 | 0 | 1633939.7264 | 0 | 0
Circuit | strategic_undergrounding_main | BAR45_main | 904 | 1630791.98 | 1630791.98 | 0 | 0 | 1632954.5493 | 0 | 2162.441
Circuit | strategic_undergrounding_main | SB03_main | 905 | 1630397.75 | 1630397.75 | 0 | 0 | 1632330.2075 | 0 | 1932.31
Circuit | strategic_undergrounding_main | SP10_main | 906 | 1627081.05 | 1627081.05 | 0 | 0 | 1627081.1774 | 0 | 0
Circuit | strategic_undergrounding_main | EC11_main | 907 | 1625814.61 | 1625814.61 | 0 | 0 | 1636060.8135 | 0 | 10246.0497
Circuit | strategic_undergrounding_main | IR02_main | 908 | 1623351.26 | 1623351.26 | 0 | 0 | 1623351.391 | 0 | 0
Circuit | strategic_undergrounding_main | CR08_main | 909 | 1619487.61 | 1619487.61 | 0 | 0 | 1620487.5461 | 0 | 999.7835
Circuit | strategic_undergrounding_main | UW06_main | 910 | 1610205.13 | 1610205.13 | 0 | 0 | 1678611.9263 | 0 | 68406.6463
Circuit | strategic_undergrounding_main | PJ05_main | 911 | 1604646.77 | 1604646.77 | 0 | 0 | 1604646.925 | 0 | 0
Circuit | strategic_undergrounding_main | BE03_main | 912 | 1603950.21 | 1603950.21 | 0 | 0 | 1603950.3949 | 0 | 0
Circuit | strategic_undergrounding_main | LP07_main | 913 | 1602761.94 | 1602761.94 | 0 | 0 | 2003014.0705 | 0 | 400251.9901
Circuit | strategic_undergrounding_main | NS05_main | 914 | 1601418.86 | 1601418.86 | 0 | 0 | 1601419.0105 | 0 | 0
Circuit | strategic_undergrounding_main | EC14_main | 915 | 1595465.69 | 1595465.69 | 0 | 0 | 2672702.4232 | 0 | 1077236.5587
Circuit | strategic_undergrounding_main | HE05_main | 916 | 1595308.63 | 1595308.63 | 0 | 0 | 2546548.7336 | 0 | 951239.9706
Circuit | strategic_undergrounding_main | WI05_main | 917 | 1594908 | 1594908 | 0 | 0 | 1594908.1749 | 0 | 0
Circuit | strategic_undergrounding_main | CE13_main | 918 | 1594702.54 | 1594702.54 | 0 | 0 | 2265040.2695 | 0 | 670337.5991
Circuit | strategic_undergrounding_main | SB01_main | 919 | 1580667.02 | 1580667.02 | 0 | 0 | 1773087.1443 | 0 | 192419.9619
Circuit | strategic_undergrounding_main | FAN48_main | 920 | 1580013.57 | 1580013.57 | 0 | 0 | 2620639.258 | 0 | 1040625.5401
Circuit | strategic_undergrounding_main | FL41_main | 921 | 1578778.73 | 1578778.73 | 0 | 0 | 1578778.8937 | 0 | 0
Circuit | strategic_undergrounding_main | CL07_main | 922 | 1574026.74 | 1574026.74 | 0 | 0 | 1580336.4665 | 0 | 6309.577
Circuit | strategic_undergrounding_main | GE46_main | 923 | 1566836.89 | 1566836.89 | 0 | 0 | 1566837.0319 | 0 | 0
Circuit | strategic_undergrounding_main | PA02_main | 924 | 1563505.93 | 1563505.93 | 0 | 0 | 2009531.9469 | 0 | 446025.8685
Circuit | strategic_undergrounding_main | BL02_main | 925 | 1562462.61 | 1562462.61 | 0 | 0 | 1573306.642 | 0 | 10843.8646
Circuit | strategic_undergrounding_main | PW04_main | 926 | 1562163.4 | 1562163.4 | 0 | 0 | 1924776.6918 | 0 | 362613.1281
Circuit | strategic_undergrounding_main | CL05_main | 927 | 1554354.29 | 1554354.29 | 0 | 0 | 1554354.4837 | 0 | 0
Circuit | strategic_undergrounding_main | EB05_main | 928 | 1548566.06 | 1548566.06 | 0 | 0 | 2054270.1618 | 0 | 505703.9712
Circuit | strategic_undergrounding_main | HV07_main | 929 | 1542936.74 | 1542936.74 | 0 | 0 | 1546231.3015 | 0 | 3294.3724
Circuit | strategic_undergrounding_main | BM10_main | 930 | 1541850.92 | 1541850.92 | 0 | 0 | 1541851.1095 | 0 | 0
Circuit | strategic_undergrounding_main | SB08_main | 931 | 1539105.08 | 1539105.08 | 0 | 0 | 1892415.4415 | 0 | 353310.2154
Circuit | strategic_undergrounding_main | BL01_main | 932 | 1536564.21 | 1536564.21 | 0 | 0 | 2119115.1622 | 0 | 582550.7933
Circuit | strategic_undergrounding_main | AF03_main | 933 | 1528570.69 | 1528570.69 | 0 | 0 | 1528570.8397 | 0 | 0
Circuit | strategic_undergrounding_main | CC04_main | 934 | 1524487.03 | 1524487.03 | 0 | 0 | 1524487.178 | 0 | 0
Circuit | strategic_undergrounding_main | CRB41_main | 935 | 1521430.36 | 1521430.36 | 0 | 0 | 2330293.3574 | 0 | 808862.8264
Circuit | strategic_undergrounding_main | MC01_main | 936 | 1519412.34 | 1519412.34 | 0 | 0 | 1686533.7882 | 0 | 167121.2834
Circuit | strategic_undergrounding_main | MY11_main | 937 | 1519086.64 | 1519086.64 | 0 | 0 | 1519086.8025 | 0 | 0
Circuit | strategic_undergrounding_main | BY05_main | 938 | 1518360.8 | 1518360.8 | 0 | 0 | 1518360.944 | 0 | 0
Circuit | strategic_undergrounding_main | DH11_main | 939 | 1515183.64 | 1515183.64 | 0 | 0 | 1515183.7854 | 0 | 0
Circuit | strategic_undergrounding_main | SF42_main | 940 | 1509180.73 | 1509180.73 | 0 | 0 | 1509180.8977 | 0 | 0
Circuit | strategic_undergrounding_main | WE02_main | 941 | 1505024.36 | 1505024.36 | 0 | 0 | 2112035.1045 | 0 | 607010.5984
Circuit | strategic_undergrounding_main | AL12_main | 942 | 1503120.39 | 1503120.39 | 0 | 0 | 1543056.8754 | 0 | 39936.3318
Circuit | strategic_undergrounding_main | SP06_main | 943 | 1497115.65 | 1497115.65 | 0 | 0 | 1497115.8074 | 0 | 0
Circuit | strategic_undergrounding_main | WT06_main | 944 | 1496135.76 | 1496135.76 | 0 | 0 | 1553424.538 | 0 | 57288.6421
Circuit | strategic_undergrounding_main | BE01_main | 945 | 1489682.27 | 1489682.27 | 0 | 0 | 1489682.4185 | 0 | 0
Circuit | strategic_undergrounding_main | WF01_main | 946 | 1488607.56 | 1488607.56 | 0 | 0 | 1567415.4606 | 0 | 78807.7441
Circuit | strategic_undergrounding_main | HY04_main | 947 | 1485166.18 | 1485166.18 | 0 | 0 | 1485166.3239 | 0 | 0
Circuit | strategic_undergrounding_main | SB05_main | 948 | 1485110.82 | 1485110.82 | 0 | 0 | 2873053.5806 | 0 | 1387942.6151
Circuit | strategic_undergrounding_main | GG06_main | 949 | 1484640.58 | 1484640.58 | 0 | 0 | 1484640.7588 | 0 | 0
Circuit | strategic_undergrounding_main | AD03_main | 950 | 1484390.96 | 1484390.96 | 0 | 0 | 1556127.8524 | 0 | 71736.7405
Circuit | strategic_undergrounding_main | HE06_main | 951 | 1477720.51 | 1477720.51 | 0 | 0 | 2034491.1373 | 0 | 556770.4657
Circuit | strategic_undergrounding_main | MC09_main | 952 | 1471933.04 | 1471933.04 | 0 | 0 | 1844507.6456 | 0 | 372574.4585
Circuit | strategic_undergrounding_main | CC02_main | 953 | 1471814.44 | 1471814.44 | 0 | 0 | 1471814.5984 | 0 | 0
Circuit | strategic_undergrounding_main | CG06_main | 954 | 1470787.82 | 1470787.82 | 0 | 0 | 1470787.9649 | 0 | 0
Circuit | strategic_undergrounding_main | UL47_main | 955 | 1466878.49 | 1466878.49 | 0 | 0 | 1466878.639 | 0 | 0
Circuit | strategic_undergrounding_main | HX03_main | 956 | 1449042.83 | 1449042.83 | 0 | 0 | 2125292.7565 | 0 | 676249.7714
Circuit | strategic_undergrounding_main | FZ53_main | 957 | 1448516.17 | 1448516.17 | 0 | 0 | 1638521.817 | 0 | 190005.5023
Circuit | strategic_undergrounding_main | RS08_main | 958 | 1446410.92 | 1446410.92 | 0 | 0 | 2422148.9103 | 0 | 975737.8297
Circuit | strategic_undergrounding_main | LK05_main | 959 | 1445985.41 | 1445985.41 | 0 | 0 | 1445985.5583 | 0 | 0
Circuit | strategic_undergrounding_main | AD10_main | 960 | 1444452.71 | 1444452.71 | 0 | 0 | 1444452.8951 | 0 | 0
Circuit | strategic_undergrounding_main | LK10_main | 961 | 1438721.12 | 1438721.12 | 0 | 0 | 1438721.286 | 0 | 0
Circuit | strategic_undergrounding_main | FD16_main | 962 | 1438090.31 | 1438090.31 | 0 | 0 | 1438090.4649 | 0 | 0
Circuit | strategic_undergrounding_main | WW06_main | 963 | 1434749.44 | 1434749.44 | 0 | 0 | 1447294.9976 | 0 | 12545.4049
Circuit | strategic_undergrounding_main | GE45_main | 964 | 1433083.05 | 1433083.05 | 0 | 0 | 1433453.9475 | 0 | 370.7655
Circuit | strategic_undergrounding_main | WO02_main | 965 | 1425823.71 | 1425823.71 | 0 | 0 | 1425823.8646 | 0 | 0
Circuit | strategic_undergrounding_main | WT01_main | 966 | 1423630.22 | 1423630.22 | 0 | 0 | 1423630.3865 | 0 | 0
Circuit | strategic_undergrounding_main | RS07_main | 967 | 1421217.42 | 1421217.42 | 0 | 0 | 1440664.8348 | 0 | 19447.2671
Circuit | strategic_undergrounding_main | WO06_main | 968 | 1416795.38 | 1416795.38 | 0 | 0 | 1421427.4351 | 0 | 4631.9022
Circuit | strategic_undergrounding_main | HY12_main | 969 | 1416627.39 | 1416627.39 | 0 | 0 | 1416627.5451 | 0 | 0
Circuit | strategic_undergrounding_main | CK01_main | 970 | 1415406.43 | 1415406.43 | 0 | 0 | 1415406.583 | 0 | 0
Circuit | strategic_undergrounding_main | BR13_main | 971 | 1405331.04 | 1405331.04 | 0 | 0 | 1668863.0497 | 0 | 263531.8268
Circuit | strategic_undergrounding_main | GE42_main | 972 | 1403874.21 | 1403874.21 | 0 | 0 | 2049165.2383 | 0 | 645290.8897
Circuit | strategic_undergrounding_main | DV04_main | 973 | 1402620.56 | 1402620.56 | 0 | 0 | 1402620.6968 | 0 | 0
Circuit | strategic_undergrounding_main | RO03_main | 974 | 1397786.39 | 1397786.39 | 0 | 0 | 1397786.5595 | 0 | 0
Circuit | strategic_undergrounding_main | NV06_main | 975 | 1394167.2 | 1394167.2 | 0 | 0 | 1394167.3753 | 0 | 0
Circuit | strategic_undergrounding_main | CG01_main | 976 | 1386889.47 | 1386889.47 | 0 | 0 | 1572521.0628 | 0 | 185631.4333
Circuit | strategic_undergrounding_main | AN09_main | 977 | 1380927.93 | 1380927.93 | 0 | 0 | 1607735.1086 | 0 | 226807.0221
Circuit | strategic_undergrounding_main | FW01_main | 978 | 1374872.17 | 1374872.17 | 0 | 0 | 1374872.2958 | 0 | 0
Circuit | strategic_undergrounding_main | BV43_main | 979 | 1374851.34 | 1374851.34 | 0 | 0 | 1441810.0968 | 0 | 66958.6168
Circuit | strategic_undergrounding_main | MID01_main | 980 | 1369708.25 | 1369708.25 | 0 | 0 | 3595661.3382 | 0 | 2225952.9207
Circuit | strategic_undergrounding_main | BR12_main | 981 | 1366017.66 | 1366017.66 | 0 | 0 | 1383333.281 | 0 | 17315.4595
Circuit | strategic_undergrounding_main | EB06_main | 982 | 1364591.78 | 1364591.78 | 0 | 0 | 1621645.2442 | 0 | 257053.3029
Circuit | strategic_undergrounding_main | LB04_main | 983 | 1363982.91 | 1363982.91 | 0 | 0 | 1443728.0191 | 0 | 79744.953
Circuit | strategic_undergrounding_main | EL10_main | 984 | 1363956.52 | 1363956.52 | 0 | 0 | 2294394.7896 | 0 | 930438.1075
Circuit | strategic_undergrounding_main | AF05_main | 985 | 1363075.11 | 1363075.11 | 0 | 0 | 1363075.2441 | 0 | 0
Circuit | strategic_undergrounding_main | GG02_main | 986 | 1362023.57 | 1362023.57 | 0 | 0 | 1477219.6057 | 0 | 115195.924
Circuit | strategic_undergrounding_main | HA10_main | 987 | 1357907.2 | 1357907.2 | 0 | 0 | 1357907.3776 | 0 | 0
Circuit | strategic_undergrounding_main | FM01_main | 988 | 1353648.31 | 1353648.31 | 0 | 0 | 1353648.4624 | 0 | 0
Circuit | strategic_undergrounding_main | DN06_main | 989 | 1350651.65 | 1350651.65 | 0 | 0 | 1350651.8089 | 0 | 0
Circuit | strategic_undergrounding_main | HY03_main | 990 | 1350570.33 | 1350570.33 | 0 | 0 | 1350570.5209 | 0 | 0
Circuit | strategic_undergrounding_main | MP02_main | 991 | 1349050.72 | 1349050.72 | 0 | 0 | 1349050.8766 | 0 | 0
Circuit | strategic_undergrounding_main | KI46_main | 992 | 1347793.93 | 1347793.93 | 0 | 0 | 1347794.0793 | 0 | 0
Circuit | strategic_undergrounding_main | TO05_main | 993 | 1345659.27 | 1345659.27 | 0 | 0 | 1452032.3846 | 0 | 106372.9552
Circuit | strategic_undergrounding_main | SR10_main | 994 | 1344517.84 | 1344517.84 | 0 | 0 | 1933131.4257 | 0 | 588613.4345
Circuit | strategic_undergrounding_main | BY03_main | 995 | 1344159.6 | 1344159.6 | 0 | 0 | 1591882.8761 | 0 | 247723.1233
Circuit | strategic_undergrounding_main | TO08_main | 996 | 1344133.55 | 1344133.55 | 0 | 0 | 1380978.522 | 0 | 36844.8651
Circuit | strategic_undergrounding_main | SH08_main | 997 | 1343421.78 | 1343421.78 | 0 | 0 | 1343421.9072 | 0 | 0
Circuit | strategic_undergrounding_main | HY09_main | 998 | 1340020.83 | 1340020.83 | 0 | 0 | 1340020.9915 | 0 | 0
Circuit | strategic_undergrounding_main | GL08_main | 999 | 1335657.1 | 1335657.1 | 0 | 0 | 1335657.2425 | 0 | 0
Circuit | strategic_undergrounding_main | KW46_main | 1000 | 1331740.99 | 1331740.99 | 0 | 0 | 1331741.1355 | 0 | 0
Circuit | strategic_undergrounding_main | MC08_main | 1001 | 1329195.86 | 1329195.86 | 0 | 0 | 1376150.6258 | 0 | 46954.6346
Circuit | strategic_undergrounding_main | BL06_main | 1002 | 1327660.68 | 1327660.68 | 0 | 0 | 1492883.8168 | 0 | 165222.9993
Circuit | strategic_undergrounding_main | IM41_main | 1003 | 1326646.6 | 1326646.6 | 0 | 0 | 1332265.7863 | 0 | 5619.0354
Circuit | strategic_undergrounding_main | GT11_main | 1004 | 1326531.85 | 1326531.85 | 0 | 0 | 3508863.1644 | 0 | 2182331.1679
Circuit | strategic_undergrounding_main | BR04_main | 1005 | 1324242.48 | 1324242.48 | 0 | 0 | 1324242.6405 | 0 | 0
Circuit | strategic_undergrounding_main | AD04_main | 1006 | 1320941.28 | 1320941.28 | 0 | 0 | 1911375.5725 | 0 | 590434.1428
Circuit | strategic_undergrounding_main | RO01_main | 1007 | 1313266.57 | 1313266.57 | 0 | 0 | 1476843.4293 | 0 | 163576.6909
Circuit | strategic_undergrounding_main | KT41_main | 1008 | 1310278.71 | 1310278.71 | 0 | 0 | 1310278.8406 | 0 | 0
Circuit | strategic_undergrounding_main | BL07_main | 1009 | 1309112.1 | 1309112.1 | 0 | 0 | 1497034.9921 | 0 | 187922.7589
Circuit | strategic_undergrounding_main | ST14_main | 1010 | 1306004.94 | 1306004.94 | 0 | 0 | 1306005.0675 | 0 | 0
Circuit | strategic_undergrounding_main | SO50_main | 1011 | 1303893.88 | 1303893.88 | 0 | 0 | 1303894.0203 | 0 | 0
Circuit | strategic_undergrounding_main | HV05_main | 1012 | 1301603.15 | 1301603.15 | 0 | 0 | 1577719.683 | 0 | 276116.364
Circuit | strategic_undergrounding_main | LW43_main | 1013 | 1300798.13 | 1300798.13 | 0 | 0 | 1489333.129 | 0 | 188534.8244
Circuit | strategic_undergrounding_main | RO08_main | 1014 | 1300578.61 | 1300578.61 | 0 | 0 | 1474245.5467 | 0 | 173666.793
Circuit | strategic_undergrounding_main | DV09_main | 1015 | 1300486.69 | 1300486.69 | 0 | 0 | 1300486.8314 | 0 | 0
Circuit | strategic_undergrounding_main | HL03_main | 1016 | 1300435.46 | 1300435.46 | 0 | 0 | 1400105.3898 | 0 | 99669.7809
Circuit | strategic_undergrounding_main | AF10_main | 1017 | 1298759.48 | 1298759.48 | 0 | 0 | 1298759.6385 | 0 | 0
Circuit | strategic_undergrounding_main | OR02_main | 1018 | 1298567.97 | 1298567.97 | 0 | 0 | 1453501.3049 | 0 | 154933.1811
Circuit | strategic_undergrounding_main | CL03_main | 1019 | 1298121.56 | 1298121.56 | 0 | 0 | 1378200.3676 | 0 | 80078.6605
Circuit | strategic_undergrounding_main | HK43_main | 1020 | 1294776.06 | 1294776.06 | 0 | 0 | 1295030.4364 | 0 | 254.2407
Circuit | strategic_undergrounding_main | AN02_main | 1021 | 1286169.6 | 1286169.6 | 0 | 0 | 2110136.6383 | 0 | 823966.8894
Circuit | strategic_undergrounding_main | AT43_main | 1022 | 1284440.22 | 1284440.22 | 0 | 0 | 1694810.7679 | 0 | 410370.4011
Circuit | strategic_undergrounding_main | MAR42_main | 1023 | 1269112.71 | 1269112.71 | 0 | 0 | 1269112.8621 | 0 | 0
Circuit | strategic_undergrounding_main | GN11_main | 1024 | 1268928.5 | 1268928.5 | 0 | 0 | 3262975.9197 | 0 | 1994047.2623
Circuit | strategic_undergrounding_main | WO01_main | 1025 | 1267165.88 | 1267165.88 | 0 | 0 | 2270569.6604 | 0 | 1003403.622
Circuit | strategic_undergrounding_main | SP01_main | 1026 | 1266188.34 | 1266188.34 | 0 | 0 | 1266188.5039 | 0 | 0
Circuit | strategic_undergrounding_main | CB03_main | 1027 | 1265283.94 | 1265283.94 | 0 | 0 | 1265284.1219 | 0 | 0
Circuit | strategic_undergrounding_main | HP03_main | 1028 | 1258130.56 | 1258130.56 | 0 | 0 | 1705033.9412 | 0 | 446903.235
Circuit | strategic_undergrounding_main | CRB47_main | 1029 | 1255873.06 | 1255873.06 | 0 | 0 | 1643072.5046 | 0 | 387199.2976
Circuit | strategic_undergrounding_main | WI02_main | 1030 | 1254058.78 | 1254058.78 | 0 | 0 | 1254058.9557 | 0 | 0
Circuit | strategic_undergrounding_main | FP05_main | 1031 | 1252629.98 | 1252629.98 | 0 | 0 | 1773668.809 | 0 | 521038.6677
Circuit | strategic_undergrounding_main | HOC11_main | 1032 | 1252614.54 | 1252614.54 | 0 | 0 | 1252614.6794 | 0 | 0
Circuit | strategic_undergrounding_main | WO08_main | 1033 | 1249405.21 | 1249405.21 | 0 | 0 | 2483918.4609 | 0 | 1234513.101
Circuit | strategic_undergrounding_main | LB07_main | 1034 | 1248238.42 | 1248238.42 | 0 | 0 | 1320368.4104 | 0 | 72129.849
Circuit | strategic_undergrounding_main | HM01_main | 1035 | 1246867.69 | 1246867.69 | 0 | 0 | 1246867.8476 | 0 | 0
Circuit | strategic_undergrounding_main | KB17_main | 1036 | 1243546.36 | 1243546.36 | 0 | 0 | 2081001.6122 | 0 | 837455.0849
Circuit | strategic_undergrounding_main | RO02_main | 1037 | 1243113.01 | 1243113.01 | 0 | 0 | 1243113.1686 | 0 | 0
Circuit | strategic_undergrounding_main | CE10_main | 1038 | 1242352.04 | 1242352.04 | 0 | 0 | 1242352.1776 | 0 | 0
Circuit | strategic_undergrounding_main | DV08_main | 1039 | 1241709.04 | 1241709.04 | 0 | 0 | 1241709.1773 | 0 | 0
Circuit | strategic_undergrounding_main | HV01_main | 1040 | 1240144.45 | 1240144.45 | 0 | 0 | 1253322.7991 | 0 | 13178.2157
Circuit | strategic_undergrounding_main | CB02_main | 1041 | 1235222.17 | 1235222.17 | 0 | 0 | 1235222.3061 | 0 | 0
Circuit | strategic_undergrounding_main | BY02_main | 1042 | 1229580.73 | 1229580.73 | 0 | 0 | 1240205.61 | 0 | 10624.7287
Circuit | strategic_undergrounding_main | HOC03_main | 1043 | 1229447.29 | 1229447.29 | 0 | 0 | 1673627.282 | 0 | 444179.8765
Circuit | strategic_undergrounding_main | HP07_main | 1044 | 1224170.05 | 1224170.05 | 0 | 0 | 1908030.8214 | 0 | 683860.6144
Circuit | strategic_undergrounding_main | ST05_main | 1045 | 1222300.33 | 1222300.33 | 0 | 0 | 1222300.4978 | 0 | 0
Circuit | strategic_undergrounding_main | AN05_main | 1046 | 1219804.09 | 1219804.09 | 0 | 0 | 1219804.2431 | 0 | 0
Circuit | strategic_undergrounding_main | GP04_main | 1047 | 1218261.98 | 1218261.98 | 0 | 0 | 1218262.1446 | 0 | 0
Circuit | strategic_undergrounding_main | LC02_main | 1048 | 1217006.38 | 1217006.38 | 0 | 0 | 1241381.2561 | 0 | 24374.7336
Circuit | strategic_undergrounding_main | DV06_main | 1049 | 1215436.67 | 1215436.67 | 0 | 0 | 1215436.8333 | 0 | 0
Circuit | strategic_undergrounding_main | FD14_main | 1050 | 1213442.21 | 1213442.21 | 0 | 0 | 1213442.3669 | 0 | 0
Circuit | strategic_undergrounding_main | FT05_main | 1051 | 1211024.29 | 1211024.29 | 0 | 0 | 1211024.4396 | 0 | 0
Circuit | strategic_undergrounding_main | CA06_main | 1052 | 1208910.44 | 1208910.44 | 0 | 0 | 1208910.5595 | 0 | 0
Circuit | strategic_undergrounding_main | GT03_main | 1053 | 1206312.88 | 1206312.88 | 0 | 0 | 1224919.7612 | 0 | 18606.7278
Circuit | strategic_undergrounding_main | WD50_main | 1054 | 1202912.18 | 1202912.18 | 0 | 0 | 1675235.7254 | 0 | 472323.3714
Circuit | strategic_undergrounding_main | JOR41_main | 1055 | 1202119.88 | 1202119.88 | 0 | 0 | 2337428.0861 | 0 | 1135308.0523
Circuit | strategic_undergrounding_main | HY07_main | 1056 | 1201797.2 | 1201797.2 | 0 | 0 | 1201797.3744 | 0 | 0
Circuit | strategic_undergrounding_main | GP06_main | 1057 | 1193391.35 | 1193391.35 | 0 | 0 | 1201151.8192 | 0 | 7760.3232
Circuit | strategic_undergrounding_main | FRY47_main | 1058 | 1192215.87 | 1192215.87 | 0 | 0 | 1363490.0821 | 0 | 171274.0528
Circuit | strategic_undergrounding_main | TO09_main | 1059 | 1190259.5 | 1190259.5 | 0 | 0 | 2257640.2363 | 0 | 1067380.585
Circuit | strategic_undergrounding_main | BR08_main | 1060 | 1188733.5 | 1188733.5 | 0 | 0 | 1589779.188 | 0 | 401045.5616
Circuit | strategic_undergrounding_main | DH12_main | 1061 | 1187744.61 | 1187744.61 | 0 | 0 | 1187744.7576 | 0 | 0
Circuit | strategic_undergrounding_main | KB21_main | 1062 | 1186157.72 | 1186157.72 | 0 | 0 | 1186157.8442 | 0 | 0
Circuit | strategic_undergrounding_main | WZ45_main | 1063 | 1184429.14 | 1184429.14 | 0 | 0 | 1224935.0629 | 0 | 40505.7702
Circuit | strategic_undergrounding_main | LA04_main | 1064 | 1181802.74 | 1181802.74 | 0 | 0 | 1181802.8941 | 0 | 0
Circuit | strategic_undergrounding_main | KB19_main | 1065 | 1181795.23 | 1181795.23 | 0 | 0 | 1212619.2604 | 0 | 30823.887
Circuit | strategic_undergrounding_main | DV03_main | 1066 | 1181754.11 | 1181754.11 | 0 | 0 | 1181754.2438 | 0 | 0
Circuit | strategic_undergrounding_main | DR04_main | 1067 | 1180793.56 | 1180793.56 | 0 | 0 | 1180793.7273 | 0 | 0
Circuit | strategic_undergrounding_main | RO44_main | 1068 | 1178705.25 | 1178705.25 | 0 | 0 | 1552056.9512 | 0 | 373351.5702
Circuit | strategic_undergrounding_main | SO46_main | 1069 | 1176733.13 | 1176733.13 | 0 | 0 | 1206281.8034 | 0 | 29548.5258
Circuit | strategic_undergrounding_main | EC05_main | 1070 | 1176185.71 | 1176185.71 | 0 | 0 | 1176185.8719 | 0 | 0
Circuit | strategic_undergrounding_main | WO05_main | 1071 | 1169478.07 | 1169478.07 | 0 | 0 | 1169478.2047 | 0 | 0
Circuit | strategic_undergrounding_main | EU05_main | 1072 | 1167754.29 | 1167754.29 | 0 | 0 | 1188012.7805 | 0 | 20258.3351
Circuit | strategic_undergrounding_main | WC01_main | 1073 | 1167353.51 | 1167353.51 | 0 | 0 | 1202451.1529 | 0 | 35097.4853
Circuit | strategic_undergrounding_main | LW47_main | 1074 | 1165712.66 | 1165712.66 | 0 | 0 | 1343862.0186 | 0 | 178149.216
Circuit | strategic_undergrounding_main | WO10_main | 1075 | 1163429.95 | 1163429.95 | 0 | 0 | 1201080.8798 | 0 | 37650.7824
Circuit | strategic_undergrounding_main | JP07_main | 1076 | 1159952.01 | 1159952.01 | 0 | 0 | 1161867.523 | 0 | 1915.3546
Circuit | strategic_undergrounding_main | BL03_main | 1077 | 1157427.79 | 1157427.79 | 0 | 0 | 1629920.662 | 0 | 472492.7152
Circuit | strategic_undergrounding_main | CR09_main | 1078 | 1154352.61 | 1154352.61 | 0 | 0 | 1929008.171 | 0 | 774655.4051
Circuit | strategic_undergrounding_main | FL50_main | 1079 | 1154024.74 | 1154024.74 | 0 | 0 | 1154024.8998 | 0 | 0
Circuit | strategic_undergrounding_main | ST10_main | 1080 | 1150185.99 | 1150185.99 | 0 | 0 | 1150186.1031 | 0 | 0
Circuit | strategic_undergrounding_main | AN08_main | 1081 | 1149802.42 | 1149802.42 | 0 | 0 | 1416789.0933 | 0 | 266986.554
Circuit | strategic_undergrounding_main | WW07_main | 1082 | 1142474.08 | 1142474.08 | 0 | 0 | 1142474.229 | 0 | 0
Circuit | strategic_undergrounding_main | RO42_main | 1083 | 1141008.54 | 1141008.54 | 0 | 0 | 1608739.8389 | 0 | 467731.1583
Circuit | strategic_undergrounding_main | GT08_main | 1084 | 1140245.18 | 1140245.18 | 0 | 0 | 1141283.5322 | 0 | 1038.1779
Circuit | strategic_undergrounding_main | SP03_main | 1085 | 1135839.07 | 1135839.07 | 0 | 0 | 1135839.22 | 0 | 0
Circuit | strategic_undergrounding_main | WF41_main | 1086 | 1131092.11 | 1131092.11 | 0 | 0 | 1583254.0161 | 0 | 452161.7646
Circuit | strategic_undergrounding_main | AD06_main | 1087 | 1128076.5 | 1128076.5 | 0 | 0 | 1139283.6867 | 0 | 11207.0336
Circuit | strategic_undergrounding_main | GG09_main | 1088 | 1122855.14 | 1122855.14 | 0 | 0 | 1661478.3651 | 0 | 538623.0571
Circuit | strategic_undergrounding_main | HE10_main | 1089 | 1119725.35 | 1119725.35 | 0 | 0 | 1465198.827 | 0 | 345473.3294
Circuit | strategic_undergrounding_main | PW07_main | 1090 | 1116269.04 | 1116269.04 | 0 | 0 | 1116269.1843 | 0 | 0
Circuit | strategic_undergrounding_main | FR42_main | 1091 | 1115476.54 | 1115476.54 | 0 | 0 | 1135608.5643 | 0 | 20131.8764
Circuit | strategic_undergrounding_main | LB03_main | 1092 | 1113234.44 | 1113234.44 | 0 | 0 | 1115762.9236 | 0 | 2528.3269
Circuit | strategic_undergrounding_main | BM03_main | 1093 | 1104714.66 | 1104714.66 | 0 | 0 | 1104714.8184 | 0 | 0
Circuit | strategic_undergrounding_main | KN03_main | 1094 | 1102410.43 | 1102410.43 | 0 | 0 | 1102410.5735 | 0 | 0
Circuit | strategic_undergrounding_main | PO02_main | 1095 | 1101923.06 | 1101923.06 | 0 | 0 | 1152192.1191 | 0 | 50268.9295
Circuit | strategic_undergrounding_main | LP02_main | 1096 | 1098652.04 | 1098652.04 | 0 | 0 | 1098652.1786 | 0 | 0
Circuit | strategic_undergrounding_main | UL03_main | 1097 | 1094971.43 | 1094971.43 | 0 | 0 | 1094971.5668 | 0 | 0
Circuit | strategic_undergrounding_main | AD01_main | 1098 | 1091297.82 | 1091297.82 | 0 | 0 | 1939748.9901 | 0 | 848451.0178
Circuit | strategic_undergrounding_main | FD02_main | 1099 | 1089622.98 | 1089622.98 | 0 | 0 | 1089623.1237 | 0 | 0
Circuit | strategic_undergrounding_main | HP08_main | 1100 | 1089252.2 | 1089252.2 | 0 | 0 | 1089252.3562 | 0 | 0
Circuit | strategic_undergrounding_main | WEB08_main | 1101 | 1088213.3 | 1088213.3 | 0 | 0 | 1171444.7748 | 0 | 83231.3217
Circuit | strategic_undergrounding_main | GL03_main | 1102 | 1086570.65 | 1086570.65 | 0 | 0 | 1619584.6073 | 0 | 533013.8013
Circuit | strategic_undergrounding_main | CR07_main | 1103 | 1079796.74 | 1079796.74 | 0 | 0 | 1803671.5424 | 0 | 723874.6502
Circuit | strategic_undergrounding_main | OA04_main | 1104 | 1077680.37 | 1077680.37 | 0 | 0 | 1201867.5347 | 0 | 124187.0189
Circuit | strategic_undergrounding_main | GV07_main | 1105 | 1076375.73 | 1076375.73 | 0 | 0 | 1076375.8459 | 0 | 0
Circuit | strategic_undergrounding_main | WI06_main | 1106 | 1072642.66 | 1072642.66 | 0 | 0 | 1072642.8038 | 0 | 0
Circuit | strategic_undergrounding_main | WW09_main | 1107 | 1063820.58 | 1063820.58 | 0 | 0 | 1157182.6423 | 0 | 93361.8787
Circuit | strategic_undergrounding_main | GP07_main | 1108 | 1062488.75 | 1062488.75 | 0 | 0 | 1062488.908 | 0 | 0
Circuit | strategic_undergrounding_main | PHR02_main | 1109 | 1061219.95 | 1061219.95 | 0 | 0 | 1775874.6943 | 0 | 714654.5903
Circuit | strategic_undergrounding_main | AM05_main | 1110 | 1058349.39 | 1058349.39 | 0 | 0 | 1058349.5157 | 0 | 0
Circuit | strategic_undergrounding_main | RO04_main | 1111 | 1058236.31 | 1058236.31 | 0 | 0 | 1451290.4383 | 0 | 393053.9794
Circuit | strategic_undergrounding_main | CB01_main | 1112 | 1055050.4 | 1055050.4 | 0 | 0 | 1055050.5401 | 0 | 0
Circuit | strategic_undergrounding_main | OB49_main | 1113 | 1054704.19 | 1054704.19 | 0 | 0 | 1365789.5154 | 0 | 311085.1592
Circuit | strategic_undergrounding_main | HM10_main | 1114 | 1053265.94 | 1053265.94 | 0 | 0 | 1273271.1949 | 0 | 220005.0764
Circuit | strategic_undergrounding_main | BM01_main | 1115 | 1052898.71 | 1052898.71 | 0 | 0 | 1086528.6422 | 0 | 33629.7812
Circuit | strategic_undergrounding_main | SW42_main | 1116 | 1052841.22 | 1052841.22 | 0 | 0 | 1052841.3851 | 0 | 0
Circuit | strategic_undergrounding_main | CK08_main | 1117 | 1052340.89 | 1052340.89 | 0 | 0 | 1052341.0465 | 0 | 0
Circuit | strategic_undergrounding_main | TB02_main | 1118 | 1051647.19 | 1051647.19 | 0 | 0 | 1051647.3438 | 0 | 0
Circuit | strategic_undergrounding_main | CR03_main | 1119 | 1048972 | 1048972 | 0 | 0 | 1482178.6263 | 0 | 433206.479
Circuit | strategic_undergrounding_main | BL09_main | 1120 | 1046809.78 | 1046809.78 | 0 | 0 | 1398266.4448 | 0 | 351456.5439
Circuit | strategic_undergrounding_main | WEB10_main | 1121 | 1046441.96 | 1046441.96 | 0 | 0 | 1717950.461 | 0 | 671508.3608
Circuit | strategic_undergrounding_main | IR06_main | 1122 | 1038842.18 | 1038842.18 | 0 | 0 | 1038842.3268 | 0 | 0
Circuit | strategic_undergrounding_main | KB02_main | 1123 | 1033844.52 | 1033844.52 | 0 | 0 | 1135907.2232 | 0 | 102062.5251
Circuit | strategic_undergrounding_main | TV01_main | 1124 | 1033221.66 | 1033221.66 | 0 | 0 | 1040883.5869 | 0 | 7661.7665
Circuit | strategic_undergrounding_main | ME11_main | 1125 | 1026338.61 | 1026338.61 | 0 | 0 | 1026338.78 | 0 | 0
Circuit | strategic_undergrounding_main | THW43_main | 1126 | 1025783.35 | 1025783.35 | 0 | 0 | 1084091.0684 | 0 | 58307.5729
Circuit | strategic_undergrounding_main | ST01_main | 1127 | 1019768.9 | 1019768.9 | 0 | 0 | 1019769.0355 | 0 | 0
Circuit | strategic_undergrounding_main | BI09_main | 1128 | 1019534.15 | 1019534.15 | 0 | 0 | 1075328.3046 | 0 | 55794.0177
Circuit | strategic_undergrounding_main | BA03_main | 1129 | 1015681.4 | 1015681.4 | 0 | 0 | 2793008.0913 | 0 | 1777326.5325
Circuit | strategic_undergrounding_main | HY05_main | 1130 | 1015289.03 | 1015289.03 | 0 | 0 | 1015289.1939 | 0 | 0
Circuit | strategic_undergrounding_main | SA43_main | 1131 | 1011410.64 | 1011410.64 | 0 | 0 | 1236563.2573 | 0 | 225152.471
Circuit | strategic_undergrounding_main | TE06_main | 1132 | 1011410.33 | 1011410.33 | 0 | 0 | 1196565.4159 | 0 | 185154.9479
Circuit | strategic_undergrounding_main | BG09_main | 1133 | 1007692.66 | 1007692.66 | 0 | 0 | 1007692.8122 | 0 | 0
Circuit | strategic_undergrounding_main | TRN07_main | 1134 | 1004989.15 | 1004989.15 | 0 | 0 | 1006631.301 | 0 | 1642
Circuit | strategic_undergrounding_main | DR08_main | 1135 | 1003303.07 | 1003303.07 | 0 | 0 | 1003303.2162 | 0 | 0
Circuit | strategic_undergrounding_main | KT47_main | 1136 | 1002064.93 | 1002064.93 | 0 | 0 | 1072585.6413 | 0 | 70520.5567
Circuit | strategic_undergrounding_main | SH04_main | 1137 | 993939.39 | 993939.39 | 0 | 0 | 1004042.4643 | 0 | 10102.9395
Circuit | strategic_undergrounding_main | IM47_main | 1138 | 990397.43 | 990397.43 | 0 | 0 | 1392167.8279 | 0 | 401770.2419
Circuit | strategic_undergrounding_main | DN02_main | 1139 | 985735.06 | 985735.06 | 0 | 0 | 985735.1982 | 0 | 0
Circuit | strategic_undergrounding_main | DH05_main | 1140 | 980936.71 | 980936.71 | 0 | 0 | 980936.8749 | 0 | 0
Circuit | strategic_undergrounding_main | WA44_main | 1141 | 980493.33 | 980493.33 | 0 | 0 | 1598618.267 | 0 | 618124.7811
Circuit | strategic_undergrounding_main | OA06_main | 1142 | 976451.76 | 976451.76 | 0 | 0 | 1355979.4295 | 0 | 379527.4977
Circuit | strategic_undergrounding_main | EC04_main | 1143 | 975112.49 | 975112.49 | 0 | 0 | 975112.6095 | 0 | 0
Circuit | strategic_undergrounding_main | DR06_main | 1144 | 974663.31 | 974663.31 | 0 | 0 | 974663.465 | 0 | 0
Circuit | strategic_undergrounding_main | FRY43_main | 1145 | 974504.97 | 974504.97 | 0 | 0 | 974505.0785 | 0 | 0
Circuit | strategic_undergrounding_main | SPW41_main | 1146 | 972448.49 | 972448.49 | 0 | 0 | 1342221.9694 | 0 | 369773.3362
Circuit | strategic_undergrounding_main | GZ42_main | 1147 | 966064.7 | 966064.7 | 0 | 0 | 966064.844 | 0 | 0
Circuit | strategic_undergrounding_main | WW03_main | 1148 | 963679.85 | 963679.85 | 0 | 0 | 963680.0093 | 0 | 0
Circuit | strategic_undergrounding_main | SW08_main | 1149 | 963328.18 | 963328.18 | 0 | 0 | 963328.3001 | 0 | 0
Circuit | strategic_undergrounding_main | MID02_main | 1150 | 962932.45 | 962932.45 | 0 | 0 | 1173876.3944 | 0 | 210943.784
Circuit | strategic_undergrounding_main | ME06_main | 1151 | 962602.48 | 962602.48 | 0 | 0 | 962602.6226 | 0 | 0
Circuit | strategic_undergrounding_main | EU01_main | 1152 | 960581.49 | 960581.49 | 0 | 0 | 2119097.9672 | 0 | 1158516.3259
Circuit | strategic_undergrounding_main | MC06_main | 1153 | 953994.5 | 953994.5 | 0 | 0 | 1073404.955 | 0 | 119410.3245
Circuit | strategic_undergrounding_main | GW03_main | 1154 | 952600.76 | 952600.76 | 0 | 0 | 952600.9203 | 0 | 0
Circuit | strategic_undergrounding_main | RE05_main | 1155 | 948932.79 | 948932.79 | 0 | 0 | 1173511.3148 | 0 | 224578.384
Circuit | strategic_undergrounding_main | SF14_main | 1156 | 948867.76 | 948867.76 | 0 | 0 | 948867.8971 | 0 | 0
Circuit | strategic_undergrounding_main | MP07_main | 1157 | 947855.33 | 947855.33 | 0 | 0 | 987027.1506 | 0 | 39171.6556
Circuit | strategic_undergrounding_main | BI07_main | 1158 | 942288.59 | 942288.59 | 0 | 0 | 942288.752 | 0 | 0
Circuit | strategic_undergrounding_main | SE02_main | 1159 | 941954.77 | 941954.77 | 0 | 0 | 1247203.3494 | 0 | 305248.4107
Circuit | strategic_undergrounding_main | GV05_main | 1160 | 939645.02 | 939645.02 | 0 | 0 | 939645.1322 | 0 | 0
Circuit | strategic_undergrounding_main | HT09_main | 1161 | 936503.89 | 936503.89 | 0 | 0 | 939466.2822 | 0 | 2962.1989
Circuit | strategic_undergrounding_main | OA02_main | 1162 | 934524.75 | 934524.75 | 0 | 0 | 1158751.995 | 0 | 224227.1288
Circuit | strategic_undergrounding_main | CV10_main | 1163 | 933609.99 | 933609.99 | 0 | 0 | 1149043.0333 | 0 | 215432.8815
Circuit | strategic_undergrounding_main | TB48_main | 1164 | 925977.06 | 925977.06 | 0 | 0 | 935619.5555 | 0 | 9642.3566
Circuit | strategic_undergrounding_main | KB05_main | 1165 | 922666.38 | 922666.38 | 0 | 0 | 1053154.3076 | 0 | 130487.7871
Circuit | strategic_undergrounding_main | BG11_main | 1166 | 922508.27 | 922508.27 | 0 | 0 | 922508.4215 | 0 | 0
Circuit | strategic_undergrounding_main | IR03_main | 1167 | 919683.13 | 919683.13 | 0 | 0 | 927313.137 | 0 | 7629.8956
Circuit | strategic_undergrounding_main | BY06_main | 1168 | 912982.44 | 912982.44 | 0 | 0 | 957223.4011 | 0 | 44240.8217
Circuit | strategic_undergrounding_main | BI02_main | 1169 | 912330.15 | 912330.15 | 0 | 0 | 959714.5753 | 0 | 47384.2855
Circuit | strategic_undergrounding_main | CV02_main | 1170 | 912126.05 | 912126.05 | 0 | 0 | 1063600.524 | 0 | 151474.3185
Circuit | strategic_undergrounding_main | GW06_main | 1171 | 910928.21 | 910928.21 | 0 | 0 | 910928.3663 | 0 | 0
Circuit | strategic_undergrounding_main | CG04_main | 1172 | 910914.63 | 910914.63 | 0 | 0 | 910914.7946 | 0 | 0
Circuit | strategic_undergrounding_main | QV02_main | 1173 | 910649.25 | 910649.25 | 0 | 0 | 1046589.5445 | 0 | 135940.1562
Circuit | strategic_undergrounding_main | DN10_main | 1174 | 908808.17 | 908808.17 | 0 | 0 | 908808.3097 | 0 | 0
Circuit | strategic_undergrounding_main | WEB02_main | 1175 | 907750.77 | 907750.77 | 0 | 0 | 1452793.6617 | 0 | 545042.7486
Circuit | strategic_undergrounding_main | ST09_main | 1176 | 907544.42 | 907544.42 | 0 | 0 | 907544.5607 | 0 | 0
Circuit | strategic_undergrounding_main | HK44_main | 1177 | 906805.08 | 906805.08 | 0 | 0 | 911153.7896 | 0 | 4348.5647
Circuit | strategic_undergrounding_main | HP01_main | 1178 | 903308.25 | 903308.25 | 0 | 0 | 903308.3964 | 0 | 0
Circuit | strategic_undergrounding_main | SF01_main | 1179 | 902642.51 | 902642.51 | 0 | 0 | 902642.6261 | 0 | 0
Circuit | strategic_undergrounding_main | PE01_main | 1180 | 901430.7 | 901430.7 | 0 | 0 | 901430.8352 | 0 | 0
Circuit | strategic_undergrounding_main | CR06_main | 1181 | 896036.96 | 896036.96 | 0 | 0 | 1899405.2925 | 0 | 1003368.1805
Circuit | strategic_undergrounding_main | AI06_main | 1182 | 890774.47 | 890774.47 | 0 | 0 | 2322582.9203 | 0 | 1431808.308
Circuit | strategic_undergrounding_main | EC10_main | 1183 | 888096.48 | 888096.48 | 0 | 0 | 1154622.6336 | 0 | 266526.0032
Circuit | strategic_undergrounding_main | PJ07_main | 1184 | 876264.88 | 876264.88 | 0 | 0 | 1059727.4083 | 0 | 183462.3838
Circuit | strategic_undergrounding_main | WO04_main | 1185 | 875991.95 | 875991.95 | 0 | 0 | 875992.1076 | 0 | 0
Circuit | strategic_undergrounding_main | NM06_main | 1186 | 873144.6 | 873144.6 | 0 | 0 | 1180972.6179 | 0 | 307827.8776
Circuit | strategic_undergrounding_main | AF07_main | 1187 | 870471.55 | 870471.55 | 0 | 0 | 1384978.8396 | 0 | 514507.1296
Circuit | strategic_undergrounding_main | ES04_main | 1188 | 868102.67 | 868102.67 | 0 | 0 | 868102.8107 | 0 | 0
Circuit | strategic_undergrounding_main | BA01_main | 1189 | 865924.33 | 865924.33 | 0 | 0 | 1577171.3148 | 0 | 711246.8298
Circuit | strategic_undergrounding_main | UL45_main | 1190 | 864534.46 | 864534.46 | 0 | 0 | 864534.6124 | 0 | 0
Circuit | strategic_undergrounding_main | CE05_main | 1191 | 863533.45 | 863533.45 | 0 | 0 | 863533.6183 | 0 | 0
Circuit | strategic_undergrounding_main | RE03_main | 1192 | 857044.03 | 857044.03 | 0 | 0 | 1058934.7911 | 0 | 201890.6178
Circuit | strategic_undergrounding_main | FD01_main | 1193 | 854503.42 | 854503.42 | 0 | 0 | 854503.5513 | 0 | 0
Circuit | strategic_undergrounding_main | UV08_main | 1194 | 854486.9 | 854486.9 | 0 | 0 | 917207.8787 | 0 | 62720.8205
Circuit | strategic_undergrounding_main | SH01_main | 1195 | 851701.89 | 851701.89 | 0 | 0 | 851702.02 | 0 | 0
Circuit | strategic_undergrounding_main | CV07_main | 1196 | 850858.83 | 850858.83 | 0 | 0 | 850858.9853 | 0 | 0
Circuit | strategic_undergrounding_main | THW49_main | 1197 | 850636.96 | 850636.96 | 0 | 0 | 1083715.3659 | 0 | 233078.2642
Circuit | strategic_undergrounding_main | GAR08_main | 1198 | 850053.81 | 850053.81 | 0 | 0 | 850053.9434 | 0 | 0
Circuit | strategic_undergrounding_main | UN03_main | 1199 | 848560.62 | 848560.62 | 0 | 0 | 1125917.341 | 0 | 277356.5649
Circuit | strategic_undergrounding_main | EC15_main | 1200 | 846428.49 | 846428.49 | 0 | 0 | 848514.8532 | 0 | 2086.2324
Circuit | strategic_undergrounding_main | NM01_main | 1201 | 844816.67 | 844816.67 | 0 | 0 | 1023744.6003 | 0 | 178927.7625
Circuit | strategic_undergrounding_main | SDY06_main | 1202 | 840393.75 | 840393.75 | 0 | 0 | 840393.9028 | 0 | 0
Circuit | strategic_undergrounding_main | QV07_main | 1203 | 838383.6 | 838383.6 | 0 | 0 | 838383.7338 | 0 | 0
Circuit | strategic_undergrounding_main | WEB07_main | 1204 | 837436.78 | 837436.78 | 0 | 0 | 847930.1471 | 0 | 10493.2095
Circuit | strategic_undergrounding_main | PE02_main | 1205 | 835316.32 | 835316.32 | 0 | 0 | 835316.4885 | 0 | 0
Circuit | strategic_undergrounding_main | BR10_main | 1206 | 832902.4 | 832902.4 | 0 | 0 | 1024662.2014 | 0 | 191759.6437
Circuit | strategic_undergrounding_main | BG02_main | 1207 | 831860.66 | 831860.66 | 0 | 0 | 1308298.6218 | 0 | 476437.8316
Circuit | strategic_undergrounding_main | HOC05_main | 1208 | 831115.74 | 831115.74 | 0 | 0 | 866391.7517 | 0 | 35275.9043
Circuit | strategic_undergrounding_main | ST16_main | 1209 | 830037.77 | 830037.77 | 0 | 0 | 830037.9208 | 0 | 0
Circuit | strategic_undergrounding_main | ME10_main | 1210 | 829545.49 | 829545.49 | 0 | 0 | 829545.5987 | 0 | 0
Circuit | strategic_undergrounding_main | DE05_main | 1211 | 829384.69 | 829384.69 | 0 | 0 | 2118711.6366 | 0 | 1289326.8206
Circuit | strategic_undergrounding_main | CK07_main | 1212 | 829378.27 | 829378.27 | 0 | 0 | 829378.4501 | 0 | 0
Circuit | strategic_undergrounding_main | PJ01_main | 1213 | 827681.27 | 827681.27 | 0 | 0 | 843148.1849 | 0 | 15466.7864
Circuit | strategic_undergrounding_main | WF44_main | 1214 | 825929.86 | 825929.86 | 0 | 0 | 869519.0953 | 0 | 43589.0824
Circuit | strategic_undergrounding_main | ST04_main | 1215 | 823414.33 | 823414.33 | 0 | 0 | 823414.4481 | 0 | 0
Circuit | strategic_undergrounding_main | BA43_main | 1216 | 819417.22 | 819417.22 | 0 | 0 | 819417.3768 | 0 | 0
Circuit | strategic_undergrounding_main | EC03_main | 1217 | 818186.61 | 818186.61 | 0 | 0 | 824678.8196 | 0 | 6492.0614
Circuit | strategic_undergrounding_main | KM06_main | 1218 | 816475.49 | 816475.49 | 0 | 0 | 2662778.057 | 0 | 1846302.3922
Circuit | strategic_undergrounding_main | SR09_main | 1219 | 816082.18 | 816082.18 | 0 | 0 | 2219923.1389 | 0 | 1403840.8484
Circuit | strategic_undergrounding_main | WL42_main | 1220 | 811198.66 | 811198.66 | 0 | 0 | 811198.7911 | 0 | 0
Circuit | strategic_undergrounding_main | FT07_main | 1221 | 809276.61 | 809276.61 | 0 | 0 | 809276.7512 | 0 | 0
Circuit | strategic_undergrounding_main | EU07_main | 1222 | 806208.14 | 806208.14 | 0 | 0 | 846539.913 | 0 | 40331.6258
Circuit | strategic_undergrounding_main | FD07_main | 1223 | 805069.13 | 805069.13 | 0 | 0 | 805069.2695 | 0 | 0
Circuit | strategic_undergrounding_main | AF06_main | 1224 | 803377.81 | 803377.81 | 0 | 0 | 803377.9674 | 0 | 0
Circuit | strategic_undergrounding_main | TE08_main | 1225 | 802721.84 | 802721.84 | 0 | 0 | 1049106.6036 | 0 | 246384.6383
Circuit | strategic_undergrounding_main | FR49_main | 1226 | 802184.34 | 802184.34 | 0 | 0 | 802184.4991 | 0 | 0
Circuit | strategic_undergrounding_main | WD47_main | 1227 | 801028.94 | 801028.94 | 0 | 0 | 1147218.1471 | 0 | 346189.0741
Circuit | strategic_undergrounding_main | HR01_main | 1228 | 800919.63 | 800919.63 | 0 | 0 | 1669441.035 | 0 | 868521.2596
Circuit | strategic_undergrounding_main | DV05_main | 1229 | 800485.97 | 800485.97 | 0 | 0 | 800486.1297 | 0 | 0
Circuit | strategic_undergrounding_main | MV01_main | 1230 | 795564.99 | 795564.99 | 0 | 0 | 820149.0974 | 0 | 24583.9813
Circuit | strategic_undergrounding_main | WI01_main | 1231 | 794374.34 | 794374.34 | 0 | 0 | 794374.4973 | 0 | 0
Circuit | strategic_undergrounding_main | DR03_main | 1232 | 791451.87 | 791451.87 | 0 | 0 | 791452.015 | 0 | 0
Circuit | strategic_undergrounding_main | HY10_main | 1233 | 791371.76 | 791371.76 | 0 | 0 | 940104.0755 | 0 | 148732.1651
Circuit | strategic_undergrounding_main | LY49_main | 1234 | 788567.12 | 788567.12 | 0 | 0 | 1692804.7061 | 0 | 904237.4107
Circuit | strategic_undergrounding_main | MP05_main | 1235 | 788403.41 | 788403.41 | 0 | 0 | 901668.3508 | 0 | 113264.8125
Circuit | strategic_undergrounding_main | BH04_main | 1236 | 786960.48 | 786960.48 | 0 | 0 | 796200.9524 | 0 | 9240.3194
Circuit | strategic_undergrounding_main | GT01_main | 1237 | 786243.93 | 786243.93 | 0 | 0 | 786244.0811 | 0 | 0
Circuit | strategic_undergrounding_main | CR05_main | 1238 | 785143.86 | 785143.86 | 0 | 0 | 1381304.1591 | 0 | 596160.1502
Circuit | strategic_undergrounding_main | CR04_main | 1239 | 784657.93 | 784657.93 | 0 | 0 | 809629.5476 | 0 | 24971.4578
Circuit | strategic_undergrounding_main | ST08_main | 1240 | 783772.85 | 783772.85 | 0 | 0 | 844975.4466 | 0 | 61202.4168
Circuit | strategic_undergrounding_main | KB04_main | 1241 | 782558.63 | 782558.63 | 0 | 0 | 839696.7346 | 0 | 57137.9329
Circuit | strategic_undergrounding_main | BY07_main | 1242 | 782289.44 | 782289.44 | 0 | 0 | 782289.5887 | 0 | 0
Circuit | strategic_undergrounding_main | WR14_main | 1243 | 780224.67 | 780224.67 | 0 | 0 | 780224.8175 | 0 | 0
Circuit | strategic_undergrounding_main | ST12_main | 1244 | 770660.69 | 770660.69 | 0 | 0 | 770660.8206 | 0 | 0
Circuit | strategic_undergrounding_main | HY11_main | 1245 | 766600.05 | 766600.05 | 0 | 0 | 766600.1994 | 0 | 0
Circuit | strategic_undergrounding_main | KDL47_main | 1246 | 760015.1 | 760015.1 | 0 | 0 | 760705.5209 | 0 | 690.2533
Circuit | strategic_undergrounding_main | KB20_main | 1247 | 756543.87 | 756543.87 | 0 | 0 | 756544.0222 | 0 | 0
Circuit | strategic_undergrounding_main | KB10_main | 1248 | 750420.16 | 750420.16 | 0 | 0 | 1611395.0294 | 0 | 860974.6988
Circuit | strategic_undergrounding_main | TO02_main | 1249 | 743375.35 | 743375.35 | 0 | 0 | 743375.4975 | 0 | 0
Circuit | strategic_undergrounding_main | BR09_main | 1250 | 740790.26 | 740790.26 | 0 | 0 | 1023489.6015 | 0 | 282699.1947
Circuit | strategic_undergrounding_main | ST06_main | 1251 | 740207.84 | 740207.84 | 0 | 0 | 740207.997 | 0 | 0
Circuit | strategic_undergrounding_main | BI01_main | 1252 | 739366.62 | 739366.62 | 0 | 0 | 739366.7703 | 0 | 0
Circuit | strategic_undergrounding_main | SP07_main | 1253 | 738395.45 | 738395.45 | 0 | 0 | 738395.5996 | 0 | 0
Circuit | strategic_undergrounding_main | HP04_main | 1254 | 738201.19 | 738201.19 | 0 | 0 | 781090.3236 | 0 | 42888.9894
Circuit | strategic_undergrounding_main | CR02_main | 1255 | 738128.96 | 738128.96 | 0 | 0 | 746094.8823 | 0 | 7965.7618
Circuit | strategic_undergrounding_main | HE03_main | 1256 | 733187.13 | 733187.13 | 0 | 0 | 1208273.153 | 0 | 475085.8562
Circuit | strategic_undergrounding_main | RA44_main | 1257 | 731805.38 | 731805.38 | 0 | 0 | 733040.3331 | 0 | 1234.8
Circuit | strategic_undergrounding_main | AM03_main | 1258 | 729908.93 | 729908.93 | 0 | 0 | 729909.092 | 0 | 0
Circuit | strategic_undergrounding_main | EU04_main | 1259 | 722739.38 | 722739.38 | 0 | 0 | 962580.9745 | 0 | 239841.4561
Circuit | strategic_undergrounding_main | QV08_main | 1260 | 719705.21 | 719705.21 | 0 | 0 | 719705.37 | 0 | 0
Circuit | strategic_undergrounding_main | BM04_main | 1261 | 717250.79 | 717250.79 | 0 | 0 | 717250.9665 | 0 | 0
Circuit | strategic_undergrounding_main | LK04_main | 1262 | 716853.05 | 716853.05 | 0 | 0 | 716853.1959 | 0 | 0
Circuit | strategic_undergrounding_main | TAN44_main | 1263 | 713572.22 | 713572.22 | 0 | 0 | 713572.3753 | 0 | 0
Circuit | strategic_undergrounding_main | UL14_main | 1264 | 713431.03 | 713431.03 | 0 | 0 | 713431.1688 | 0 | 0
Circuit | strategic_undergrounding_main | BL05_main | 1265 | 711502.72 | 711502.72 | 0 | 0 | 712509.7822 | 0 | 1006.9249
Circuit | strategic_undergrounding_main | HM07_main | 1266 | 709294.05 | 709294.05 | 0 | 0 | 924506.7346 | 0 | 215212.5261
Circuit | strategic_undergrounding_main | LP08_main | 1267 | 709048.12 | 709048.12 | 0 | 0 | 709048.2876 | 0 | 0
Circuit | strategic_undergrounding_main | NP41_main | 1268 | 705091.38 | 705091.38 | 0 | 0 | 811334.4871 | 0 | 106242.9475
Circuit | strategic_undergrounding_main | DV07_main | 1269 | 704913.78 | 704913.78 | 0 | 0 | 704913.9289 | 0 | 0
Circuit | strategic_undergrounding_main | TWG45_main | 1270 | 700557.33 | 700557.33 | 0 | 0 | 700557.445 | 0 | 0
Circuit | strategic_undergrounding_main | JN02_main | 1271 | 700501.4 | 700501.4 | 0 | 0 | 740830.2153 | 0 | 40328.6724
Circuit | strategic_undergrounding_main | KB15_main | 1272 | 700232.79 | 700232.79 | 0 | 0 | 757291.6147 | 0 | 57058.6782
Circuit | strategic_undergrounding_main | FD10_main | 1273 | 698313.41 | 698313.41 | 0 | 0 | 698313.5812 | 0 | 0
Circuit | strategic_undergrounding_main | GG01_main | 1274 | 696153.2 | 696153.2 | 0 | 0 | 831150.2983 | 0 | 134996.9294
Circuit | strategic_undergrounding_main | WA41_main | 1275 | 695233.9 | 695233.9 | 0 | 0 | 906980.3194 | 0 | 211746.2722
Circuit | strategic_undergrounding_main | CD10_main | 1276 | 694682.72 | 694682.72 | 0 | 0 | 744886.6548 | 0 | 50203.758
Circuit | strategic_undergrounding_main | FP03_main | 1277 | 685734.28 | 685734.28 | 0 | 0 | 830087.5203 | 0 | 144353.0803
Circuit | strategic_undergrounding_main | GT06_main | 1278 | 676250.17 | 676250.17 | 0 | 0 | 907763.9976 | 0 | 231513.6813
Circuit | strategic_undergrounding_main | PA09_main | 1279 | 674474.9 | 674474.9 | 0 | 0 | 674475.0484 | 0 | 0
Circuit | strategic_undergrounding_main | SR06_main | 1280 | 673622.11 | 673622.11 | 0 | 0 | 1267484.1618 | 0 | 593861.8988
Circuit | strategic_undergrounding_main | DN04_main | 1281 | 670764.67 | 670764.67 | 0 | 0 | 670764.8127 | 0 | 0
Circuit | strategic_undergrounding_main | CB06_main | 1282 | 670614 | 670614 | 0 | 0 | 670614.1706 | 0 | 0
Circuit | strategic_undergrounding_main | CE09_main | 1283 | 667722.51 | 667722.51 | 0 | 0 | 667722.6587 | 0 | 0
Circuit | strategic_undergrounding_main | WO13_main | 1284 | 666602.22 | 666602.22 | 0 | 0 | 666602.3489 | 0 | 0
Circuit | strategic_undergrounding_main | SR14_main | 1285 | 666140.04 | 666140.04 | 0 | 0 | 666140.1985 | 0 | 0
Circuit | strategic_undergrounding_main | WT09_main | 1286 | 665432.89 | 665432.89 | 0 | 0 | 687091.0645 | 0 | 21658.0215
Circuit | strategic_undergrounding_main | WA43_main | 1287 | 659015.53 | 659015.53 | 0 | 0 | 1010404.7601 | 0 | 351389.0739
Circuit | strategic_undergrounding_main | FRY48_main | 1288 | 658680 | 658680 | 0 | 0 | 658680.1415 | 0 | 0
Circuit | strategic_undergrounding_main | GT10_main | 1289 | 658616.9 | 658616.9 | 0 | 0 | 712602.3137 | 0 | 53985.2532
Circuit | strategic_undergrounding_main | GP09_main | 1290 | 657205.29 | 657205.29 | 0 | 0 | 657205.4271 | 0 | 0
Circuit | strategic_undergrounding_main | UL16_main | 1291 | 655658.42 | 655658.42 | 0 | 0 | 655658.5752 | 0 | 0
Circuit | strategic_undergrounding_main | EC09_main | 1292 | 654326.2 | 654326.2 | 0 | 0 | 654326.3624 | 0 | 0
Circuit | strategic_undergrounding_main | FRY42_main | 1293 | 653949.58 | 653949.58 | 0 | 0 | 653949.71 | 0 | 0
Circuit | strategic_undergrounding_main | TE04_main | 1294 | 651344.63 | 651344.63 | 0 | 0 | 651344.8133 | 0 | 0
Circuit | strategic_undergrounding_main | JN07_main | 1295 | 650745.59 | 650745.59 | 0 | 0 | 650745.7191 | 0 | 0
Circuit | strategic_undergrounding_main | BG05_main | 1296 | 648029.61 | 648029.61 | 0 | 0 | 648029.7551 | 0 | 0
Circuit | strategic_undergrounding_main | UN09_main | 1297 | 645582.12 | 645582.12 | 0 | 0 | 673341.3725 | 0 | 27759.1025
Circuit | strategic_undergrounding_main | WT08_main | 1298 | 645505.77 | 645505.77 | 0 | 0 | 645505.9072 | 0 | 0
Circuit | strategic_undergrounding_main | SF13_main | 1299 | 644314.85 | 644314.85 | 0 | 0 | 658211.4627 | 0 | 13896.4223
Circuit | strategic_undergrounding_main | CB08_main | 1300 | 643039.55 | 643039.55 | 0 | 0 | 643039.7149 | 0 | 0
Circuit | strategic_undergrounding_main | GG07_main | 1301 | 640946.38 | 640946.38 | 0 | 0 | 662979.2277 | 0 | 22032.6781
Circuit | strategic_undergrounding_main | UL15_main | 1302 | 640729.62 | 640729.62 | 0 | 0 | 640729.779 | 0 | 0
Circuit | strategic_undergrounding_main | MAR47_main | 1303 | 639440.97 | 639440.97 | 0 | 0 | 639441.1208 | 0 | 0
Circuit | strategic_undergrounding_main | HL04_main | 1304 | 637183.86 | 637183.86 | 0 | 0 | 979267.1134 | 0 | 342083.1094
Circuit | strategic_undergrounding_main | JN04_main | 1305 | 633449.97 | 633449.97 | 0 | 0 | 642482.7636 | 0 | 9032.6789
Circuit | strategic_undergrounding_main | SE01_main | 1306 | 632328.4 | 632328.4 | 0 | 0 | 824149.9705 | 0 | 191821.4368
Circuit | strategic_undergrounding_main | LA03_main | 1307 | 628180.46 | 628180.46 | 0 | 0 | 628180.604 | 0 | 0
Circuit | strategic_undergrounding_main | DE04_main | 1308 | 626649.06 | 626649.06 | 0 | 0 | 710314.6372 | 0 | 83665.4262
Circuit | strategic_undergrounding_main | FW03_main | 1309 | 626495.16 | 626495.16 | 0 | 0 | 626495.3501 | 0 | 0
Circuit | strategic_undergrounding_main | JN03_main | 1310 | 625871.26 | 625871.26 | 0 | 0 | 626438.0074 | 0 | 566.572
Circuit | strategic_undergrounding_main | ME05_main | 1311 | 624983.69 | 624983.69 | 0 | 0 | 624983.8408 | 0 | 0
Circuit | strategic_undergrounding_main | TRN41_main | 1312 | 620648.21 | 620648.21 | 0 | 0 | 673249.6931 | 0 | 52601.3131
Circuit | strategic_undergrounding_main | HP06_main | 1313 | 618224.17 | 618224.17 | 0 | 0 | 618224.3105 | 0 | 0
Circuit | strategic_undergrounding_main | TO03_main | 1314 | 615651.55 | 615651.55 | 0 | 0 | 661271.9119 | 0 | 45620.2172
Circuit | strategic_undergrounding_main | AI05_main | 1315 | 610799.32 | 610799.32 | 0 | 0 | 1053909.4396 | 0 | 443109.9863
Circuit | strategic_undergrounding_main | PO03_main | 1316 | 608220.47 | 608220.47 | 0 | 0 | 608220.6314 | 0 | 0
Circuit | strategic_undergrounding_main | SW05_main | 1317 | 607075.48 | 607075.48 | 0 | 0 | 609922.8967 | 0 | 2847.2547
Circuit | strategic_undergrounding_main | EC06_main | 1318 | 605877.14 | 605877.14 | 0 | 0 | 614877.4872 | 0 | 9000.2262
Circuit | strategic_undergrounding_main | WEB05_main | 1319 | 605637.34 | 605637.34 | 0 | 0 | 1296393.1633 | 0 | 690755.6577
Circuit | strategic_undergrounding_main | HB03_main | 1320 | 605493.25 | 605493.25 | 0 | 0 | 753128.8019 | 0 | 147635.3801
Circuit | strategic_undergrounding_main | WI03_main | 1321 | 604853.61 | 604853.61 | 0 | 0 | 604853.73 | 0 | 0
Circuit | strategic_undergrounding_main | RE42_main | 1322 | 603645.21 | 603645.21 | 0 | 0 | 625802.9749 | 0 | 22157.6248
Circuit | strategic_undergrounding_main | NV04_main | 1323 | 601619.11 | 601619.11 | 0 | 0 | 601619.2511 | 0 | 0
Circuit | strategic_undergrounding_main | GE41_main | 1324 | 595886.34 | 595886.34 | 0 | 0 | 595886.5017 | 0 | 0
Circuit | strategic_undergrounding_main | ADK44_main | 1325 | 593063.2 | 593063.2 | 0 | 0 | 599132.8078 | 0 | 6069.4491
Circuit | strategic_undergrounding_main | WE06_main | 1326 | 590734.51 | 590734.51 | 0 | 0 | 1447019.579 | 0 | 856284.9208
Circuit | strategic_undergrounding_main | HA05_main | 1327 | 588429.38 | 588429.38 | 0 | 0 | 588429.5179 | 0 | 0
Circuit | strategic_undergrounding_main | CE04_main | 1328 | 588338.71 | 588338.71 | 0 | 0 | 588338.8538 | 0 | 0
Circuit | strategic_undergrounding_main | STF02_main | 1329 | 587537.73 | 587537.73 | 0 | 0 | 587537.888 | 0 | 0
Circuit | strategic_undergrounding_main | KM05_main | 1330 | 587112.2 | 587112.2 | 0 | 0 | 1176180.3046 | 0 | 589067.944
Circuit | strategic_undergrounding_main | HG05_main | 1331 | 586230.84 | 586230.84 | 0 | 0 | 598558.9151 | 0 | 12327.9086
Circuit | strategic_undergrounding_main | DR12_main | 1332 | 586183.04 | 586183.04 | 0 | 0 | 603304.5762 | 0 | 17121.3836
Circuit | strategic_undergrounding_main | UL02_main | 1333 | 585954.34 | 585954.34 | 0 | 0 | 782600.6463 | 0 | 196646.1623
Circuit | strategic_undergrounding_main | WZ44_main | 1334 | 585021.66 | 585021.66 | 0 | 0 | 585021.7994 | 0 | 0
Circuit | strategic_undergrounding_main | LU01_main | 1335 | 584158.74 | 584158.74 | 0 | 0 | 584158.8759 | 0 | 0
Circuit | strategic_undergrounding_main | WT11_main | 1336 | 583251.82 | 583251.82 | 0 | 0 | 935729.8635 | 0 | 352477.8651
Circuit | strategic_undergrounding_main | SF47_main | 1337 | 572736.86 | 572736.86 | 0 | 0 | 572737.0325 | 0 | 0
Circuit | strategic_undergrounding_main | MP06_main | 1338 | 568450.17 | 568450.17 | 0 | 0 | 568450.3181 | 0 | 0
Circuit | strategic_undergrounding_main | KM07_main | 1339 | 566413.86 | 566413.86 | 0 | 0 | 998288.5961 | 0 | 431874.5908
Circuit | strategic_undergrounding_main | FT06_main | 1340 | 564019.38 | 564019.38 | 0 | 0 | 564019.5231 | 0 | 0
Circuit | strategic_undergrounding_main | BI05_main | 1341 | 560773.64 | 560773.64 | 0 | 0 | 619011.711 | 0 | 58237.9045
Circuit | strategic_undergrounding_main | DN03_main | 1342 | 559261.39 | 559261.39 | 0 | 0 | 559774.9621 | 0 | 513.4279
Circuit | strategic_undergrounding_main | CD03_main | 1343 | 558339.42 | 558339.42 | 0 | 0 | 558339.5432 | 0 | 0
Circuit | strategic_undergrounding_main | TE01_main | 1344 | 556612.63 | 556612.63 | 0 | 0 | 823599.8925 | 0 | 266987.0974
Circuit | strategic_undergrounding_main | HT08_main | 1345 | 556312.48 | 556312.48 | 0 | 0 | 628730.6104 | 0 | 72417.9838
Circuit | strategic_undergrounding_main | HY13_main | 1346 | 555037.4 | 555037.4 | 0 | 0 | 623817.064 | 0 | 68779.5294
Circuit | strategic_undergrounding_main | FW04_main | 1347 | 554876.13 | 554876.13 | 0 | 0 | 554876.2858 | 0 | 0
Circuit | strategic_undergrounding_main | ST15_main | 1348 | 553023.5 | 553023.5 | 0 | 0 | 553023.6602 | 0 | 0
Circuit | strategic_undergrounding_main | BR02_main | 1349 | 544502.93 | 544502.93 | 0 | 0 | 544503.09 | 0 | 0
Circuit | strategic_undergrounding_main | MP08_main | 1350 | 543339.39 | 543339.39 | 0 | 0 | 543339.5231 | 0 | 0
Circuit | strategic_undergrounding_main | KB12_main | 1351 | 538429.12 | 538429.12 | 0 | 0 | 785203.7748 | 0 | 246774.4989
Circuit | strategic_undergrounding_main | JN08_main | 1352 | 536426.42 | 536426.42 | 0 | 0 | 728565.0277 | 0 | 192138.442
Circuit | strategic_undergrounding_main | GS22_main | 1353 | 532259.42 | 532259.42 | 0 | 0 | 532259.5773 | 0 | 0
Circuit | strategic_undergrounding_main | WO15_main | 1354 | 531749.12 | 531749.12 | 0 | 0 | 531749.2562 | 0 | 0
Circuit | strategic_undergrounding_main | SDY03_main | 1355 | 528395.17 | 528395.17 | 0 | 0 | 528395.3258 | 0 | 0
Circuit | strategic_undergrounding_main | EU06_main | 1356 | 527729.09 | 527729.09 | 0 | 0 | 527729.2042 | 0 | 0
Circuit | strategic_undergrounding_main | LY46_main | 1357 | 526775.83 | 526775.83 | 0 | 0 | 669160.1252 | 0 | 142384.1259
Circuit | strategic_undergrounding_main | UN11_main | 1358 | 525587.55 | 525587.55 | 0 | 0 | 526774.182 | 0 | 1186.4803
Circuit | strategic_undergrounding_main | CRB43_main | 1359 | 524329.03 | 524329.03 | 0 | 0 | 592589.2317 | 0 | 68260.0542
Circuit | strategic_undergrounding_main | HV02_main | 1360 | 524066.55 | 524066.55 | 0 | 0 | 570295.7106 | 0 | 46229.0173
Circuit | strategic_undergrounding_main | GN09_main | 1361 | 521637.27 | 521637.27 | 0 | 0 | 521637.4367 | 0 | 0
Circuit | strategic_undergrounding_main | WT03_main | 1362 | 520846.25 | 520846.25 | 0 | 0 | 520846.4039 | 0 | 0
Circuit | strategic_undergrounding_main | CD07_main | 1363 | 517604.91 | 517604.91 | 0 | 0 | 781643.1148 | 0 | 264038.0768
Circuit | strategic_undergrounding_main | PA08_main | 1364 | 517165.7 | 517165.7 | 0 | 0 | 517165.8534 | 0 | 0
Circuit | strategic_undergrounding_main | KB18_main | 1365 | 514293.16 | 514293.16 | 0 | 0 | 653883.2707 | 0 | 139589.9801
Circuit | strategic_undergrounding_main | ST03_main | 1366 | 512592.65 | 512592.65 | 0 | 0 | 519963.9012 | 0 | 7371.0888
Circuit | strategic_undergrounding_main | MYK42_main | 1367 | 512358.51 | 512358.51 | 0 | 0 | 512358.6668 | 0 | 0
Circuit | strategic_undergrounding_main | STW04_main | 1368 | 511834.9 | 511834.9 | 0 | 0 | 540713.4195 | 0 | 28878.3613
Circuit | strategic_undergrounding_main | SIE47_main | 1369 | 510851.16 | 510851.16 | 0 | 0 | 510851.3378 | 0 | 0
Circuit | strategic_undergrounding_main | BU01_main | 1370 | 510454.09 | 510454.09 | 0 | 0 | 530529.8829 | 0 | 20075.6653
Circuit | strategic_undergrounding_main | UN04_main | 1371 | 509168.03 | 509168.03 | 0 | 0 | 555466.296 | 0 | 46298.0949
Circuit | strategic_undergrounding_main | STF01_main | 1372 | 508307.59 | 508307.59 | 0 | 0 | 508307.7446 | 0 | 0
Circuit | strategic_undergrounding_main | LP04_main | 1373 | 505403.9 | 505403.9 | 0 | 0 | 638969.6023 | 0 | 133565.5481
Circuit | strategic_undergrounding_main | AI07_main | 1374 | 504396.16 | 504396.16 | 0 | 0 | 522244.3905 | 0 | 17848.0903
Circuit | strategic_undergrounding_main | RS01_main | 1375 | 504350.36 | 504350.36 | 0 | 0 | 915642.588 | 0 | 411292.097
Circuit | strategic_undergrounding_main | CE06_main | 1376 | 504171.18 | 504171.18 | 0 | 0 | 504171.3266 | 0 | 0
Circuit | strategic_undergrounding_main | WE08_main | 1377 | 503771.86 | 503771.86 | 0 | 0 | 1376722.4295 | 0 | 872950.4152
Circuit | strategic_undergrounding_main | WZ42_main | 1378 | 503367.53 | 503367.53 | 0 | 0 | 513710.2248 | 0 | 10342.5628
Circuit | strategic_undergrounding_main | LA01_main | 1379 | 498465.86 | 498465.86 | 0 | 0 | 519110.9239 | 0 | 20644.9256
Circuit | strategic_undergrounding_main | BR05_main | 1380 | 491492.63 | 491492.63 | 0 | 0 | 491492.7649 | 0 | 0
Circuit | strategic_undergrounding_main | WW04_main | 1381 | 490261.59 | 490261.59 | 0 | 0 | 946387.5888 | 0 | 456125.8621
Circuit | strategic_undergrounding_main | WT10_main | 1382 | 489468.66 | 489468.66 | 0 | 0 | 630814.6843 | 0 | 141345.8576
Circuit | strategic_undergrounding_main | CB12_main | 1383 | 486645.08 | 486645.08 | 0 | 0 | 486645.2575 | 0 | 0
Circuit | strategic_undergrounding_main | GA08_main | 1384 | 483731.35 | 483731.35 | 0 | 0 | 483731.5088 | 0 | 0
Circuit | strategic_undergrounding_main | HM03_main | 1385 | 482383.09 | 482383.09 | 0 | 0 | 904441.117 | 0 | 422057.8601
Circuit | strategic_undergrounding_main | FW05_main | 1386 | 481358.7 | 481358.7 | 0 | 0 | 526878.9289 | 0 | 45520.0512
Circuit | strategic_undergrounding_main | MC10_main | 1387 | 479547.08 | 479547.08 | 0 | 0 | 521020.0002 | 0 | 41472.7627
Circuit | strategic_undergrounding_main | CRB46_main | 1388 | 476548.44 | 476548.44 | 0 | 0 | 487715.7657 | 0 | 11167.1596
Circuit | strategic_undergrounding_main | FT08_main | 1389 | 475704.02 | 475704.02 | 0 | 0 | 892389.1757 | 0 | 416685.0247
Circuit | strategic_undergrounding_main | AF02_main | 1390 | 475552.93 | 475552.93 | 0 | 0 | 475553.0822 | 0 | 0
Circuit | strategic_undergrounding_main | ST11_main | 1391 | 474911.6 | 474911.6 | 0 | 0 | 474911.7254 | 0 | 0
Circuit | strategic_undergrounding_main | ST02_main | 1392 | 473894.4 | 473894.4 | 0 | 0 | 473894.5386 | 0 | 0
Circuit | strategic_undergrounding_main | SA49_main | 1393 | 473888.68 | 473888.68 | 0 | 0 | 475232.3213 | 0 | 1343.4999
Circuit | strategic_undergrounding_main | KB06_main | 1394 | 473362.76 | 473362.76 | 0 | 0 | 540732.0148 | 0 | 67369.0853
Circuit | strategic_undergrounding_main | FM03_main | 1395 | 471505.23 | 471505.23 | 0 | 0 | 471505.3882 | 0 | 0
Circuit | strategic_undergrounding_main | WD41_main | 1396 | 471350.54 | 471350.54 | 0 | 0 | 471350.6993 | 0 | 0
Circuit | strategic_undergrounding_main | PZ45_main | 1397 | 469674.74 | 469674.74 | 0 | 0 | 500571.6335 | 0 | 30896.7616
Circuit | strategic_undergrounding_main | STF06_main | 1398 | 468971.04 | 468971.04 | 0 | 0 | 636356.7754 | 0 | 167385.5864
Circuit | strategic_undergrounding_main | JP06_main | 1399 | 466267.01 | 466267.01 | 0 | 0 | 466267.1801 | 0 | 0
Circuit | strategic_undergrounding_main | ME07_main | 1400 | 459093.39 | 459093.39 | 0 | 0 | 459093.5686 | 0 | 0
Circuit | strategic_undergrounding_main | NB44_main | 1401 | 456835.2 | 456835.2 | 0 | 0 | 1070789.3983 | 0 | 613954.061
Circuit | strategic_undergrounding_main | MB03_main | 1402 | 450408.94 | 450408.94 | 0 | 0 | 672876.8997 | 0 | 222467.8126
Circuit | strategic_undergrounding_main | CL09_main | 1403 | 450232.12 | 450232.12 | 0 | 0 | 450232.2646 | 0 | 0
Circuit | strategic_undergrounding_main | AN04_main | 1404 | 449834.28 | 449834.28 | 0 | 0 | 651219.8275 | 0 | 201385.4065
Circuit | strategic_undergrounding_main | SF15_main | 1405 | 449600.04 | 449600.04 | 0 | 0 | 449600.2202 | 0 | 0
Circuit | strategic_undergrounding_main | STF44_main | 1406 | 449344.93 | 449344.93 | 0 | 0 | 449345.0646 | 0 | 0
Circuit | strategic_undergrounding_main | ADK45_main | 1407 | 448422.23 | 448422.23 | 0 | 0 | 476992.1911 | 0 | 28569.8109
Circuit | strategic_undergrounding_main | IR01_main | 1408 | 448079.87 | 448079.87 | 0 | 0 | 448080.0329 | 0 | 0
Circuit | strategic_undergrounding_main | SCW02_main | 1409 | 446838.49 | 446838.49 | 0 | 0 | 448531.2766 | 0 | 1692.6289
Circuit | strategic_undergrounding_main | KB09_main | 1410 | 443093.05 | 443093.05 | 0 | 0 | 457477.6827 | 0 | 14384.4805
Circuit | strategic_undergrounding_main | FR46_main | 1411 | 440292.31 | 440292.31 | 0 | 0 | 491123.2053 | 0 | 50830.7442
Circuit | strategic_undergrounding_main | FT01_main | 1412 | 437918.12 | 437918.12 | 0 | 0 | 437918.2932 | 0 | 0
Circuit | strategic_undergrounding_main | RU05_main | 1413 | 435130.46 | 435130.46 | 0 | 0 | 435130.6088 | 0 | 0
Circuit | strategic_undergrounding_main | GZ48_main | 1414 | 427566.14 | 427566.14 | 0 | 0 | 479438.3725 | 0 | 51872.0801
Circuit | strategic_undergrounding_main | GN06_main | 1415 | 426916.73 | 426916.73 | 0 | 0 | 426916.8643 | 0 | 0
Circuit | strategic_undergrounding_main | TO04_main | 1416 | 423479.67 | 423479.67 | 0 | 0 | 469410.0884 | 0 | 45930.255
Circuit | strategic_undergrounding_main | SR05_main | 1417 | 422738.6 | 422738.6 | 0 | 0 | 427056.131 | 0 | 4317.367
Circuit | strategic_undergrounding_main | BA02_main | 1418 | 422086.72 | 422086.72 | 0 | 0 | 577523.9778 | 0 | 155437.1432
Circuit | strategic_undergrounding_main | DH02_main | 1419 | 419801.67 | 419801.67 | 0 | 0 | 489611.8996 | 0 | 69810.0896
Circuit | strategic_undergrounding_main | CYF41_main | 1420 | 419027.61 | 419027.61 | 0 | 0 | 454659.5178 | 0 | 35631.7368
Circuit | strategic_undergrounding_main | PJ02_main | 1421 | 418852.73 | 418852.73 | 0 | 0 | 802962.8679 | 0 | 384109.971
Circuit | strategic_undergrounding_main | ME02_main | 1422 | 418043.67 | 418043.67 | 0 | 0 | 418043.8173 | 0 | 0
Circuit | strategic_undergrounding_main | WZ43_main | 1423 | 417744.82 | 417744.82 | 0 | 0 | 499121.0766 | 0 | 81376.1165
Circuit | strategic_undergrounding_main | LIM43_main | 1424 | 413900.19 | 413900.19 | 0 | 0 | 413900.3085 | 0 | 0
Circuit | strategic_undergrounding_main | BM07_main | 1425 | 413752.81 | 413752.81 | 0 | 0 | 599399.7488 | 0 | 185646.7798
Circuit | strategic_undergrounding_main | EC12_main | 1426 | 410647.48 | 410647.48 | 0 | 0 | 416055.6534 | 0 | 5408.036
Circuit | strategic_undergrounding_main | SF12_main | 1427 | 409641.71 | 409641.71 | 0 | 0 | 409641.8737 | 0 | 0
Circuit | strategic_undergrounding_main | SF02_main | 1428 | 408795.44 | 408795.44 | 0 | 0 | 408795.5639 | 0 | 0
Circuit | strategic_undergrounding_main | WW01_main | 1429 | 408630.82 | 408630.82 | 0 | 0 | 439687.5864 | 0 | 31056.6248
Circuit | strategic_undergrounding_main | FR48_main | 1430 | 405895.42 | 405895.42 | 0 | 0 | 416012.0849 | 0 | 10116.4978
Circuit | strategic_undergrounding_main | BI03_main | 1431 | 405016.87 | 405016.87 | 0 | 0 | 506907.5052 | 0 | 101890.4973
Circuit | strategic_undergrounding_main | DR05_main | 1432 | 403604.8 | 403604.8 | 0 | 0 | 403604.9439 | 0 | 0
Circuit | strategic_undergrounding_main | WEB04_main | 1433 | 403317.43 | 403317.43 | 0 | 0 | 458319.5991 | 0 | 55002.0232
Circuit | strategic_undergrounding_main | WW08_main | 1434 | 401185.95 | 401185.95 | 0 | 0 | 523169.603 | 0 | 121983.4999
Circuit | strategic_undergrounding_main | FD09_main | 1435 | 398711.49 | 398711.49 | 0 | 0 | 398711.6442 | 0 | 0
Circuit | strategic_undergrounding_main | GE43_main | 1436 | 396682.42 | 396682.42 | 0 | 0 | 784271.2793 | 0 | 387588.7105
Circuit | strategic_undergrounding_main | SF46_main | 1437 | 393900.86 | 393900.86 | 0 | 0 | 393901.0008 | 0 | 0
Circuit | strategic_undergrounding_main | TO06_main | 1438 | 392346.42 | 392346.42 | 0 | 0 | 392346.564 | 0 | 0
Circuit | strategic_undergrounding_main | ADK43_main | 1439 | 390355.52 | 390355.52 | 0 | 0 | 705813.6204 | 0 | 315457.9776
Circuit | strategic_undergrounding_main | BI44_main | 1440 | 388984.86 | 388984.86 | 0 | 0 | 391022.8071 | 0 | 2037.8099
Circuit | strategic_undergrounding_main | SDY04_main | 1441 | 388639.29 | 388639.29 | 0 | 0 | 388639.4364 | 0 | 0
Circuit | strategic_undergrounding_main | DR10_main | 1442 | 386425.01 | 386425.01 | 0 | 0 | 386425.1436 | 0 | 0
Circuit | strategic_undergrounding_main | KB07_main | 1443 | 382692.67 | 382692.67 | 0 | 0 | 383720.2825 | 0 | 1027.4629
Circuit | strategic_undergrounding_main | CB11_main | 1444 | 382649.24 | 382649.24 | 0 | 0 | 382649.3743 | 0 | 0
Circuit | strategic_undergrounding_main | TRN01_main | 1445 | 379915.06 | 379915.06 | 0 | 0 | 1233883.6255 | 0 | 853968.4134
Circuit | strategic_undergrounding_main | CE11_main | 1446 | 377818.04 | 377818.04 | 0 | 0 | 377818.2022 | 0 | 0
Circuit | strategic_undergrounding_main | SA44_main | 1447 | 377002.14 | 377002.14 | 0 | 0 | 377002.27 | 0 | 0
Circuit | strategic_undergrounding_main | ES07_main | 1448 | 374951.82 | 374951.82 | 0 | 0 | 456265.6294 | 0 | 81313.6298
Circuit | strategic_undergrounding_main | HT07_main | 1449 | 374108.82 | 374108.82 | 0 | 0 | 402393.1343 | 0 | 28284.1683
Circuit | strategic_undergrounding_main | GAR07_main | 1450 | 373633.11 | 373633.11 | 0 | 0 | 373633.2467 | 0 | 0
Circuit | strategic_undergrounding_main | SA52_main | 1451 | 372958.98 | 372958.98 | 0 | 0 | 462264.8513 | 0 | 89305.7409
Circuit | strategic_undergrounding_main | GP08_main | 1452 | 372449.76 | 372449.76 | 0 | 0 | 372449.9133 | 0 | 0
Circuit | strategic_undergrounding_main | WOR43_main | 1453 | 370699.1 | 370699.1 | 0 | 0 | 452468.6511 | 0 | 81769.3868
Circuit | strategic_undergrounding_main | UL09_main | 1454 | 370436.74 | 370436.74 | 0 | 0 | 370436.8742 | 0 | 0
Circuit | strategic_undergrounding_main | SF48_main | 1455 | 369333.49 | 369333.49 | 0 | 0 | 369333.6296 | 0 | 0
Circuit | strategic_undergrounding_main | NB42_main | 1456 | 368783.49 | 368783.49 | 0 | 0 | 792633.4155 | 0 | 423849.7778
Circuit | strategic_undergrounding_main | WO09_main | 1457 | 367098.69 | 367098.69 | 0 | 0 | 403217.219 | 0 | 36118.3999
Circuit | strategic_undergrounding_main | KL43_main | 1458 | 366580.68 | 366580.68 | 0 | 0 | 366580.8458 | 0 | 0
Circuit | strategic_undergrounding_main | DH07_main | 1459 | 363038.71 | 363038.71 | 0 | 0 | 363038.8806 | 0 | 0
Circuit | strategic_undergrounding_main | MC07_main | 1460 | 362702.8 | 362702.8 | 0 | 0 | 374590.2871 | 0 | 11887.3209
Circuit | strategic_undergrounding_main | CB05_main | 1461 | 362582.14 | 362582.14 | 0 | 0 | 362582.257 | 0 | 0
Circuit | strategic_undergrounding_main | QV06_main | 1462 | 360139.61 | 360139.61 | 0 | 0 | 360139.7254 | 0 | 0
Circuit | strategic_undergrounding_main | SA41_main | 1463 | 360092.01 | 360092.01 | 0 | 0 | 493516.9315 | 0 | 133424.7853
Circuit | strategic_undergrounding_main | NS03_main | 1464 | 357732.31 | 357732.31 | 0 | 0 | 357732.4743 | 0 | 0
Circuit | strategic_undergrounding_main | CB04_main | 1465 | 357170.23 | 357170.23 | 0 | 0 | 357170.3906 | 0 | 0
Circuit | strategic_undergrounding_main | ES08_main | 1466 | 354760.78 | 354760.78 | 0 | 0 | 498148.384 | 0 | 143387.4401
Circuit | strategic_undergrounding_main | BY04_main | 1467 | 353453.83 | 353453.83 | 0 | 0 | 353453.9913 | 0 | 0
Circuit | strategic_undergrounding_main | DN12_main | 1468 | 351691.69 | 351691.69 | 0 | 0 | 351691.8614 | 0 | 0
Circuit | strategic_undergrounding_main | BI04_main | 1469 | 351445.54 | 351445.54 | 0 | 0 | 365933.1958 | 0 | 14487.5042
Circuit | strategic_undergrounding_main | BI11_main | 1470 | 349611.2 | 349611.2 | 0 | 0 | 1173856.9928 | 0 | 824245.6355
Circuit | strategic_undergrounding_main | ES01_main | 1471 | 347346.24 | 347346.24 | 0 | 0 | 435054.01 | 0 | 87707.6368
Circuit | strategic_undergrounding_main | OA01_main | 1472 | 343807.03 | 343807.03 | 0 | 0 | 494720.6417 | 0 | 150913.4348
Circuit | strategic_undergrounding_main | HT03_main | 1473 | 343142.67 | 343142.67 | 0 | 0 | 683015.8689 | 0 | 339873.0463
Circuit | strategic_undergrounding_main | BI06_main | 1474 | 340906.57 | 340906.57 | 0 | 0 | 340906.7326 | 0 | 0
Circuit | strategic_undergrounding_main | DN01_main | 1475 | 339273.91 | 339273.91 | 0 | 0 | 339274.0984 | 0 | 0
Circuit | strategic_undergrounding_main | AM01_main | 1476 | 339056.97 | 339056.97 | 0 | 0 | 341177.3511 | 0 | 2120.252
Circuit | strategic_undergrounding_main | TAN41_main | 1477 | 336678.29 | 336678.29 | 0 | 0 | 336678.4256 | 0 | 0
Circuit | strategic_undergrounding_main | EU10_main | 1478 | 336496.81 | 336496.81 | 0 | 0 | 336496.9518 | 0 | 0
Circuit | strategic_undergrounding_main | WEB09_main | 1479 | 331398.95 | 331398.95 | 0 | 0 | 428420.026 | 0 | 97020.9171
Circuit | strategic_undergrounding_main | UL49_main | 1480 | 331190.6 | 331190.6 | 0 | 0 | 331190.7438 | 0 | 0
Circuit | strategic_undergrounding_main | SA50_main | 1481 | 330777.15 | 330777.15 | 0 | 0 | 421959.1026 | 0 | 91181.807
Circuit | strategic_undergrounding_main | EC07_main | 1482 | 328736.75 | 328736.75 | 0 | 0 | 368298.5614 | 0 | 39561.6479
Circuit | strategic_undergrounding_main | AM07_main | 1483 | 326452.49 | 326452.49 | 0 | 0 | 326452.6229 | 0 | 0
Circuit | strategic_undergrounding_main | FZ43_main | 1484 | 326258.56 | 326258.56 | 0 | 0 | 523226.6953 | 0 | 196967.9797
Circuit | strategic_undergrounding_main | EL03_main | 1485 | 326121.08 | 326121.08 | 0 | 0 | 346650.0334 | 0 | 20528.8034
Circuit | strategic_undergrounding_main | ME04_main | 1486 | 320274.73 | 320274.73 | 0 | 0 | 320274.8603 | 0 | 0
Circuit | strategic_undergrounding_main | FAN45_main | 1487 | 317632.7 | 317632.7 | 0 | 0 | 827097.0056 | 0 | 509464.1586
Circuit | strategic_undergrounding_main | WE01_main | 1488 | 312686.34 | 312686.34 | 0 | 0 | 682271.4163 | 0 | 369584.9153
Circuit | strategic_undergrounding_main | CL01_main | 1489 | 305794.03 | 305794.03 | 0 | 0 | 305794.1883 | 0 | 0
Circuit | strategic_undergrounding_main | TAN49_main | 1490 | 305066.54 | 305066.54 | 0 | 0 | 305066.6996 | 0 | 0
Circuit | strategic_undergrounding_main | CL06_main | 1491 | 301409.32 | 301409.32 | 0 | 0 | 307192.3618 | 0 | 5782.8903
Circuit | strategic_undergrounding_main | NS01_main | 1492 | 300848.97 | 300848.97 | 0 | 0 | 300849.1136 | 0 | 0
Circuit | strategic_undergrounding_main | LY42_main | 1493 | 300771.92 | 300771.92 | 0 | 0 | 303025.0854 | 0 | 2253.0045
Circuit | strategic_undergrounding_main | WE03_main | 1494 | 300239.42 | 300239.42 | 0 | 0 | 508839.6498 | 0 | 208600.0748
Circuit | strategic_undergrounding_main | HB43_main | 1495 | 295758.39 | 295758.39 | 0 | 0 | 391037.6141 | 0 | 95279.0741
Circuit | strategic_undergrounding_main | CG07_main | 1496 | 285863.21 | 285863.21 | 0 | 0 | 483051.723 | 0 | 197188.3589
Circuit | strategic_undergrounding_main | GS20_main | 1497 | 284747.61 | 284747.61 | 0 | 0 | 379142.1413 | 0 | 94394.3816
Circuit | strategic_undergrounding_main | GT09_main | 1498 | 282522.59 | 282522.59 | 0 | 0 | 339453.134 | 0 | 56930.3804
Circuit | strategic_undergrounding_main | EL08_main | 1499 | 282336.86 | 282336.86 | 0 | 0 | 383639.116 | 0 | 101302.1243
Circuit | strategic_undergrounding_main | MDY02_main | 1500 | 281042.54 | 281042.54 | 0 | 0 | 281042.7078 | 0 | 0
Circuit | strategic_undergrounding_main | RED10_main | 1501 | 280178.47 | 280178.47 | 0 | 0 | 280178.6273 | 0 | 0
Circuit | strategic_undergrounding_main | SE03_main | 1502 | 279774.19 | 279774.19 | 0 | 0 | 498162.9593 | 0 | 218388.6426
Circuit | strategic_undergrounding_main | GP05_main | 1503 | 277750.94 | 277750.94 | 0 | 0 | 277751.0874 | 0 | 0
Circuit | strategic_undergrounding_main | AF11_main | 1504 | 277406.69 | 277406.69 | 0 | 0 | 277406.8225 | 0 | 0
Circuit | strategic_undergrounding_main | FAN46_main | 1505 | 276436.58 | 276436.58 | 0 | 0 | 430460.7637 | 0 | 154024.0482
Circuit | strategic_undergrounding_main | NSH02_main | 1506 | 276293.18 | 276293.18 | 0 | 0 | 276293.3181 | 0 | 0
Circuit | strategic_undergrounding_main | GAR04_main | 1507 | 275989.76 | 275989.76 | 0 | 0 | 330523.8658 | 0 | 54533.9705
Circuit | strategic_undergrounding_main | HG03_main | 1508 | 271519.07 | 271519.07 | 0 | 0 | 287209.3137 | 0 | 15690.0656
Circuit | strategic_undergrounding_main | SF05_main | 1509 | 268549.02 | 268549.02 | 0 | 0 | 268549.1473 | 0 | 0
Circuit | strategic_undergrounding_main | GG04_main | 1510 | 262951.08 | 262951.08 | 0 | 0 | 262951.2231 | 0 | 0
Circuit | strategic_undergrounding_main | BW12_main | 1511 | 257502.67 | 257502.67 | 0 | 0 | 385178.1156 | 0 | 127675.273
Circuit | strategic_undergrounding_main | MC05_main | 1512 | 256232.73 | 256232.73 | 0 | 0 | 257061.3739 | 0 | 828.5202
Circuit | strategic_undergrounding_main | SW41_main | 1513 | 256084.36 | 256084.36 | 0 | 0 | 256084.5344 | 0 | 0
Circuit | strategic_undergrounding_main | KG41_main | 1514 | 251442.83 | 251442.83 | 0 | 0 | 251442.9728 | 0 | 0
Circuit | strategic_undergrounding_main | RS06_main | 1515 | 248642.82 | 248642.82 | 0 | 0 | 468181.3811 | 0 | 219538.3995
Circuit | strategic_undergrounding_main | KB11_main | 1516 | 247182.94 | 247182.94 | 0 | 0 | 534872.6997 | 0 | 287689.6105
Circuit | strategic_undergrounding_main | SC04_main | 1517 | 246243.77 | 246243.77 | 0 | 0 | 578009.7581 | 0 | 331765.848
Circuit | strategic_undergrounding_main | TM05_main | 1518 | 245675.79 | 245675.79 | 0 | 0 | 245675.9291 | 0 | 0
Circuit | strategic_undergrounding_main | PA04_main | 1519 | 243458.77 | 243458.77 | 0 | 0 | 402537.1516 | 0 | 159078.2273
Circuit | strategic_undergrounding_main | LU03_main | 1520 | 242723.41 | 242723.41 | 0 | 0 | 242723.5396 | 0 | 0
Circuit | strategic_undergrounding_main | BR01_main | 1521 | 242391.24 | 242391.24 | 0 | 0 | 418069.8247 | 0 | 175678.4277
Circuit | strategic_undergrounding_main | BH09_main | 1522 | 238991.18 | 238991.18 | 0 | 0 | 251876.8528 | 0 | 12885.5328
Circuit | strategic_undergrounding_main | DN05_main | 1523 | 237361.84 | 237361.84 | 0 | 0 | 237361.9746 | 0 | 0
Circuit | strategic_undergrounding_main | WV01_main | 1524 | 233813.36 | 233813.36 | 0 | 0 | 242988.6835 | 0 | 9175.1511
Circuit | strategic_undergrounding_main | JOR42_main | 1525 | 233618.92 | 233618.92 | 0 | 0 | 233619.0668 | 0 | 0
Circuit | strategic_undergrounding_main | DN09_main | 1526 | 232757.82 | 232757.82 | 0 | 0 | 232757.9714 | 0 | 0
Circuit | strategic_undergrounding_main | ADK41_main | 1527 | 229050.81 | 229050.81 | 0 | 0 | 298744.3216 | 0 | 69693.3481
Circuit | strategic_undergrounding_main | BM05_main | 1528 | 228047.86 | 228047.86 | 0 | 0 | 236000.6237 | 0 | 7952.6041
Circuit | strategic_undergrounding_main | WT04_main | 1529 | 224500.93 | 224500.93 | 0 | 0 | 231760.6546 | 0 | 7259.5618
Circuit | strategic_undergrounding_main | SR01_main | 1530 | 221879.04 | 221879.04 | 0 | 0 | 350243.288 | 0 | 128364.1253
Circuit | strategic_undergrounding_main | BM09_main | 1531 | 218033.86 | 218033.86 | 0 | 0 | 324425.7016 | 0 | 106391.6913
Circuit | strategic_undergrounding_main | BW10_main | 1532 | 217862.44 | 217862.44 | 0 | 0 | 348820.6277 | 0 | 130958.0525
Circuit | strategic_undergrounding_main | KB01_main | 1533 | 215253.25 | 215253.25 | 0 | 0 | 246438.6509 | 0 | 31185.2475
Circuit | strategic_undergrounding_main | JP03_main | 1534 | 214060.14 | 214060.14 | 0 | 0 | 225060.8549 | 0 | 11000.573
Circuit | strategic_undergrounding_main | GP03_main | 1535 | 212673.65 | 212673.65 | 0 | 0 | 212673.8074 | 0 | 0
Circuit | strategic_undergrounding_main | MC03_main | 1536 | 208170.43 | 208170.43 | 0 | 0 | 208938.7212 | 0 | 768.1239
Circuit | strategic_undergrounding_main | BZ02_main | 1537 | 207261.39 | 207261.39 | 0 | 0 | 424011.3977 | 0 | 216749.8843
Circuit | strategic_undergrounding_main | SC03_main | 1538 | 197532.98 | 197532.98 | 0 | 0 | 695803.3475 | 0 | 498270.2271
Circuit | strategic_undergrounding_main | LIM42_main | 1539 | 190202.52 | 190202.52 | 0 | 0 | 190202.6729 | 0 | 0
Circuit | strategic_undergrounding_main | TRN02_main | 1540 | 188910.39 | 188910.39 | 0 | 0 | 188910.5381 | 0 | 0
Circuit | strategic_undergrounding_main | GT05_main | 1541 | 187945.08 | 187945.08 | 0 | 0 | 450870.6172 | 0 | 262925.3837
Circuit | strategic_undergrounding_main | TV05_main | 1542 | 186225.65 | 186225.65 | 0 | 0 | 301693.4788 | 0 | 115467.6886
Circuit | strategic_undergrounding_main | IT42_main | 1543 | 183183.03 | 183183.03 | 0 | 0 | 183183.1604 | 0 | 0
Circuit | strategic_undergrounding_main | IND06_main | 1544 | 181103.95 | 181103.95 | 0 | 0 | 181104.0931 | 0 | 0
Circuit | strategic_undergrounding_main | LK03_main | 1545 | 180336.54 | 180336.54 | 0 | 0 | 180468.0051 | 0 | 131.3146
Circuit | strategic_undergrounding_main | GL02_main | 1546 | 178716.52 | 178716.52 | 0 | 0 | 178716.6756 | 0 | 0
Circuit | strategic_undergrounding_main | DV02_main | 1547 | 173107.08 | 173107.08 | 0 | 0 | 173191.6673 | 0 | 84.42
Circuit | strategic_undergrounding_main | NSH03_main | 1548 | 172991.9 | 172991.9 | 0 | 0 | 172992.0492 | 0 | 0
Circuit | strategic_undergrounding_main | KT49_main | 1549 | 171943.88 | 171943.88 | 0 | 0 | 171944.0125 | 0 | 0
Circuit | strategic_undergrounding_main | BT02_main | 1550 | 171606.38 | 171606.38 | 0 | 0 | 365148.9935 | 0 | 193542.4867
Circuit | strategic_undergrounding_main | LB06_main | 1551 | 168599.14 | 168599.14 | 0 | 0 | 189765.1347 | 0 | 21165.8101
Circuit | strategic_undergrounding_main | MV02_main | 1552 | 163488.38 | 163488.38 | 0 | 0 | 163488.5353 | 0 | 0
Circuit | strategic_undergrounding_main | SDY05_main | 1553 | 159824.63 | 159824.63 | 0 | 0 | 159824.7911 | 0 | 0
Circuit | strategic_undergrounding_main | MY09_main | 1554 | 155978.11 | 155978.11 | 0 | 0 | 171685.2753 | 0 | 15707.0114
Circuit | strategic_undergrounding_main | AI10_main | 1555 | 154371.53 | 154371.53 | 0 | 0 | 154371.6634 | 0 | 0
Circuit | strategic_undergrounding_main | MP41_main | 1556 | 152839.64 | 152839.64 | 0 | 0 | 154977.4093 | 0 | 2137.6388
Circuit | strategic_undergrounding_main | HT04_main | 1557 | 152190.85 | 152190.85 | 0 | 0 | 213111.0935 | 0 | 60920.0918
Circuit | strategic_undergrounding_main | KB03_main | 1558 | 151695.93 | 151695.93 | 0 | 0 | 171511.4455 | 0 | 19815.39
Circuit | strategic_undergrounding_main | SF08_main | 1559 | 150815.53 | 150815.53 | 0 | 0 | 150815.6459 | 0 | 0
Circuit | strategic_undergrounding_main | MB10_main | 1560 | 150336.6 | 150336.6 | 0 | 0 | 204364.929 | 0 | 54028.1829
Circuit | strategic_undergrounding_main | BG12_main | 1561 | 149947.22 | 149947.22 | 0 | 0 | 149947.386 | 0 | 0
Circuit | strategic_undergrounding_main | HG01_main | 1562 | 148491.47 | 148491.47 | 0 | 0 | 276253.5995 | 0 | 127761.9637
Circuit | strategic_undergrounding_main | BG04_main | 1563 | 148374.05 | 148374.05 | 0 | 0 | 251854.2404 | 0 | 103480.0164
Circuit | strategic_undergrounding_main | BW09_main | 1564 | 147274.4 | 147274.4 | 0 | 0 | 233127.3707 | 0 | 85852.8187
Circuit | strategic_undergrounding_main | GS27_main | 1565 | 144429.67 | 144429.67 | 0 | 0 | 144429.82 | 0 | 0
Circuit | strategic_undergrounding_main | EC01_main | 1566 | 144348.65 | 144348.65 | 0 | 0 | 162404.5438 | 0 | 18055.7538
Circuit | strategic_undergrounding_main | WD42_main | 1567 | 141314.92 | 141314.92 | 0 | 0 | 277177.4652 | 0 | 135862.3778
Circuit | strategic_undergrounding_main | BU02_main | 1568 | 139791.57 | 139791.57 | 0 | 0 | 241973.8568 | 0 | 102182.1569
Circuit | strategic_undergrounding_main | AF12_main | 1569 | 136424.93 | 136424.93 | 0 | 0 | 140856.4841 | 0 | 4431.4178
Circuit | strategic_undergrounding_main | PE05_main | 1570 | 135062.08 | 135062.08 | 0 | 0 | 135062.2308 | 0 | 0
Circuit | strategic_undergrounding_main | CS42_main | 1571 | 134821.07 | 134821.07 | 0 | 0 | 134821.2199 | 0 | 0
Circuit | strategic_undergrounding_main | CL04_main | 1572 | 133698.95 | 133698.95 | 0 | 0 | 133699.0695 | 0 | 0
Circuit | strategic_undergrounding_main | BW01_main | 1573 | 132459.75 | 132459.75 | 0 | 0 | 312653.5343 | 0 | 180193.6257
Circuit | strategic_undergrounding_main | FR47_main | 1574 | 132273.44 | 132273.44 | 0 | 0 | 132273.6146 | 0 | 0
Circuit | strategic_undergrounding_main | GA01_main | 1575 | 132095.22 | 132095.22 | 0 | 0 | 132095.3725 | 0 | 0
Circuit | strategic_undergrounding_main | EU12_main | 1576 | 131620.65 | 131620.65 | 0 | 0 | 131620.8124 | 0 | 0
Circuit | strategic_undergrounding_main | SA46_main | 1577 | 130744.01 | 130744.01 | 0 | 0 | 164442.7858 | 0 | 33698.6295
Circuit | strategic_undergrounding_main | JP01_main | 1578 | 130187.72 | 130187.72 | 0 | 0 | 130187.8794 | 0 | 0
Circuit | strategic_undergrounding_main | WL02_main | 1579 | 123830.01 | 123830.01 | 0 | 0 | 123830.153 | 0 | 0
Circuit | strategic_undergrounding_main | MU02_main | 1580 | 123295 | 123295 | 0 | 0 | 135036.4951 | 0 | 11741.3509
Circuit | strategic_undergrounding_main | IND05_main | 1581 | 120896.94 | 120896.94 | 0 | 0 | 120897.0811 | 0 | 0
Circuit | strategic_undergrounding_main | FT12_main | 1582 | 119672.19 | 119672.19 | 0 | 0 | 119672.3462 | 0 | 0
Circuit | strategic_undergrounding_main | ADK47_main | 1583 | 119128.06 | 119128.06 | 0 | 0 | 119128.2082 | 0 | 0
Circuit | strategic_undergrounding_main | MB04_main | 1584 | 118350.4 | 118350.4 | 0 | 0 | 377991.3531 | 0 | 259640.8086
Circuit | strategic_undergrounding_main | MB02_main | 1585 | 117756.96 | 117756.96 | 0 | 0 | 285644.7346 | 0 | 167887.6326
Circuit | strategic_undergrounding_main | SF11_main | 1586 | 116273.89 | 116273.89 | 0 | 0 | 116273.9977 | 0 | 0
Circuit | strategic_undergrounding_main | BG03_main | 1587 | 114465.57 | 114465.57 | 0 | 0 | 114465.7008 | 0 | 0
Circuit | strategic_undergrounding_main | WW02_main | 1588 | 112449.2 | 112449.2 | 0 | 0 | 113500.397 | 0 | 1051.0633
Circuit | strategic_undergrounding_main | AI08_main | 1589 | 111391.54 | 111391.54 | 0 | 0 | 167202.7082 | 0 | 55811.0129
Circuit | strategic_undergrounding_main | EL02_main | 1590 | 110511.02 | 110511.02 | 0 | 0 | 222581.3907 | 0 | 112070.2038
Circuit | strategic_undergrounding_main | SC05_main | 1591 | 107098.58 | 107098.58 | 0 | 0 | 130566.1653 | 0 | 23467.43
Circuit | strategic_undergrounding_main | GL12_main | 1592 | 105222.84 | 105222.84 | 0 | 0 | 105222.9819 | 0 | 0
Circuit | strategic_undergrounding_main | DR09_main | 1593 | 104925.67 | 104925.67 | 0 | 0 | 104925.8324 | 0 | 0
Circuit | strategic_undergrounding_main | DT38_main | 1594 | 103821.89 | 103821.89 | 0 | 0 | 104821.8164 | 0 | 999.7835
Circuit | strategic_undergrounding_main | GN44_main | 1595 | 102310.97 | 102310.97 | 0 | 0 | 102311.1283 | 0 | 0
Circuit | strategic_undergrounding_main | DV01_main | 1596 | 101301.06 | 101301.06 | 0 | 0 | 178044.9252 | 0 | 76743.7412
Circuit | strategic_undergrounding_main | SA03_main | 1597 | 99654.09 | 99654.09 | 0 | 0 | 99840.2474 | 0 | 186.0077
Circuit | strategic_undergrounding_main | WO11_main | 1598 | 99172.07 | 99172.07 | 0 | 0 | 99172.2215 | 0 | 0
Circuit | strategic_undergrounding_main | JOR45_main | 1599 | 98254.42 | 98254.42 | 0 | 0 | 141982.5603 | 0 | 43728.0088
Circuit | strategic_undergrounding_main | KN07_main | 1600 | 98200.01 | 98200.01 | 0 | 0 | 98200.1652 | 0 | 0
Circuit | strategic_undergrounding_main | JP02_main | 1601 | 98141.1 | 98141.1 | 0 | 0 | 109479.1266 | 0 | 11337.8691
Circuit | strategic_undergrounding_main | MB06_main | 1602 | 95961.91 | 95961.91 | 0 | 0 | 131987.2509 | 0 | 36025.1889
Circuit | strategic_undergrounding_main | CL08_main | 1603 | 94766.58 | 94766.58 | 0 | 0 | 94766.7425 | 0 | 0
Circuit | strategic_undergrounding_main | SF10_main | 1604 | 94521.61 | 94521.61 | 0 | 0 | 94521.7538 | 0 | 0
Circuit | strategic_undergrounding_main | SF41_main | 1605 | 89695.91 | 89695.91 | 0 | 0 | 89696.0467 | 0 | 0
Circuit | strategic_undergrounding_main | SR16_main | 1606 | 85517.55 | 85517.55 | 0 | 0 | 172703.8542 | 0 | 87186.1341
Circuit | strategic_undergrounding_main | GV01_main | 1607 | 80886.44 | 80886.44 | 0 | 0 | 80886.5817 | 0 | 0
Circuit | strategic_undergrounding_main | BW02_main | 1608 | 80691.39 | 80691.39 | 0 | 0 | 80691.5179 | 0 | 0
Circuit | strategic_undergrounding_main | SA42_main | 1609 | 79885.42 | 79885.42 | 0 | 0 | 94546.264 | 0 | 14660.6867
Circuit | strategic_undergrounding_main | BU04_main | 1610 | 79635.95 | 79635.95 | 0 | 0 | 79636.1068 | 0 | 0
Circuit | strategic_undergrounding_main | JP04_main | 1611 | 77376.4 | 77376.4 | 0 | 0 | 77376.5682 | 0 | 0
Circuit | strategic_undergrounding_main | FP02_main | 1612 | 77131.3 | 77131.3 | 0 | 0 | 270357.6646 | 0 | 193226.206
Circuit | strategic_undergrounding_main | BAR48_main | 1613 | 76938.09 | 76938.09 | 0 | 0 | 104760.6369 | 0 | 27822.3951
Circuit | strategic_undergrounding_main | WE07_main | 1614 | 75632.4 | 75632.4 | 0 | 0 | 83263.0066 | 0 | 7630.4385
Circuit | strategic_undergrounding_main | JP05_main | 1615 | 73809.55 | 73809.55 | 0 | 0 | 73809.681 | 0 | 0
Circuit | strategic_undergrounding_main | TRN44_main | 1616 | 72914.84 | 72914.84 | 0 | 0 | 72914.9824 | 0 | 0
Circuit | strategic_undergrounding_main | BM02_main | 1617 | 71119.17 | 71119.17 | 0 | 0 | 86661.8497 | 0 | 15542.5213
Circuit | strategic_undergrounding_main | KN04_main | 1618 | 65637.68 | 65637.68 | 0 | 0 | 65637.8549 | 0 | 0
Circuit | strategic_undergrounding_main | UV02_main | 1619 | 57292.26 | 57292.26 | 0 | 0 | 57762.0007 | 0 | 469.5739
Circuit | strategic_undergrounding_main | BU03_main | 1620 | 54610.7 | 54610.7 | 0 | 0 | 54610.8437 | 0 | 0
Circuit | strategic_undergrounding_main | MID05_main | 1621 | 53499.69 | 53499.69 | 0 | 0 | 53499.8202 | 0 | 0
Circuit | strategic_undergrounding_main | BW07_main | 1622 | 53370.37 | 53370.37 | 0 | 0 | 53370.5127 | 0 | 0
Circuit | strategic_undergrounding_main | ADK46_main | 1623 | 51342.21 | 51342.21 | 0 | 0 | 65226.659 | 0 | 13884.2783
Circuit | strategic_undergrounding_main | OR03_main | 1624 | 49494.07 | 49494.07 | 0 | 0 | 49494.2021 | 0 | 0
Circuit | strategic_undergrounding_main | BH06_main | 1625 | 47521.93 | 47521.93 | 0 | 0 | 47522.0988 | 0 | 0
Circuit | strategic_undergrounding_main | VL05_main | 1626 | 47426.78 | 47426.78 | 0 | 0 | 47426.9266 | 0 | 0
Circuit | strategic_undergrounding_main | GP02_main | 1627 | 45068.67 | 45068.67 | 0 | 0 | 45068.8233 | 0 | 0
Circuit | strategic_undergrounding_main | SR07_main | 1628 | 42987 | 42987 | 0 | 0 | 46603.0264 | 0 | 3615.8909
Circuit | strategic_undergrounding_main | AI09_main | 1629 | 41791.1 | 41791.1 | 0 | 0 | 58622.1941 | 0 | 16830.9407
Circuit | strategic_undergrounding_main | DR11_main | 1630 | 40860.52 | 40860.52 | 0 | 0 | 40860.6643 | 0 | 0
Circuit | strategic_undergrounding_main | FP04_main | 1631 | 40817.74 | 40817.74 | 0 | 0 | 187445.7048 | 0 | 146627.7998
Circuit | strategic_undergrounding_main | IND01_main | 1632 | 40195 | 40195 | 0 | 0 | 40195.161 | 0 | 0
Circuit | strategic_undergrounding_main | GR01_main | 1633 | 39716.99 | 39716.99 | 0 | 0 | 39717.1461 | 0 | 0
Circuit | strategic_undergrounding_main | WE04_main | 1634 | 39136.67 | 39136.67 | 0 | 0 | 79949.8525 | 0 | 40813.0583
Circuit | strategic_undergrounding_main | WT05_main | 1635 | 39125.77 | 39125.77 | 0 | 0 | 40040.3157 | 0 | 914.4162
Circuit | strategic_undergrounding_main | BR06_main | 1636 | 37625.67 | 37625.67 | 0 | 0 | 37625.8117 | 0 | 0
Circuit | strategic_undergrounding_main | BW03_main | 1637 | 37133.77 | 37133.77 | 0 | 0 | 37133.9396 | 0 | 0
Circuit | strategic_undergrounding_main | HOC01_main | 1638 | 36965.47 | 36965.47 | 0 | 0 | 201591.2893 | 0 | 164625.6883
Circuit | strategic_undergrounding_main | WE05_main | 1639 | 36755.21 | 36755.21 | 0 | 0 | 39022.7607 | 0 | 2267.3921
Circuit | strategic_undergrounding_main | SC01_main | 1640 | 34614.93 | 34614.93 | 0 | 0 | 34615.0986 | 0 | 0
Circuit | strategic_undergrounding_main | TAN46_main | 1641 | 31540.46 | 31540.46 | 0 | 0 | 31540.5942 | 0 | 0
Circuit | strategic_undergrounding_main | GS29_main | 1642 | 29810.97 | 29810.97 | 0 | 0 | 73455.8513 | 0 | 43644.7141
Circuit | strategic_undergrounding_main | ME08_main | 1643 | 28053.84 | 28053.84 | 0 | 0 | 28053.9924 | 0 | 0
Circuit | strategic_undergrounding_main | DH03_main | 1644 | 27183.46 | 27183.46 | 0 | 0 | 27183.5806 | 0 | 0
Circuit | strategic_undergrounding_main | BW06_main | 1645 | 26349.49 | 26349.49 | 0 | 0 | 26349.6288 | 0 | 0
Circuit | strategic_undergrounding_main | OA03_main | 1646 | 25287.02 | 25287.02 | 0 | 0 | 26946.0511 | 0 | 1658.8765
Circuit | strategic_undergrounding_main | GG05_main | 1647 | 25237.37 | 25237.37 | 0 | 0 | 25237.5346 | 0 | 0
Circuit | strategic_undergrounding_main | BW08_main | 1648 | 25197.89 | 25197.89 | 0 | 0 | 25198.0307 | 0 | 0
Circuit | strategic_undergrounding_main | HG08_main | 1649 | 23810.67 | 23810.67 | 0 | 0 | 23810.8018 | 0 | 0
Circuit | strategic_undergrounding_main | BW04_main | 1650 | 23712.2 | 23712.2 | 0 | 0 | 23712.3328 | 0 | 0
Circuit | strategic_undergrounding_main | HE12_main | 1651 | 22764.64 | 22764.64 | 0 | 0 | 52162.2458 | 0 | 29397.4606
Circuit | strategic_undergrounding_main | SR04_main | 1652 | 22127.64 | 22127.64 | 0 | 0 | 32732.4905 | 0 | 10604.6768
Circuit | strategic_undergrounding_main | MB07_main | 1653 | 21944.48 | 21944.48 | 0 | 0 | 77711.8024 | 0 | 55767.1739
Circuit | strategic_undergrounding_main | MP09_main | 1654 | 20048.09 | 20048.09 | 0 | 0 | 20048.2117 | 0 | 0
Circuit | strategic_undergrounding_main | GR04_main | 1655 | 19956.03 | 19956.03 | 0 | 0 | 19956.1886 | 0 | 0
Circuit | strategic_undergrounding_main | KB08_main | 1656 | 19631.26 | 19631.26 | 0 | 0 | 19631.4088 | 0 | 0
Circuit | strategic_undergrounding_main | SF07_main | 1657 | 19274.38 | 19274.38 | 0 | 0 | 19274.5445 | 0 | 0
Circuit | strategic_undergrounding_main | PK46_main | 1658 | 18179.42 | 18179.42 | 0 | 0 | 18179.5507 | 0 | 0
Circuit | strategic_undergrounding_main | BI10_main | 1659 | 17624.64 | 17624.64 | 0 | 0 | 21595.2065 | 0 | 3970.4064
Circuit | strategic_undergrounding_main | TRN42_main | 1660 | 16795.54 | 16795.54 | 0 | 0 | 19260.6523 | 0 | 2464.9607
Circuit | strategic_undergrounding_main | BW11_main | 1661 | 16276.14 | 16276.14 | 0 | 0 | 16276.3071 | 0 | 0
Circuit | strategic_undergrounding_main | IND04_main | 1662 | 15562.61 | 15562.61 | 0 | 0 | 15562.7786 | 0 | 0
Circuit | strategic_undergrounding_main | WD45_main | 1663 | 12679.85 | 12679.85 | 0 | 0 | 14637.0236 | 0 | 1957.0202
Circuit | strategic_undergrounding_main | GG08_main | 1664 | 12618.6 | 12618.6 | 0 | 0 | 12618.7672 | 0 | 0
Circuit | strategic_undergrounding_main | SC06_main | 1665 | 12145.54 | 12145.54 | 0 | 0 | 12145.6487 | 0 | 0
Circuit | strategic_undergrounding_main | IND02_main | 1666 | 10889.4 | 10889.4 | 0 | 0 | 10889.5315 | 0 | 0
Circuit | strategic_undergrounding_main | RED04_main | 1667 | 10540.5 | 10540.5 | 0 | 0 | 10540.672 | 0 | 0
Circuit | strategic_undergrounding_main | GR03_main | 1668 | 9734.58 | 9734.58 | 0 | 0 | 9734.7261 | 0 | 0
Circuit | strategic_undergrounding_main | SC02_main | 1669 | 5997.21 | 5997.21 | 0 | 0 | 8336.3734 | 0 | 2338.9905
Circuit | strategic_undergrounding_main | IT41_main | 1670 | 5863.17 | 5863.17 | 0 | 0 | 5863.3173 | 0 | 0
Circuit | strategic_undergrounding_main | IM45_main | 1671 | 4988.68 | 4988.68 | 0 | 0 | 4988.8188 | 0 | 0
Circuit | strategic_undergrounding_main | PG02_main | 1672 | 4569.42 | 4569.42 | 0 | 0 | 4569.6103 | 0 | 0
Circuit | strategic_undergrounding_main | HG09_main | 1673 | 4549.91 | 4549.91 | 0 | 0 | 6791.48 | 0 | 2241.4379
Circuit | strategic_undergrounding_main | RED03_main | 1674 | 3419.12 | 3419.12 | 0 | 0 | 3419.2544 | 0 | 0
Circuit | strategic_undergrounding_main | HG07_main | 1675 | 3408.34 | 3408.34 | 0 | 0 | 3408.4832 | 0 | 0
Circuit | strategic_undergrounding_main | GS28_main | 1676 | 3098.16 | 3098.16 | 0 | 0 | 13248.2118 | 0 | 10149.9335
Circuit | strategic_undergrounding_main | RE01_main | 1677 | 2713.99 | 2713.99 | 0 | 0 | 2714.1465 | 0 | 0
Circuit | strategic_undergrounding_main | SF45_main | 1678 | 2511.54 | 2511.54 | 0 | 0 | 2511.7113 | 0 | 0
Circuit | strategic_undergrounding_main | BS01_main | 1679 | 2493.37 | 2493.37 | 0 | 0 | 2493.533 | 0 | 0
Circuit | strategic_undergrounding_main | TRN43_main | 1680 | 2095.47 | 2095.47 | 0 | 0 | 2095.6288 | 0 | 0
Circuit | strategic_undergrounding_main | IND03_main | 1681 | 1893.67 | 1893.67 | 0 | 0 | 1893.8375 | 0 | 0
Circuit | strategic_undergrounding_main | GT13_main | 1682 | 1728.4 | 1728.4 | 0 | 0 | 1728.5141 | 0 | 0
Circuit | strategic_undergrounding_main | TAN45_main | 1683 | 1666.45 | 1666.45 | 0 | 0 | 1666.6037 | 0 | 0
Circuit | strategic_undergrounding_main | FRY50_main | 1684 | 1583.86 | 1583.86 | 0 | 0 | 1584.0023 | 0 | 0
Circuit | strategic_undergrounding_main | NEW02_main | 1685 | 1264.06 | 1264.06 | 0 | 0 | 1264.2069 | 0 | 0
Circuit | strategic_undergrounding_main | NEW04_main | 1686 | 1264.06 | 1264.06 | 0 | 0 | 1264.2069 | 0 | 0
Circuit | strategic_undergrounding_main | KDL48_main | 1687 | 1208.58 | 1208.58 | 0 | 0 | 1208.7625 | 0 | 0
Circuit | strategic_undergrounding_main | WLO47_main | 1688 | 1154.93 | 1154.93 | 0 | 0 | 1155.0853 | 0 | 0
Circuit | strategic_undergrounding_main | PZ50_main | 1689 | 1093.24 | 1093.24 | 0 | 0 | 1093.4005 | 0 | 0
Circuit | strategic_undergrounding_main | BG08_main | 1690 | 1063.31 | 1063.31 | 0 | 0 | 1063.4566 | 0 | 0
Circuit | strategic_undergrounding_main | FZ47_main | 1691 | 872.57 | 872.57 | 0 | 0 | 872.7195 | 0 | 0
Circuit | strategic_undergrounding_main | FZ45_main | 1692 | 872.57 | 872.57 | 0 | 0 | 872.7195 | 0 | 0
Circuit | strategic_undergrounding_main | WD44_main | 1693 | 861.31 | 861.31 | 0 | 0 | 861.4371 | 0 | 0
Circuit | strategic_undergrounding_main | TAN43_main | 1694 | 841.14 | 841.14 | 0 | 0 | 841.2957 | 0 | 0
Circuit | strategic_undergrounding_main | OR91_main | 1695 | 565.68 | 565.68 | 0 | 0 | 565.8302 | 0 | 0
Circuit | strategic_undergrounding_main | PZ43_main | 1696 | 546.52 | 546.52 | 0 | 0 | 546.7003 | 0 | 0
Circuit | strategic_undergrounding_main | GN19_main | 1697 | 546.52 | 546.52 | 0 | 0 | 546.7003 | 0 | 0
Circuit | strategic_undergrounding_main | PZ47_main | 1698 | 546.52 | 546.52 | 0 | 0 | 546.7003 | 0 | 0
Circuit | strategic_undergrounding_main | GN50_main | 1699 | 546.52 | 546.52 | 0 | 0 | 546.7003 | 0 | 0
Circuit | strategic_undergrounding_main | GS30_main | 1700 | 513.82 | 513.82 | 0 | 0 | 513.9851 | 0 | 0
Circuit | strategic_undergrounding_main | CR81_main | 1701 | 503.73 | 503.73 | 0 | 0 | 503.869 | 0 | 0
Circuit | strategic_undergrounding_main | GR05_main | 1702 | 486.58 | 486.58 | 0 | 0 | 486.7363 | 0 | 0
Circuit | strategic_undergrounding_main | GR07_main | 1703 | 486.58 | 486.58 | 0 | 0 | 486.7363 | 0 | 0
Circuit | strategic_undergrounding_main | BAR50_main | 1704 | 469.36 | 469.36 | 0 | 0 | 469.5272 | 0 | 0
Circuit | strategic_undergrounding_main | GN45_main | 1705 | 0 | 0 | 0 | 0 | 0 | 0 | 0
Circuit | strategic_undergrounding_main | BAR49_main | 1706 | 0 | 0 | 0 | 0 | 0 | 0 | 0
Circuit | strategic_undergrounding_main | IT06_main | 1707 | 0 | 0 | 0 | 0 | 0 | 0 | 0
Circuit | strategic_undergrounding_main | PZ49_main | 1708 | 0 | 0 | 0 | 0 | 0 | 0 | 0
Circuit | strategic_undergrounding_main | KB13_main | 1709 | 0 | 0 | 0 | 0 | 0 | 0 | 0
Circuit | strategic_undergrounding_main | GL13_main | 1710 | 0 | 0 | 0 | 0 | 0 | 0 | 0
Circuit | strategic_undergrounding_main | WD49_main | 1711 | 0 | 0 | 0 | 0 | 0 | 0 | 0
Circuit | strategic_undergrounding_main | TAN42_main | 1712 | 0 | 0 | 0 | 0 | 0 | 0 | 0
Circuit | strategic_undergrounding_main | FZ51_main | 1713 | 0 | 0 | 0 | 0 | 0 | 0 | 0
Circuit | strategic_undergrounding_main | TAN47_main | 1714 | 0 | 0 | 0 | 0 | 0 | 0 | 0
Circuit | strategic_undergrounding_main | TAN48_main | 1715 | 0 | 0 | 0 | 0 | 0 | 0 | 0
Circuit | strategic_undergrounding_main | FZ44_main | 1716 | 0 | 0 | 0 | 0 | 0 | 0 | 0
Circuit | strategic_undergrounding_main | PZ41_main | 1717 | 0 | 0 | 0 | 0 | 0 | 0 | 0
Circuit | strategic_undergrounding_main | SF06_main | 1718 | 0 | 0 | 0 | 0 | 0 | 0 | 0
Circuit | strategic_undergrounding_main | TAN53_main | 1719 | 0 | 0 | 0 | 0 | 0 | 0 | 0
Circuit | strategic_undergrounding_main | TAN52_main | 1720 | 0 | 0 | 0 | 0 | 0 | 0 | 0
Circuit | strategic_undergrounding_main | TWN42_main | 1721 | 0 | 0 | 0 | 0 | 0 | 0 | 0
Circuit | strategic_undergrounding_main | MYK01_main | 1722 | 0 | 0 | 0 | 0 | 0 | 0 | 0
Circuit | strategic_undergrounding_main | FUL43_main | 1723 | 0 | 0 | 0 | 0 | 0 | 0 | 0
Circuit | strategic_undergrounding_main | HL09_main | 1724 | 0 | 0 | 0 | 0 | 0 | 0 | 0
Circuit | strategic_undergrounding_main | PLK41_main | 1725 | 0 | 0 | 0 | 0 | 0 | 0 | 0
Circuit | strategic_undergrounding_main | PLK42_main | 1726 | 0 | 0 | 0 | 0 | 0 | 0 | 0
Circuit | strategic_undergrounding_main | MYK43_main | 1727 | 0 | 0 | 0 | 0 | 0 | 0 | 0
Circuit | strategic_undergrounding_main | TWN41_main | 1728 | 0 | 0 | 0 | 0 | 0 | 0 | 0
Circuit | strategic_undergrounding_main | VCR46_main | 1729 | 0 | 0 | 0 | 0 | 0 | 0 | 0
Circuit | strategic_undergrounding_main | SE44_main | 1730 | 0 | 0 | 0 | 0 | 0 | 0 | 0
Circuit | strategic_undergrounding_main | STF46_main | 1731 | 0 | 0 | 0 | 0 | 0 | 0 | 0
Circuit | strategic_undergrounding_main | GT07_main | 1732 | 0 | 0 | 0 | 0 | 0 | 0 | 0
Circuit | strategic_undergrounding_main | BI47_main | 1733 | 0 | 0 | 0 | 0 | 0 | 0 | 0
Circuit | strategic_undergrounding_main | UL41_main | 1734 | 0 | 0 | 0 | 0 | 0 | 0 | 0
Circuit | strategic_undergrounding_main | SF44_main | 1735 | 0 | 0 | 0 | 0 | 0 | 0 | 0
Circuit | strategic_undergrounding_main | GT02_main | 1736 | 0 | 0 | 0 | 0 | 0 | 0 | 0
Circuit | strategic_undergrounding_main | WLO51_main | 1737 | 0 | 0 | 0 | 0 | 0 | 0 | 0
Circuit | strategic_undergrounding_main | WD43_main | 1738 | 0 | 0 | 0 | 0 | 0 | 0 | 0
Circuit | strategic_undergrounding_main | IT01_main | 1739 | 0 | 0 | 0 | 0 | 0 | 0 | 0
Circuit | strategic_undergrounding_main | IT03_main | 1740 | 0 | 0 | 0 | 0 | 0 | 0 | 0
Circuit | strategic_undergrounding_main | PZ48_main | 1741 | 0 | 0 | 0 | 0 | 0 | 0 | 0
Circuit | strategic_undergrounding_main | PK47_main | 1742 | 0 | 0 | 0 | 0 | 0 | 0 | 0
Circuit | strategic_undergrounding_main | GN42_main | 1743 | 0 | 0 | 0 | 0 | 0 | 0 | 0
Circuit | strategic_undergrounding_single_or_two_phase_lateral | AR45_lateral | 1 | 199816513.05 | 199816513.05 | 0 | 0 | 221317227.2638 | 0 | 21500714.0674
Circuit | strategic_undergrounding_single_or_two_phase_lateral | JCK01_lateral | 2 | 93376295.74 | 93376295.74 | 0 | 0 | 157585574.7241 | 0 | 64209278.8019
Circuit | strategic_undergrounding_single_or_two_phase_lateral | BZ06_lateral | 3 | 75001670.92 | 75001670.92 | 0 | 0 | 87142533.4408 | 0 | 12140862.3624
Circuit | strategic_undergrounding_single_or_two_phase_lateral | FP07_lateral | 4 | 63455298.68 | 63455298.68 | 0 | 0 | 67902909.0838 | 0 | 4447610.2527
Circuit | strategic_undergrounding_single_or_two_phase_lateral | RZ02_lateral | 5 | 59583302.88 | 59583302.88 | 0 | 0 | 77989365.6408 | 0 | 18406062.5914
Circuit | strategic_undergrounding_single_or_two_phase_lateral | PI42_lateral | 6 | 53986021.28 | 53986021.28 | 0 | 0 | 64667440.8671 | 0 | 10681419.4385
Circuit | strategic_undergrounding_single_or_two_phase_lateral | SCW01_lateral | 7 | 53453689.15 | 53453689.15 | 0 | 0 | 61866585.3852 | 0 | 8412896.0884
Circuit | strategic_undergrounding_single_or_two_phase_lateral | LJ05_lateral | 8 | 50979990.06 | 50979990.06 | 0 | 0 | 50979990.2142 | 0 | 0
Circuit | strategic_undergrounding_single_or_two_phase_lateral | WBY02_lateral | 9 | 50664150.91 | 50664150.91 | 0 | 0 | 65973539.008 | 0 | 15309387.9551
Circuit | strategic_undergrounding_single_or_two_phase_lateral | LJ03_lateral | 10 | 46236811.3 | 46236811.3 | 0 | 0 | 46237986.8074 | 0 | 1175.3585
Circuit | strategic_undergrounding_single_or_two_phase_lateral | AL10_lateral | 11 | 41537852.1 | 41537852.1 | 0 | 0 | 52039427.1257 | 0 | 10501574.883
Circuit | strategic_undergrounding_single_or_two_phase_lateral | CD09_lateral | 12 | 41440873.93 | 41440873.93 | 0 | 0 | 64600685.5518 | 0 | 23159811.4925
Circuit | strategic_undergrounding_single_or_two_phase_lateral | STL43_lateral | 13 | 40640848.47 | 40640848.47 | 0 | 0 | 49439717.3019 | 0 | 8798868.6781
Circuit | strategic_undergrounding_single_or_two_phase_lateral | VL01_lateral | 14 | 40201695.74 | 40201695.74 | 0 | 0 | 48202939.717 | 0 | 8001243.8066
Circuit | strategic_undergrounding_single_or_two_phase_lateral | PI44_lateral | 15 | 39841040.52 | 39841040.52 | 0 | 0 | 46776293.3417 | 0 | 6935252.6689
Circuit | strategic_undergrounding_single_or_two_phase_lateral | GL01_lateral | 16 | 38551404.02 | 38551404.02 | 0 | 0 | 38551404.1967 | 0 | 0
Circuit | strategic_undergrounding_single_or_two_phase_lateral | LJ07_lateral | 17 | 37899789.53 | 37899789.53 | 0 | 0 | 37930615.5697 | 0 | 30825.8921
Circuit | strategic_undergrounding_single_or_two_phase_lateral | JCK02_lateral | 18 | 37408749.3 | 37408749.3 | 0 | 0 | 60745798.5053 | 0 | 23337049.0833
Circuit | strategic_undergrounding_single_or_two_phase_lateral | BZ08_lateral | 19 | 35338155.65 | 35338155.65 | 0 | 0 | 36034081.0067 | 0 | 695925.207
Circuit | strategic_undergrounding_single_or_two_phase_lateral | RZ01_lateral | 20 | 34148357.8 | 34148357.8 | 0 | 0 | 64884077.6568 | 0 | 30735719.7171
Circuit | strategic_undergrounding_single_or_two_phase_lateral | WR10_lateral | 21 | 33765806.07 | 33765806.07 | 0 | 0 | 48040284.033 | 0 | 14274477.7991
Circuit | strategic_undergrounding_single_or_two_phase_lateral | STL42_lateral | 22 | 32194089.6 | 32194089.6 | 0 | 0 | 48039178.5429 | 0 | 15845088.7847
Circuit | strategic_undergrounding_single_or_two_phase_lateral | AR47_lateral | 23 | 31346065.91 | 31346065.91 | 0 | 0 | 59845499.8837 | 0 | 28499433.8261
Circuit | strategic_undergrounding_single_or_two_phase_lateral | LJ08_lateral | 24 | 30871758.63 | 30871758.63 | 0 | 0 | 30880995.9714 | 0 | 9237.1798
Circuit | strategic_undergrounding_single_or_two_phase_lateral | DA05_lateral | 25 | 30652492.17 | 30652492.17 | 0 | 0 | 40514353.5089 | 0 | 9861861.1704
Circuit | strategic_undergrounding_single_or_two_phase_lateral | VCR43_lateral | 26 | 29381102.58 | 29381102.58 | 0 | 0 | 37786845.3254 | 0 | 8405742.5799
Circuit | strategic_undergrounding_single_or_two_phase_lateral | LJ02_lateral | 27 | 29337735.46 | 29337735.46 | 0 | 0 | 33459525.224 | 0 | 4121789.6005
Circuit | strategic_undergrounding_single_or_two_phase_lateral | GL09_lateral | 28 | 26891529.09 | 26891529.09 | 0 | 0 | 28940835.748 | 0 | 2049306.5462
Circuit | strategic_undergrounding_single_or_two_phase_lateral | GL07_lateral | 29 | 25824584.99 | 25824584.99 | 0 | 0 | 25825284.5362 | 0 | 699.4044
Circuit | strategic_undergrounding_single_or_two_phase_lateral | LM02_lateral | 30 | 25818985.05 | 25818985.05 | 0 | 0 | 30365584.0016 | 0 | 4546598.8095
Circuit | strategic_undergrounding_single_or_two_phase_lateral | WF48_lateral | 31 | 25724954.07 | 25724954.07 | 0 | 0 | 29032590.8909 | 0 | 3307636.6789
Circuit | strategic_undergrounding_single_or_two_phase_lateral | AR46_lateral | 32 | 24600045.07 | 24600045.07 | 0 | 0 | 38731215.464 | 0 | 14131170.2578
Circuit | strategic_undergrounding_single_or_two_phase_lateral | KM03_lateral | 33 | 24274283.21 | 24274283.21 | 0 | 0 | 34535538.8457 | 0 | 10261255.4888
Circuit | strategic_undergrounding_single_or_two_phase_lateral | GA04_lateral | 34 | 23895907.02 | 23895907.02 | 0 | 0 | 27908328.3966 | 0 | 4012421.2306
Circuit | strategic_undergrounding_single_or_two_phase_lateral | LJ09_lateral | 35 | 22969677.78 | 22969677.78 | 0 | 0 | 23538373.3536 | 0 | 568695.4215
Circuit | strategic_undergrounding_single_or_two_phase_lateral | CG08_lateral | 36 | 22175265.22 | 22175265.22 | 0 | 0 | 22181211.3747 | 0 | 5946.0033
Circuit | strategic_undergrounding_single_or_two_phase_lateral | AT42_lateral | 37 | 21895898.58 | 21895898.58 | 0 | 0 | 25158139.015 | 0 | 3262240.2645
Circuit | strategic_undergrounding_single_or_two_phase_lateral | HL06_lateral | 38 | 21855208.62 | 21855208.62 | 0 | 0 | 35977920.2158 | 0 | 14122711.4279
Circuit | strategic_undergrounding_single_or_two_phase_lateral | PHR04_lateral | 39 | 21404210.73 | 21404210.73 | 0 | 0 | 21586573.8713 | 0 | 182362.9947
Circuit | strategic_undergrounding_single_or_two_phase_lateral | SIE44_lateral | 40 | 20627925.92 | 20627925.92 | 0 | 0 | 29329171.8994 | 0 | 8701245.8144
Circuit | strategic_undergrounding_single_or_two_phase_lateral | NV01_lateral | 41 | 20471852.43 | 20471852.43 | 0 | 0 | 27162284.8919 | 0 | 6690432.3384
Circuit | strategic_undergrounding_single_or_two_phase_lateral | BW05_lateral | 42 | 20139699.03 | 20139699.03 | 0 | 0 | 31878745.3193 | 0 | 11739046.1362
Circuit | strategic_undergrounding_single_or_two_phase_lateral | SA54_lateral | 43 | 19144116.28 | 19144116.28 | 0 | 0 | 57516277.7614 | 0 | 38372161.3248
Circuit | strategic_undergrounding_single_or_two_phase_lateral | WI42_lateral | 44 | 18979470.11 | 18979470.11 | 0 | 0 | 19691620.0206 | 0 | 712149.7809
Circuit | strategic_undergrounding_single_or_two_phase_lateral | CA02_lateral | 45 | 18813096.04 | 18813096.04 | 0 | 0 | 31827781.29 | 0 | 13014685.0854
Circuit | strategic_undergrounding_single_or_two_phase_lateral | AT41_lateral | 46 | 18501944.32 | 18501944.32 | 0 | 0 | 24646596.6768 | 0 | 6144652.1953
Circuit | strategic_undergrounding_single_or_two_phase_lateral | DA04_lateral | 47 | 18403886.59 | 18403886.59 | 0 | 0 | 21026270.2589 | 0 | 2622383.5078
Circuit | strategic_undergrounding_single_or_two_phase_lateral | PI43_lateral | 48 | 18298636.33 | 18298636.33 | 0 | 0 | 29414273.8542 | 0 | 11115637.3821
Circuit | strategic_undergrounding_single_or_two_phase_lateral | TM04_lateral | 49 | 18169887.8 | 18169887.8 | 0 | 0 | 18346108.6235 | 0 | 176220.69
Circuit | strategic_undergrounding_single_or_two_phase_lateral | TE05_lateral | 50 | 18107987.68 | 18107987.68 | 0 | 0 | 26206060.1872 | 0 | 8098072.3452
Circuit | strategic_undergrounding_single_or_two_phase_lateral | HL08_lateral | 51 | 18104001.08 | 18104001.08 | 0 | 0 | 19471220.5208 | 0 | 1367219.3
Circuit | strategic_undergrounding_single_or_two_phase_lateral | TB49_lateral | 52 | 17952826.63 | 17952826.63 | 0 | 0 | 17952826.7783 | 0 | 0
Circuit | strategic_undergrounding_single_or_two_phase_lateral | AE06_lateral | 53 | 17871473.83 | 17871473.83 | 0 | 0 | 25054402.7916 | 0 | 7182928.7781
Circuit | strategic_undergrounding_single_or_two_phase_lateral | LU44_lateral | 54 | 17715791.32 | 17715791.32 | 0 | 0 | 17725758.6543 | 0 | 9967.1804
Circuit | strategic_undergrounding_single_or_two_phase_lateral | TIK01_lateral | 55 | 17386645.7 | 17386645.7 | 0 | 0 | 34010702.0247 | 0 | 16624056.171
Circuit | strategic_undergrounding_single_or_two_phase_lateral | BZ09_lateral | 56 | 17182594.96 | 17182594.96 | 0 | 0 | 20922193.2942 | 0 | 3739598.1684
Circuit | strategic_undergrounding_single_or_two_phase_lateral | LIM47_lateral | 57 | 17177088.53 | 17177088.53 | 0 | 0 | 18272701.276 | 0 | 1095612.6163
Circuit | strategic_undergrounding_single_or_two_phase_lateral | VL07_lateral | 58 | 17098837.15 | 17098837.15 | 0 | 0 | 39539473.5805 | 0 | 22440636.2997
Circuit | strategic_undergrounding_single_or_two_phase_lateral | RE43_lateral | 59 | 17091510.33 | 17091510.33 | 0 | 0 | 18839904.596 | 0 | 1748394.0997
Circuit | strategic_undergrounding_single_or_two_phase_lateral | PI46_lateral | 60 | 16816655.01 | 16816655.01 | 0 | 0 | 20255979.3725 | 0 | 3439324.2084
Circuit | strategic_undergrounding_single_or_two_phase_lateral | GL05_lateral | 61 | 16582678.96 | 16582678.96 | 0 | 0 | 16709133.7224 | 0 | 126454.6441
Circuit | strategic_undergrounding_single_or_two_phase_lateral | WV02_lateral | 62 | 16360203.38 | 16360203.38 | 0 | 0 | 16360203.5481 | 0 | 0
Circuit | strategic_undergrounding_single_or_two_phase_lateral | WF05_lateral | 63 | 16350094.88 | 16350094.88 | 0 | 0 | 16387996.4983 | 0 | 37901.4638
Circuit | strategic_undergrounding_single_or_two_phase_lateral | NEW03_lateral | 64 | 16314872.25 | 16314872.25 | 0 | 0 | 17057070.6747 | 0 | 742198.301
Circuit | strategic_undergrounding_single_or_two_phase_lateral | LV02_lateral | 65 | 16299764.8 | 16299764.8 | 0 | 0 | 19202548.5148 | 0 | 2902783.5559
Circuit | strategic_undergrounding_single_or_two_phase_lateral | LJ06_lateral | 66 | 16218178.03 | 16218178.03 | 0 | 0 | 17111479.859 | 0 | 893301.6745
Circuit | strategic_undergrounding_single_or_two_phase_lateral | CS03_lateral | 67 | 16164159.51 | 16164159.51 | 0 | 0 | 19811417.8523 | 0 | 3647258.2125
Circuit | strategic_undergrounding_single_or_two_phase_lateral | DA06_lateral | 68 | 16121614.46 | 16121614.46 | 0 | 0 | 17166769.9354 | 0 | 1045155.3103
Circuit | strategic_undergrounding_single_or_two_phase_lateral | HM02_lateral | 69 | 15985677.04 | 15985677.04 | 0 | 0 | 17388882.4575 | 0 | 1403205.268
Circuit | strategic_undergrounding_single_or_two_phase_lateral | SPW52_lateral | 70 | 15950562.07 | 15950562.07 | 0 | 0 | 21396728.3936 | 0 | 5446166.1547
Circuit | strategic_undergrounding_single_or_two_phase_lateral | WR15_lateral | 71 | 15888063.72 | 15888063.72 | 0 | 0 | 16534507.3463 | 0 | 646443.4832
Circuit | strategic_undergrounding_single_or_two_phase_lateral | WBY03_lateral | 72 | 15878007.43 | 15878007.43 | 0 | 0 | 17810468.6833 | 0 | 1932461.1055
Circuit | strategic_undergrounding_single_or_two_phase_lateral | AL08_lateral | 73 | 15793218.58 | 15793218.58 | 0 | 0 | 30882866.0057 | 0 | 15089647.2929
Circuit | strategic_undergrounding_single_or_two_phase_lateral | VL04_lateral | 74 | 15600714.16 | 15600714.16 | 0 | 0 | 28128517.6081 | 0 | 12527803.29
Circuit | strategic_undergrounding_single_or_two_phase_lateral | RA42_lateral | 75 | 15562733.7 | 15562733.7 | 0 | 0 | 16697685.7545 | 0 | 1134951.913
Circuit | strategic_undergrounding_single_or_two_phase_lateral | JCK03_lateral | 76 | 15557990.18 | 15557990.18 | 0 | 0 | 16360657.3209 | 0 | 802666.9856
Circuit | strategic_undergrounding_single_or_two_phase_lateral | JOR46_lateral | 77 | 15171575.61 | 15171575.61 | 0 | 0 | 21384064.5545 | 0 | 6212488.7793
Circuit | strategic_undergrounding_single_or_two_phase_lateral | BT07_lateral | 78 | 15019466.28 | 15019466.28 | 0 | 0 | 15209852.3759 | 0 | 190385.9596
Circuit | strategic_undergrounding_single_or_two_phase_lateral | LW46_lateral | 79 | 14961640.24 | 14961640.24 | 0 | 0 | 15033607.4124 | 0 | 71967.0171
Circuit | strategic_undergrounding_single_or_two_phase_lateral | KT46_lateral | 80 | 14656804.6 | 14656804.6 | 0 | 0 | 15347617.0111 | 0 | 690812.2968
Circuit | strategic_undergrounding_single_or_two_phase_lateral | BY10_lateral | 81 | 14596464.56 | 14596464.56 | 0 | 0 | 24807475.0038 | 0 | 10211010.292
Circuit | strategic_undergrounding_single_or_two_phase_lateral | TWG44_lateral | 82 | 14456514.91 | 14456514.91 | 0 | 0 | 14830538.1267 | 0 | 374023.0558
Circuit | strategic_undergrounding_single_or_two_phase_lateral | AL05_lateral | 83 | 14186325.28 | 14186325.28 | 0 | 0 | 14418760.7875 | 0 | 232435.3663
Circuit | strategic_undergrounding_single_or_two_phase_lateral | STL46_lateral | 84 | 14119624.73 | 14119624.73 | 0 | 0 | 14709751.7088 | 0 | 590126.8451
Circuit | strategic_undergrounding_single_or_two_phase_lateral | LU41_lateral | 85 | 14029842.05 | 14029842.05 | 0 | 0 | 15045776.9965 | 0 | 1015934.7946
Circuit | strategic_undergrounding_single_or_two_phase_lateral | MU03_lateral | 86 | 13927506.6 | 13927506.6 | 0 | 0 | 20458786.3403 | 0 | 6531279.5967
Circuit | strategic_undergrounding_single_or_two_phase_lateral | VL06_lateral | 87 | 13875954.23 | 13875954.23 | 0 | 0 | 20585614.7099 | 0 | 6709660.3293
Circuit | strategic_undergrounding_single_or_two_phase_lateral | HX02_lateral | 88 | 13867265.62 | 13867265.62 | 0 | 0 | 14940212.4327 | 0 | 1072946.6648
Circuit | strategic_undergrounding_single_or_two_phase_lateral | VCR44_lateral | 89 | 13864596.11 | 13864596.11 | 0 | 0 | 13867280.5488 | 0 | 2684.3033
Circuit | strategic_undergrounding_single_or_two_phase_lateral | PI45_lateral | 90 | 13821686.99 | 13821686.99 | 0 | 0 | 15343359.3024 | 0 | 1521672.1388
Circuit | strategic_undergrounding_single_or_two_phase_lateral | LU43_lateral | 91 | 13807608.64 | 13807608.64 | 0 | 0 | 13876663.1414 | 0 | 69054.3462
Circuit | strategic_undergrounding_single_or_two_phase_lateral | TRN45_lateral | 92 | 13752989.55 | 13752989.55 | 0 | 0 | 15203994.3617 | 0 | 1451004.6392
Circuit | strategic_undergrounding_single_or_two_phase_lateral | TB43_lateral | 93 | 13525411.56 | 13525411.56 | 0 | 0 | 14625524.1409 | 0 | 1100112.4119
Circuit | strategic_undergrounding_single_or_two_phase_lateral | AM08_lateral | 94 | 13519043.5 | 13519043.5 | 0 | 0 | 22903354.1525 | 0 | 9384310.492
Circuit | strategic_undergrounding_single_or_two_phase_lateral | GW02_lateral | 95 | 13451253.09 | 13451253.09 | 0 | 0 | 14909330.9959 | 0 | 1458077.7779
Circuit | strategic_undergrounding_single_or_two_phase_lateral | LK02_lateral | 96 | 13449904.8 | 13449904.8 | 0 | 0 | 15818741.8032 | 0 | 2368836.8466
Circuit | strategic_undergrounding_single_or_two_phase_lateral | AL07_lateral | 97 | 13438794.32 | 13438794.32 | 0 | 0 | 17134635.1571 | 0 | 3695840.6841
Circuit | strategic_undergrounding_single_or_two_phase_lateral | VL02_lateral | 98 | 13379394.87 | 13379394.87 | 0 | 0 | 16318322.5283 | 0 | 2938927.4959
Circuit | strategic_undergrounding_single_or_two_phase_lateral | LU45_lateral | 99 | 13287070.91 | 13287070.91 | 0 | 0 | 14221567.8283 | 0 | 934496.7846
Circuit | strategic_undergrounding_single_or_two_phase_lateral | BAR43_lateral | 100 | 13191565.89 | 13191565.89 | 0 | 0 | 22737329.1824 | 0 | 9545763.1608
Circuit | strategic_undergrounding_single_or_two_phase_lateral | HM11_lateral | 101 | 13110139.62 | 13110139.62 | 0 | 0 | 14756498.4619 | 0 | 1646358.6624
Circuit | strategic_undergrounding_single_or_two_phase_lateral | JN01_lateral | 102 | 13009725.97 | 13009725.97 | 0 | 0 | 13009726.1025 | 0 | 0
Circuit | strategic_undergrounding_single_or_two_phase_lateral | STW02_lateral | 103 | 12875722.61 | 12875722.61 | 0 | 0 | 18335401.2989 | 0 | 5459678.539
Circuit | strategic_undergrounding_single_or_two_phase_lateral | KI44_lateral | 104 | 12859390.83 | 12859390.83 | 0 | 0 | 13461459.3569 | 0 | 602068.3857
Circuit | strategic_undergrounding_single_or_two_phase_lateral | SO43_lateral | 105 | 12716459.56 | 12716459.56 | 0 | 0 | 13169666.8671 | 0 | 453207.1701
Circuit | strategic_undergrounding_single_or_two_phase_lateral | STL41_lateral | 106 | 12597856.26 | 12597856.26 | 0 | 0 | 13677059.4746 | 0 | 1079203.1009
Circuit | strategic_undergrounding_single_or_two_phase_lateral | TB46_lateral | 107 | 12574941.75 | 12574941.75 | 0 | 0 | 12822666.1909 | 0 | 247724.2815
Circuit | strategic_undergrounding_single_or_two_phase_lateral | TWG42_lateral | 108 | 12394354.31 | 12394354.31 | 0 | 0 | 14581972.3785 | 0 | 2187617.9002
Circuit | strategic_undergrounding_single_or_two_phase_lateral | PW05_lateral | 109 | 12276421.16 | 12276421.16 | 0 | 0 | 15935043.3833 | 0 | 3658622.0606
Circuit | strategic_undergrounding_single_or_two_phase_lateral | AR42_lateral | 110 | 12179707.07 | 12179707.07 | 0 | 0 | 13594440.788 | 0 | 1414733.5508
Circuit | strategic_undergrounding_single_or_two_phase_lateral | RT01_lateral | 111 | 12114841.29 | 12114841.29 | 0 | 0 | 15175375.3302 | 0 | 3060533.8817
Circuit | strategic_undergrounding_single_or_two_phase_lateral | HE14_lateral | 112 | 12107018.18 | 12107018.18 | 0 | 0 | 13858849.8756 | 0 | 1751831.5331
Circuit | strategic_undergrounding_single_or_two_phase_lateral | SE04_lateral | 113 | 12092730.76 | 12092730.76 | 0 | 0 | 13152612.2035 | 0 | 1059881.2945
Circuit | strategic_undergrounding_single_or_two_phase_lateral | PI41_lateral | 114 | 11817668.42 | 11817668.42 | 0 | 0 | 17110967.6946 | 0 | 5293299.1323
Circuit | strategic_undergrounding_single_or_two_phase_lateral | LV03_lateral | 115 | 11796389.06 | 11796389.06 | 0 | 0 | 16582747.6247 | 0 | 4786358.3935
Circuit | strategic_undergrounding_single_or_two_phase_lateral | SE42_lateral | 116 | 11711387.08 | 11711387.08 | 0 | 0 | 15423175.9519 | 0 | 3711788.7006
Circuit | strategic_undergrounding_single_or_two_phase_lateral | OB44_lateral | 117 | 11683424.73 | 11683424.73 | 0 | 0 | 12432106.2518 | 0 | 748681.3802
Circuit | strategic_undergrounding_single_or_two_phase_lateral | LC01_lateral | 118 | 11520605.42 | 11520605.42 | 0 | 0 | 18634754.9688 | 0 | 7114149.3951
Circuit | strategic_undergrounding_single_or_two_phase_lateral | PHR01_lateral | 119 | 11477685.15 | 11477685.15 | 0 | 0 | 11477685.29 | 0 | 0
Circuit | strategic_undergrounding_single_or_two_phase_lateral | WO12_lateral | 120 | 11440980.96 | 11440980.96 | 0 | 0 | 11443090.887 | 0 | 2109.791
Circuit | strategic_undergrounding_single_or_two_phase_lateral | UW07_lateral | 121 | 11325106.12 | 11325106.12 | 0 | 0 | 13297628.255 | 0 | 1972521.9753
Circuit | strategic_undergrounding_single_or_two_phase_lateral | MP03_lateral | 122 | 11211204.65 | 11211204.65 | 0 | 0 | 13870111.5449 | 0 | 2658906.7511
Circuit | strategic_undergrounding_single_or_two_phase_lateral | MB05_lateral | 123 | 11106016 | 11106016 | 0 | 0 | 11180270.8241 | 0 | 74254.6685
Circuit | strategic_undergrounding_single_or_two_phase_lateral | NS07_lateral | 124 | 11008213.56 | 11008213.56 | 0 | 0 | 11771789.8578 | 0 | 763576.1413
Circuit | strategic_undergrounding_single_or_two_phase_lateral | HOC07_lateral | 125 | 10870843.25 | 10870843.25 | 0 | 0 | 11969576.9174 | 0 | 1098733.5369
Circuit | strategic_undergrounding_single_or_two_phase_lateral | KM02_lateral | 126 | 10848107.38 | 10848107.38 | 0 | 0 | 12121753.694 | 0 | 1273646.1433
Circuit | strategic_undergrounding_single_or_two_phase_lateral | NV05_lateral | 127 | 10796755.87 | 10796755.87 | 0 | 0 | 13095370.4784 | 0 | 2298614.4574
Circuit | strategic_undergrounding_single_or_two_phase_lateral | THW46_lateral | 128 | 10793920.42 | 10793920.42 | 0 | 0 | 13067283.5738 | 0 | 2273363.0325
Circuit | strategic_undergrounding_single_or_two_phase_lateral | BE02_lateral | 129 | 10746138.35 | 10746138.35 | 0 | 0 | 10751015.7143 | 0 | 4877.2213
Circuit | strategic_undergrounding_single_or_two_phase_lateral | WF42_lateral | 130 | 10742246.03 | 10742246.03 | 0 | 0 | 20705327.0383 | 0 | 9963080.857
Circuit | strategic_undergrounding_single_or_two_phase_lateral | CC03_lateral | 131 | 10724117.31 | 10724117.31 | 0 | 0 | 12316497.5978 | 0 | 1592380.1336
Circuit | strategic_undergrounding_single_or_two_phase_lateral | CD12_lateral | 132 | 10703052.83 | 10703052.83 | 0 | 0 | 13877277.4009 | 0 | 3174224.4085
Circuit | strategic_undergrounding_single_or_two_phase_lateral | NEW01_lateral | 133 | 10608567.63 | 10608567.63 | 0 | 0 | 10787294.8178 | 0 | 178727.0369
Circuit | strategic_undergrounding_single_or_two_phase_lateral | OB41_lateral | 134 | 10591113.47 | 10591113.47 | 0 | 0 | 10591113.6236 | 0 | 0
Circuit | strategic_undergrounding_single_or_two_phase_lateral | MDY03_lateral | 135 | 10554575.19 | 10554575.19 | 0 | 0 | 10569141.2884 | 0 | 14565.9688
Circuit | strategic_undergrounding_single_or_two_phase_lateral | FR43_lateral | 136 | 10336720.45 | 10336720.45 | 0 | 0 | 11791131.688 | 0 | 1454411.1299
Circuit | strategic_undergrounding_single_or_two_phase_lateral | KL42_lateral | 137 | 10334629.66 | 10334629.66 | 0 | 0 | 11094415.0725 | 0 | 759785.2533
Circuit | strategic_undergrounding_single_or_two_phase_lateral | CA01_lateral | 138 | 10330297.65 | 10330297.65 | 0 | 0 | 13206781.3092 | 0 | 2876483.5218
Circuit | strategic_undergrounding_single_or_two_phase_lateral | AD07_lateral | 139 | 10175585.21 | 10175585.21 | 0 | 0 | 10175585.3739 | 0 | 0
Circuit | strategic_undergrounding_single_or_two_phase_lateral | PI47_lateral | 140 | 10099206.81 | 10099206.81 | 0 | 0 | 13138206.2507 | 0 | 3038999.2924
Circuit | strategic_undergrounding_single_or_two_phase_lateral | TRN05_lateral | 141 | 10088504.98 | 10088504.98 | 0 | 0 | 10149168.8527 | 0 | 60663.7168
Circuit | strategic_undergrounding_single_or_two_phase_lateral | LAK45_lateral | 142 | 10069493.19 | 10069493.19 | 0 | 0 | 11244187.3239 | 0 | 1174693.997
Circuit | strategic_undergrounding_single_or_two_phase_lateral | GL06_lateral | 143 | 9987598.15 | 9987598.15 | 0 | 0 | 10119684.5728 | 0 | 132086.2635
Circuit | strategic_undergrounding_single_or_two_phase_lateral | MB09_lateral | 144 | 9979273.43 | 9979273.43 | 0 | 0 | 13463076.4281 | 0 | 3483802.8214
Circuit | strategic_undergrounding_single_or_two_phase_lateral | CD06_lateral | 145 | 9950818.31 | 9950818.31 | 0 | 0 | 17234686.3688 | 0 | 7283867.9064
Circuit | strategic_undergrounding_single_or_two_phase_lateral | SH05_lateral | 146 | 9923996.62 | 9923996.62 | 0 | 0 | 10028621.1935 | 0 | 104624.4278
Circuit | strategic_undergrounding_single_or_two_phase_lateral | DE03_lateral | 147 | 9840729.95 | 9840729.95 | 0 | 0 | 9904895.5738 | 0 | 64165.4725
Circuit | strategic_undergrounding_single_or_two_phase_lateral | SH06_lateral | 148 | 9780302.96 | 9780302.96 | 0 | 0 | 10097157.0483 | 0 | 316853.9248
Circuit | strategic_undergrounding_single_or_two_phase_lateral | MC02_lateral | 149 | 9774070.78 | 9774070.78 | 0 | 0 | 10920788.7417 | 0 | 1146717.8291
Circuit | strategic_undergrounding_single_or_two_phase_lateral | AD02_lateral | 150 | 9749634.77 | 9749634.77 | 0 | 0 | 10933027.7568 | 0 | 1183392.8249
Circuit | strategic_undergrounding_single_or_two_phase_lateral | NV03_lateral | 151 | 9710986.78 | 9710986.78 | 0 | 0 | 10761788.3269 | 0 | 1050801.3805
Circuit | strategic_undergrounding_single_or_two_phase_lateral | KL48_lateral | 152 | 9666832.43 | 9666832.43 | 0 | 0 | 11194007.7031 | 0 | 1527175.0849
Circuit | strategic_undergrounding_single_or_two_phase_lateral | KDL45_lateral | 153 | 9600931.59 | 9600931.59 | 0 | 0 | 9876786.9127 | 0 | 275855.1651
Circuit | strategic_undergrounding_single_or_two_phase_lateral | HOC09_lateral | 154 | 9469520.24 | 9469520.24 | 0 | 0 | 9810179.1193 | 0 | 340658.7492
Circuit | strategic_undergrounding_single_or_two_phase_lateral | CA08_lateral | 155 | 9462103 | 9462103 | 0 | 0 | 15380173.2835 | 0 | 5918070.1769
Circuit | strategic_undergrounding_single_or_two_phase_lateral | NV02_lateral | 156 | 9405874.13 | 9405874.13 | 0 | 0 | 14503978.0857 | 0 | 5098103.786
Circuit | strategic_undergrounding_single_or_two_phase_lateral | THW44_lateral | 157 | 9313435.49 | 9313435.49 | 0 | 0 | 9880276.6219 | 0 | 566840.9851
Circuit | strategic_undergrounding_single_or_two_phase_lateral | GV06_lateral | 158 | 9266967.38 | 9266967.38 | 0 | 0 | 9266967.5209 | 0 | 0
Circuit | strategic_undergrounding_single_or_two_phase_lateral | LB02_lateral | 159 | 9232201.32 | 9232201.32 | 0 | 0 | 9283175.7458 | 0 | 50974.276
Circuit | strategic_undergrounding_single_or_two_phase_lateral | JOR44_lateral | 160 | 9216226.1 | 9216226.1 | 0 | 0 | 11164137.3116 | 0 | 1947911.0237
Circuit | strategic_undergrounding_single_or_two_phase_lateral | LK06_lateral | 161 | 9208470.46 | 9208470.46 | 0 | 0 | 10353107.0539 | 0 | 1144636.4453
Circuit | strategic_undergrounding_single_or_two_phase_lateral | VCR41_lateral | 162 | 9186842.93 | 9186842.93 | 0 | 0 | 9226654.3561 | 0 | 39811.2883
Circuit | strategic_undergrounding_single_or_two_phase_lateral | AD08_lateral | 163 | 9086487.12 | 9086487.12 | 0 | 0 | 9089639.3768 | 0 | 3152.1294
Circuit | strategic_undergrounding_single_or_two_phase_lateral | UN10_lateral | 164 | 9034639.36 | 9034639.36 | 0 | 0 | 9354893.3533 | 0 | 320253.8557
Circuit | strategic_undergrounding_single_or_two_phase_lateral | AD11_lateral | 165 | 8967474.47 | 8967474.47 | 0 | 0 | 12439696.9367 | 0 | 3472222.2994
Circuit | strategic_undergrounding_single_or_two_phase_lateral | HG04_lateral | 166 | 8930741.05 | 8930741.05 | 0 | 0 | 8930741.1794 | 0 | 0
Circuit | strategic_undergrounding_single_or_two_phase_lateral | DE06_lateral | 167 | 8930661.11 | 8930661.11 | 0 | 0 | 9306672.8237 | 0 | 376011.5658
Circuit | strategic_undergrounding_single_or_two_phase_lateral | WR09_lateral | 168 | 8708891.92 | 8708891.92 | 0 | 0 | 9841767.7939 | 0 | 1132875.7296
Circuit | strategic_undergrounding_single_or_two_phase_lateral | HOC02_lateral | 169 | 8602256.65 | 8602256.65 | 0 | 0 | 8715537.5242 | 0 | 113280.7357
Circuit | strategic_undergrounding_single_or_two_phase_lateral | FL44_lateral | 170 | 8600981.06 | 8600981.06 | 0 | 0 | 9024083.9389 | 0 | 423102.7347
Circuit | strategic_undergrounding_single_or_two_phase_lateral | WT02_lateral | 171 | 8589376.37 | 8589376.37 | 0 | 0 | 8738184.2309 | 0 | 148807.725
Circuit | strategic_undergrounding_single_or_two_phase_lateral | SE43_lateral | 172 | 8542101.78 | 8542101.78 | 0 | 0 | 10778525.3429 | 0 | 2236423.4159
Circuit | strategic_undergrounding_single_or_two_phase_lateral | GA02_lateral | 173 | 8502432.9 | 8502432.9 | 0 | 0 | 9057138.0376 | 0 | 554704.9865
Circuit | strategic_undergrounding_single_or_two_phase_lateral | SW03_lateral | 174 | 8497706.67 | 8497706.67 | 0 | 0 | 8801634.52 | 0 | 303927.6927
Circuit | strategic_undergrounding_single_or_two_phase_lateral | WF49_lateral | 175 | 8430906.91 | 8430906.91 | 0 | 0 | 8509062.463 | 0 | 78155.4051
Circuit | strategic_undergrounding_single_or_two_phase_lateral | GV04_lateral | 176 | 8398125.4 | 8398125.4 | 0 | 0 | 9395966.8325 | 0 | 997841.3078
Circuit | strategic_undergrounding_single_or_two_phase_lateral | OB45_lateral | 177 | 8362487.53 | 8362487.53 | 0 | 0 | 8363479.9717 | 0 | 992.2816
Circuit | strategic_undergrounding_single_or_two_phase_lateral | KT48_lateral | 178 | 8331661.74 | 8331661.74 | 0 | 0 | 9744053.4728 | 0 | 1412391.5792
Circuit | strategic_undergrounding_single_or_two_phase_lateral | BZ03_lateral | 179 | 8316597.7 | 8316597.7 | 0 | 0 | 13188673.2189 | 0 | 4872075.366
Circuit | strategic_undergrounding_single_or_two_phase_lateral | RED06_lateral | 180 | 8292483.53 | 8292483.53 | 0 | 0 | 8295111.0735 | 0 | 2627.4367
Circuit | strategic_undergrounding_single_or_two_phase_lateral | LP01_lateral | 181 | 8275221.23 | 8275221.23 | 0 | 0 | 8357098.4471 | 0 | 81877.0728
Circuit | strategic_undergrounding_single_or_two_phase_lateral | STL44_lateral | 182 | 8227773.36 | 8227773.36 | 0 | 0 | 11655132.8336 | 0 | 3427359.3326
Circuit | strategic_undergrounding_single_or_two_phase_lateral | WR11_lateral | 183 | 8194812.59 | 8194812.59 | 0 | 0 | 10617776.7679 | 0 | 2422963.9952
Circuit | strategic_undergrounding_single_or_two_phase_lateral | RE07_lateral | 184 | 8174956.7 | 8174956.7 | 0 | 0 | 8174956.8595 | 0 | 0
Circuit | strategic_undergrounding_single_or_two_phase_lateral | TB47_lateral | 185 | 8173774.43 | 8173774.43 | 0 | 0 | 9115854.6715 | 0 | 942080.0937
Circuit | strategic_undergrounding_single_or_two_phase_lateral | LK07_lateral | 186 | 8154214.12 | 8154214.12 | 0 | 0 | 8156024.6546 | 0 | 1810.3761
Circuit | strategic_undergrounding_single_or_two_phase_lateral | TB42_lateral | 187 | 8133881.79 | 8133881.79 | 0 | 0 | 8155187.2197 | 0 | 21305.296
Circuit | strategic_undergrounding_single_or_two_phase_lateral | OB47_lateral | 188 | 8113450.05 | 8113450.05 | 0 | 0 | 8114384.9713 | 0 | 934.7714
Circuit | strategic_undergrounding_single_or_two_phase_lateral | RA46_lateral | 189 | 7953053.89 | 7953053.89 | 0 | 0 | 7973288.755 | 0 | 20234.6779
Circuit | strategic_undergrounding_single_or_two_phase_lateral | FR44_lateral | 190 | 7920417.05 | 7920417.05 | 0 | 0 | 9617678.0404 | 0 | 1697260.8236
Circuit | strategic_undergrounding_single_or_two_phase_lateral | RT02_lateral | 191 | 7883355.52 | 7883355.52 | 0 | 0 | 8704983.2303 | 0 | 821627.5688
Circuit | strategic_undergrounding_single_or_two_phase_lateral | GW01_lateral | 192 | 7870975.08 | 7870975.08 | 0 | 0 | 7926861.1446 | 0 | 55885.9137
Circuit | strategic_undergrounding_single_or_two_phase_lateral | LV01_lateral | 193 | 7866024.29 | 7866024.29 | 0 | 0 | 8074792.7795 | 0 | 208768.3135
Circuit | strategic_undergrounding_single_or_two_phase_lateral | TRN03_lateral | 194 | 7841016.09 | 7841016.09 | 0 | 0 | 7841016.2396 | 0 | 0
Circuit | strategic_undergrounding_single_or_two_phase_lateral | TWG46_lateral | 195 | 7819293.45 | 7819293.45 | 0 | 0 | 12575243.6379 | 0 | 4755950.0324
Circuit | strategic_undergrounding_single_or_two_phase_lateral | DL41_lateral | 196 | 7774604.56 | 7774604.56 | 0 | 0 | 8941619.6277 | 0 | 1167014.9451
Circuit | strategic_undergrounding_single_or_two_phase_lateral | HL05_lateral | 197 | 7712807.78 | 7712807.78 | 0 | 0 | 8931505.9665 | 0 | 1218698.0266
Circuit | strategic_undergrounding_single_or_two_phase_lateral | CV01_lateral | 198 | 7701017.69 | 7701017.69 | 0 | 0 | 7955232.5019 | 0 | 254214.6286
Circuit | strategic_undergrounding_single_or_two_phase_lateral | WR12_lateral | 199 | 7644170.71 | 7644170.71 | 0 | 0 | 7644170.8943 | 0 | 0
Circuit | strategic_undergrounding_single_or_two_phase_lateral | AV03_lateral | 200 | 7621799.19 | 7621799.19 | 0 | 0 | 8953893.5556 | 0 | 1332094.2192
Circuit | strategic_undergrounding_single_or_two_phase_lateral | UW04_lateral | 201 | 7596556.96 | 7596556.96 | 0 | 0 | 9927327.7304 | 0 | 2330770.6161
Circuit | strategic_undergrounding_single_or_two_phase_lateral | SIE42_lateral | 202 | 7551609.74 | 7551609.74 | 0 | 0 | 7551609.895 | 0 | 0
Circuit | strategic_undergrounding_single_or_two_phase_lateral | LY43_lateral | 203 | 7498339.29 | 7498339.29 | 0 | 0 | 9876356.8014 | 0 | 2378017.3811
Circuit | strategic_undergrounding_single_or_two_phase_lateral | AM09_lateral | 204 | 7453043.84 | 7453043.84 | 0 | 0 | 7496952.4878 | 0 | 43908.4713
Circuit | strategic_undergrounding_single_or_two_phase_lateral | BY09_lateral | 205 | 7378545.03 | 7378545.03 | 0 | 0 | 9055133.6584 | 0 | 1676588.4591
Circuit | strategic_undergrounding_single_or_two_phase_lateral | BC08_lateral | 206 | 7323456.13 | 7323456.13 | 0 | 0 | 9270899.0496 | 0 | 1947442.7539
Circuit | strategic_undergrounding_single_or_two_phase_lateral | MY07_lateral | 207 | 7297808.81 | 7297808.81 | 0 | 0 | 7297808.9547 | 0 | 0
Circuit | strategic_undergrounding_single_or_two_phase_lateral | BG07_lateral | 208 | 7280541.83 | 7280541.83 | 0 | 0 | 10086916.169 | 0 | 2806374.1694
Circuit | strategic_undergrounding_single_or_two_phase_lateral | DR07_lateral | 209 | 7262787.11 | 7262787.11 | 0 | 0 | 8094436.1865 | 0 | 831648.9472
Circuit | strategic_undergrounding_single_or_two_phase_lateral | SPW44_lateral | 210 | 7236107.99 | 7236107.99 | 0 | 0 | 7311011.2026 | 0 | 74903.0712
Circuit | strategic_undergrounding_single_or_two_phase_lateral | STW05_lateral | 211 | 7234389.65 | 7234389.65 | 0 | 0 | 8549573.6658 | 0 | 1315183.8621
Circuit | strategic_undergrounding_single_or_two_phase_lateral | BV42_lateral | 212 | 7206935.43 | 7206935.43 | 0 | 0 | 8822116.2328 | 0 | 1615180.6438
Circuit | strategic_undergrounding_single_or_two_phase_lateral | BE04_lateral | 213 | 7157980.75 | 7157980.75 | 0 | 0 | 7157980.9154 | 0 | 0
Circuit | strategic_undergrounding_single_or_two_phase_lateral | BC09_lateral | 214 | 7123760.66 | 7123760.66 | 0 | 0 | 7163897.8642 | 0 | 40137.0589
Circuit | strategic_undergrounding_single_or_two_phase_lateral | SW04_lateral | 215 | 7103512.88 | 7103512.88 | 0 | 0 | 8112516.5056 | 0 | 1009003.4581
Circuit | strategic_undergrounding_single_or_two_phase_lateral | SIE46_lateral | 216 | 7044039.39 | 7044039.39 | 0 | 0 | 7266333.6595 | 0 | 222294.1096
Circuit | strategic_undergrounding_single_or_two_phase_lateral | FRY49_lateral | 217 | 7032826.61 | 7032826.61 | 0 | 0 | 8091310.772 | 0 | 1058484.0028
Circuit | strategic_undergrounding_single_or_two_phase_lateral | OB48_lateral | 218 | 6984647.52 | 6984647.52 | 0 | 0 | 7005212.6241 | 0 | 20564.97
Circuit | strategic_undergrounding_single_or_two_phase_lateral | SPW49_lateral | 219 | 6966227.8 | 6966227.8 | 0 | 0 | 8014174.4257 | 0 | 1047946.4568
Circuit | strategic_undergrounding_single_or_two_phase_lateral | LY47_lateral | 220 | 6960120.96 | 6960120.96 | 0 | 0 | 12057485.0593 | 0 | 5097363.9456
Circuit | strategic_undergrounding_single_or_two_phase_lateral | CB07_lateral | 221 | 6909781.86 | 6909781.86 | 0 | 0 | 6909782.0211 | 0 | 0
Circuit | strategic_undergrounding_single_or_two_phase_lateral | LA02_lateral | 222 | 6855797.87 | 6855797.87 | 0 | 0 | 8866562.7055 | 0 | 2010764.6784
Circuit | strategic_undergrounding_single_or_two_phase_lateral | WF46_lateral | 223 | 6830502.07 | 6830502.07 | 0 | 0 | 12889941.0795 | 0 | 6059438.8772
Circuit | strategic_undergrounding_single_or_two_phase_lateral | DR02_lateral | 224 | 6780294.28 | 6780294.28 | 0 | 0 | 9076948.8856 | 0 | 2296654.4441
Circuit | strategic_undergrounding_single_or_two_phase_lateral | HM09_lateral | 225 | 6750113.39 | 6750113.39 | 0 | 0 | 7879557.0577 | 0 | 1129443.5115
Circuit | strategic_undergrounding_single_or_two_phase_lateral | HB04_lateral | 226 | 6723433.78 | 6723433.78 | 0 | 0 | 7032103.3642 | 0 | 308669.4458
Circuit | strategic_undergrounding_single_or_two_phase_lateral | CYF46_lateral | 227 | 6709388.1 | 6709388.1 | 0 | 0 | 7343382.5077 | 0 | 633994.2419
Circuit | strategic_undergrounding_single_or_two_phase_lateral | WLO44_lateral | 228 | 6703939.31 | 6703939.31 | 0 | 0 | 6747986.7613 | 0 | 44047.2921
Circuit | strategic_undergrounding_single_or_two_phase_lateral | TE09_lateral | 229 | 6696402.56 | 6696402.56 | 0 | 0 | 8815577.1137 | 0 | 2119174.4117
Circuit | strategic_undergrounding_single_or_two_phase_lateral | HK42_lateral | 230 | 6691069.4 | 6691069.4 | 0 | 0 | 7812056.7363 | 0 | 1120987.2088
Circuit | strategic_undergrounding_single_or_two_phase_lateral | CG05_lateral | 231 | 6682803.84 | 6682803.84 | 0 | 0 | 6682804.0144 | 0 | 0
Circuit | strategic_undergrounding_single_or_two_phase_lateral | SP12_lateral | 232 | 6672943.18 | 6672943.18 | 0 | 0 | 6672943.3104 | 0 | 0
Circuit | strategic_undergrounding_single_or_two_phase_lateral | PW02_lateral | 233 | 6665659 | 6665659 | 0 | 0 | 6665659.1493 | 0 | 0
Circuit | strategic_undergrounding_single_or_two_phase_lateral | PA03_lateral | 234 | 6644401.1 | 6644401.1 | 0 | 0 | 6661809.4756 | 0 | 17408.2214
Circuit | strategic_undergrounding_single_or_two_phase_lateral | WZ41_lateral | 235 | 6634888.69 | 6634888.69 | 0 | 0 | 6636571.7557 | 0 | 1682.9303
Circuit | strategic_undergrounding_single_or_two_phase_lateral | SP08_lateral | 236 | 6620003.58 | 6620003.58 | 0 | 0 | 7614230.7479 | 0 | 994227.0393
Circuit | strategic_undergrounding_single_or_two_phase_lateral | PA01_lateral | 237 | 6610803.42 | 6610803.42 | 0 | 0 | 8583150.8123 | 0 | 1972347.2526
Circuit | strategic_undergrounding_single_or_two_phase_lateral | THW41_lateral | 238 | 6597817.37 | 6597817.37 | 0 | 0 | 8736172.815 | 0 | 2138355.2792
Circuit | strategic_undergrounding_single_or_two_phase_lateral | GAR05_lateral | 239 | 6589019.25 | 6589019.25 | 0 | 0 | 6589019.3871 | 0 | 0
Circuit | strategic_undergrounding_single_or_two_phase_lateral | IR04_lateral | 240 | 6584239.71 | 6584239.71 | 0 | 0 | 7215975.0758 | 0 | 631735.1954
Circuit | strategic_undergrounding_single_or_two_phase_lateral | CV11_lateral | 241 | 6563796.47 | 6563796.47 | 0 | 0 | 7236119.1204 | 0 | 672322.5078
Circuit | strategic_undergrounding_single_or_two_phase_lateral | MY08_lateral | 242 | 6524855.89 | 6524855.89 | 0 | 0 | 6524856.045 | 0 | 0
Circuit | strategic_undergrounding_single_or_two_phase_lateral | GAR02_lateral | 243 | 6452053.62 | 6452053.62 | 0 | 0 | 7864051.0439 | 0 | 1411997.2692
Circuit | strategic_undergrounding_single_or_two_phase_lateral | CS01_lateral | 244 | 6449880.91 | 6449880.91 | 0 | 0 | 6702528.9251 | 0 | 252647.8863
Circuit | strategic_undergrounding_single_or_two_phase_lateral | SO42_lateral | 245 | 6438938.33 | 6438938.33 | 0 | 0 | 9876960.4794 | 0 | 3438021.9812
Circuit | strategic_undergrounding_single_or_two_phase_lateral | LK09_lateral | 246 | 6398206.83 | 6398206.83 | 0 | 0 | 6798812.3674 | 0 | 400605.3689
Circuit | strategic_undergrounding_single_or_two_phase_lateral | HM06_lateral | 247 | 6385265.25 | 6385265.25 | 0 | 0 | 9793314.6314 | 0 | 3408049.2561
Circuit | strategic_undergrounding_single_or_two_phase_lateral | KT44_lateral | 248 | 6367438.51 | 6367438.51 | 0 | 0 | 6402525.5141 | 0 | 35086.8502
Circuit | strategic_undergrounding_single_or_two_phase_lateral | GZ45_lateral | 249 | 6334997.64 | 6334997.64 | 0 | 0 | 6733834.3842 | 0 | 398836.5939
Circuit | strategic_undergrounding_single_or_two_phase_lateral | HM05_lateral | 250 | 6298045.03 | 6298045.03 | 0 | 0 | 6570439.6418 | 0 | 272394.4739
Circuit | strategic_undergrounding_single_or_two_phase_lateral | LIM46_lateral | 251 | 6262682.82 | 6262682.82 | 0 | 0 | 6263545.2263 | 0 | 862.2735
Circuit | strategic_undergrounding_single_or_two_phase_lateral | SA01_lateral | 252 | 6248272.18 | 6248272.18 | 0 | 0 | 6320595.357 | 0 | 72323.077
Circuit | strategic_undergrounding_single_or_two_phase_lateral | CD02_lateral | 253 | 6243045.22 | 6243045.22 | 0 | 0 | 7163935.3853 | 0 | 920890.0225
Circuit | strategic_undergrounding_single_or_two_phase_lateral | JOR43_lateral | 254 | 6223820.77 | 6223820.77 | 0 | 0 | 6746085.2504 | 0 | 522264.3347
Circuit | strategic_undergrounding_single_or_two_phase_lateral | WA42_lateral | 255 | 6198105.34 | 6198105.34 | 0 | 0 | 6439257.4189 | 0 | 241151.9217
Circuit | strategic_undergrounding_single_or_two_phase_lateral | LY44_lateral | 256 | 6182954.02 | 6182954.02 | 0 | 0 | 7241704.4346 | 0 | 1058750.2423
Circuit | strategic_undergrounding_single_or_two_phase_lateral | FL43_lateral | 257 | 6161246.39 | 6161246.39 | 0 | 0 | 6418169.0821 | 0 | 256922.526
Circuit | strategic_undergrounding_single_or_two_phase_lateral | DH06_lateral | 258 | 6145148.32 | 6145148.32 | 0 | 0 | 6146765.133 | 0 | 1616.6478
Circuit | strategic_undergrounding_single_or_two_phase_lateral | HB50_lateral | 259 | 6127396.23 | 6127396.23 | 0 | 0 | 6145935.6955 | 0 | 18539.3122
Circuit | strategic_undergrounding_single_or_two_phase_lateral | HE02_lateral | 260 | 6122007.73 | 6122007.73 | 0 | 0 | 6610213.8086 | 0 | 488205.9441
Circuit | strategic_undergrounding_single_or_two_phase_lateral | PA07_lateral | 261 | 6120606.81 | 6120606.81 | 0 | 0 | 6327409.5893 | 0 | 206802.6213
Circuit | strategic_undergrounding_single_or_two_phase_lateral | TE03_lateral | 262 | 6113695.61 | 6113695.61 | 0 | 0 | 9332830.0378 | 0 | 3219134.2746
Circuit | strategic_undergrounding_single_or_two_phase_lateral | ME01_lateral | 263 | 6104701.08 | 6104701.08 | 0 | 0 | 6104701.2378 | 0 | 0
Circuit | strategic_undergrounding_single_or_two_phase_lateral | LW41_lateral | 264 | 6095593.84 | 6095593.84 | 0 | 0 | 6669411.2037 | 0 | 573817.2217
Circuit | strategic_undergrounding_single_or_two_phase_lateral | ES02_lateral | 265 | 6060720.34 | 6060720.34 | 0 | 0 | 6737950.5345 | 0 | 677230.022
Circuit | strategic_undergrounding_single_or_two_phase_lateral | HR02_lateral | 266 | 6055077.12 | 6055077.12 | 0 | 0 | 7094540.8346 | 0 | 1039463.5574
Circuit | strategic_undergrounding_single_or_two_phase_lateral | FL45_lateral | 267 | 6038430.44 | 6038430.44 | 0 | 0 | 6596727.2279 | 0 | 558296.6382
Circuit | strategic_undergrounding_single_or_two_phase_lateral | TB06_lateral | 268 | 6016568.83 | 6016568.83 | 0 | 0 | 6016568.9665 | 0 | 0
Circuit | strategic_undergrounding_single_or_two_phase_lateral | BT03_lateral | 269 | 6004788.79 | 6004788.79 | 0 | 0 | 8161703.1827 | 0 | 2156914.245
Circuit | strategic_undergrounding_single_or_two_phase_lateral | BT06_lateral | 270 | 5981776.82 | 5981776.82 | 0 | 0 | 6249544.5197 | 0 | 267767.5641
Circuit | strategic_undergrounding_single_or_two_phase_lateral | STW03_lateral | 271 | 5979952.19 | 5979952.19 | 0 | 0 | 8531365.7916 | 0 | 2551413.4465
Circuit | strategic_undergrounding_single_or_two_phase_lateral | KG45_lateral | 272 | 5966572.21 | 5966572.21 | 0 | 0 | 5966572.3957 | 0 | 0
Circuit | strategic_undergrounding_single_or_two_phase_lateral | GA10_lateral | 273 | 5961583.06 | 5961583.06 | 0 | 0 | 5964398.1879 | 0 | 2814.9935
Circuit | strategic_undergrounding_single_or_two_phase_lateral | RU06_lateral | 274 | 5960733.98 | 5960733.98 | 0 | 0 | 8360620.6818 | 0 | 2399886.5404
Circuit | strategic_undergrounding_single_or_two_phase_lateral | LY48_lateral | 275 | 5934270.09 | 5934270.09 | 0 | 0 | 5934270.2378 | 0 | 0
Circuit | strategic_undergrounding_single_or_two_phase_lateral | MDY01_lateral | 276 | 5928516.31 | 5928516.31 | 0 | 0 | 5954586.6043 | 0 | 26070.1529
Circuit | strategic_undergrounding_single_or_two_phase_lateral | PE07_lateral | 277 | 5896581.6 | 5896581.6 | 0 | 0 | 9161455.5051 | 0 | 3264873.7734
Circuit | strategic_undergrounding_single_or_two_phase_lateral | HR03_lateral | 278 | 5852532.85 | 5852532.85 | 0 | 0 | 6826077.1975 | 0 | 973544.1901
Circuit | strategic_undergrounding_single_or_two_phase_lateral | PA05_lateral | 279 | 5823602.87 | 5823602.87 | 0 | 0 | 5823603.0175 | 0 | 0
Circuit | strategic_undergrounding_single_or_two_phase_lateral | EB07_lateral | 280 | 5803936.58 | 5803936.58 | 0 | 0 | 7502846.202 | 0 | 1698909.4775
Circuit | strategic_undergrounding_single_or_two_phase_lateral | WOR42_lateral | 281 | 5795988.05 | 5795988.05 | 0 | 0 | 7160208.4226 | 0 | 1364220.2005
Circuit | strategic_undergrounding_single_or_two_phase_lateral | FUL42_lateral | 282 | 5761869.37 | 5761869.37 | 0 | 0 | 5761869.5354 | 0 | 0
Circuit | strategic_undergrounding_single_or_two_phase_lateral | CV05_lateral | 283 | 5755523.7 | 5755523.7 | 0 | 0 | 5758654.7149 | 0 | 3130.8585
Circuit | strategic_undergrounding_single_or_two_phase_lateral | ES06_lateral | 284 | 5732666.38 | 5732666.38 | 0 | 0 | 10184906.9668 | 0 | 4452240.4255
Circuit | strategic_undergrounding_single_or_two_phase_lateral | KDL44_lateral | 285 | 5714827.76 | 5714827.76 | 0 | 0 | 5889857.9728 | 0 | 175030.0992
Circuit | strategic_undergrounding_single_or_two_phase_lateral | GA09_lateral | 286 | 5707181.59 | 5707181.59 | 0 | 0 | 5722041.6994 | 0 | 14859.9754
Circuit | strategic_undergrounding_single_or_two_phase_lateral | HOC04_lateral | 287 | 5700480.44 | 5700480.44 | 0 | 0 | 6452011.4999 | 0 | 751530.911
Circuit | strategic_undergrounding_single_or_two_phase_lateral | PG01_lateral | 288 | 5695957.66 | 5695957.66 | 0 | 0 | 6093533.0441 | 0 | 397575.2375
Circuit | strategic_undergrounding_single_or_two_phase_lateral | SH03_lateral | 289 | 5686293.2 | 5686293.2 | 0 | 0 | 6066048.7233 | 0 | 379755.3574
Circuit | strategic_undergrounding_single_or_two_phase_lateral | SR15_lateral | 290 | 5673074.34 | 5673074.34 | 0 | 0 | 5673074.4937 | 0 | 0
Circuit | strategic_undergrounding_single_or_two_phase_lateral | AE05_lateral | 291 | 5636958.78 | 5636958.78 | 0 | 0 | 5942238.42 | 0 | 305279.5037
Circuit | strategic_undergrounding_single_or_two_phase_lateral | LK08_lateral | 292 | 5636591.01 | 5636591.01 | 0 | 0 | 6568644.783 | 0 | 932053.6277
Circuit | strategic_undergrounding_single_or_two_phase_lateral | KI43_lateral | 293 | 5613643.51 | 5613643.51 | 0 | 0 | 5613643.6634 | 0 | 0
Circuit | strategic_undergrounding_single_or_two_phase_lateral | MP01_lateral | 294 | 5573231.06 | 5573231.06 | 0 | 0 | 5773064.0785 | 0 | 199832.858
Circuit | strategic_undergrounding_single_or_two_phase_lateral | WO03_lateral | 295 | 5528629.48 | 5528629.48 | 0 | 0 | 6274113.9053 | 0 | 745484.2622
Circuit | strategic_undergrounding_single_or_two_phase_lateral | BH08_lateral | 296 | 5501925.88 | 5501925.88 | 0 | 0 | 5611902.3533 | 0 | 109976.2992
Circuit | strategic_undergrounding_single_or_two_phase_lateral | EU11_lateral | 297 | 5497587.96 | 5497587.96 | 0 | 0 | 5497588.129 | 0 | 0
Circuit | strategic_undergrounding_single_or_two_phase_lateral | GA03_lateral | 298 | 5472416.41 | 5472416.41 | 0 | 0 | 6068155.3947 | 0 | 595738.8355
Circuit | strategic_undergrounding_single_or_two_phase_lateral | PI48_lateral | 299 | 5467078.43 | 5467078.43 | 0 | 0 | 6457210.2776 | 0 | 990131.7029
Circuit | strategic_undergrounding_single_or_two_phase_lateral | FL49_lateral | 300 | 5464472.73 | 5464472.73 | 0 | 0 | 6009459.1904 | 0 | 544986.3041
Circuit | strategic_undergrounding_single_or_two_phase_lateral | HL07_lateral | 301 | 5459159.09 | 5459159.09 | 0 | 0 | 7015045.1365 | 0 | 1555885.8903
Circuit | strategic_undergrounding_single_or_two_phase_lateral | CYF49_lateral | 302 | 5430891.42 | 5430891.42 | 0 | 0 | 5439024.1489 | 0 | 8132.6003
Circuit | strategic_undergrounding_single_or_two_phase_lateral | HE07_lateral | 303 | 5426194.1 | 5426194.1 | 0 | 0 | 5514766.8657 | 0 | 88572.6123
Circuit | strategic_undergrounding_single_or_two_phase_lateral | CG03_lateral | 304 | 5423515.31 | 5423515.31 | 0 | 0 | 5446075.6991 | 0 | 22560.2416
Circuit | strategic_undergrounding_single_or_two_phase_lateral | LY41_lateral | 305 | 5420899.19 | 5420899.19 | 0 | 0 | 5451988.7164 | 0 | 31089.3665
Circuit | strategic_undergrounding_single_or_two_phase_lateral | PA10_lateral | 306 | 5388824.78 | 5388824.78 | 0 | 0 | 5402984.7589 | 0 | 14159.7922
Circuit | strategic_undergrounding_single_or_two_phase_lateral | AN07_lateral | 307 | 5388423.61 | 5388423.61 | 0 | 0 | 6549315.0519 | 0 | 1160891.2875
Circuit | strategic_undergrounding_single_or_two_phase_lateral | SH02_lateral | 308 | 5386887.48 | 5386887.48 | 0 | 0 | 7840422.8087 | 0 | 2453535.1955
Circuit | strategic_undergrounding_single_or_two_phase_lateral | KN06_lateral | 309 | 5372506.95 | 5372506.95 | 0 | 0 | 5991221.2346 | 0 | 618714.1105
Circuit | strategic_undergrounding_single_or_two_phase_lateral | FT10_lateral | 310 | 5362953.28 | 5362953.28 | 0 | 0 | 10494222.0453 | 0 | 5131268.6213
Circuit | strategic_undergrounding_single_or_two_phase_lateral | GV02_lateral | 311 | 5352029.34 | 5352029.34 | 0 | 0 | 5385898.0709 | 0 | 33868.5745
Circuit | strategic_undergrounding_single_or_two_phase_lateral | KT42_lateral | 312 | 5351605.23 | 5351605.23 | 0 | 0 | 5351605.3576 | 0 | 0
Circuit | strategic_undergrounding_single_or_two_phase_lateral | HM12_lateral | 313 | 5340667.47 | 5340667.47 | 0 | 0 | 5410944.0948 | 0 | 70276.4791
Circuit | strategic_undergrounding_single_or_two_phase_lateral | KDL41_lateral | 314 | 5326601.61 | 5326601.61 | 0 | 0 | 5326601.756 | 0 | 0
Circuit | strategic_undergrounding_single_or_two_phase_lateral | LB01_lateral | 315 | 5324482.52 | 5324482.52 | 0 | 0 | 5342126.9209 | 0 | 17644.2812
Circuit | strategic_undergrounding_single_or_two_phase_lateral | GAR01_lateral | 316 | 5322885.25 | 5322885.25 | 0 | 0 | 5322885.3834 | 0 | 0
Circuit | strategic_undergrounding_single_or_two_phase_lateral | FR50_lateral | 317 | 5316126.59 | 5316126.59 | 0 | 0 | 8293662.7562 | 0 | 2977536.0154
Circuit | strategic_undergrounding_single_or_two_phase_lateral | IM50_lateral | 318 | 5314932.83 | 5314932.83 | 0 | 0 | 5632983.5004 | 0 | 318050.504
Circuit | strategic_undergrounding_single_or_two_phase_lateral | SB02_lateral | 319 | 5297345.13 | 5297345.13 | 0 | 0 | 9973826.0736 | 0 | 4676480.7979
Circuit | strategic_undergrounding_single_or_two_phase_lateral | FZ41_lateral | 320 | 5290934.76 | 5290934.76 | 0 | 0 | 5290934.9045 | 0 | 0
Circuit | strategic_undergrounding_single_or_two_phase_lateral | ED05_lateral | 321 | 5286145.22 | 5286145.22 | 0 | 0 | 6200797.4632 | 0 | 914652.0669
Circuit | strategic_undergrounding_single_or_two_phase_lateral | FP06_lateral | 322 | 5254950.12 | 5254950.12 | 0 | 0 | 5907601.4104 | 0 | 652651.1268
Circuit | strategic_undergrounding_single_or_two_phase_lateral | TO01_lateral | 323 | 5248898.61 | 5248898.61 | 0 | 0 | 5250121.1764 | 0 | 1222.4345
Circuit | strategic_undergrounding_single_or_two_phase_lateral | PA06_lateral | 324 | 5234249.76 | 5234249.76 | 0 | 0 | 5471313.8573 | 0 | 237063.9487
Circuit | strategic_undergrounding_single_or_two_phase_lateral | MU04_lateral | 325 | 5211538.09 | 5211538.09 | 0 | 0 | 6422466.0845 | 0 | 1210927.8493
Circuit | strategic_undergrounding_single_or_two_phase_lateral | RU02_lateral | 326 | 5206248.49 | 5206248.49 | 0 | 0 | 5210333.2712 | 0 | 4084.6093
Circuit | strategic_undergrounding_single_or_two_phase_lateral | LW45_lateral | 327 | 5164759.5 | 5164759.5 | 0 | 0 | 5164759.6547 | 0 | 0
Circuit | strategic_undergrounding_single_or_two_phase_lateral | KT50_lateral | 328 | 5116856.6 | 5116856.6 | 0 | 0 | 5597486.4921 | 0 | 480629.7384
Circuit | strategic_undergrounding_single_or_two_phase_lateral | OR01_lateral | 329 | 5069027.69 | 5069027.69 | 0 | 0 | 5993990.2582 | 0 | 924962.4244
Circuit | strategic_undergrounding_single_or_two_phase_lateral | KDL46_lateral | 330 | 5069021.19 | 5069021.19 | 0 | 0 | 5567604.2376 | 0 | 498582.8965
Circuit | strategic_undergrounding_single_or_two_phase_lateral | CRB45_lateral | 331 | 5062988.23 | 5062988.23 | 0 | 0 | 5062988.3844 | 0 | 0
Circuit | strategic_undergrounding_single_or_two_phase_lateral | KL50_lateral | 332 | 5046794.54 | 5046794.54 | 0 | 0 | 5110913.4579 | 0 | 64118.7749
Circuit | strategic_undergrounding_single_or_two_phase_lateral | WL41_lateral | 333 | 5045397.95 | 5045397.95 | 0 | 0 | 5850525.8966 | 0 | 805127.8104
Circuit | strategic_undergrounding_single_or_two_phase_lateral | WOR46_lateral | 334 | 5034104 | 5034104 | 0 | 0 | 6413503.4595 | 0 | 1379399.3238
Circuit | strategic_undergrounding_single_or_two_phase_lateral | UN02_lateral | 335 | 5018959.59 | 5018959.59 | 0 | 0 | 5022367.7504 | 0 | 3408.0033
Circuit | strategic_undergrounding_single_or_two_phase_lateral | UN08_lateral | 336 | 4980309.33 | 4980309.33 | 0 | 0 | 5920573.2258 | 0 | 940263.7417
Circuit | strategic_undergrounding_single_or_two_phase_lateral | CV04_lateral | 337 | 4955818.04 | 4955818.04 | 0 | 0 | 5799530.2543 | 0 | 843712.0938
Circuit | strategic_undergrounding_single_or_two_phase_lateral | SH09_lateral | 338 | 4934196.68 | 4934196.68 | 0 | 0 | 5077012.1821 | 0 | 142815.3402
Circuit | strategic_undergrounding_single_or_two_phase_lateral | RED05_lateral | 339 | 4911233.81 | 4911233.81 | 0 | 0 | 5097621.7692 | 0 | 186387.7831
Circuit | strategic_undergrounding_single_or_two_phase_lateral | LM04_lateral | 340 | 4874813.05 | 4874813.05 | 0 | 0 | 5462701.3509 | 0 | 587888.1668
Circuit | strategic_undergrounding_single_or_two_phase_lateral | NB43_lateral | 341 | 4870634.64 | 4870634.64 | 0 | 0 | 5176712.6377 | 0 | 306077.8442
Circuit | strategic_undergrounding_single_or_two_phase_lateral | CV09_lateral | 342 | 4868583.54 | 4868583.54 | 0 | 0 | 6222126.5489 | 0 | 1353542.8504
Circuit | strategic_undergrounding_single_or_two_phase_lateral | WR13_lateral | 343 | 4841223.97 | 4841223.97 | 0 | 0 | 4841224.1186 | 0 | 0
Circuit | strategic_undergrounding_single_or_two_phase_lateral | CD08_lateral | 344 | 4829177.31 | 4829177.31 | 0 | 0 | 7556534.6047 | 0 | 2727357.1075
Circuit | strategic_undergrounding_single_or_two_phase_lateral | GG03_lateral | 345 | 4824565.8 | 4824565.8 | 0 | 0 | 5559713.0141 | 0 | 735147.0709
Circuit | strategic_undergrounding_single_or_two_phase_lateral | DE07_lateral | 346 | 4819459.98 | 4819459.98 | 0 | 0 | 4855223.3278 | 0 | 35763.2008
Circuit | strategic_undergrounding_single_or_two_phase_lateral | HA02_lateral | 347 | 4809110.49 | 4809110.49 | 0 | 0 | 5703745.6894 | 0 | 894635.0502
Circuit | strategic_undergrounding_single_or_two_phase_lateral | GZ43_lateral | 348 | 4787654.95 | 4787654.95 | 0 | 0 | 5848833.0241 | 0 | 1061177.9432
Circuit | strategic_undergrounding_single_or_two_phase_lateral | EU03_lateral | 349 | 4787559.2 | 4787559.2 | 0 | 0 | 4798104.6334 | 0 | 10545.2713
Circuit | strategic_undergrounding_single_or_two_phase_lateral | LM03_lateral | 350 | 4787082.42 | 4787082.42 | 0 | 0 | 6085229.1328 | 0 | 1298146.5684
Circuit | strategic_undergrounding_single_or_two_phase_lateral | HB46_lateral | 351 | 4757146.35 | 4757146.35 | 0 | 0 | 4757146.5067 | 0 | 0
Circuit | strategic_undergrounding_single_or_two_phase_lateral | HE13_lateral | 352 | 4749521.12 | 4749521.12 | 0 | 0 | 7548336.9229 | 0 | 2798815.6395
Circuit | strategic_undergrounding_single_or_two_phase_lateral | SO49_lateral | 353 | 4740789.48 | 4740789.48 | 0 | 0 | 5989728.2117 | 0 | 1248938.587
Circuit | strategic_undergrounding_single_or_two_phase_lateral | WEB12_lateral | 354 | 4724939.76 | 4724939.76 | 0 | 0 | 5132694.0561 | 0 | 407754.161
Circuit | strategic_undergrounding_single_or_two_phase_lateral | HA01_lateral | 355 | 4701430.86 | 4701430.86 | 0 | 0 | 4767679.6221 | 0 | 66248.5883
Circuit | strategic_undergrounding_single_or_two_phase_lateral | SH12_lateral | 356 | 4700469.76 | 4700469.76 | 0 | 0 | 4947658.4092 | 0 | 247188.4816
Circuit | strategic_undergrounding_single_or_two_phase_lateral | OA05_lateral | 357 | 4683958.34 | 4683958.34 | 0 | 0 | 6839619.9325 | 0 | 2155661.4462
Circuit | strategic_undergrounding_single_or_two_phase_lateral | FT02_lateral | 358 | 4671855.34 | 4671855.34 | 0 | 0 | 6785808.6848 | 0 | 2113953.2202
Circuit | strategic_undergrounding_single_or_two_phase_lateral | SB04_lateral | 359 | 4664218.6 | 4664218.6 | 0 | 0 | 4667610.0015 | 0 | 3391.2453
Circuit | strategic_undergrounding_single_or_two_phase_lateral | KDL43_lateral | 360 | 4661066.75 | 4661066.75 | 0 | 0 | 4661928.3922 | 0 | 861.5149
Circuit | strategic_undergrounding_single_or_two_phase_lateral | BAR41_lateral | 361 | 4646660.7 | 4646660.7 | 0 | 0 | 5676633.9905 | 0 | 1029973.1444
Circuit | strategic_undergrounding_single_or_two_phase_lateral | KDL42_lateral | 362 | 4641497.77 | 4641497.77 | 0 | 0 | 5499654.4519 | 0 | 858156.5348
Circuit | strategic_undergrounding_single_or_two_phase_lateral | HL01_lateral | 363 | 4629968.26 | 4629968.26 | 0 | 0 | 4908298.0906 | 0 | 278329.6957
Circuit | strategic_undergrounding_single_or_two_phase_lateral | EB05_lateral | 364 | 4628368.24 | 4628368.24 | 0 | 0 | 5960874.6399 | 0 | 1332506.2694
Circuit | strategic_undergrounding_single_or_two_phase_lateral | GG10_lateral | 365 | 4618818.52 | 4618818.52 | 0 | 0 | 5401064.4577 | 0 | 782245.7864
Circuit | strategic_undergrounding_single_or_two_phase_lateral | TO10_lateral | 366 | 4616794.48 | 4616794.48 | 0 | 0 | 4616794.6244 | 0 | 0
Circuit | strategic_undergrounding_single_or_two_phase_lateral | NS05_lateral | 367 | 4583533.35 | 4583533.35 | 0 | 0 | 4686441.7146 | 0 | 102908.2551
Circuit | strategic_undergrounding_single_or_two_phase_lateral | SP05_lateral | 368 | 4582196.33 | 4582196.33 | 0 | 0 | 4673037.9612 | 0 | 90841.4645
Circuit | strategic_undergrounding_single_or_two_phase_lateral | STW01_lateral | 369 | 4570613.16 | 4570613.16 | 0 | 0 | 6961704.4713 | 0 | 2391091.1808
Circuit | strategic_undergrounding_single_or_two_phase_lateral | SH07_lateral | 370 | 4569387.2 | 4569387.2 | 0 | 0 | 4598209.788 | 0 | 28822.4288
Circuit | strategic_undergrounding_single_or_two_phase_lateral | GE50_lateral | 371 | 4563617.35 | 4563617.35 | 0 | 0 | 4563617.4803 | 0 | 0
Circuit | strategic_undergrounding_single_or_two_phase_lateral | NS06_lateral | 372 | 4540144.63 | 4540144.63 | 0 | 0 | 4983310.7732 | 0 | 443166.026
Circuit | strategic_undergrounding_single_or_two_phase_lateral | RA45_lateral | 373 | 4530372.18 | 4530372.18 | 0 | 0 | 5202440.8483 | 0 | 672068.5112
Circuit | strategic_undergrounding_single_or_two_phase_lateral | MP04_lateral | 374 | 4525738.95 | 4525738.95 | 0 | 0 | 4665322.2897 | 0 | 139583.1684
Circuit | strategic_undergrounding_single_or_two_phase_lateral | KL45_lateral | 375 | 4505596.88 | 4505596.88 | 0 | 0 | 4509229.9714 | 0 | 3632.948
Circuit | strategic_undergrounding_single_or_two_phase_lateral | AN12_lateral | 376 | 4495561.8 | 4495561.8 | 0 | 0 | 6349561.0399 | 0 | 1853999.0844
Circuit | strategic_undergrounding_single_or_two_phase_lateral | HE11_lateral | 377 | 4470309.17 | 4470309.17 | 0 | 0 | 6232509.2988 | 0 | 1762199.9846
Circuit | strategic_undergrounding_single_or_two_phase_lateral | BE01_lateral | 378 | 4469635.24 | 4469635.24 | 0 | 0 | 4470383.4556 | 0 | 748.0429
Circuit | strategic_undergrounding_single_or_two_phase_lateral | AL09_lateral | 379 | 4467552.21 | 4467552.21 | 0 | 0 | 5842986.7516 | 0 | 1375434.3866
Circuit | strategic_undergrounding_single_or_two_phase_lateral | RS02_lateral | 380 | 4464926.53 | 4464926.53 | 0 | 0 | 4895965.3076 | 0 | 431038.6309
Circuit | strategic_undergrounding_single_or_two_phase_lateral | KM01_lateral | 381 | 4451962.72 | 4451962.72 | 0 | 0 | 6015078.0612 | 0 | 1563115.1815
Circuit | strategic_undergrounding_single_or_two_phase_lateral | HG02_lateral | 382 | 4428756.66 | 4428756.66 | 0 | 0 | 6401935.3923 | 0 | 1973178.5898
Circuit | strategic_undergrounding_single_or_two_phase_lateral | BZ05_lateral | 383 | 4426709.07 | 4426709.07 | 0 | 0 | 7208616.5664 | 0 | 2781907.3684
Circuit | strategic_undergrounding_single_or_two_phase_lateral | MU01_lateral | 384 | 4421715.54 | 4421715.54 | 0 | 0 | 6283436.1593 | 0 | 1861720.5086
Circuit | strategic_undergrounding_single_or_two_phase_lateral | HA07_lateral | 385 | 4403346.73 | 4403346.73 | 0 | 0 | 6627312.7232 | 0 | 2223965.8347
Circuit | strategic_undergrounding_single_or_two_phase_lateral | HB45_lateral | 386 | 4402493.01 | 4402493.01 | 0 | 0 | 5133334.4625 | 0 | 730841.318
Circuit | strategic_undergrounding_single_or_two_phase_lateral | HR04_lateral | 387 | 4393548.94 | 4393548.94 | 0 | 0 | 5204656.7374 | 0 | 811107.6616
Circuit | strategic_undergrounding_single_or_two_phase_lateral | GA07_lateral | 388 | 4379677.64 | 4379677.64 | 0 | 0 | 4446753.9407 | 0 | 67076.1521
Circuit | strategic_undergrounding_single_or_two_phase_lateral | AN01_lateral | 389 | 4377019.13 | 4377019.13 | 0 | 0 | 5129504.1935 | 0 | 752484.8713
Circuit | strategic_undergrounding_single_or_two_phase_lateral | NM04_lateral | 390 | 4365574.13 | 4365574.13 | 0 | 0 | 4902643.6277 | 0 | 537069.3177
Circuit | strategic_undergrounding_single_or_two_phase_lateral | HB48_lateral | 391 | 4360936.21 | 4360936.21 | 0 | 0 | 5011814.5656 | 0 | 650878.172
Circuit | strategic_undergrounding_single_or_two_phase_lateral | WF45_lateral | 392 | 4334726.49 | 4334726.49 | 0 | 0 | 4750267.1517 | 0 | 415540.5202
Circuit | strategic_undergrounding_single_or_two_phase_lateral | FW06_lateral | 393 | 4327443.82 | 4327443.82 | 0 | 0 | 4327443.9683 | 0 | 0
Circuit | strategic_undergrounding_single_or_two_phase_lateral | IM48_lateral | 394 | 4326988.41 | 4326988.41 | 0 | 0 | 5196472.519 | 0 | 869483.9704
Circuit | strategic_undergrounding_single_or_two_phase_lateral | VCR42_lateral | 395 | 4323253.07 | 4323253.07 | 0 | 0 | 11716060.9467 | 0 | 7392807.7386
Circuit | strategic_undergrounding_single_or_two_phase_lateral | BAR47_lateral | 396 | 4323198.64 | 4323198.64 | 0 | 0 | 4387180.6429 | 0 | 63981.8396
Circuit | strategic_undergrounding_single_or_two_phase_lateral | TWG43_lateral | 397 | 4314457.82 | 4314457.82 | 0 | 0 | 4322495.0789 | 0 | 8037.1392
Circuit | strategic_undergrounding_single_or_two_phase_lateral | EC08_lateral | 398 | 4294531.96 | 4294531.96 | 0 | 0 | 4329660.7946 | 0 | 35128.6938
Circuit | strategic_undergrounding_single_or_two_phase_lateral | RU03_lateral | 399 | 4290811.51 | 4290811.51 | 0 | 0 | 5060546.0479 | 0 | 769734.4034
Circuit | strategic_undergrounding_single_or_two_phase_lateral | RED09_lateral | 400 | 4290610.8 | 4290610.8 | 0 | 0 | 4943785.8632 | 0 | 653174.9229
Circuit | strategic_undergrounding_single_or_two_phase_lateral | TWG41_lateral | 401 | 4282076 | 4282076 | 0 | 0 | 4299949.7021 | 0 | 17873.5501
Circuit | strategic_undergrounding_single_or_two_phase_lateral | FZ54_lateral | 402 | 4279522.4 | 4279522.4 | 0 | 0 | 4459477.2939 | 0 | 179954.773
Circuit | strategic_undergrounding_single_or_two_phase_lateral | HNY06_lateral | 403 | 4267370.53 | 4267370.53 | 0 | 0 | 4329866.1384 | 0 | 62495.4712
Circuit | strategic_undergrounding_single_or_two_phase_lateral | HL02_lateral | 404 | 4244028.3 | 4244028.3 | 0 | 0 | 4252579.5517 | 0 | 8551.1013
Circuit | strategic_undergrounding_single_or_two_phase_lateral | TE07_lateral | 405 | 4225472.61 | 4225472.61 | 0 | 0 | 4227228.8837 | 0 | 1756.1289
Circuit | strategic_undergrounding_single_or_two_phase_lateral | AR43_lateral | 406 | 4216240.81 | 4216240.81 | 0 | 0 | 6299590.3463 | 0 | 2083349.3911
Circuit | strategic_undergrounding_single_or_two_phase_lateral | KL46_lateral | 407 | 4215219.3 | 4215219.3 | 0 | 0 | 4218685.9766 | 0 | 3466.5035
Circuit | strategic_undergrounding_single_or_two_phase_lateral | CR01_lateral | 408 | 4177503.52 | 4177503.52 | 0 | 0 | 5295344.8978 | 0 | 1117841.2047
Circuit | strategic_undergrounding_single_or_two_phase_lateral | HA11_lateral | 409 | 4169073.59 | 4169073.59 | 0 | 0 | 4684871.5096 | 0 | 515797.7401
Circuit | strategic_undergrounding_single_or_two_phase_lateral | HM04_lateral | 410 | 4158186.43 | 4158186.43 | 0 | 0 | 4937573.313 | 0 | 779386.7482
Circuit | strategic_undergrounding_single_or_two_phase_lateral | KT43_lateral | 411 | 4152355.62 | 4152355.62 | 0 | 0 | 4976537.5068 | 0 | 824181.7192
Circuit | strategic_undergrounding_single_or_two_phase_lateral | SE41_lateral | 412 | 4148940.68 | 4148940.68 | 0 | 0 | 4892152.847 | 0 | 743212.0419
Circuit | strategic_undergrounding_single_or_two_phase_lateral | MV03_lateral | 413 | 4134911.57 | 4134911.57 | 0 | 0 | 5764139.2719 | 0 | 1629227.5476
Circuit | strategic_undergrounding_single_or_two_phase_lateral | AL06_lateral | 414 | 4131021.68 | 4131021.68 | 0 | 0 | 5063278.3584 | 0 | 932256.5254
Circuit | strategic_undergrounding_single_or_two_phase_lateral | FT03_lateral | 415 | 4116701.37 | 4116701.37 | 0 | 0 | 6049979.2315 | 0 | 1933277.6941
Circuit | strategic_undergrounding_single_or_two_phase_lateral | HE08_lateral | 416 | 4116171.54 | 4116171.54 | 0 | 0 | 4165371.6343 | 0 | 49199.9447
Circuit | strategic_undergrounding_single_or_two_phase_lateral | HA09_lateral | 417 | 4111804.18 | 4111804.18 | 0 | 0 | 5603672.096 | 0 | 1491867.7685
Circuit | strategic_undergrounding_single_or_two_phase_lateral | RO07_lateral | 418 | 4109825.63 | 4109825.63 | 0 | 0 | 4109825.7906 | 0 | 0
Circuit | strategic_undergrounding_single_or_two_phase_lateral | PHR03_lateral | 419 | 4099919.35 | 4099919.35 | 0 | 0 | 4099919.4999 | 0 | 0
Circuit | strategic_undergrounding_single_or_two_phase_lateral | RS08_lateral | 420 | 4097865.83 | 4097865.83 | 0 | 0 | 5686359.2582 | 0 | 1588493.2724
Circuit | strategic_undergrounding_single_or_two_phase_lateral | AM06_lateral | 421 | 4095269.87 | 4095269.87 | 0 | 0 | 4103306.2702 | 0 | 8036.2671
Circuit | strategic_undergrounding_single_or_two_phase_lateral | EB06_lateral | 422 | 4074932.64 | 4074932.64 | 0 | 0 | 5176926.1334 | 0 | 1101993.3322
Circuit | strategic_undergrounding_single_or_two_phase_lateral | GA06_lateral | 423 | 4070633.82 | 4070633.82 | 0 | 0 | 4073781.0918 | 0 | 3147.0976
Circuit | strategic_undergrounding_single_or_two_phase_lateral | WI46_lateral | 424 | 4053748.36 | 4053748.36 | 0 | 0 | 4053748.5151 | 0 | 0
Circuit | strategic_undergrounding_single_or_two_phase_lateral | LIM41_lateral | 425 | 4053672.31 | 4053672.31 | 0 | 0 | 4053672.4584 | 0 | 0
Circuit | strategic_undergrounding_single_or_two_phase_lateral | PJ06_lateral | 426 | 4043165.49 | 4043165.49 | 0 | 0 | 4100050.9537 | 0 | 56885.2979
Circuit | strategic_undergrounding_single_or_two_phase_lateral | THW47_lateral | 427 | 4029534.98 | 4029534.98 | 0 | 0 | 6365509.3726 | 0 | 2335974.2505
Circuit | strategic_undergrounding_single_or_two_phase_lateral | CG02_lateral | 428 | 4017076.15 | 4017076.15 | 0 | 0 | 4017896.1788 | 0 | 819.8551
Circuit | strategic_undergrounding_single_or_two_phase_lateral | PE03_lateral | 429 | 4016703.95 | 4016703.95 | 0 | 0 | 4016704.0935 | 0 | 0
Circuit | strategic_undergrounding_single_or_two_phase_lateral | AV02_lateral | 430 | 4001581.73 | 4001581.73 | 0 | 0 | 4065681.8617 | 0 | 64099.9916
Circuit | strategic_undergrounding_single_or_two_phase_lateral | BI08_lateral | 431 | 3984451.12 | 3984451.12 | 0 | 0 | 4055361.31 | 0 | 70910.0561
Circuit | strategic_undergrounding_single_or_two_phase_lateral | NS08_lateral | 432 | 3970564.27 | 3970564.27 | 0 | 0 | 4018267.7533 | 0 | 47703.3348
Circuit | strategic_undergrounding_single_or_two_phase_lateral | BY08_lateral | 433 | 3968307.68 | 3968307.68 | 0 | 0 | 4455268.5149 | 0 | 486960.6943
Circuit | strategic_undergrounding_single_or_two_phase_lateral | SW09_lateral | 434 | 3951051.58 | 3951051.58 | 0 | 0 | 5311607.9652 | 0 | 1360556.2327
Circuit | strategic_undergrounding_single_or_two_phase_lateral | HV08_lateral | 435 | 3947783.24 | 3947783.24 | 0 | 0 | 7588388.5092 | 0 | 3640605.1359
Circuit | strategic_undergrounding_single_or_two_phase_lateral | CD05_lateral | 436 | 3944935.81 | 3944935.81 | 0 | 0 | 4935382.4942 | 0 | 990446.5322
Circuit | strategic_undergrounding_single_or_two_phase_lateral | AR44_lateral | 437 | 3942951.25 | 3942951.25 | 0 | 0 | 4972025.2674 | 0 | 1029073.8816
Circuit | strategic_undergrounding_single_or_two_phase_lateral | TRN04_lateral | 438 | 3942307.85 | 3942307.85 | 0 | 0 | 4141804.5025 | 0 | 199496.4999
Circuit | strategic_undergrounding_single_or_two_phase_lateral | LB05_lateral | 439 | 3939326.23 | 3939326.23 | 0 | 0 | 4174257.7009 | 0 | 234931.314
Circuit | strategic_undergrounding_single_or_two_phase_lateral | BI41_lateral | 440 | 3930316.6 | 3930316.6 | 0 | 0 | 4265217.146 | 0 | 334900.4218
Circuit | strategic_undergrounding_single_or_two_phase_lateral | HOC10_lateral | 441 | 3922683.42 | 3922683.42 | 0 | 0 | 4589692.7773 | 0 | 667009.1885
Circuit | strategic_undergrounding_single_or_two_phase_lateral | GA05_lateral | 442 | 3921705.94 | 3921705.94 | 0 | 0 | 3921706.0613 | 0 | 0
Circuit | strategic_undergrounding_single_or_two_phase_lateral | BAR46_lateral | 443 | 3881224.43 | 3881224.43 | 0 | 0 | 4524492.853 | 0 | 643268.2896
Circuit | strategic_undergrounding_single_or_two_phase_lateral | CR11_lateral | 444 | 3876523.49 | 3876523.49 | 0 | 0 | 4824627.8281 | 0 | 948104.2045
Circuit | strategic_undergrounding_single_or_two_phase_lateral | PZ46_lateral | 445 | 3856234.82 | 3856234.82 | 0 | 0 | 4087669.8821 | 0 | 231434.9049
Circuit | strategic_undergrounding_single_or_two_phase_lateral | LW42_lateral | 446 | 3847289.46 | 3847289.46 | 0 | 0 | 4338894.6426 | 0 | 491605.0537
Circuit | strategic_undergrounding_single_or_two_phase_lateral | HA06_lateral | 447 | 3836893.03 | 3836893.03 | 0 | 0 | 3836893.1631 | 0 | 0
Circuit | strategic_undergrounding_single_or_two_phase_lateral | WLO41_lateral | 448 | 3836681.79 | 3836681.79 | 0 | 0 | 3836681.9442 | 0 | 0
Circuit | strategic_undergrounding_single_or_two_phase_lateral | JP08_lateral | 449 | 3828460.93 | 3828460.93 | 0 | 0 | 3828461.0785 | 0 | 0
Circuit | strategic_undergrounding_single_or_two_phase_lateral | BR11_lateral | 450 | 3822698.19 | 3822698.19 | 0 | 0 | 3822698.3255 | 0 | 0
Circuit | strategic_undergrounding_single_or_two_phase_lateral | CYF42_lateral | 451 | 3813106.15 | 3813106.15 | 0 | 0 | 3813106.2941 | 0 | 0
Circuit | strategic_undergrounding_single_or_two_phase_lateral | BT01_lateral | 452 | 3809955.84 | 3809955.84 | 0 | 0 | 5475284.98 | 0 | 1665328.9941
Circuit | strategic_undergrounding_single_or_two_phase_lateral | HM08_lateral | 453 | 3801624.73 | 3801624.73 | 0 | 0 | 4790011.2567 | 0 | 988386.3974
Circuit | strategic_undergrounding_single_or_two_phase_lateral | HX01_lateral | 454 | 3799110.56 | 3799110.56 | 0 | 0 | 6667042.7734 | 0 | 2867932.0766
Circuit | strategic_undergrounding_single_or_two_phase_lateral | CD11_lateral | 455 | 3789989.25 | 3789989.25 | 0 | 0 | 6682974.7011 | 0 | 2892985.2737
Circuit | strategic_undergrounding_single_or_two_phase_lateral | THW48_lateral | 456 | 3775229.07 | 3775229.07 | 0 | 0 | 4146955.0187 | 0 | 371725.7556
Circuit | strategic_undergrounding_single_or_two_phase_lateral | SPW51_lateral | 457 | 3773060.78 | 3773060.78 | 0 | 0 | 5350319.5556 | 0 | 1577258.6335
Circuit | strategic_undergrounding_single_or_two_phase_lateral | DR01_lateral | 458 | 3765505.16 | 3765505.16 | 0 | 0 | 3775288.1439 | 0 | 9782.8138
Circuit | strategic_undergrounding_single_or_two_phase_lateral | SO45_lateral | 459 | 3752189.06 | 3752189.06 | 0 | 0 | 3752189.2091 | 0 | 0
Circuit | strategic_undergrounding_single_or_two_phase_lateral | HK41_lateral | 460 | 3744607.18 | 3744607.18 | 0 | 0 | 3875173.9147 | 0 | 130566.5817
Circuit | strategic_undergrounding_single_or_two_phase_lateral | WF47_lateral | 461 | 3737021.46 | 3737021.46 | 0 | 0 | 3752555.7982 | 0 | 15534.1844
Circuit | strategic_undergrounding_single_or_two_phase_lateral | CYF43_lateral | 462 | 3729703.61 | 3729703.61 | 0 | 0 | 3902105.4208 | 0 | 172401.6668
Circuit | strategic_undergrounding_single_or_two_phase_lateral | HA03_lateral | 463 | 3701331.4 | 3701331.4 | 0 | 0 | 3701331.5546 | 0 | 0
Circuit | strategic_undergrounding_single_or_two_phase_lateral | SW10_lateral | 464 | 3701298.86 | 3701298.86 | 0 | 0 | 3715429.3057 | 0 | 14130.2964
Circuit | strategic_undergrounding_single_or_two_phase_lateral | HM10_lateral | 465 | 3700429.46 | 3700429.46 | 0 | 0 | 4690581.8793 | 0 | 990152.2726
Circuit | strategic_undergrounding_single_or_two_phase_lateral | FZ50_lateral | 466 | 3692788.71 | 3692788.71 | 0 | 0 | 3692788.8697 | 0 | 0
Circuit | strategic_undergrounding_single_or_two_phase_lateral | VL03_lateral | 467 | 3686456.19 | 3686456.19 | 0 | 0 | 3693520.6837 | 0 | 7064.3601
Circuit | strategic_undergrounding_single_or_two_phase_lateral | GE48_lateral | 468 | 3673120.27 | 3673120.27 | 0 | 0 | 3673120.4269 | 0 | 0
Circuit | strategic_undergrounding_single_or_two_phase_lateral | FD06_lateral | 469 | 3666174.9 | 3666174.9 | 0 | 0 | 3702409.6386 | 0 | 36234.5773
Circuit | strategic_undergrounding_single_or_two_phase_lateral | BR07_lateral | 470 | 3657678.44 | 3657678.44 | 0 | 0 | 4234091.3022 | 0 | 576412.7114
Circuit | strategic_undergrounding_single_or_two_phase_lateral | WT07_lateral | 471 | 3649724.99 | 3649724.99 | 0 | 0 | 3649725.1489 | 0 | 0
Circuit | strategic_undergrounding_single_or_two_phase_lateral | DH04_lateral | 472 | 3645196.24 | 3645196.24 | 0 | 0 | 3645196.3841 | 0 | 0
Circuit | strategic_undergrounding_single_or_two_phase_lateral | EU09_lateral | 473 | 3624171.09 | 3624171.09 | 0 | 0 | 4078139.3129 | 0 | 453968.0526
Circuit | strategic_undergrounding_single_or_two_phase_lateral | WOR41_lateral | 474 | 3623355.66 | 3623355.66 | 0 | 0 | 3624120.0903 | 0 | 764.2903
Circuit | strategic_undergrounding_single_or_two_phase_lateral | GL10_lateral | 475 | 3621006.55 | 3621006.55 | 0 | 0 | 3621006.6918 | 0 | 0
Circuit | strategic_undergrounding_single_or_two_phase_lateral | OB46_lateral | 476 | 3617668.31 | 3617668.31 | 0 | 0 | 4081998.8291 | 0 | 464330.3718
Circuit | strategic_undergrounding_single_or_two_phase_lateral | KW41_lateral | 477 | 3612039.95 | 3612039.95 | 0 | 0 | 3920196.8422 | 0 | 308156.7526
Circuit | strategic_undergrounding_single_or_two_phase_lateral | IM49_lateral | 478 | 3602325.13 | 3602325.13 | 0 | 0 | 3602325.2897 | 0 | 0
Circuit | strategic_undergrounding_single_or_two_phase_lateral | TO11_lateral | 479 | 3574391.62 | 3574391.62 | 0 | 0 | 4464208.6402 | 0 | 889816.8743
Circuit | strategic_undergrounding_single_or_two_phase_lateral | MAR41_lateral | 480 | 3566690.66 | 3566690.66 | 0 | 0 | 3650139.1249 | 0 | 83448.2913
Circuit | strategic_undergrounding_single_or_two_phase_lateral | TB03_lateral | 481 | 3563912.23 | 3563912.23 | 0 | 0 | 4200067.1929 | 0 | 636154.8118
Circuit | strategic_undergrounding_single_or_two_phase_lateral | GG02_lateral | 482 | 3551917 | 3551917 | 0 | 0 | 4132993.9488 | 0 | 581076.7868
Circuit | strategic_undergrounding_single_or_two_phase_lateral | FD04_lateral | 483 | 3535222.2 | 3535222.2 | 0 | 0 | 4648184.8149 | 0 | 1112962.4574
Circuit | strategic_undergrounding_single_or_two_phase_lateral | SB06_lateral | 484 | 3531295.32 | 3531295.32 | 0 | 0 | 5339266.0083 | 0 | 1807970.5394
Circuit | strategic_undergrounding_single_or_two_phase_lateral | MB08_lateral | 485 | 3517885.5 | 3517885.5 | 0 | 0 | 6348385.2012 | 0 | 2830499.5767
Circuit | strategic_undergrounding_single_or_two_phase_lateral | SP10_lateral | 486 | 3510095.33 | 3510095.33 | 0 | 0 | 3510925.585 | 0 | 830.1133
Circuit | strategic_undergrounding_single_or_two_phase_lateral | AM04_lateral | 487 | 3504100.72 | 3504100.72 | 0 | 0 | 4443301.5395 | 0 | 939200.6637
Circuit | strategic_undergrounding_single_or_two_phase_lateral | BA45_lateral | 488 | 3502050.96 | 3502050.96 | 0 | 0 | 3673675.5487 | 0 | 171624.444
Circuit | strategic_undergrounding_single_or_two_phase_lateral | CA05_lateral | 489 | 3502013.23 | 3502013.23 | 0 | 0 | 4809501.8137 | 0 | 1307488.4278
Circuit | strategic_undergrounding_single_or_two_phase_lateral | FRY45_lateral | 490 | 3500910.96 | 3500910.96 | 0 | 0 | 4694491.7978 | 0 | 1193580.696
Circuit | strategic_undergrounding_single_or_two_phase_lateral | PA11_lateral | 491 | 3496521.9 | 3496521.9 | 0 | 0 | 3497431.0014 | 0 | 908.9571
Circuit | strategic_undergrounding_single_or_two_phase_lateral | KI47_lateral | 492 | 3475717.04 | 3475717.04 | 0 | 0 | 3475717.176 | 0 | 0
Circuit | strategic_undergrounding_single_or_two_phase_lateral | GZ44_lateral | 493 | 3474131.36 | 3474131.36 | 0 | 0 | 3648781.3309 | 0 | 174649.8139
Circuit | strategic_undergrounding_single_or_two_phase_lateral | SO41_lateral | 494 | 3458261.39 | 3458261.39 | 0 | 0 | 3660220.7861 | 0 | 201959.2272
Circuit | strategic_undergrounding_single_or_two_phase_lateral | HNY05_lateral | 495 | 3449408.99 | 3449408.99 | 0 | 0 | 3452596.6065 | 0 | 3187.4707
Circuit | strategic_undergrounding_single_or_two_phase_lateral | KI48_lateral | 496 | 3414047.59 | 3414047.59 | 0 | 0 | 4275242.3008 | 0 | 861194.5583
Circuit | strategic_undergrounding_single_or_two_phase_lateral | KI45_lateral | 497 | 3412783.53 | 3412783.53 | 0 | 0 | 3412783.6658 | 0 | 0
Circuit | strategic_undergrounding_single_or_two_phase_lateral | RS04_lateral | 498 | 3411250.09 | 3411250.09 | 0 | 0 | 3529064.1383 | 0 | 117813.9214
Circuit | strategic_undergrounding_single_or_two_phase_lateral | NS02_lateral | 499 | 3410219.74 | 3410219.74 | 0 | 0 | 4058624.6732 | 0 | 648404.8026
Circuit | strategic_undergrounding_single_or_two_phase_lateral | OB43_lateral | 500 | 3405550.25 | 3405550.25 | 0 | 0 | 3689281.7092 | 0 | 283731.3102
Circuit | strategic_undergrounding_single_or_two_phase_lateral | GN10_lateral | 501 | 3404301.95 | 3404301.95 | 0 | 0 | 3476366.123 | 0 | 72064.0413
Circuit | strategic_undergrounding_single_or_two_phase_lateral | KL49_lateral | 502 | 3394559.03 | 3394559.03 | 0 | 0 | 3394559.1948 | 0 | 0
Circuit | strategic_undergrounding_single_or_two_phase_lateral | BH07_lateral | 503 | 3374741.87 | 3374741.87 | 0 | 0 | 4348417.8341 | 0 | 973675.8062
Circuit | strategic_undergrounding_single_or_two_phase_lateral | SP02_lateral | 504 | 3365308.92 | 3365308.92 | 0 | 0 | 3365309.0628 | 0 | 0
Circuit | strategic_undergrounding_single_or_two_phase_lateral | FL48_lateral | 505 | 3362680 | 3362680 | 0 | 0 | 4378598.0509 | 0 | 1015917.8948
Circuit | strategic_undergrounding_single_or_two_phase_lateral | HB44_lateral | 506 | 3349032.04 | 3349032.04 | 0 | 0 | 3354109.0063 | 0 | 5076.7876
Circuit | strategic_undergrounding_single_or_two_phase_lateral | HV03_lateral | 507 | 3338416.77 | 3338416.77 | 0 | 0 | 4118544.7179 | 0 | 780127.7866
Circuit | strategic_undergrounding_single_or_two_phase_lateral | UN05_lateral | 508 | 3333521.29 | 3333521.29 | 0 | 0 | 3433686.6949 | 0 | 100165.2459
Circuit | strategic_undergrounding_single_or_two_phase_lateral | CR03_lateral | 509 | 3330376.39 | 3330376.39 | 0 | 0 | 3390703.5359 | 0 | 60326.9657
Circuit | strategic_undergrounding_single_or_two_phase_lateral | SIE45_lateral | 510 | 3316874.1 | 3316874.1 | 0 | 0 | 4047877.4084 | 0 | 731003.1685
Circuit | strategic_undergrounding_single_or_two_phase_lateral | PA02_lateral | 511 | 3314554.52 | 3314554.52 | 0 | 0 | 3327225.8582 | 0 | 12671.1894
Circuit | strategic_undergrounding_single_or_two_phase_lateral | BL08_lateral | 512 | 3313301.78 | 3313301.78 | 0 | 0 | 4110850.7367 | 0 | 797548.8179
Circuit | strategic_undergrounding_single_or_two_phase_lateral | KT45_lateral | 513 | 3313230.51 | 3313230.51 | 0 | 0 | 3843985.8168 | 0 | 530755.1467
Circuit | strategic_undergrounding_single_or_two_phase_lateral | KL47_lateral | 514 | 3312232.4 | 3312232.4 | 0 | 0 | 3312232.5639 | 0 | 0
Circuit | strategic_undergrounding_single_or_two_phase_lateral | AD05_lateral | 515 | 3310887.58 | 3310887.58 | 0 | 0 | 3316209.3286 | 0 | 5321.6142
Circuit | strategic_undergrounding_single_or_two_phase_lateral | NP44_lateral | 516 | 3297659.07 | 3297659.07 | 0 | 0 | 4192074.517 | 0 | 894415.3047
Circuit | strategic_undergrounding_single_or_two_phase_lateral | GW07_lateral | 517 | 3294853.76 | 3294853.76 | 0 | 0 | 3440938.0501 | 0 | 146084.1267
Circuit | strategic_undergrounding_single_or_two_phase_lateral | FT11_lateral | 518 | 3293827.54 | 3293827.54 | 0 | 0 | 3293827.6846 | 0 | 0
Circuit | strategic_undergrounding_single_or_two_phase_lateral | SPW50_lateral | 519 | 3289052.56 | 3289052.56 | 0 | 0 | 3289052.7228 | 0 | 0
Circuit | strategic_undergrounding_single_or_two_phase_lateral | BE03_lateral | 520 | 3281589.27 | 3281589.27 | 0 | 0 | 3487035.2921 | 0 | 205445.8875
Circuit | strategic_undergrounding_single_or_two_phase_lateral | LB07_lateral | 521 | 3272110.26 | 3272110.26 | 0 | 0 | 3618376.2352 | 0 | 346265.8285
Circuit | strategic_undergrounding_single_or_two_phase_lateral | RA41_lateral | 522 | 3269262.45 | 3269262.45 | 0 | 0 | 3311384.3728 | 0 | 42121.7701
Circuit | strategic_undergrounding_single_or_two_phase_lateral | OA04_lateral | 523 | 3266169.29 | 3266169.29 | 0 | 0 | 3470126.1417 | 0 | 203956.6954
Circuit | strategic_undergrounding_single_or_two_phase_lateral | FL46_lateral | 524 | 3263345.67 | 3263345.67 | 0 | 0 | 3544905.9322 | 0 | 281560.1031
Circuit | strategic_undergrounding_single_or_two_phase_lateral | AN03_lateral | 525 | 3258336.75 | 3258336.75 | 0 | 0 | 5037687.6412 | 0 | 1779350.7555
Circuit | strategic_undergrounding_single_or_two_phase_lateral | LIM45_lateral | 526 | 3257536.73 | 3257536.73 | 0 | 0 | 3292041.3447 | 0 | 34504.4628
Circuit | strategic_undergrounding_single_or_two_phase_lateral | CV10_lateral | 527 | 3254093.95 | 3254093.95 | 0 | 0 | 4574096.4736 | 0 | 1320002.3586
Circuit | strategic_undergrounding_single_or_two_phase_lateral | BR03_lateral | 528 | 3249946.45 | 3249946.45 | 0 | 0 | 3278931.367 | 0 | 28984.7695
Circuit | strategic_undergrounding_single_or_two_phase_lateral | CD04_lateral | 529 | 3240184.03 | 3240184.03 | 0 | 0 | 4572613.9094 | 0 | 1332429.7193
Circuit | strategic_undergrounding_single_or_two_phase_lateral | OR41_lateral | 530 | 3238117 | 3238117 | 0 | 0 | 3779573.3976 | 0 | 541456.2763
Circuit | strategic_undergrounding_single_or_two_phase_lateral | HOC03_lateral | 531 | 3237282.1 | 3237282.1 | 0 | 0 | 3854691.7012 | 0 | 617409.4705
Circuit | strategic_undergrounding_single_or_two_phase_lateral | BY06_lateral | 532 | 3229263.17 | 3229263.17 | 0 | 0 | 3272276.4395 | 0 | 43013.1044
Circuit | strategic_undergrounding_single_or_two_phase_lateral | LAK43_lateral | 533 | 3225433.42 | 3225433.42 | 0 | 0 | 6348880.0995 | 0 | 3123446.5245
Circuit | strategic_undergrounding_single_or_two_phase_lateral | RZ03_lateral | 534 | 3216859.13 | 3216859.13 | 0 | 0 | 3432201.6949 | 0 | 215342.4112
Circuit | strategic_undergrounding_single_or_two_phase_lateral | GV03_lateral | 535 | 3204203.13 | 3204203.13 | 0 | 0 | 3205549.9445 | 0 | 1346.6842
Circuit | strategic_undergrounding_single_or_two_phase_lateral | BL04_lateral | 536 | 3201410.06 | 3201410.06 | 0 | 0 | 5589982.7788 | 0 | 2388572.5893
Circuit | strategic_undergrounding_single_or_two_phase_lateral | PW01_lateral | 537 | 3199007.56 | 3199007.56 | 0 | 0 | 3400053.4139 | 0 | 201045.6993
Circuit | strategic_undergrounding_single_or_two_phase_lateral | BV41_lateral | 538 | 3197916.3 | 3197916.3 | 0 | 0 | 3866250.3909 | 0 | 668333.93
Circuit | strategic_undergrounding_single_or_two_phase_lateral | CL05_lateral | 539 | 3183251.21 | 3183251.21 | 0 | 0 | 3183251.3703 | 0 | 0
Circuit | strategic_undergrounding_single_or_two_phase_lateral | RU04_lateral | 540 | 3166178.4 | 3166178.4 | 0 | 0 | 3176096.0655 | 0 | 9917.5043
Circuit | strategic_undergrounding_single_or_two_phase_lateral | BZ01_lateral | 541 | 3165091.42 | 3165091.42 | 0 | 0 | 3609862.0471 | 0 | 444770.4863
Circuit | strategic_undergrounding_single_or_two_phase_lateral | HE15_lateral | 542 | 3161185.85 | 3161185.85 | 0 | 0 | 6808412.2217 | 0 | 3647226.2225
Circuit | strategic_undergrounding_single_or_two_phase_lateral | BA44_lateral | 543 | 3153089.56 | 3153089.56 | 0 | 0 | 3297287.5881 | 0 | 144197.9061
Circuit | strategic_undergrounding_single_or_two_phase_lateral | SPW42_lateral | 544 | 3149990.04 | 3149990.04 | 0 | 0 | 3403123.7819 | 0 | 253133.5876
Circuit | strategic_undergrounding_single_or_two_phase_lateral | DH10_lateral | 545 | 3146592.84 | 3146592.84 | 0 | 0 | 3147231.9571 | 0 | 638.992
Circuit | strategic_undergrounding_single_or_two_phase_lateral | HX03_lateral | 546 | 3141211.45 | 3141211.45 | 0 | 0 | 4433073.7294 | 0 | 1291862.0962
Circuit | strategic_undergrounding_single_or_two_phase_lateral | WV03_lateral | 547 | 3139973.18 | 3139973.18 | 0 | 0 | 4109604.7493 | 0 | 969631.4236
Circuit | strategic_undergrounding_single_or_two_phase_lateral | HE04_lateral | 548 | 3138603.49 | 3138603.49 | 0 | 0 | 3138603.6521 | 0 | 0
Circuit | strategic_undergrounding_single_or_two_phase_lateral | BG06_lateral | 549 | 3111534.81 | 3111534.81 | 0 | 0 | 3937606.3448 | 0 | 826071.4013
Circuit | strategic_undergrounding_single_or_two_phase_lateral | MID03_lateral | 550 | 3096541.25 | 3096541.25 | 0 | 0 | 3451678.9857 | 0 | 355137.5991
Circuit | strategic_undergrounding_single_or_two_phase_lateral | KG47_lateral | 551 | 3087449.5 | 3087449.5 | 0 | 0 | 3668849.9139 | 0 | 581400.2229
Circuit | strategic_undergrounding_single_or_two_phase_lateral | HK43_lateral | 552 | 3083430.93 | 3083430.93 | 0 | 0 | 3324589.3359 | 0 | 241158.2714
Circuit | strategic_undergrounding_single_or_two_phase_lateral | AL11_lateral | 553 | 3074114.4 | 3074114.4 | 0 | 0 | 3715085.71 | 0 | 640971.1695
Circuit | strategic_undergrounding_single_or_two_phase_lateral | FT04_lateral | 554 | 3067844.28 | 3067844.28 | 0 | 0 | 3067844.4218 | 0 | 0
Circuit | strategic_undergrounding_single_or_two_phase_lateral | GT12_lateral | 555 | 3065058.01 | 3065058.01 | 0 | 0 | 3085607.4219 | 0 | 20549.258
Circuit | strategic_undergrounding_single_or_two_phase_lateral | BG10_lateral | 556 | 3063219.15 | 3063219.15 | 0 | 0 | 3745493.3006 | 0 | 682273.9996
Circuit | strategic_undergrounding_single_or_two_phase_lateral | ED04_lateral | 557 | 3062812.52 | 3062812.52 | 0 | 0 | 3064095.696 | 0 | 1283.0502
Circuit | strategic_undergrounding_single_or_two_phase_lateral | FRY46_lateral | 558 | 3056721.74 | 3056721.74 | 0 | 0 | 3221967.0242 | 0 | 165245.1308
Circuit | strategic_undergrounding_single_or_two_phase_lateral | RU01_lateral | 559 | 3033484.46 | 3033484.46 | 0 | 0 | 3035953.9063 | 0 | 2469.2961
Circuit | strategic_undergrounding_single_or_two_phase_lateral | AF08_lateral | 560 | 3029612.37 | 3029612.37 | 0 | 0 | 3077405.6389 | 0 | 47793.1062
Circuit | strategic_undergrounding_single_or_two_phase_lateral | NV06_lateral | 561 | 3021156.58 | 3021156.58 | 0 | 0 | 3630961.3067 | 0 | 609804.5523
Circuit | strategic_undergrounding_single_or_two_phase_lateral | PE04_lateral | 562 | 3018885.25 | 3018885.25 | 0 | 0 | 3512396.9005 | 0 | 493511.5065
Circuit | strategic_undergrounding_single_or_two_phase_lateral | CYF47_lateral | 563 | 3016594.1 | 3016594.1 | 0 | 0 | 3040401.8718 | 0 | 23807.6067
Circuit | strategic_undergrounding_single_or_two_phase_lateral | RE08_lateral | 564 | 3015734.38 | 3015734.38 | 0 | 0 | 4117368.6491 | 0 | 1101634.099
Circuit | strategic_undergrounding_single_or_two_phase_lateral | HK45_lateral | 565 | 3007283.52 | 3007283.52 | 0 | 0 | 3649421.2367 | 0 | 642137.5708
Circuit | strategic_undergrounding_single_or_two_phase_lateral | CC02_lateral | 566 | 2985995.45 | 2985995.45 | 0 | 0 | 2990292.9175 | 0 | 4297.3361
Circuit | strategic_undergrounding_single_or_two_phase_lateral | LP05_lateral | 567 | 2983007.04 | 2983007.04 | 0 | 0 | 3369743.734 | 0 | 386736.559
Circuit | strategic_undergrounding_single_or_two_phase_lateral | SB03_lateral | 568 | 2974329.26 | 2974329.26 | 0 | 0 | 3755948.7942 | 0 | 781619.4088
Circuit | strategic_undergrounding_single_or_two_phase_lateral | SP04_lateral | 569 | 2971705.2 | 2971705.2 | 0 | 0 | 2971705.3521 | 0 | 0
Circuit | strategic_undergrounding_single_or_two_phase_lateral | GE47_lateral | 570 | 2971033.57 | 2971033.57 | 0 | 0 | 2971033.7144 | 0 | 0
Circuit | strategic_undergrounding_single_or_two_phase_lateral | ES05_lateral | 571 | 2968049.83 | 2968049.83 | 0 | 0 | 6062435.441 | 0 | 3094385.4914
Circuit | strategic_undergrounding_single_or_two_phase_lateral | CYF44_lateral | 572 | 2963228.01 | 2963228.01 | 0 | 0 | 3388406.1705 | 0 | 425178.0079
Circuit | strategic_undergrounding_single_or_two_phase_lateral | BI43_lateral | 573 | 2960612 | 2960612 | 0 | 0 | 3039050.1028 | 0 | 78437.9734
Circuit | strategic_undergrounding_single_or_two_phase_lateral | LAK42_lateral | 574 | 2959309.54 | 2959309.54 | 0 | 0 | 3859909.0967 | 0 | 900599.3922
Circuit | strategic_undergrounding_single_or_two_phase_lateral | BT04_lateral | 575 | 2956722.32 | 2956722.32 | 0 | 0 | 4796452.2788 | 0 | 1839729.7995
Circuit | strategic_undergrounding_single_or_two_phase_lateral | SW07_lateral | 576 | 2949917.04 | 2949917.04 | 0 | 0 | 2949917.1854 | 0 | 0
Circuit | strategic_undergrounding_single_or_two_phase_lateral | AM02_lateral | 577 | 2947302.31 | 2947302.31 | 0 | 0 | 2952508.3448 | 0 | 5205.8759
Circuit | strategic_undergrounding_single_or_two_phase_lateral | CL03_lateral | 578 | 2940714.16 | 2940714.16 | 0 | 0 | 3118794.0807 | 0 | 178079.7578
Circuit | strategic_undergrounding_single_or_two_phase_lateral | WO02_lateral | 579 | 2934890.89 | 2934890.89 | 0 | 0 | 2943209.5886 | 0 | 8318.5585
Circuit | strategic_undergrounding_single_or_two_phase_lateral | LP06_lateral | 580 | 2922949.76 | 2922949.76 | 0 | 0 | 2940891.3905 | 0 | 17941.477
Circuit | strategic_undergrounding_single_or_two_phase_lateral | WO14_lateral | 581 | 2922934.02 | 2922934.02 | 0 | 0 | 2927358.6581 | 0 | 4424.4822
Circuit | strategic_undergrounding_single_or_two_phase_lateral | HA08_lateral | 582 | 2922437.84 | 2922437.84 | 0 | 0 | 2922437.9994 | 0 | 0
Circuit | strategic_undergrounding_single_or_two_phase_lateral | HP02_lateral | 583 | 2917800.15 | 2917800.15 | 0 | 0 | 2989017.8754 | 0 | 71217.5791
Circuit | strategic_undergrounding_single_or_two_phase_lateral | AN06_lateral | 584 | 2909615.55 | 2909615.55 | 0 | 0 | 4461141.2704 | 0 | 1551525.6191
Circuit | strategic_undergrounding_single_or_two_phase_lateral | DN07_lateral | 585 | 2907124.25 | 2907124.25 | 0 | 0 | 4535184.0805 | 0 | 1628059.6566
Circuit | strategic_undergrounding_single_or_two_phase_lateral | BG01_lateral | 586 | 2901014.62 | 2901014.62 | 0 | 0 | 3320926.5138 | 0 | 419911.7434
Circuit | strategic_undergrounding_single_or_two_phase_lateral | EC14_lateral | 587 | 2893626.31 | 2893626.31 | 0 | 0 | 3058709.4377 | 0 | 165083.0041
Circuit | strategic_undergrounding_single_or_two_phase_lateral | SO48_lateral | 588 | 2893369.71 | 2893369.71 | 0 | 0 | 2893369.8436 | 0 | 0
Circuit | strategic_undergrounding_single_or_two_phase_lateral | HOC08_lateral | 589 | 2881200.61 | 2881200.61 | 0 | 0 | 3909268.9135 | 0 | 1028068.147
Circuit | strategic_undergrounding_single_or_two_phase_lateral | AD03_lateral | 590 | 2874059.69 | 2874059.69 | 0 | 0 | 3159412.6676 | 0 | 285352.8118
Circuit | strategic_undergrounding_single_or_two_phase_lateral | AD09_lateral | 591 | 2860310.06 | 2860310.06 | 0 | 0 | 2899053.0712 | 0 | 38742.8573
Circuit | strategic_undergrounding_single_or_two_phase_lateral | MP02_lateral | 592 | 2838135.73 | 2838135.73 | 0 | 0 | 2849462.5425 | 0 | 11326.6623
Circuit | strategic_undergrounding_single_or_two_phase_lateral | SR13_lateral | 593 | 2835980.56 | 2835980.56 | 0 | 0 | 2838039.3065 | 0 | 2058.5794
Circuit | strategic_undergrounding_single_or_two_phase_lateral | WOR45_lateral | 594 | 2829486.77 | 2829486.77 | 0 | 0 | 3394691.6126 | 0 | 565204.7083
Circuit | strategic_undergrounding_single_or_two_phase_lateral | CV08_lateral | 595 | 2825952.79 | 2825952.79 | 0 | 0 | 3210329.0376 | 0 | 384376.0935
Circuit | strategic_undergrounding_single_or_two_phase_lateral | ED01_lateral | 596 | 2807979.49 | 2807979.49 | 0 | 0 | 2823431.7057 | 0 | 15452.0434
Circuit | strategic_undergrounding_single_or_two_phase_lateral | CR09_lateral | 597 | 2800855.37 | 2800855.37 | 0 | 0 | 3013787.7259 | 0 | 212932.2219
Circuit | strategic_undergrounding_single_or_two_phase_lateral | SPW48_lateral | 598 | 2794361.43 | 2794361.43 | 0 | 0 | 2796334.0584 | 0 | 1972.4638
Circuit | strategic_undergrounding_single_or_two_phase_lateral | WT01_lateral | 599 | 2789437.03 | 2789437.03 | 0 | 0 | 2789437.1809 | 0 | 0
Circuit | strategic_undergrounding_single_or_two_phase_lateral | BT05_lateral | 600 | 2787198.91 | 2787198.91 | 0 | 0 | 3652530.7414 | 0 | 865331.7319
Circuit | strategic_undergrounding_single_or_two_phase_lateral | GG06_lateral | 601 | 2783172.48 | 2783172.48 | 0 | 0 | 2881466.2101 | 0 | 98293.5933
Circuit | strategic_undergrounding_single_or_two_phase_lateral | SIE43_lateral | 602 | 2776996 | 2776996 | 0 | 0 | 2776996.143 | 0 | 0
Circuit | strategic_undergrounding_single_or_two_phase_lateral | PW04_lateral | 603 | 2770722.94 | 2770722.94 | 0 | 0 | 3925262.0355 | 0 | 1154538.9644
Circuit | strategic_undergrounding_single_or_two_phase_lateral | EL09_lateral | 604 | 2767753.25 | 2767753.25 | 0 | 0 | 5159981.1549 | 0 | 2392227.7671
Circuit | strategic_undergrounding_single_or_two_phase_lateral | GAR03_lateral | 605 | 2758718.26 | 2758718.26 | 0 | 0 | 2760347.0415 | 0 | 1628.6353
Circuit | strategic_undergrounding_single_or_two_phase_lateral | ST07_lateral | 606 | 2756056.13 | 2756056.13 | 0 | 0 | 3290399.5468 | 0 | 534343.2645
Circuit | strategic_undergrounding_single_or_two_phase_lateral | HG06_lateral | 607 | 2750681.12 | 2750681.12 | 0 | 0 | 2773553.0572 | 0 | 22871.8188
Circuit | strategic_undergrounding_single_or_two_phase_lateral | CV06_lateral | 608 | 2744803.55 | 2744803.55 | 0 | 0 | 4651148.93 | 0 | 1906345.2294
Circuit | strategic_undergrounding_single_or_two_phase_lateral | AN11_lateral | 609 | 2742866.96 | 2742866.96 | 0 | 0 | 3588970.1395 | 0 | 846103.0169
Circuit | strategic_undergrounding_single_or_two_phase_lateral | BY03_lateral | 610 | 2738683.87 | 2738683.87 | 0 | 0 | 2876885.0451 | 0 | 138201.0458
Circuit | strategic_undergrounding_single_or_two_phase_lateral | MY12_lateral | 611 | 2735063.42 | 2735063.42 | 0 | 0 | 2735063.5439 | 0 | 0
Circuit | strategic_undergrounding_single_or_two_phase_lateral | OA07_lateral | 612 | 2729344.15 | 2729344.15 | 0 | 0 | 3059868.4832 | 0 | 330524.199
Circuit | strategic_undergrounding_single_or_two_phase_lateral | AN10_lateral | 613 | 2727127.82 | 2727127.82 | 0 | 0 | 2761753.807 | 0 | 34625.8431
Circuit | strategic_undergrounding_single_or_two_phase_lateral | CB10_lateral | 614 | 2726103.76 | 2726103.76 | 0 | 0 | 2726103.9057 | 0 | 0
Circuit | strategic_undergrounding_single_or_two_phase_lateral | BG11_lateral | 615 | 2723166.28 | 2723166.28 | 0 | 0 | 3027494.7206 | 0 | 304328.2923
Circuit | strategic_undergrounding_single_or_two_phase_lateral | NP43_lateral | 616 | 2721414.37 | 2721414.37 | 0 | 0 | 3649934.5079 | 0 | 928519.9868
Circuit | strategic_undergrounding_single_or_two_phase_lateral | WL43_lateral | 617 | 2715696.88 | 2715696.88 | 0 | 0 | 4501083.6698 | 0 | 1785386.6232
Circuit | strategic_undergrounding_single_or_two_phase_lateral | HK47_lateral | 618 | 2711674.63 | 2711674.63 | 0 | 0 | 2873653.1631 | 0 | 161978.3751
Circuit | strategic_undergrounding_single_or_two_phase_lateral | HE10_lateral | 619 | 2708250.28 | 2708250.28 | 0 | 0 | 2963030.2888 | 0 | 254779.8377
Circuit | strategic_undergrounding_single_or_two_phase_lateral | DE02_lateral | 620 | 2704189.58 | 2704189.58 | 0 | 0 | 4156899.7773 | 0 | 1452710.071
Circuit | strategic_undergrounding_single_or_two_phase_lateral | BY05_lateral | 621 | 2700927.37 | 2700927.37 | 0 | 0 | 3446893.3114 | 0 | 745965.787
Circuit | strategic_undergrounding_single_or_two_phase_lateral | THW50_lateral | 622 | 2695940.67 | 2695940.67 | 0 | 0 | 3455541.9145 | 0 | 759601.1078
Circuit | strategic_undergrounding_single_or_two_phase_lateral | LK05_lateral | 623 | 2658080.17 | 2658080.17 | 0 | 0 | 2682340.0242 | 0 | 24259.7073
Circuit | strategic_undergrounding_single_or_two_phase_lateral | CC01_lateral | 624 | 2654746.3 | 2654746.3 | 0 | 0 | 2930283.5712 | 0 | 275537.1129
Circuit | strategic_undergrounding_single_or_two_phase_lateral | FR45_lateral | 625 | 2642923.08 | 2642923.08 | 0 | 0 | 2972771.5221 | 0 | 329848.299
Circuit | strategic_undergrounding_single_or_two_phase_lateral | STL45_lateral | 626 | 2639583.5 | 2639583.5 | 0 | 0 | 2788189.5329 | 0 | 148605.9023
Circuit | strategic_undergrounding_single_or_two_phase_lateral | ST05_lateral | 627 | 2632776.43 | 2632776.43 | 0 | 0 | 2693983.828 | 0 | 61207.2681
Circuit | strategic_undergrounding_single_or_two_phase_lateral | TO05_lateral | 628 | 2628021.32 | 2628021.32 | 0 | 0 | 3023965.2391 | 0 | 395943.7777
Circuit | strategic_undergrounding_single_or_two_phase_lateral | WT12_lateral | 629 | 2627334.67 | 2627334.67 | 0 | 0 | 3911050.8369 | 0 | 1283716.0297
Circuit | strategic_undergrounding_single_or_two_phase_lateral | DL47_lateral | 630 | 2626363.7 | 2626363.7 | 0 | 0 | 3209338.2716 | 0 | 582974.4325
Circuit | strategic_undergrounding_single_or_two_phase_lateral | DR04_lateral | 631 | 2619811.01 | 2619811.01 | 0 | 0 | 2620908.8853 | 0 | 1097.73
Circuit | strategic_undergrounding_single_or_two_phase_lateral | CRB48_lateral | 632 | 2616630.77 | 2616630.77 | 0 | 0 | 3085437.7421 | 0 | 468806.8313
Circuit | strategic_undergrounding_single_or_two_phase_lateral | MP10_lateral | 633 | 2612886.28 | 2612886.28 | 0 | 0 | 2747446.3536 | 0 | 134559.9013
Circuit | strategic_undergrounding_single_or_two_phase_lateral | HB49_lateral | 634 | 2611813.57 | 2611813.57 | 0 | 0 | 4249016.1128 | 0 | 1637202.4091
Circuit | strategic_undergrounding_single_or_two_phase_lateral | UW03_lateral | 635 | 2608929.11 | 2608929.11 | 0 | 0 | 2608929.2618 | 0 | 0
Circuit | strategic_undergrounding_single_or_two_phase_lateral | THW45_lateral | 636 | 2605720.36 | 2605720.36 | 0 | 0 | 2605720.5044 | 0 | 0
Circuit | strategic_undergrounding_single_or_two_phase_lateral | FM02_lateral | 637 | 2604873.68 | 2604873.68 | 0 | 0 | 2605974.6012 | 0 | 1100.7561
Circuit | strategic_undergrounding_single_or_two_phase_lateral | JN09_lateral | 638 | 2600469.73 | 2600469.73 | 0 | 0 | 2601163.648 | 0 | 693.7755
Circuit | strategic_undergrounding_single_or_two_phase_lateral | EC11_lateral | 639 | 2595307.48 | 2595307.48 | 0 | 0 | 2778028.8508 | 0 | 182721.2201
Circuit | strategic_undergrounding_single_or_two_phase_lateral | SW06_lateral | 640 | 2591867.61 | 2591867.61 | 0 | 0 | 2591867.768 | 0 | 0
Circuit | strategic_undergrounding_single_or_two_phase_lateral | CD01_lateral | 641 | 2590485.37 | 2590485.37 | 0 | 0 | 2590485.5174 | 0 | 0
Circuit | strategic_undergrounding_single_or_two_phase_lateral | NS04_lateral | 642 | 2586117.43 | 2586117.43 | 0 | 0 | 2706890.9674 | 0 | 120773.3876
Circuit | strategic_undergrounding_single_or_two_phase_lateral | SP09_lateral | 643 | 2585419.13 | 2585419.13 | 0 | 0 | 2585419.307 | 0 | 0
Circuit | strategic_undergrounding_single_or_two_phase_lateral | EC02_lateral | 644 | 2584446 | 2584446 | 0 | 0 | 2618019.3683 | 0 | 33573.2125
Circuit | strategic_undergrounding_single_or_two_phase_lateral | RE09_lateral | 645 | 2584366.14 | 2584366.14 | 0 | 0 | 3534729.9599 | 0 | 950363.6653
Circuit | strategic_undergrounding_single_or_two_phase_lateral | MID01_lateral | 646 | 2583948.55 | 2583948.55 | 0 | 0 | 5553864.5492 | 0 | 2969915.8586
Circuit | strategic_undergrounding_single_or_two_phase_lateral | SR12_lateral | 647 | 2582812.5 | 2582812.5 | 0 | 0 | 2932484.2771 | 0 | 349671.6439
Circuit | strategic_undergrounding_single_or_two_phase_lateral | GE49_lateral | 648 | 2545786.68 | 2545786.68 | 0 | 0 | 2545786.8353 | 0 | 0
Circuit | strategic_undergrounding_single_or_two_phase_lateral | CR04_lateral | 649 | 2541184.47 | 2541184.47 | 0 | 0 | 2570057.8703 | 0 | 28873.2481
Circuit | strategic_undergrounding_single_or_two_phase_lateral | FL42_lateral | 650 | 2532418.02 | 2532418.02 | 0 | 0 | 3260425.694 | 0 | 728007.4998
Circuit | strategic_undergrounding_single_or_two_phase_lateral | FUL41_lateral | 651 | 2526990.22 | 2526990.22 | 0 | 0 | 3663482.9603 | 0 | 1136492.5755
Circuit | strategic_undergrounding_single_or_two_phase_lateral | FP05_lateral | 652 | 2514376.75 | 2514376.75 | 0 | 0 | 2864041.0545 | 0 | 349664.1436
Circuit | strategic_undergrounding_single_or_two_phase_lateral | GZ46_lateral | 653 | 2513599.98 | 2513599.98 | 0 | 0 | 2792597.5964 | 0 | 278997.4849
Circuit | strategic_undergrounding_single_or_two_phase_lateral | BA46_lateral | 654 | 2512440.81 | 2512440.81 | 0 | 0 | 2910786.3298 | 0 | 398345.377
Circuit | strategic_undergrounding_single_or_two_phase_lateral | BI46_lateral | 655 | 2510729.66 | 2510729.66 | 0 | 0 | 3351485.5374 | 0 | 840755.7063
Circuit | strategic_undergrounding_single_or_two_phase_lateral | CRB44_lateral | 656 | 2506735.86 | 2506735.86 | 0 | 0 | 2902198.3436 | 0 | 395462.3467
Circuit | strategic_undergrounding_single_or_two_phase_lateral | BA47_lateral | 657 | 2502907.35 | 2502907.35 | 0 | 0 | 3579171.1716 | 0 | 1076263.6832
Circuit | strategic_undergrounding_single_or_two_phase_lateral | CYF48_lateral | 658 | 2499605.22 | 2499605.22 | 0 | 0 | 2499605.3849 | 0 | 0
Circuit | strategic_undergrounding_single_or_two_phase_lateral | LJ04_lateral | 659 | 2496885.23 | 2496885.23 | 0 | 0 | 5228095.6225 | 0 | 2731210.2324
Circuit | strategic_undergrounding_single_or_two_phase_lateral | HE09_lateral | 660 | 2493476.48 | 2493476.48 | 0 | 0 | 4573746.1168 | 0 | 2080269.4662
Circuit | strategic_undergrounding_single_or_two_phase_lateral | GN12_lateral | 661 | 2488471.82 | 2488471.82 | 0 | 0 | 2500028.0226 | 0 | 11556.0284
Circuit | strategic_undergrounding_single_or_two_phase_lateral | CA09_lateral | 662 | 2483746.71 | 2483746.71 | 0 | 0 | 2483746.8639 | 0 | 0
Circuit | strategic_undergrounding_single_or_two_phase_lateral | WA44_lateral | 663 | 2482828.65 | 2482828.65 | 0 | 0 | 3616810.1832 | 0 | 1133981.3702
Circuit | strategic_undergrounding_single_or_two_phase_lateral | EL05_lateral | 664 | 2481682.26 | 2481682.26 | 0 | 0 | 3223704.2366 | 0 | 742021.8484
Circuit | strategic_undergrounding_single_or_two_phase_lateral | UL04_lateral | 665 | 2473843.87 | 2473843.87 | 0 | 0 | 2849579.2678 | 0 | 375735.2543
Circuit | strategic_undergrounding_single_or_two_phase_lateral | TB44_lateral | 666 | 2471820.11 | 2471820.11 | 0 | 0 | 2656772.9527 | 0 | 184952.7014
Circuit | strategic_undergrounding_single_or_two_phase_lateral | ES03_lateral | 667 | 2467275.93 | 2467275.93 | 0 | 0 | 3009707.8317 | 0 | 542431.7608
Circuit | strategic_undergrounding_single_or_two_phase_lateral | FAN47_lateral | 668 | 2464039.01 | 2464039.01 | 0 | 0 | 4645167.2767 | 0 | 2181128.131
Circuit | strategic_undergrounding_single_or_two_phase_lateral | BAR42_lateral | 669 | 2455678 | 2455678 | 0 | 0 | 2482528.2756 | 0 | 26850.1255
Circuit | strategic_undergrounding_single_or_two_phase_lateral | UW05_lateral | 670 | 2452200.59 | 2452200.59 | 0 | 0 | 2452200.733 | 0 | 0
Circuit | strategic_undergrounding_single_or_two_phase_lateral | HP05_lateral | 671 | 2451094.54 | 2451094.54 | 0 | 0 | 4178984.8039 | 0 | 1727890.1163
Circuit | strategic_undergrounding_single_or_two_phase_lateral | TB45_lateral | 672 | 2448334.21 | 2448334.21 | 0 | 0 | 2528240.7085 | 0 | 79906.3483
Circuit | strategic_undergrounding_single_or_two_phase_lateral | DH11_lateral | 673 | 2446433 | 2446433 | 0 | 0 | 2654300.1368 | 0 | 207866.9892
Circuit | strategic_undergrounding_single_or_two_phase_lateral | FRY44_lateral | 674 | 2438293.71 | 2438293.71 | 0 | 0 | 2783609.2085 | 0 | 345315.3559
Circuit | strategic_undergrounding_single_or_two_phase_lateral | RE41_lateral | 675 | 2438023.19 | 2438023.19 | 0 | 0 | 2492247.4866 | 0 | 54224.1644
Circuit | strategic_undergrounding_single_or_two_phase_lateral | SB01_lateral | 676 | 2437846.13 | 2437846.13 | 0 | 0 | 2955849.724 | 0 | 518003.4571
Circuit | strategic_undergrounding_single_or_two_phase_lateral | KB17_lateral | 677 | 2424834.13 | 2424834.13 | 0 | 0 | 3245857.6615 | 0 | 821023.3818
Circuit | strategic_undergrounding_single_or_two_phase_lateral | SH11_lateral | 678 | 2422373.62 | 2422373.62 | 0 | 0 | 2640514.2664 | 0 | 218140.5137
Circuit | strategic_undergrounding_single_or_two_phase_lateral | GAR06_lateral | 679 | 2418583.83 | 2418583.83 | 0 | 0 | 2418583.9892 | 0 | 0
Circuit | strategic_undergrounding_single_or_two_phase_lateral | RA43_lateral | 680 | 2416859.71 | 2416859.71 | 0 | 0 | 3210582.3655 | 0 | 793722.5069
Circuit | strategic_undergrounding_single_or_two_phase_lateral | UW02_lateral | 681 | 2414991.22 | 2414991.22 | 0 | 0 | 2414991.3595 | 0 | 0
Circuit | strategic_undergrounding_single_or_two_phase_lateral | SR03_lateral | 682 | 2414802.81 | 2414802.81 | 0 | 0 | 2418659.9392 | 0 | 3856.9693
Circuit | strategic_undergrounding_single_or_two_phase_lateral | FM01_lateral | 683 | 2414070.19 | 2414070.19 | 0 | 0 | 2432721.4792 | 0 | 18651.1474
Circuit | strategic_undergrounding_single_or_two_phase_lateral | WZ47_lateral | 684 | 2413561.72 | 2413561.72 | 0 | 0 | 2424319.8238 | 0 | 10757.9713
Circuit | strategic_undergrounding_single_or_two_phase_lateral | KL44_lateral | 685 | 2410270.01 | 2410270.01 | 0 | 0 | 2410270.1532 | 0 | 0
Circuit | strategic_undergrounding_single_or_two_phase_lateral | AN08_lateral | 686 | 2408032.13 | 2408032.13 | 0 | 0 | 3035203.336 | 0 | 627171.0709
Circuit | strategic_undergrounding_single_or_two_phase_lateral | LW47_lateral | 687 | 2404487.68 | 2404487.68 | 0 | 0 | 2483275.5736 | 0 | 78787.7303
Circuit | strategic_undergrounding_single_or_two_phase_lateral | AM10_lateral | 688 | 2401378.03 | 2401378.03 | 0 | 0 | 2401378.1887 | 0 | 0
Circuit | strategic_undergrounding_single_or_two_phase_lateral | WE02_lateral | 689 | 2389107.36 | 2389107.36 | 0 | 0 | 2898855.8152 | 0 | 509748.2856
Circuit | strategic_undergrounding_single_or_two_phase_lateral | CRB42_lateral | 690 | 2379282.82 | 2379282.82 | 0 | 0 | 2884646.4313 | 0 | 505363.4617
Circuit | strategic_undergrounding_single_or_two_phase_lateral | KI42_lateral | 691 | 2378971.28 | 2378971.28 | 0 | 0 | 2566640.6708 | 0 | 187669.2498
Circuit | strategic_undergrounding_single_or_two_phase_lateral | DH09_lateral | 692 | 2370249.7 | 2370249.7 | 0 | 0 | 2370249.8521 | 0 | 0
Circuit | strategic_undergrounding_single_or_two_phase_lateral | HV41_lateral | 693 | 2370242.06 | 2370242.06 | 0 | 0 | 2374743.3217 | 0 | 4501.0983
Circuit | strategic_undergrounding_single_or_two_phase_lateral | CC04_lateral | 694 | 2358227.23 | 2358227.23 | 0 | 0 | 2619999.154 | 0 | 261771.7808
Circuit | strategic_undergrounding_single_or_two_phase_lateral | GL08_lateral | 695 | 2355492.05 | 2355492.05 | 0 | 0 | 2802679.0627 | 0 | 447186.8521
Circuit | strategic_undergrounding_single_or_two_phase_lateral | WO07_lateral | 696 | 2350826.52 | 2350826.52 | 0 | 0 | 2351619.004 | 0 | 792.3413
Circuit | strategic_undergrounding_single_or_two_phase_lateral | HA04_lateral | 697 | 2350433.57 | 2350433.57 | 0 | 0 | 2447825.1039 | 0 | 97391.363
Circuit | strategic_undergrounding_single_or_two_phase_lateral | KW42_lateral | 698 | 2346538.41 | 2346538.41 | 0 | 0 | 2346587.3529 | 0 | 48.7744
Circuit | strategic_undergrounding_single_or_two_phase_lateral | PE06_lateral | 699 | 2341957.18 | 2341957.18 | 0 | 0 | 2470502.0522 | 0 | 128544.733
Circuit | strategic_undergrounding_single_or_two_phase_lateral | RO41_lateral | 700 | 2336979.05 | 2336979.05 | 0 | 0 | 3240191.0799 | 0 | 903211.892
Circuit | strategic_undergrounding_single_or_two_phase_lateral | KI49_lateral | 701 | 2322434.97 | 2322434.97 | 0 | 0 | 2631265.6871 | 0 | 308830.587
Circuit | strategic_undergrounding_single_or_two_phase_lateral | SIE41_lateral | 702 | 2319620.49 | 2319620.49 | 0 | 0 | 4427455.253 | 0 | 2107834.5962
Circuit | strategic_undergrounding_single_or_two_phase_lateral | RS03_lateral | 703 | 2315760.26 | 2315760.26 | 0 | 0 | 2617940.9078 | 0 | 302180.4844
Circuit | strategic_undergrounding_single_or_two_phase_lateral | CS02_lateral | 704 | 2312074.07 | 2312074.07 | 0 | 0 | 2324293.1228 | 0 | 12218.8869
Circuit | strategic_undergrounding_single_or_two_phase_lateral | OB42_lateral | 705 | 2311154.73 | 2311154.73 | 0 | 0 | 2311154.884 | 0 | 0
Circuit | strategic_undergrounding_single_or_two_phase_lateral | EC13_lateral | 706 | 2308614.2 | 2308614.2 | 0 | 0 | 2311706.194 | 0 | 3091.8572
Circuit | strategic_undergrounding_single_or_two_phase_lateral | ADK42_lateral | 707 | 2305138.66 | 2305138.66 | 0 | 0 | 2421188.2191 | 0 | 116049.3866
Circuit | strategic_undergrounding_single_or_two_phase_lateral | PO09_lateral | 708 | 2298471.95 | 2298471.95 | 0 | 0 | 4017465.8856 | 0 | 1718993.7772
Circuit | strategic_undergrounding_single_or_two_phase_lateral | PW08_lateral | 709 | 2295101.74 | 2295101.74 | 0 | 0 | 2295101.9008 | 0 | 0
Circuit | strategic_undergrounding_single_or_two_phase_lateral | FD11_lateral | 710 | 2291385.78 | 2291385.78 | 0 | 0 | 2529701.5659 | 0 | 238315.6352
Circuit | strategic_undergrounding_single_or_two_phase_lateral | SP03_lateral | 711 | 2288032.73 | 2288032.73 | 0 | 0 | 2288032.8652 | 0 | 0
Circuit | strategic_undergrounding_single_or_two_phase_lateral | DE01_lateral | 712 | 2277258.19 | 2277258.19 | 0 | 0 | 2289958.0205 | 0 | 12699.6625
Circuit | strategic_undergrounding_single_or_two_phase_lateral | WLO42_lateral | 713 | 2244381.38 | 2244381.38 | 0 | 0 | 2650276.3932 | 0 | 405894.863
Circuit | strategic_undergrounding_single_or_two_phase_lateral | DE08_lateral | 714 | 2236264.58 | 2236264.58 | 0 | 0 | 2236264.7076 | 0 | 0
Circuit | strategic_undergrounding_single_or_two_phase_lateral | WO05_lateral | 715 | 2229029.43 | 2229029.43 | 0 | 0 | 2237116.0824 | 0 | 8086.494
Circuit | strategic_undergrounding_single_or_two_phase_lateral | AD10_lateral | 716 | 2222961.62 | 2222961.62 | 0 | 0 | 2463273.0502 | 0 | 240311.2887
Circuit | strategic_undergrounding_single_or_two_phase_lateral | WZ46_lateral | 717 | 2220482.91 | 2220482.91 | 0 | 0 | 2245869.3486 | 0 | 25386.2904
Circuit | strategic_undergrounding_single_or_two_phase_lateral | GT11_lateral | 718 | 2219516.23 | 2219516.23 | 0 | 0 | 4879617.8009 | 0 | 2660101.4112
Circuit | strategic_undergrounding_single_or_two_phase_lateral | NB46_lateral | 719 | 2218178.91 | 2218178.91 | 0 | 0 | 3001329.6454 | 0 | 783150.5811
Circuit | strategic_undergrounding_single_or_two_phase_lateral | SPW43_lateral | 720 | 2216604.76 | 2216604.76 | 0 | 0 | 2808167.9328 | 0 | 591563.01
Circuit | strategic_undergrounding_single_or_two_phase_lateral | HP09_lateral | 721 | 2214570.78 | 2214570.78 | 0 | 0 | 3284339.3511 | 0 | 1069768.3843
Circuit | strategic_undergrounding_single_or_two_phase_lateral | EC05_lateral | 722 | 2206551.63 | 2206551.63 | 0 | 0 | 3613283.9546 | 0 | 1406732.1814
Circuit | strategic_undergrounding_single_or_two_phase_lateral | IR02_lateral | 723 | 2204791 | 2204791 | 0 | 0 | 2218885.1533 | 0 | 14093.9923
Circuit | strategic_undergrounding_single_or_two_phase_lateral | FD13_lateral | 724 | 2200129.33 | 2200129.33 | 0 | 0 | 2513337.4902 | 0 | 313207.9954
Circuit | strategic_undergrounding_single_or_two_phase_lateral | KW43_lateral | 725 | 2200040.8 | 2200040.8 | 0 | 0 | 2502195.0759 | 0 | 302154.1481
Circuit | strategic_undergrounding_single_or_two_phase_lateral | DH01_lateral | 726 | 2189696.75 | 2189696.75 | 0 | 0 | 2189696.9004 | 0 | 0
Circuit | strategic_undergrounding_single_or_two_phase_lateral | BY02_lateral | 727 | 2187041.57 | 2187041.57 | 0 | 0 | 2922983.4078 | 0 | 735941.6843
Circuit | strategic_undergrounding_single_or_two_phase_lateral | CR10_lateral | 728 | 2182472.17 | 2182472.17 | 0 | 0 | 3291325.8015 | 0 | 1108853.4674
Circuit | strategic_undergrounding_single_or_two_phase_lateral | HY01_lateral | 729 | 2173076.55 | 2173076.55 | 0 | 0 | 2494139.8827 | 0 | 321063.1865
Circuit | strategic_undergrounding_single_or_two_phase_lateral | DN08_lateral | 730 | 2172649.44 | 2172649.44 | 0 | 0 | 2898468.9639 | 0 | 725819.3836
Circuit | strategic_undergrounding_single_or_two_phase_lateral | UL13_lateral | 731 | 2160460.93 | 2160460.93 | 0 | 0 | 2161412.3157 | 0 | 951.2285
Circuit | strategic_undergrounding_single_or_two_phase_lateral | CB02_lateral | 732 | 2160325.38 | 2160325.38 | 0 | 0 | 2167225.7356 | 0 | 6900.2131
Circuit | strategic_undergrounding_single_or_two_phase_lateral | CE03_lateral | 733 | 2160267.68 | 2160267.68 | 0 | 0 | 2250213.0894 | 0 | 89945.2614
Circuit | strategic_undergrounding_single_or_two_phase_lateral | BM01_lateral | 734 | 2158339.11 | 2158339.11 | 0 | 0 | 2293845.9571 | 0 | 135506.6829
Circuit | strategic_undergrounding_single_or_two_phase_lateral | IR05_lateral | 735 | 2158296.19 | 2158296.19 | 0 | 0 | 2823180.4913 | 0 | 664884.1326
Circuit | strategic_undergrounding_single_or_two_phase_lateral | CG06_lateral | 736 | 2150148.45 | 2150148.45 | 0 | 0 | 2150148.6034 | 0 | 0
Circuit | strategic_undergrounding_single_or_two_phase_lateral | HE01_lateral | 737 | 2140255.13 | 2140255.13 | 0 | 0 | 3018294.5046 | 0 | 878039.1932
Circuit | strategic_undergrounding_single_or_two_phase_lateral | PW03_lateral | 738 | 2139548.8 | 2139548.8 | 0 | 0 | 2190255.2666 | 0 | 50706.3567
Circuit | strategic_undergrounding_single_or_two_phase_lateral | GP07_lateral | 739 | 2134475.84 | 2134475.84 | 0 | 0 | 2551174.1551 | 0 | 416698.1453
Circuit | strategic_undergrounding_single_or_two_phase_lateral | SH08_lateral | 740 | 2125616.54 | 2125616.54 | 0 | 0 | 2126338.6347 | 0 | 721.9733
Circuit | strategic_undergrounding_single_or_two_phase_lateral | RO43_lateral | 741 | 2117384.67 | 2117384.67 | 0 | 0 | 2120372.6216 | 0 | 2987.7985
Circuit | strategic_undergrounding_single_or_two_phase_lateral | CB09_lateral | 742 | 2115523.28 | 2115523.28 | 0 | 0 | 2115523.4451 | 0 | 0
Circuit | strategic_undergrounding_single_or_two_phase_lateral | BM08_lateral | 743 | 2103629.38 | 2103629.38 | 0 | 0 | 2198648.0078 | 0 | 95018.4915
Circuit | strategic_undergrounding_single_or_two_phase_lateral | FZ49_lateral | 744 | 2094385.75 | 2094385.75 | 0 | 0 | 2094385.9141 | 0 | 0
Circuit | strategic_undergrounding_single_or_two_phase_lateral | HB47_lateral | 745 | 2092543.86 | 2092543.86 | 0 | 0 | 2541079.4579 | 0 | 448535.4477
Circuit | strategic_undergrounding_single_or_two_phase_lateral | TO02_lateral | 746 | 2081813.33 | 2081813.33 | 0 | 0 | 2082812.0878 | 0 | 998.6197
Circuit | strategic_undergrounding_single_or_two_phase_lateral | STF41_lateral | 747 | 2081793.03 | 2081793.03 | 0 | 0 | 4812289.0607 | 0 | 2730495.8997
Circuit | strategic_undergrounding_single_or_two_phase_lateral | SP11_lateral | 748 | 2079313.81 | 2079313.81 | 0 | 0 | 2122095.6072 | 0 | 42781.6419
Circuit | strategic_undergrounding_single_or_two_phase_lateral | WF01_lateral | 749 | 2079227.87 | 2079227.87 | 0 | 0 | 2085138.5891 | 0 | 5910.5808
Circuit | strategic_undergrounding_single_or_two_phase_lateral | FRY43_lateral | 750 | 2069196.62 | 2069196.62 | 0 | 0 | 2728889.9678 | 0 | 659693.1919
Circuit | strategic_undergrounding_single_or_two_phase_lateral | RS07_lateral | 751 | 2068055.39 | 2068055.39 | 0 | 0 | 2080202.0881 | 0 | 12146.5449
Circuit | strategic_undergrounding_single_or_two_phase_lateral | HL03_lateral | 752 | 2059468.89 | 2059468.89 | 0 | 0 | 2115612.0174 | 0 | 56142.9735
Circuit | strategic_undergrounding_single_or_two_phase_lateral | MY01_lateral | 753 | 2030246.09 | 2030246.09 | 0 | 0 | 2030246.2377 | 0 | 0
Circuit | strategic_undergrounding_single_or_two_phase_lateral | GT04_lateral | 754 | 2029564.74 | 2029564.74 | 0 | 0 | 2029564.8983 | 0 | 0
Circuit | strategic_undergrounding_single_or_two_phase_lateral | KM06_lateral | 755 | 2020382.8 | 2020382.8 | 0 | 0 | 4508729.7921 | 0 | 2488346.8342
Circuit | strategic_undergrounding_single_or_two_phase_lateral | AR41_lateral | 756 | 2018284.33 | 2018284.33 | 0 | 0 | 3453252.0716 | 0 | 1434967.5835
Circuit | strategic_undergrounding_single_or_two_phase_lateral | CV03_lateral | 757 | 2017049.89 | 2017049.89 | 0 | 0 | 2135653.3113 | 0 | 118603.252
Circuit | strategic_undergrounding_single_or_two_phase_lateral | TE02_lateral | 758 | 2015540.2 | 2015540.2 | 0 | 0 | 2019193.9376 | 0 | 3653.5717
Circuit | strategic_undergrounding_single_or_two_phase_lateral | WC01_lateral | 759 | 2012340.32 | 2012340.32 | 0 | 0 | 3050025.6794 | 0 | 1037685.2158
Circuit | strategic_undergrounding_single_or_two_phase_lateral | DH08_lateral | 760 | 2012028.18 | 2012028.18 | 0 | 0 | 2125295.7449 | 0 | 113267.4391
Circuit | strategic_undergrounding_single_or_two_phase_lateral | AN05_lateral | 761 | 2001428.57 | 2001428.57 | 0 | 0 | 2081863.563 | 0 | 80434.8204
Circuit | strategic_undergrounding_single_or_two_phase_lateral | BV43_lateral | 762 | 1998786.75 | 1998786.75 | 0 | 0 | 1998786.8924 | 0 | 0
Circuit | strategic_undergrounding_single_or_two_phase_lateral | AN09_lateral | 763 | 1993591.05 | 1993591.05 | 0 | 0 | 2401798.7671 | 0 | 408207.5529
Circuit | strategic_undergrounding_single_or_two_phase_lateral | AD04_lateral | 764 | 1991882.08 | 1991882.08 | 0 | 0 | 2414811.0559 | 0 | 422928.8366
Circuit | strategic_undergrounding_single_or_two_phase_lateral | UL48_lateral | 765 | 1974732.28 | 1974732.28 | 0 | 0 | 1974732.4282 | 0 | 0
Circuit | strategic_undergrounding_single_or_two_phase_lateral | FD03_lateral | 766 | 1966775.77 | 1966775.77 | 0 | 0 | 2685580.4102 | 0 | 718804.4812
Circuit | strategic_undergrounding_single_or_two_phase_lateral | EL04_lateral | 767 | 1965864.64 | 1965864.64 | 0 | 0 | 1965864.8122 | 0 | 0
Circuit | strategic_undergrounding_single_or_two_phase_lateral | EU01_lateral | 768 | 1963265.54 | 1963265.54 | 0 | 0 | 3721826.4609 | 0 | 1758560.7565
Circuit | strategic_undergrounding_single_or_two_phase_lateral | HOC11_lateral | 769 | 1962455.2 | 1962455.2 | 0 | 0 | 1963577.5076 | 0 | 1122.152
Circuit | strategic_undergrounding_single_or_two_phase_lateral | PW06_lateral | 770 | 1961989.41 | 1961989.41 | 0 | 0 | 2013243.4953 | 0 | 51253.9284
Circuit | strategic_undergrounding_single_or_two_phase_lateral | ADK49_lateral | 771 | 1960971.21 | 1960971.21 | 0 | 0 | 1960971.3929 | 0 | 0
Circuit | strategic_undergrounding_single_or_two_phase_lateral | HT01_lateral | 772 | 1947597.29 | 1947597.29 | 0 | 0 | 2192268.4262 | 0 | 244670.99
Circuit | strategic_undergrounding_single_or_two_phase_lateral | LU04_lateral | 773 | 1946150.73 | 1946150.73 | 0 | 0 | 1946150.8568 | 0 | 0
Circuit | strategic_undergrounding_single_or_two_phase_lateral | BR12_lateral | 774 | 1943998.17 | 1943998.17 | 0 | 0 | 1967910.1252 | 0 | 23911.8251
Circuit | strategic_undergrounding_single_or_two_phase_lateral | ST13_lateral | 775 | 1941465.13 | 1941465.13 | 0 | 0 | 1962235.512 | 0 | 20770.2066
Circuit | strategic_undergrounding_single_or_two_phase_lateral | FW07_lateral | 776 | 1929726.62 | 1929726.62 | 0 | 0 | 1929726.7639 | 0 | 0
Circuit | strategic_undergrounding_single_or_two_phase_lateral | BR14_lateral | 777 | 1920388.9 | 1920388.9 | 0 | 0 | 1920389.0556 | 0 | 0
Circuit | strategic_undergrounding_single_or_two_phase_lateral | SB08_lateral | 778 | 1916129.59 | 1916129.59 | 0 | 0 | 2385295.0471 | 0 | 469165.3258
Circuit | strategic_undergrounding_single_or_two_phase_lateral | JN11_lateral | 779 | 1915938.85 | 1915938.85 | 0 | 0 | 2255059.4419 | 0 | 339120.408
Circuit | strategic_undergrounding_single_or_two_phase_lateral | MY02_lateral | 780 | 1913083.27 | 1913083.27 | 0 | 0 | 1913083.4329 | 0 | 0
Circuit | strategic_undergrounding_single_or_two_phase_lateral | TRN07_lateral | 781 | 1903635.58 | 1903635.58 | 0 | 0 | 2118459.8711 | 0 | 214824.1537
Circuit | strategic_undergrounding_single_or_two_phase_lateral | HE05_lateral | 782 | 1902049.76 | 1902049.76 | 0 | 0 | 3219229.9094 | 0 | 1317180.0053
Circuit | strategic_undergrounding_single_or_two_phase_lateral | CA03_lateral | 783 | 1899376.44 | 1899376.44 | 0 | 0 | 1899376.5787 | 0 | 0
Circuit | strategic_undergrounding_single_or_two_phase_lateral | EU08_lateral | 784 | 1888431.63 | 1888431.63 | 0 | 0 | 1888431.7929 | 0 | 0
Circuit | strategic_undergrounding_single_or_two_phase_lateral | FD12_lateral | 785 | 1884909.78 | 1884909.78 | 0 | 0 | 1884909.9016 | 0 | 0
Circuit | strategic_undergrounding_single_or_two_phase_lateral | LAK46_lateral | 786 | 1882103.34 | 1882103.34 | 0 | 0 | 1884844.497 | 0 | 2741.0012
Circuit | strategic_undergrounding_single_or_two_phase_lateral | MP05_lateral | 787 | 1879093.16 | 1879093.16 | 0 | 0 | 2191455.2482 | 0 | 312361.9482
Circuit | strategic_undergrounding_single_or_two_phase_lateral | HT05_lateral | 788 | 1868593.06 | 1868593.06 | 0 | 0 | 2112323.9534 | 0 | 243730.7479
Circuit | strategic_undergrounding_single_or_two_phase_lateral | KI41_lateral | 789 | 1865035.36 | 1865035.36 | 0 | 0 | 1946619.6716 | 0 | 81584.1643
Circuit | strategic_undergrounding_single_or_two_phase_lateral | WLO43_lateral | 790 | 1861922.45 | 1861922.45 | 0 | 0 | 2441029.9556 | 0 | 579107.3531
Circuit | strategic_undergrounding_single_or_two_phase_lateral | KW45_lateral | 791 | 1860755.07 | 1860755.07 | 0 | 0 | 2276710.946 | 0 | 415955.7401
Circuit | strategic_undergrounding_single_or_two_phase_lateral | CG04_lateral | 792 | 1860410.31 | 1860410.31 | 0 | 0 | 2097517.7498 | 0 | 237107.2937
Circuit | strategic_undergrounding_single_or_two_phase_lateral | AD06_lateral | 793 | 1860333.83 | 1860333.83 | 0 | 0 | 1875647.591 | 0 | 15313.6148
Circuit | strategic_undergrounding_single_or_two_phase_lateral | KG46_lateral | 794 | 1856666.39 | 1856666.39 | 0 | 0 | 1867789.6206 | 0 | 11123.0659
Circuit | strategic_undergrounding_single_or_two_phase_lateral | ME09_lateral | 795 | 1841395.98 | 1841395.98 | 0 | 0 | 2298657.2189 | 0 | 457261.1012
Circuit | strategic_undergrounding_single_or_two_phase_lateral | MP07_lateral | 796 | 1840938.03 | 1840938.03 | 0 | 0 | 2471736.496 | 0 | 630798.2926
Circuit | strategic_undergrounding_single_or_two_phase_lateral | CL07_lateral | 797 | 1838761.55 | 1838761.55 | 0 | 0 | 2672677.4709 | 0 | 833915.7626
Circuit | strategic_undergrounding_single_or_two_phase_lateral | UN01_lateral | 798 | 1836780.56 | 1836780.56 | 0 | 0 | 1896298.8225 | 0 | 59518.1264
Circuit | strategic_undergrounding_single_or_two_phase_lateral | LP03_lateral | 799 | 1834610.82 | 1834610.82 | 0 | 0 | 1834610.9364 | 0 | 0
Circuit | strategic_undergrounding_single_or_two_phase_lateral | SB07_lateral | 800 | 1831427.58 | 1831427.58 | 0 | 0 | 2100834.426 | 0 | 269406.718
Circuit | strategic_undergrounding_single_or_two_phase_lateral | KG44_lateral | 801 | 1829202.81 | 1829202.81 | 0 | 0 | 1829202.9689 | 0 | 0
Circuit | strategic_undergrounding_single_or_two_phase_lateral | JN05_lateral | 802 | 1828647.8 | 1828647.8 | 0 | 0 | 2356895.315 | 0 | 528247.3832
Circuit | strategic_undergrounding_single_or_two_phase_lateral | BM03_lateral | 803 | 1827851.81 | 1827851.81 | 0 | 0 | 1827851.9604 | 0 | 0
Circuit | strategic_undergrounding_single_or_two_phase_lateral | CYF50_lateral | 804 | 1826614.11 | 1826614.11 | 0 | 0 | 2129973.2388 | 0 | 303358.9858
Circuit | strategic_undergrounding_single_or_two_phase_lateral | UW06_lateral | 805 | 1824601.12 | 1824601.12 | 0 | 0 | 2156264.7698 | 0 | 331663.4761
Circuit | strategic_undergrounding_single_or_two_phase_lateral | SR08_lateral | 806 | 1811771.38 | 1811771.38 | 0 | 0 | 1822157.6756 | 0 | 10386.1715
Circuit | strategic_undergrounding_single_or_two_phase_lateral | GE44_lateral | 807 | 1806555.5 | 1806555.5 | 0 | 0 | 1806555.6253 | 0 | 0
Circuit | strategic_undergrounding_single_or_two_phase_lateral | DN06_lateral | 808 | 1796236.74 | 1796236.74 | 0 | 0 | 1796236.8843 | 0 | 0
Circuit | strategic_undergrounding_single_or_two_phase_lateral | HM01_lateral | 809 | 1794273.4 | 1794273.4 | 0 | 0 | 2097274.0119 | 0 | 303000.4662
Circuit | strategic_undergrounding_single_or_two_phase_lateral | KM04_lateral | 810 | 1791471.59 | 1791471.59 | 0 | 0 | 1791471.7567 | 0 | 0
Circuit | strategic_undergrounding_single_or_two_phase_lateral | FT09_lateral | 811 | 1787020.21 | 1787020.21 | 0 | 0 | 2404480.0538 | 0 | 617459.6804
Circuit | strategic_undergrounding_single_or_two_phase_lateral | TE10_lateral | 812 | 1779997.51 | 1779997.51 | 0 | 0 | 1934813.4467 | 0 | 154815.7827
Circuit | strategic_undergrounding_single_or_two_phase_lateral | JN10_lateral | 813 | 1773919.77 | 1773919.77 | 0 | 0 | 1808053.1707 | 0 | 34133.2643
Circuit | strategic_undergrounding_single_or_two_phase_lateral | WT06_lateral | 814 | 1766219.37 | 1766219.37 | 0 | 0 | 2056986.3897 | 0 | 290766.8799
Circuit | strategic_undergrounding_single_or_two_phase_lateral | DN11_lateral | 815 | 1765379.53 | 1765379.53 | 0 | 0 | 2151653.7883 | 0 | 386274.0818
Circuit | strategic_undergrounding_single_or_two_phase_lateral | AN02_lateral | 816 | 1764022.37 | 1764022.37 | 0 | 0 | 2357350.4177 | 0 | 593327.8711
Circuit | strategic_undergrounding_single_or_two_phase_lateral | WO01_lateral | 817 | 1756900.41 | 1756900.41 | 0 | 0 | 2921271.3875 | 0 | 1164370.8232
Circuit | strategic_undergrounding_single_or_two_phase_lateral | STF43_lateral | 818 | 1753513.39 | 1753513.39 | 0 | 0 | 1754431.3332 | 0 | 917.7954
Circuit | strategic_undergrounding_single_or_two_phase_lateral | TE06_lateral | 819 | 1749129.01 | 1749129.01 | 0 | 0 | 2668542.0388 | 0 | 919412.8814
Circuit | strategic_undergrounding_single_or_two_phase_lateral | JN06_lateral | 820 | 1744608.88 | 1744608.88 | 0 | 0 | 2453605.7046 | 0 | 708996.658
Circuit | strategic_undergrounding_single_or_two_phase_lateral | WEB01_lateral | 821 | 1741997.42 | 1741997.42 | 0 | 0 | 1822008.3058 | 0 | 80010.7223
Circuit | strategic_undergrounding_single_or_two_phase_lateral | BI07_lateral | 822 | 1741644.9 | 1741644.9 | 0 | 0 | 1869278.1835 | 0 | 127633.126
Circuit | strategic_undergrounding_single_or_two_phase_lateral | HP03_lateral | 823 | 1739851.43 | 1739851.43 | 0 | 0 | 2643040.0337 | 0 | 903188.4653
Circuit | strategic_undergrounding_single_or_two_phase_lateral | SPW45_lateral | 824 | 1737293.72 | 1737293.72 | 0 | 0 | 3851744.6761 | 0 | 2114450.8174
Circuit | strategic_undergrounding_single_or_two_phase_lateral | HB51_lateral | 825 | 1736478.94 | 1736478.94 | 0 | 0 | 2307700.0732 | 0 | 571220.9765
Circuit | strategic_undergrounding_single_or_two_phase_lateral | RS05_lateral | 826 | 1733213.18 | 1733213.18 | 0 | 0 | 1924682.38 | 0 | 191469.0299
Circuit | strategic_undergrounding_single_or_two_phase_lateral | EL10_lateral | 827 | 1732081.04 | 1732081.04 | 0 | 0 | 2743473.0219 | 0 | 1011391.8417
Circuit | strategic_undergrounding_single_or_two_phase_lateral | TO09_lateral | 828 | 1730542.71 | 1730542.71 | 0 | 0 | 3340672.1276 | 0 | 1610129.2716
Circuit | strategic_undergrounding_single_or_two_phase_lateral | BY07_lateral | 829 | 1729567.42 | 1729567.42 | 0 | 0 | 1913029.2711 | 0 | 183461.7192
Circuit | strategic_undergrounding_single_or_two_phase_lateral | LK10_lateral | 830 | 1728609.82 | 1728609.82 | 0 | 0 | 1729425.7688 | 0 | 815.7942
Circuit | strategic_undergrounding_single_or_two_phase_lateral | SE02_lateral | 831 | 1724839.46 | 1724839.46 | 0 | 0 | 2172612.916 | 0 | 447773.2897
Circuit | strategic_undergrounding_single_or_two_phase_lateral | WF03_lateral | 832 | 1719930.95 | 1719930.95 | 0 | 0 | 1950468.1837 | 0 | 230537.0954
Circuit | strategic_undergrounding_single_or_two_phase_lateral | WW10_lateral | 833 | 1715765.83 | 1715765.83 | 0 | 0 | 1716763.1185 | 0 | 997.1454
Circuit | strategic_undergrounding_single_or_two_phase_lateral | UV07_lateral | 834 | 1711511.44 | 1711511.44 | 0 | 0 | 1713711.4955 | 0 | 2199.8974
Circuit | strategic_undergrounding_single_or_two_phase_lateral | SH01_lateral | 835 | 1706654.74 | 1706654.74 | 0 | 0 | 1706654.9029 | 0 | 0
Circuit | strategic_undergrounding_single_or_two_phase_lateral | CE12_lateral | 836 | 1702422.17 | 1702422.17 | 0 | 0 | 1702422.3033 | 0 | 0
Circuit | strategic_undergrounding_single_or_two_phase_lateral | RE05_lateral | 837 | 1700402.2 | 1700402.2 | 0 | 0 | 2316277.8531 | 0 | 615875.5046
Circuit | strategic_undergrounding_single_or_two_phase_lateral | GP04_lateral | 838 | 1697636.19 | 1697636.19 | 0 | 0 | 1825083.8116 | 0 | 127447.4774
Circuit | strategic_undergrounding_single_or_two_phase_lateral | OA02_lateral | 839 | 1695736.39 | 1695736.39 | 0 | 0 | 2320282.1467 | 0 | 624545.6307
Circuit | strategic_undergrounding_single_or_two_phase_lateral | FR41_lateral | 840 | 1689535.31 | 1689535.31 | 0 | 0 | 1961006.3706 | 0 | 271470.91
Circuit | strategic_undergrounding_single_or_two_phase_lateral | HK46_lateral | 841 | 1688005.69 | 1688005.69 | 0 | 0 | 1688005.843 | 0 | 0
Circuit | strategic_undergrounding_single_or_two_phase_lateral | FZ46_lateral | 842 | 1687114.73 | 1687114.73 | 0 | 0 | 1687339.3208 | 0 | 224.4472
Circuit | strategic_undergrounding_single_or_two_phase_lateral | RE06_lateral | 843 | 1684387.08 | 1684387.08 | 0 | 0 | 1684387.2366 | 0 | 0
Circuit | strategic_undergrounding_single_or_two_phase_lateral | WE08_lateral | 844 | 1679268.38 | 1679268.38 | 0 | 0 | 3170213.7007 | 0 | 1490945.1513
Circuit | strategic_undergrounding_single_or_two_phase_lateral | NM01_lateral | 845 | 1672890.97 | 1672890.97 | 0 | 0 | 2260045.8827 | 0 | 587154.7656
Circuit | strategic_undergrounding_single_or_two_phase_lateral | MY06_lateral | 846 | 1667964.28 | 1667964.28 | 0 | 0 | 2374101.8975 | 0 | 706137.4778
Circuit | strategic_undergrounding_single_or_two_phase_lateral | RE04_lateral | 847 | 1663771.66 | 1663771.66 | 0 | 0 | 1664838.4376 | 0 | 1066.6468
Circuit | strategic_undergrounding_single_or_two_phase_lateral | HNY02_lateral | 848 | 1661009.23 | 1661009.23 | 0 | 0 | 1661009.3529 | 0 | 0
Circuit | strategic_undergrounding_single_or_two_phase_lateral | HNY01_lateral | 849 | 1660456.39 | 1660456.39 | 0 | 0 | 1660456.5384 | 0 | 0
Circuit | strategic_undergrounding_single_or_two_phase_lateral | BH05_lateral | 850 | 1657956.12 | 1657956.12 | 0 | 0 | 1937545.3625 | 0 | 279589.0783
Circuit | strategic_undergrounding_single_or_two_phase_lateral | LC02_lateral | 851 | 1657221.17 | 1657221.17 | 0 | 0 | 1770049.0823 | 0 | 112827.7583
Circuit | strategic_undergrounding_single_or_two_phase_lateral | CRB41_lateral | 852 | 1655970.57 | 1655970.57 | 0 | 0 | 2410699.503 | 0 | 754728.7584
Circuit | strategic_undergrounding_single_or_two_phase_lateral | PJ03_lateral | 853 | 1652677.82 | 1652677.82 | 0 | 0 | 2292809.0136 | 0 | 640131.0663
Circuit | strategic_undergrounding_single_or_two_phase_lateral | BM06_lateral | 854 | 1647617.31 | 1647617.31 | 0 | 0 | 2541171.5141 | 0 | 893554.0565
Circuit | strategic_undergrounding_single_or_two_phase_lateral | STF42_lateral | 855 | 1646817.57 | 1646817.57 | 0 | 0 | 2437707.1171 | 0 | 790889.3607
Circuit | strategic_undergrounding_single_or_two_phase_lateral | PE02_lateral | 856 | 1646689.9 | 1646689.9 | 0 | 0 | 1646690.0655 | 0 | 0
Circuit | strategic_undergrounding_single_or_two_phase_lateral | MC09_lateral | 857 | 1645713.5 | 1645713.5 | 0 | 0 | 1954418.2434 | 0 | 308704.5506
Circuit | strategic_undergrounding_single_or_two_phase_lateral | BA42_lateral | 858 | 1645233.92 | 1645233.92 | 0 | 0 | 1763303.1013 | 0 | 118069.0115
Circuit | strategic_undergrounding_single_or_two_phase_lateral | SF03_lateral | 859 | 1643835.21 | 1643835.21 | 0 | 0 | 2196816.8704 | 0 | 552981.4936
Circuit | strategic_undergrounding_single_or_two_phase_lateral | HT06_lateral | 860 | 1635386.58 | 1635386.58 | 0 | 0 | 1668550.281 | 0 | 33163.5497
Circuit | strategic_undergrounding_single_or_two_phase_lateral | SH10_lateral | 861 | 1628373.17 | 1628373.17 | 0 | 0 | 2525023.5968 | 0 | 896650.2713
Circuit | strategic_undergrounding_single_or_two_phase_lateral | KL41_lateral | 862 | 1628042.29 | 1628042.29 | 0 | 0 | 1628042.4458 | 0 | 0
Circuit | strategic_undergrounding_single_or_two_phase_lateral | AF01_lateral | 863 | 1625334.3 | 1625334.3 | 0 | 0 | 1674194.595 | 0 | 48860.1248
Circuit | strategic_undergrounding_single_or_two_phase_lateral | UV03_lateral | 864 | 1623303.58 | 1623303.58 | 0 | 0 | 2177693.2091 | 0 | 554389.4917
Circuit | strategic_undergrounding_single_or_two_phase_lateral | HNY07_lateral | 865 | 1620239.61 | 1620239.61 | 0 | 0 | 1666262.4771 | 0 | 46022.7195
Circuit | strategic_undergrounding_single_or_two_phase_lateral | TB41_lateral | 866 | 1620010.47 | 1620010.47 | 0 | 0 | 1661152.4059 | 0 | 41141.8191
Circuit | strategic_undergrounding_single_or_two_phase_lateral | KN01_lateral | 867 | 1615026.3 | 1615026.3 | 0 | 0 | 3778641.3969 | 0 | 2163614.9385
Circuit | strategic_undergrounding_single_or_two_phase_lateral | BL10_lateral | 868 | 1610073.75 | 1610073.75 | 0 | 0 | 3173144.2795 | 0 | 1563070.4258
Circuit | strategic_undergrounding_single_or_two_phase_lateral | GT03_lateral | 869 | 1606428.2 | 1606428.2 | 0 | 0 | 1994068.4878 | 0 | 387640.1667
Circuit | strategic_undergrounding_single_or_two_phase_lateral | HB03_lateral | 870 | 1605787.07 | 1605787.07 | 0 | 0 | 1753499.7488 | 0 | 147712.5517
Circuit | strategic_undergrounding_single_or_two_phase_lateral | DL43_lateral | 871 | 1605181.57 | 1605181.57 | 0 | 0 | 1608811.0038 | 0 | 3629.3131
Circuit | strategic_undergrounding_single_or_two_phase_lateral | KT41_lateral | 872 | 1605147.79 | 1605147.79 | 0 | 0 | 1605646.1919 | 0 | 498.2678
Circuit | strategic_undergrounding_single_or_two_phase_lateral | LU42_lateral | 873 | 1604677.34 | 1604677.34 | 0 | 0 | 1604677.4972 | 0 | 0
Circuit | strategic_undergrounding_single_or_two_phase_lateral | TO07_lateral | 874 | 1600789 | 1600789 | 0 | 0 | 2083687.8934 | 0 | 482898.7463
Circuit | strategic_undergrounding_single_or_two_phase_lateral | KG42_lateral | 875 | 1598613.82 | 1598613.82 | 0 | 0 | 1617845.1982 | 0 | 19231.2565
Circuit | strategic_undergrounding_single_or_two_phase_lateral | KB19_lateral | 876 | 1592685.59 | 1592685.59 | 0 | 0 | 1691322.1901 | 0 | 98636.4377
Circuit | strategic_undergrounding_single_or_two_phase_lateral | LY49_lateral | 877 | 1591481.66 | 1591481.66 | 0 | 0 | 2122398.328 | 0 | 530916.5117
Circuit | strategic_undergrounding_single_or_two_phase_lateral | EC15_lateral | 878 | 1591403.82 | 1591403.82 | 0 | 0 | 1592447.0769 | 0 | 1043.1162
Circuit | strategic_undergrounding_single_or_two_phase_lateral | AD01_lateral | 879 | 1589920.72 | 1589920.72 | 0 | 0 | 1985551.0759 | 0 | 395630.2
Circuit | strategic_undergrounding_single_or_two_phase_lateral | DN04_lateral | 880 | 1588946.39 | 1588946.39 | 0 | 0 | 1669451.4457 | 0 | 80504.9113
Circuit | strategic_undergrounding_single_or_two_phase_lateral | GW03_lateral | 881 | 1586125.53 | 1586125.53 | 0 | 0 | 1697021.5288 | 0 | 110895.8834
Circuit | strategic_undergrounding_single_or_two_phase_lateral | BL02_lateral | 882 | 1584711.24 | 1584711.24 | 0 | 0 | 1954487.1958 | 0 | 369775.7831
Circuit | strategic_undergrounding_single_or_two_phase_lateral | BM10_lateral | 883 | 1582263.24 | 1582263.24 | 0 | 0 | 1658569.1051 | 0 | 76305.7216
Circuit | strategic_undergrounding_single_or_two_phase_lateral | GW06_lateral | 884 | 1580136.39 | 1580136.39 | 0 | 0 | 1580136.5451 | 0 | 0
Circuit | strategic_undergrounding_single_or_two_phase_lateral | CB12_lateral | 885 | 1578893.55 | 1578893.55 | 0 | 0 | 1580941.414 | 0 | 2047.7564
Circuit | strategic_undergrounding_single_or_two_phase_lateral | WO10_lateral | 886 | 1578065.35 | 1578065.35 | 0 | 0 | 1608993.4956 | 0 | 30928.0028
Circuit | strategic_undergrounding_single_or_two_phase_lateral | LY45_lateral | 887 | 1575947.35 | 1575947.35 | 0 | 0 | 1905295.584 | 0 | 329348.0716
Circuit | strategic_undergrounding_single_or_two_phase_lateral | DL42_lateral | 888 | 1574844.64 | 1574844.64 | 0 | 0 | 1574844.7912 | 0 | 0
Circuit | strategic_undergrounding_single_or_two_phase_lateral | WI43_lateral | 889 | 1571334.02 | 1571334.02 | 0 | 0 | 1571334.174 | 0 | 0
Circuit | strategic_undergrounding_single_or_two_phase_lateral | DR08_lateral | 890 | 1571223.59 | 1571223.59 | 0 | 0 | 1582509.3481 | 0 | 11285.6075
Circuit | strategic_undergrounding_single_or_two_phase_lateral | BA41_lateral | 891 | 1566330.82 | 1566330.82 | 0 | 0 | 3420835.8782 | 0 | 1854504.8748
Circuit | strategic_undergrounding_single_or_two_phase_lateral | NM06_lateral | 892 | 1565215.54 | 1565215.54 | 0 | 0 | 1958181.2494 | 0 | 392965.5573
Circuit | strategic_undergrounding_single_or_two_phase_lateral | FRY48_lateral | 893 | 1558411.4 | 1558411.4 | 0 | 0 | 1765833.2665 | 0 | 207421.7135
Circuit | strategic_undergrounding_single_or_two_phase_lateral | HP08_lateral | 894 | 1548189.15 | 1548189.15 | 0 | 0 | 1548189.2776 | 0 | 0
Circuit | strategic_undergrounding_single_or_two_phase_lateral | PZ44_lateral | 895 | 1544807.07 | 1544807.07 | 0 | 0 | 2239478.5609 | 0 | 694671.3168
Circuit | strategic_undergrounding_single_or_two_phase_lateral | AT43_lateral | 896 | 1533760.66 | 1533760.66 | 0 | 0 | 1876544.9837 | 0 | 342784.1655
Circuit | strategic_undergrounding_single_or_two_phase_lateral | IR06_lateral | 897 | 1532705.41 | 1532705.41 | 0 | 0 | 1533234.596 | 0 | 529.0225
Circuit | strategic_undergrounding_single_or_two_phase_lateral | CL06_lateral | 898 | 1527217.59 | 1527217.59 | 0 | 0 | 1607130.839 | 0 | 79913.0836
Circuit | strategic_undergrounding_single_or_two_phase_lateral | BR13_lateral | 899 | 1527062.87 | 1527062.87 | 0 | 0 | 1530105.0902 | 0 | 3042.0564
Circuit | strategic_undergrounding_single_or_two_phase_lateral | DN10_lateral | 900 | 1527062.63 | 1527062.63 | 0 | 0 | 1528792.7869 | 0 | 1730.0215
Circuit | strategic_undergrounding_single_or_two_phase_lateral | CYF45_lateral | 901 | 1526043.17 | 1526043.17 | 0 | 0 | 1526043.3257 | 0 | 0
Circuit | strategic_undergrounding_single_or_two_phase_lateral | WW06_lateral | 902 | 1521600.28 | 1521600.28 | 0 | 0 | 1550694.9722 | 0 | 29094.5731
Circuit | strategic_undergrounding_single_or_two_phase_lateral | LJ01_lateral | 903 | 1520447.74 | 1520447.74 | 0 | 0 | 1724100.1714 | 0 | 203652.2942
Circuit | strategic_undergrounding_single_or_two_phase_lateral | DN03_lateral | 904 | 1507037.98 | 1507037.98 | 0 | 0 | 1520826.8963 | 0 | 13788.7584
Circuit | strategic_undergrounding_single_or_two_phase_lateral | HP01_lateral | 905 | 1505821.76 | 1505821.76 | 0 | 0 | 1518819.0481 | 0 | 12997.1858
Circuit | strategic_undergrounding_single_or_two_phase_lateral | FD14_lateral | 906 | 1503753.34 | 1503753.34 | 0 | 0 | 1545731.9009 | 0 | 41978.4033
Circuit | strategic_undergrounding_single_or_two_phase_lateral | LW44_lateral | 907 | 1499705.24 | 1499705.24 | 0 | 0 | 1688926.9498 | 0 | 189221.5178
Circuit | strategic_undergrounding_single_or_two_phase_lateral | HR01_lateral | 908 | 1499666.03 | 1499666.03 | 0 | 0 | 2197185.6128 | 0 | 697519.4313
Circuit | strategic_undergrounding_single_or_two_phase_lateral | JP07_lateral | 909 | 1495139.29 | 1495139.29 | 0 | 0 | 1828411.1401 | 0 | 333271.6961
Circuit | strategic_undergrounding_single_or_two_phase_lateral | GV05_lateral | 910 | 1493387.9 | 1493387.9 | 0 | 0 | 1992753.6904 | 0 | 499365.6538
Circuit | strategic_undergrounding_single_or_two_phase_lateral | FL41_lateral | 911 | 1490646.84 | 1490646.84 | 0 | 0 | 1490646.9632 | 0 | 0
Circuit | strategic_undergrounding_single_or_two_phase_lateral | OR02_lateral | 912 | 1488868 | 1488868 | 0 | 0 | 1593943.0823 | 0 | 105074.9237
Circuit | strategic_undergrounding_single_or_two_phase_lateral | UL46_lateral | 913 | 1488152.99 | 1488152.99 | 0 | 0 | 2005000.9884 | 0 | 516847.8703
Circuit | strategic_undergrounding_single_or_two_phase_lateral | PHR02_lateral | 914 | 1484383.31 | 1484383.31 | 0 | 0 | 2267154.1428 | 0 | 782770.6778
Circuit | strategic_undergrounding_single_or_two_phase_lateral | CB08_lateral | 915 | 1481077.33 | 1481077.33 | 0 | 0 | 1481077.482 | 0 | 0
Circuit | strategic_undergrounding_single_or_two_phase_lateral | WF43_lateral | 916 | 1480960.44 | 1480960.44 | 0 | 0 | 2338284.2824 | 0 | 857323.7273
Circuit | strategic_undergrounding_single_or_two_phase_lateral | GG09_lateral | 917 | 1480732.71 | 1480732.71 | 0 | 0 | 2061638.6522 | 0 | 580905.799
Circuit | strategic_undergrounding_single_or_two_phase_lateral | WI44_lateral | 918 | 1474245.47 | 1474245.47 | 0 | 0 | 1474245.6252 | 0 | 0
Circuit | strategic_undergrounding_single_or_two_phase_lateral | FM03_lateral | 919 | 1466858.48 | 1466858.48 | 0 | 0 | 1480087.5455 | 0 | 13228.916
Circuit | strategic_undergrounding_single_or_two_phase_lateral | WW07_lateral | 920 | 1465855.05 | 1465855.05 | 0 | 0 | 1465855.208 | 0 | 0
Circuit | strategic_undergrounding_single_or_two_phase_lateral | KN05_lateral | 921 | 1461671.63 | 1461671.63 | 0 | 0 | 3365189.0351 | 0 | 1903517.2764
Circuit | strategic_undergrounding_single_or_two_phase_lateral | GP06_lateral | 922 | 1457285.19 | 1457285.19 | 0 | 0 | 1517412.1581 | 0 | 60126.8255
Circuit | strategic_undergrounding_single_or_two_phase_lateral | BAR44_lateral | 923 | 1453601.46 | 1453601.46 | 0 | 0 | 1473748.2625 | 0 | 20146.6237
Circuit | strategic_undergrounding_single_or_two_phase_lateral | NB41_lateral | 924 | 1449978.26 | 1449978.26 | 0 | 0 | 3388588.4588 | 0 | 1938610.06
Circuit | strategic_undergrounding_single_or_two_phase_lateral | CR06_lateral | 925 | 1449427.3 | 1449427.3 | 0 | 0 | 3613848.2229 | 0 | 2164420.7742
Circuit | strategic_undergrounding_single_or_two_phase_lateral | SW08_lateral | 926 | 1447875.34 | 1447875.34 | 0 | 0 | 1578333.7547 | 0 | 130458.274
Circuit | strategic_undergrounding_single_or_two_phase_lateral | BG09_lateral | 927 | 1447391 | 1447391 | 0 | 0 | 1517646.3638 | 0 | 70255.1994
Circuit | strategic_undergrounding_single_or_two_phase_lateral | TE08_lateral | 928 | 1447154.07 | 1447154.07 | 0 | 0 | 1561490.9383 | 0 | 114336.7206
Circuit | strategic_undergrounding_single_or_two_phase_lateral | FD16_lateral | 929 | 1446255.82 | 1446255.82 | 0 | 0 | 1463880.1431 | 0 | 17624.1561
Circuit | strategic_undergrounding_single_or_two_phase_lateral | ST06_lateral | 930 | 1441553.84 | 1441553.84 | 0 | 0 | 1471035.6569 | 0 | 29481.6821
Circuit | strategic_undergrounding_single_or_two_phase_lateral | SF42_lateral | 931 | 1435825.93 | 1435825.93 | 0 | 0 | 1474432.2946 | 0 | 38606.2505
Circuit | strategic_undergrounding_single_or_two_phase_lateral | DV03_lateral | 932 | 1433012.4 | 1433012.4 | 0 | 0 | 1461211.4195 | 0 | 28198.8444
Circuit | strategic_undergrounding_single_or_two_phase_lateral | CB01_lateral | 933 | 1432950.84 | 1432950.84 | 0 | 0 | 1433443.2335 | 0 | 492.2495
Circuit | strategic_undergrounding_single_or_two_phase_lateral | SB05_lateral | 934 | 1431613.91 | 1431613.91 | 0 | 0 | 3574654.9808 | 0 | 2143040.9361
Circuit | strategic_undergrounding_single_or_two_phase_lateral | MAR43_lateral | 935 | 1426323.96 | 1426323.96 | 0 | 0 | 1426324.1018 | 0 | 0
Circuit | strategic_undergrounding_single_or_two_phase_lateral | HNY04_lateral | 936 | 1426061.49 | 1426061.49 | 0 | 0 | 1572630.0319 | 0 | 146568.4103
Circuit | strategic_undergrounding_single_or_two_phase_lateral | LK01_lateral | 937 | 1424525.52 | 1424525.52 | 0 | 0 | 1430058.1602 | 0 | 5532.4984
Circuit | strategic_undergrounding_single_or_two_phase_lateral | DE04_lateral | 938 | 1409946.41 | 1409946.41 | 0 | 0 | 1720757.8328 | 0 | 310811.2511
Circuit | strategic_undergrounding_single_or_two_phase_lateral | WD48_lateral | 939 | 1404714.09 | 1404714.09 | 0 | 0 | 1404714.2473 | 0 | 0
Circuit | strategic_undergrounding_single_or_two_phase_lateral | HT02_lateral | 940 | 1404619.31 | 1404619.31 | 0 | 0 | 2920992.7966 | 0 | 1516373.3412
Circuit | strategic_undergrounding_single_or_two_phase_lateral | CR08_lateral | 941 | 1402258.92 | 1402258.92 | 0 | 0 | 1433154.4022 | 0 | 30895.3097
Circuit | strategic_undergrounding_single_or_two_phase_lateral | TAN44_lateral | 942 | 1402011.83 | 1402011.83 | 0 | 0 | 1431860.994 | 0 | 29849.031
Circuit | strategic_undergrounding_single_or_two_phase_lateral | MY10_lateral | 943 | 1397600.32 | 1397600.32 | 0 | 0 | 1671347.9 | 0 | 273747.4353
Circuit | strategic_undergrounding_single_or_two_phase_lateral | KB02_lateral | 944 | 1396704.79 | 1396704.79 | 0 | 0 | 1523477.3613 | 0 | 126772.4004
Circuit | strategic_undergrounding_single_or_two_phase_lateral | DH12_lateral | 945 | 1394221.88 | 1394221.88 | 0 | 0 | 1394222.0283 | 0 | 0
Circuit | strategic_undergrounding_single_or_two_phase_lateral | ST14_lateral | 946 | 1378346.42 | 1378346.42 | 0 | 0 | 1380248.4141 | 0 | 1901.8467
Circuit | strategic_undergrounding_single_or_two_phase_lateral | DV06_lateral | 947 | 1376403.64 | 1376403.64 | 0 | 0 | 1379236.5132 | 0 | 2832.727
Circuit | strategic_undergrounding_single_or_two_phase_lateral | WO08_lateral | 948 | 1372836.82 | 1372836.82 | 0 | 0 | 2496139.5619 | 0 | 1123302.5895
Circuit | strategic_undergrounding_single_or_two_phase_lateral | ST04_lateral | 949 | 1363315.26 | 1363315.26 | 0 | 0 | 2117237.67 | 0 | 753922.2857
Circuit | strategic_undergrounding_single_or_two_phase_lateral | HV07_lateral | 950 | 1359871.88 | 1359871.88 | 0 | 0 | 1671739.279 | 0 | 311867.2523
Circuit | strategic_undergrounding_single_or_two_phase_lateral | NS01_lateral | 951 | 1357569.09 | 1357569.09 | 0 | 0 | 1359831.0982 | 0 | 2261.8686
Circuit | strategic_undergrounding_single_or_two_phase_lateral | SO47_lateral | 952 | 1353511.73 | 1353511.73 | 0 | 0 | 1353511.8442 | 0 | 0
Circuit | strategic_undergrounding_single_or_two_phase_lateral | NM03_lateral | 953 | 1353034.5 | 1353034.5 | 0 | 0 | 2017716.9827 | 0 | 664682.3084
Circuit | strategic_undergrounding_single_or_two_phase_lateral | UV06_lateral | 954 | 1350897.26 | 1350897.26 | 0 | 0 | 1350897.3936 | 0 | 0
Circuit | strategic_undergrounding_single_or_two_phase_lateral | THW42_lateral | 955 | 1346925.61 | 1346925.61 | 0 | 0 | 1393616.5555 | 0 | 46690.7952
Circuit | strategic_undergrounding_single_or_two_phase_lateral | SR10_lateral | 956 | 1344621.84 | 1344621.84 | 0 | 0 | 1546335.1008 | 0 | 201713.1111
Circuit | strategic_undergrounding_single_or_two_phase_lateral | WZ48_lateral | 957 | 1342690.09 | 1342690.09 | 0 | 0 | 1350367.5329 | 0 | 7677.2672
Circuit | strategic_undergrounding_single_or_two_phase_lateral | MAR44_lateral | 958 | 1339217.82 | 1339217.82 | 0 | 0 | 1588508.6494 | 0 | 249290.6827
Circuit | strategic_undergrounding_single_or_two_phase_lateral | MY04_lateral | 959 | 1333365.61 | 1333365.61 | 0 | 0 | 1333365.7756 | 0 | 0
Circuit | strategic_undergrounding_single_or_two_phase_lateral | SP06_lateral | 960 | 1331464.55 | 1331464.55 | 0 | 0 | 1331464.7047 | 0 | 0
Circuit | strategic_undergrounding_single_or_two_phase_lateral | AF10_lateral | 961 | 1329566.63 | 1329566.63 | 0 | 0 | 1330033.4103 | 0 | 466.6305
Circuit | strategic_undergrounding_single_or_two_phase_lateral | HP07_lateral | 962 | 1328489.51 | 1328489.51 | 0 | 0 | 1667282.4933 | 0 | 338792.8401
Circuit | strategic_undergrounding_single_or_two_phase_lateral | BI45_lateral | 963 | 1327188.81 | 1327188.81 | 0 | 0 | 1327188.9462 | 0 | 0
Circuit | strategic_undergrounding_single_or_two_phase_lateral | WR14_lateral | 964 | 1326297.58 | 1326297.58 | 0 | 0 | 1326297.7223 | 0 | 0
Circuit | strategic_undergrounding_single_or_two_phase_lateral | AF04_lateral | 965 | 1319573.45 | 1319573.45 | 0 | 0 | 1324806.4121 | 0 | 5232.8007
Circuit | strategic_undergrounding_single_or_two_phase_lateral | BA04_lateral | 966 | 1313905.37 | 1313905.37 | 0 | 0 | 1477228.0908 | 0 | 163322.5801
Circuit | strategic_undergrounding_single_or_two_phase_lateral | MP08_lateral | 967 | 1310572.84 | 1310572.84 | 0 | 0 | 1310929.054 | 0 | 356.0667
Circuit | strategic_undergrounding_single_or_two_phase_lateral | SA48_lateral | 968 | 1309680.02 | 1309680.02 | 0 | 0 | 1309680.1612 | 0 | 0
Circuit | strategic_undergrounding_single_or_two_phase_lateral | BZ04_lateral | 969 | 1304317.4 | 1304317.4 | 0 | 0 | 1304317.5377 | 0 | 0
Circuit | strategic_undergrounding_single_or_two_phase_lateral | AL12_lateral | 970 | 1302337.08 | 1302337.08 | 0 | 0 | 1341164.2453 | 0 | 38826.9891
Circuit | strategic_undergrounding_single_or_two_phase_lateral | MAR50_lateral | 971 | 1299939.18 | 1299939.18 | 0 | 0 | 1777090.4391 | 0 | 477151.1313
Circuit | strategic_undergrounding_single_or_two_phase_lateral | IR03_lateral | 972 | 1298975.05 | 1298975.05 | 0 | 0 | 1319543.1581 | 0 | 20567.9574
Circuit | strategic_undergrounding_single_or_two_phase_lateral | SE01_lateral | 973 | 1294654.07 | 1294654.07 | 0 | 0 | 1652574.5445 | 0 | 357920.3112
Circuit | strategic_undergrounding_single_or_two_phase_lateral | MC01_lateral | 974 | 1288980.61 | 1288980.61 | 0 | 0 | 1375800.8948 | 0 | 86820.1264
Circuit | strategic_undergrounding_single_or_two_phase_lateral | MAR51_lateral | 975 | 1282577.16 | 1282577.16 | 0 | 0 | 1282577.3009 | 0 | 0
Circuit | strategic_undergrounding_single_or_two_phase_lateral | UN04_lateral | 976 | 1280022.49 | 1280022.49 | 0 | 0 | 1558887.8946 | 0 | 278865.2667
Circuit | strategic_undergrounding_single_or_two_phase_lateral | CB03_lateral | 977 | 1277734.62 | 1277734.62 | 0 | 0 | 1277734.7917 | 0 | 0
Circuit | strategic_undergrounding_single_or_two_phase_lateral | FL50_lateral | 978 | 1274813.58 | 1274813.58 | 0 | 0 | 1275306.7929 | 0 | 493.0447
Circuit | strategic_undergrounding_single_or_two_phase_lateral | GP09_lateral | 979 | 1273201.51 | 1273201.51 | 0 | 0 | 1368790.1822 | 0 | 95588.5241
Circuit | strategic_undergrounding_single_or_two_phase_lateral | SO46_lateral | 980 | 1273136.24 | 1273136.24 | 0 | 0 | 1319175.278 | 0 | 46038.8801
Circuit | strategic_undergrounding_single_or_two_phase_lateral | DV10_lateral | 981 | 1271070.5 | 1271070.5 | 0 | 0 | 1302915.6207 | 0 | 31844.9764
Circuit | strategic_undergrounding_single_or_two_phase_lateral | FL47_lateral | 982 | 1267790.96 | 1267790.96 | 0 | 0 | 1268181.368 | 0 | 390.2502
Circuit | strategic_undergrounding_single_or_two_phase_lateral | MV01_lateral | 983 | 1265179.81 | 1265179.81 | 0 | 0 | 2029345.6684 | 0 | 764165.7053
Circuit | strategic_undergrounding_single_or_two_phase_lateral | TB02_lateral | 984 | 1265173.76 | 1265173.76 | 0 | 0 | 1265853.7848 | 0 | 679.8818
Circuit | strategic_undergrounding_single_or_two_phase_lateral | WI41_lateral | 985 | 1261305.27 | 1261305.27 | 0 | 0 | 1261672.0554 | 0 | 366.6384
Circuit | strategic_undergrounding_single_or_two_phase_lateral | HV06_lateral | 986 | 1260710.33 | 1260710.33 | 0 | 0 | 1260710.4726 | 0 | 0
Circuit | strategic_undergrounding_single_or_two_phase_lateral | FD05_lateral | 987 | 1260320.25 | 1260320.25 | 0 | 0 | 1270239.8728 | 0 | 9919.4445
Circuit | strategic_undergrounding_single_or_two_phase_lateral | RO05_lateral | 988 | 1257763.46 | 1257763.46 | 0 | 0 | 1257763.5913 | 0 | 0
Circuit | strategic_undergrounding_single_or_two_phase_lateral | CD10_lateral | 989 | 1250229.66 | 1250229.66 | 0 | 0 | 1678994.5276 | 0 | 428764.7255
Circuit | strategic_undergrounding_single_or_two_phase_lateral | GL03_lateral | 990 | 1243326.25 | 1243326.25 | 0 | 0 | 1925089.3542 | 0 | 681762.9621
Circuit | strategic_undergrounding_single_or_two_phase_lateral | RE03_lateral | 991 | 1243265.92 | 1243265.92 | 0 | 0 | 1353692.4234 | 0 | 110426.3602
Circuit | strategic_undergrounding_single_or_two_phase_lateral | EC06_lateral | 992 | 1241913.36 | 1241913.36 | 0 | 0 | 1498876.4337 | 0 | 256962.9132
Circuit | strategic_undergrounding_single_or_two_phase_lateral | BM04_lateral | 993 | 1241829.69 | 1241829.69 | 0 | 0 | 1241829.8621 | 0 | 0
Circuit | strategic_undergrounding_single_or_two_phase_lateral | EL07_lateral | 994 | 1241217.9 | 1241217.9 | 0 | 0 | 1677360.018 | 0 | 436141.945
Circuit | strategic_undergrounding_single_or_two_phase_lateral | ADK48_lateral | 995 | 1240947.18 | 1240947.18 | 0 | 0 | 1240947.3315 | 0 | 0
Circuit | strategic_undergrounding_single_or_two_phase_lateral | TV04_lateral | 996 | 1238940.02 | 1238940.02 | 0 | 0 | 1665853.0043 | 0 | 426912.8201
Circuit | strategic_undergrounding_single_or_two_phase_lateral | BI09_lateral | 997 | 1235204.85 | 1235204.85 | 0 | 0 | 1276083.7907 | 0 | 40878.7851
Circuit | strategic_undergrounding_single_or_two_phase_lateral | HK44_lateral | 998 | 1231236.99 | 1231236.99 | 0 | 0 | 1379215.463 | 0 | 147978.3435
Circuit | strategic_undergrounding_single_or_two_phase_lateral | LB04_lateral | 999 | 1230073.61 | 1230073.61 | 0 | 0 | 1622199.9801 | 0 | 392126.2094
Circuit | strategic_undergrounding_single_or_two_phase_lateral | BG02_lateral | 1000 | 1216000.43 | 1216000.43 | 0 | 0 | 1518235.9386 | 0 | 302235.3663
Circuit | strategic_undergrounding_single_or_two_phase_lateral | LIM44_lateral | 1001 | 1214796.92 | 1214796.92 | 0 | 0 | 1215945.7618 | 0 | 1148.6888
Circuit | strategic_undergrounding_single_or_two_phase_lateral | DH05_lateral | 1002 | 1214211.74 | 1214211.74 | 0 | 0 | 1214211.8577 | 0 | 0
Circuit | strategic_undergrounding_single_or_two_phase_lateral | TE04_lateral | 1003 | 1213476.83 | 1213476.83 | 0 | 0 | 1213476.99 | 0 | 0
Circuit | strategic_undergrounding_single_or_two_phase_lateral | HM07_lateral | 1004 | 1210411.25 | 1210411.25 | 0 | 0 | 1541341.404 | 0 | 330930.0146
Circuit | strategic_undergrounding_single_or_two_phase_lateral | CR05_lateral | 1005 | 1209645.14 | 1209645.14 | 0 | 0 | 1524158.1623 | 0 | 314512.8929
Circuit | strategic_undergrounding_single_or_two_phase_lateral | WW03_lateral | 1006 | 1206722.07 | 1206722.07 | 0 | 0 | 1206722.227 | 0 | 0
Circuit | strategic_undergrounding_single_or_two_phase_lateral | HV42_lateral | 1007 | 1204632.56 | 1204632.56 | 0 | 0 | 1218870.4018 | 0 | 14237.6733
Circuit | strategic_undergrounding_single_or_two_phase_lateral | GV07_lateral | 1008 | 1204520.66 | 1204520.66 | 0 | 0 | 1205235.3176 | 0 | 714.4887
Circuit | strategic_undergrounding_single_or_two_phase_lateral | KN02_lateral | 1009 | 1202580.8 | 1202580.8 | 0 | 0 | 1829815.9677 | 0 | 627235.0094
Circuit | strategic_undergrounding_single_or_two_phase_lateral | HNY03_lateral | 1010 | 1202511.99 | 1202511.99 | 0 | 0 | 2508770.1454 | 0 | 1306257.9959
Circuit | strategic_undergrounding_single_or_two_phase_lateral | NB45_lateral | 1011 | 1202427.29 | 1202427.29 | 0 | 0 | 1710337.3085 | 0 | 507909.8562
Circuit | strategic_undergrounding_single_or_two_phase_lateral | HOC06_lateral | 1012 | 1196470.4 | 1196470.4 | 0 | 0 | 1631255.8333 | 0 | 434785.3216
Circuit | strategic_undergrounding_single_or_two_phase_lateral | AF03_lateral | 1013 | 1193779.29 | 1193779.29 | 0 | 0 | 1310103.1222 | 0 | 116323.6824
Circuit | strategic_undergrounding_single_or_two_phase_lateral | ED08_lateral | 1014 | 1191480.82 | 1191480.82 | 0 | 0 | 2202807.2006 | 0 | 1011326.2441
Circuit | strategic_undergrounding_single_or_two_phase_lateral | WA41_lateral | 1015 | 1190367.08 | 1190367.08 | 0 | 0 | 1548453.2792 | 0 | 358086.0653
Circuit | strategic_undergrounding_single_or_two_phase_lateral | ST12_lateral | 1016 | 1185283.87 | 1185283.87 | 0 | 0 | 1185283.999 | 0 | 0
Circuit | strategic_undergrounding_single_or_two_phase_lateral | UL02_lateral | 1017 | 1184695.91 | 1184695.91 | 0 | 0 | 1297676.0239 | 0 | 112979.9379
Circuit | strategic_undergrounding_single_or_two_phase_lateral | ST01_lateral | 1018 | 1183809.9 | 1183809.9 | 0 | 0 | 1249161.0223 | 0 | 65350.9622
Circuit | strategic_undergrounding_single_or_two_phase_lateral | MAR46_lateral | 1019 | 1182677.04 | 1182677.04 | 0 | 0 | 1336287.4387 | 0 | 153610.2692
Circuit | strategic_undergrounding_single_or_two_phase_lateral | FT05_lateral | 1020 | 1181087.3 | 1181087.3 | 0 | 0 | 1181087.4354 | 0 | 0
Circuit | strategic_undergrounding_single_or_two_phase_lateral | FRY41_lateral | 1021 | 1174509.17 | 1174509.17 | 0 | 0 | 2511200.4384 | 0 | 1336691.1062
Circuit | strategic_undergrounding_single_or_two_phase_lateral | BR08_lateral | 1022 | 1172648.25 | 1172648.25 | 0 | 0 | 1913407.9181 | 0 | 740759.519
Circuit | strategic_undergrounding_single_or_two_phase_lateral | EL06_lateral | 1023 | 1165978.6 | 1165978.6 | 0 | 0 | 1170117.3922 | 0 | 4138.6295
Circuit | strategic_undergrounding_single_or_two_phase_lateral | CB06_lateral | 1024 | 1165405.8 | 1165405.8 | 0 | 0 | 1250736.2814 | 0 | 85330.3402
Circuit | strategic_undergrounding_single_or_two_phase_lateral | ST10_lateral | 1025 | 1163809.8 | 1163809.8 | 0 | 0 | 1547527.779 | 0 | 383717.8418
Circuit | strategic_undergrounding_single_or_two_phase_lateral | WO06_lateral | 1026 | 1161545.23 | 1161545.23 | 0 | 0 | 1168037.0204 | 0 | 6491.6511
Circuit | strategic_undergrounding_single_or_two_phase_lateral | NV04_lateral | 1027 | 1159780.26 | 1159780.26 | 0 | 0 | 1159780.4444 | 0 | 0
Circuit | strategic_undergrounding_single_or_two_phase_lateral | FZ48_lateral | 1028 | 1153026.34 | 1153026.34 | 0 | 0 | 1163097.2273 | 0 | 10070.754
Circuit | strategic_undergrounding_single_or_two_phase_lateral | HL04_lateral | 1029 | 1152901.49 | 1152901.49 | 0 | 0 | 1393546.1843 | 0 | 240644.5422
Circuit | strategic_undergrounding_single_or_two_phase_lateral | WEB02_lateral | 1030 | 1151577.78 | 1151577.78 | 0 | 0 | 1153586.6492 | 0 | 2008.6962
Circuit | strategic_undergrounding_single_or_two_phase_lateral | GP08_lateral | 1031 | 1141445.72 | 1141445.72 | 0 | 0 | 1141445.8826 | 0 | 0
Circuit | strategic_undergrounding_single_or_two_phase_lateral | IM46_lateral | 1032 | 1141341.62 | 1141341.62 | 0 | 0 | 1318913.7297 | 0 | 177571.9548
Circuit | strategic_undergrounding_single_or_two_phase_lateral | LW43_lateral | 1033 | 1138511.36 | 1138511.36 | 0 | 0 | 1341132.2941 | 0 | 202620.7594
Circuit | strategic_undergrounding_single_or_two_phase_lateral | PO07_lateral | 1034 | 1134956.93 | 1134956.93 | 0 | 0 | 1817194.0075 | 0 | 682236.9664
Circuit | strategic_undergrounding_single_or_two_phase_lateral | WT08_lateral | 1035 | 1134268.67 | 1134268.67 | 0 | 0 | 1134268.8303 | 0 | 0
Circuit | strategic_undergrounding_single_or_two_phase_lateral | WO15_lateral | 1036 | 1127461.03 | 1127461.03 | 0 | 0 | 1128405.2894 | 0 | 944.1183
Circuit | strategic_undergrounding_single_or_two_phase_lateral | BH04_lateral | 1037 | 1126255.42 | 1126255.42 | 0 | 0 | 2747593.7047 | 0 | 1621338.1224
Circuit | strategic_undergrounding_single_or_two_phase_lateral | LB03_lateral | 1038 | 1125293.77 | 1125293.77 | 0 | 0 | 1127832.5886 | 0 | 2538.6727
Circuit | strategic_undergrounding_single_or_two_phase_lateral | SPW41_lateral | 1039 | 1122809.73 | 1122809.73 | 0 | 0 | 1244836.4556 | 0 | 122026.5347
Circuit | strategic_undergrounding_single_or_two_phase_lateral | HP06_lateral | 1040 | 1120794.29 | 1120794.29 | 0 | 0 | 1120794.4149 | 0 | 0
Circuit | strategic_undergrounding_single_or_two_phase_lateral | HY06_lateral | 1041 | 1119934.24 | 1119934.24 | 0 | 0 | 1119934.4095 | 0 | 0
Circuit | strategic_undergrounding_single_or_two_phase_lateral | HV01_lateral | 1042 | 1119039.08 | 1119039.08 | 0 | 0 | 1428178.1941 | 0 | 309138.965
Circuit | strategic_undergrounding_single_or_two_phase_lateral | PJ05_lateral | 1043 | 1114741.98 | 1114741.98 | 0 | 0 | 1114742.1203 | 0 | 0
Circuit | strategic_undergrounding_single_or_two_phase_lateral | WL42_lateral | 1044 | 1112902.23 | 1112902.23 | 0 | 0 | 1368959.7747 | 0 | 256057.3851
Circuit | strategic_undergrounding_single_or_two_phase_lateral | AI06_lateral | 1045 | 1112576.99 | 1112576.99 | 0 | 0 | 2373322.5256 | 0 | 1260745.366
Circuit | strategic_undergrounding_single_or_two_phase_lateral | DR06_lateral | 1046 | 1111561.92 | 1111561.92 | 0 | 0 | 1111562.0444 | 0 | 0
Circuit | strategic_undergrounding_single_or_two_phase_lateral | SP01_lateral | 1047 | 1103614.4 | 1103614.4 | 0 | 0 | 1108559.0079 | 0 | 4944.4773
Circuit | strategic_undergrounding_single_or_two_phase_lateral | GG07_lateral | 1048 | 1100504.47 | 1100504.47 | 0 | 0 | 1215761.0059 | 0 | 115256.3873
Circuit | strategic_undergrounding_single_or_two_phase_lateral | ES04_lateral | 1049 | 1100285.92 | 1100285.92 | 0 | 0 | 1793307.5808 | 0 | 693021.4985
Circuit | strategic_undergrounding_single_or_two_phase_lateral | WBY01_lateral | 1050 | 1095809.72 | 1095809.72 | 0 | 0 | 2618544.436 | 0 | 1522734.5702
Circuit | strategic_undergrounding_single_or_two_phase_lateral | KI46_lateral | 1051 | 1092494.16 | 1092494.16 | 0 | 0 | 1092862.7586 | 0 | 368.4575
Circuit | strategic_undergrounding_single_or_two_phase_lateral | SDY06_lateral | 1052 | 1091562.33 | 1091562.33 | 0 | 0 | 1091562.4825 | 0 | 0
Circuit | strategic_undergrounding_single_or_two_phase_lateral | ME04_lateral | 1053 | 1091502.85 | 1091502.85 | 0 | 0 | 1091503.0092 | 0 | 0
Circuit | strategic_undergrounding_single_or_two_phase_lateral | BI02_lateral | 1054 | 1083394.96 | 1083394.96 | 0 | 0 | 1138568.5975 | 0 | 55173.4832
Circuit | strategic_undergrounding_single_or_two_phase_lateral | MC04_lateral | 1055 | 1080064.38 | 1080064.38 | 0 | 0 | 1080064.5379 | 0 | 0
Circuit | strategic_undergrounding_single_or_two_phase_lateral | WD46_lateral | 1056 | 1073719.47 | 1073719.47 | 0 | 0 | 1547731.7479 | 0 | 474012.145
Circuit | strategic_undergrounding_single_or_two_phase_lateral | MY05_lateral | 1057 | 1073602.19 | 1073602.19 | 0 | 0 | 1283734.0729 | 0 | 210131.7427
Circuit | strategic_undergrounding_single_or_two_phase_lateral | SA45_lateral | 1058 | 1072088.12 | 1072088.12 | 0 | 0 | 1800044.6755 | 0 | 727956.4079
Circuit | strategic_undergrounding_single_or_two_phase_lateral | ME11_lateral | 1059 | 1070581.68 | 1070581.68 | 0 | 0 | 1070581.8348 | 0 | 0
Circuit | strategic_undergrounding_single_or_two_phase_lateral | HM03_lateral | 1060 | 1063856.29 | 1063856.29 | 0 | 0 | 1454325.0673 | 0 | 390468.6288
Circuit | strategic_undergrounding_single_or_two_phase_lateral | LAK41_lateral | 1061 | 1063474.96 | 1063474.96 | 0 | 0 | 1112362.8323 | 0 | 48887.7535
Circuit | strategic_undergrounding_single_or_two_phase_lateral | GG01_lateral | 1062 | 1063193.26 | 1063193.26 | 0 | 0 | 1176606.4638 | 0 | 113413.0731
Circuit | strategic_undergrounding_single_or_two_phase_lateral | TE01_lateral | 1063 | 1055187.04 | 1055187.04 | 0 | 0 | 1056270.2975 | 0 | 1083.112
Circuit | strategic_undergrounding_single_or_two_phase_lateral | WA43_lateral | 1064 | 1054739.56 | 1054739.56 | 0 | 0 | 1401738.4822 | 0 | 346998.7663
Circuit | strategic_undergrounding_single_or_two_phase_lateral | GAR04_lateral | 1065 | 1050252.04 | 1050252.04 | 0 | 0 | 1109743.7891 | 0 | 59491.6041
Circuit | strategic_undergrounding_single_or_two_phase_lateral | SA47_lateral | 1066 | 1047771.63 | 1047771.63 | 0 | 0 | 1047771.7854 | 0 | 0
Circuit | strategic_undergrounding_single_or_two_phase_lateral | FD09_lateral | 1067 | 1046350.17 | 1046350.17 | 0 | 0 | 1055543.448 | 0 | 9193.1151
Circuit | strategic_undergrounding_single_or_two_phase_lateral | WEB06_lateral | 1068 | 1042425.04 | 1042425.04 | 0 | 0 | 1269507.9665 | 0 | 227082.8121
Circuit | strategic_undergrounding_single_or_two_phase_lateral | BL01_lateral | 1069 | 1040203.61 | 1040203.61 | 0 | 0 | 1042064.938 | 0 | 1861.1847
Circuit | strategic_undergrounding_single_or_two_phase_lateral | PW07_lateral | 1070 | 1036304.45 | 1036304.45 | 0 | 0 | 1132001.1138 | 0 | 95696.482
Circuit | strategic_undergrounding_single_or_two_phase_lateral | AN04_lateral | 1071 | 1035578.56 | 1035578.56 | 0 | 0 | 1435987.3284 | 0 | 400408.6384
Circuit | strategic_undergrounding_single_or_two_phase_lateral | CV02_lateral | 1072 | 1034326.43 | 1034326.43 | 0 | 0 | 1105167.989 | 0 | 70841.402
Circuit | strategic_undergrounding_single_or_two_phase_lateral | CA06_lateral | 1073 | 1029807.26 | 1029807.26 | 0 | 0 | 1029807.4041 | 0 | 0
Circuit | strategic_undergrounding_single_or_two_phase_lateral | PZ42_lateral | 1074 | 1026702.96 | 1026702.96 | 0 | 0 | 2110256.8993 | 0 | 1083553.8017
Circuit | strategic_undergrounding_single_or_two_phase_lateral | MC06_lateral | 1075 | 1024913.8 | 1024913.8 | 0 | 0 | 1157907.7474 | 0 | 132993.7966
Circuit | strategic_undergrounding_single_or_two_phase_lateral | BM07_lateral | 1076 | 1021997.52 | 1021997.52 | 0 | 0 | 1039267.1534 | 0 | 17269.4681
Circuit | strategic_undergrounding_single_or_two_phase_lateral | LP07_lateral | 1077 | 1018900.9 | 1018900.9 | 0 | 0 | 1022391.9141 | 0 | 3490.8533
Circuit | strategic_undergrounding_single_or_two_phase_lateral | BR09_lateral | 1078 | 1017196.4 | 1017196.4 | 0 | 0 | 1244425.653 | 0 | 227229.1183
Circuit | strategic_undergrounding_single_or_two_phase_lateral | HG05_lateral | 1079 | 1014981.81 | 1014981.81 | 0 | 0 | 1014981.9673 | 0 | 0
Circuit | strategic_undergrounding_single_or_two_phase_lateral | GT08_lateral | 1080 | 1007562.85 | 1007562.85 | 0 | 0 | 1715600.371 | 0 | 708037.3583
Circuit | strategic_undergrounding_single_or_two_phase_lateral | WI06_lateral | 1081 | 1004225.66 | 1004225.66 | 0 | 0 | 1004225.8247 | 0 | 0
Circuit | strategic_undergrounding_single_or_two_phase_lateral | DL44_lateral | 1082 | 1003245.77 | 1003245.77 | 0 | 0 | 1751061.7401 | 0 | 747815.8199
Circuit | strategic_undergrounding_single_or_two_phase_lateral | MAR49_lateral | 1083 | 1001945.47 | 1001945.47 | 0 | 0 | 1001945.6192 | 0 | 0
Circuit | strategic_undergrounding_single_or_two_phase_lateral | WEB03_lateral | 1084 | 1000030.36 | 1000030.36 | 0 | 0 | 1001337.0551 | 0 | 1306.5556
Circuit | strategic_undergrounding_single_or_two_phase_lateral | PJ04_lateral | 1085 | 998345.68 | 998345.68 | 0 | 0 | 998345.8503 | 0 | 0
Circuit | strategic_undergrounding_single_or_two_phase_lateral | UN11_lateral | 1086 | 997690.13 | 997690.13 | 0 | 0 | 1163767.4988 | 0 | 166077.2114
Circuit | strategic_undergrounding_single_or_two_phase_lateral | ADK44_lateral | 1087 | 997235.75 | 997235.75 | 0 | 0 | 1014769.8708 | 0 | 17533.9641
Circuit | strategic_undergrounding_single_or_two_phase_lateral | FP03_lateral | 1088 | 994941.23 | 994941.23 | 0 | 0 | 1428000.6124 | 0 | 433059.2405
Circuit | strategic_undergrounding_single_or_two_phase_lateral | GN11_lateral | 1089 | 994668.66 | 994668.66 | 0 | 0 | 3832315.1212 | 0 | 2837646.3097
Circuit | strategic_undergrounding_single_or_two_phase_lateral | OA06_lateral | 1090 | 993709.08 | 993709.08 | 0 | 0 | 1370054.6423 | 0 | 376345.4172
Circuit | strategic_undergrounding_single_or_two_phase_lateral | SR09_lateral | 1091 | 989541.01 | 989541.01 | 0 | 0 | 2077340.5647 | 0 | 1087799.3913
Circuit | strategic_undergrounding_single_or_two_phase_lateral | WT03_lateral | 1092 | 989382.93 | 989382.93 | 0 | 0 | 989383.0719 | 0 | 0
Circuit | strategic_undergrounding_single_or_two_phase_lateral | LY46_lateral | 1093 | 989067.78 | 989067.78 | 0 | 0 | 1064115.7281 | 0 | 75047.8108
Circuit | strategic_undergrounding_single_or_two_phase_lateral | KB12_lateral | 1094 | 987828.28 | 987828.28 | 0 | 0 | 1190264.1299 | 0 | 202435.7055
Circuit | strategic_undergrounding_single_or_two_phase_lateral | DV09_lateral | 1095 | 987104.31 | 987104.31 | 0 | 0 | 1000270.5187 | 0 | 13166.0459
Circuit | strategic_undergrounding_single_or_two_phase_lateral | MY03_lateral | 1096 | 984415.84 | 984415.84 | 0 | 0 | 984416.0018 | 0 | 0
Circuit | strategic_undergrounding_single_or_two_phase_lateral | QV04_lateral | 1097 | 983489.55 | 983489.55 | 0 | 0 | 983489.69 | 0 | 0
Circuit | strategic_undergrounding_single_or_two_phase_lateral | SF01_lateral | 1098 | 982832.2 | 982832.2 | 0 | 0 | 990558.4569 | 0 | 7726.1001
Circuit | strategic_undergrounding_single_or_two_phase_lateral | CG01_lateral | 1099 | 971634.21 | 971634.21 | 0 | 0 | 1186792.8575 | 0 | 215158.505
Circuit | strategic_undergrounding_single_or_two_phase_lateral | UV05_lateral | 1100 | 969098.3 | 969098.3 | 0 | 0 | 969098.4414 | 0 | 0
Circuit | strategic_undergrounding_single_or_two_phase_lateral | TV02_lateral | 1101 | 965862.09 | 965862.09 | 0 | 0 | 965862.2228 | 0 | 0
Circuit | strategic_undergrounding_single_or_two_phase_lateral | FZ53_lateral | 1102 | 964577.68 | 964577.68 | 0 | 0 | 1047339.2035 | 0 | 82761.366
Circuit | strategic_undergrounding_single_or_two_phase_lateral | DV05_lateral | 1103 | 963842.88 | 963842.88 | 0 | 0 | 985777.5303 | 0 | 21934.4907
Circuit | strategic_undergrounding_single_or_two_phase_lateral | UL47_lateral | 1104 | 961695.67 | 961695.67 | 0 | 0 | 996858.7735 | 0 | 35162.9674
Circuit | strategic_undergrounding_single_or_two_phase_lateral | TO08_lateral | 1105 | 959902.15 | 959902.15 | 0 | 0 | 1020696.3269 | 0 | 60794.0281
Circuit | strategic_undergrounding_single_or_two_phase_lateral | KN03_lateral | 1106 | 958857.52 | 958857.52 | 0 | 0 | 1136380.5718 | 0 | 177522.8922
Circuit | strategic_undergrounding_single_or_two_phase_lateral | HOC05_lateral | 1107 | 957956.18 | 957956.18 | 0 | 0 | 957956.3505 | 0 | 0
Circuit | strategic_undergrounding_single_or_two_phase_lateral | FD07_lateral | 1108 | 957051.76 | 957051.76 | 0 | 0 | 957051.8976 | 0 | 0
Circuit | strategic_undergrounding_single_or_two_phase_lateral | SO44_lateral | 1109 | 955176.84 | 955176.84 | 0 | 0 | 1621608.6222 | 0 | 666431.6396
Circuit | strategic_undergrounding_single_or_two_phase_lateral | GE45_lateral | 1110 | 950591.29 | 950591.29 | 0 | 0 | 950591.465 | 0 | 0
Circuit | strategic_undergrounding_single_or_two_phase_lateral | UN03_lateral | 1111 | 945025.95 | 945025.95 | 0 | 0 | 1226497.7398 | 0 | 281471.6467
Circuit | strategic_undergrounding_single_or_two_phase_lateral | CV07_lateral | 1112 | 944447.33 | 944447.33 | 0 | 0 | 1112074.7433 | 0 | 167627.2679
Circuit | strategic_undergrounding_single_or_two_phase_lateral | WD50_lateral | 1113 | 943584.54 | 943584.54 | 0 | 0 | 973761.5836 | 0 | 30176.8997
Circuit | strategic_undergrounding_single_or_two_phase_lateral | WEB07_lateral | 1114 | 942413.76 | 942413.76 | 0 | 0 | 942413.9545 | 0 | 0
Circuit | strategic_undergrounding_single_or_two_phase_lateral | WEB11_lateral | 1115 | 939433.76 | 939433.76 | 0 | 0 | 1677225.5518 | 0 | 737791.6555
Circuit | strategic_undergrounding_single_or_two_phase_lateral | IM44_lateral | 1116 | 938815.56 | 938815.56 | 0 | 0 | 2045873.8952 | 0 | 1107058.1986
Circuit | strategic_undergrounding_single_or_two_phase_lateral | GT01_lateral | 1117 | 937393.99 | 937393.99 | 0 | 0 | 940545.7981 | 0 | 3151.6442
Circuit | strategic_undergrounding_single_or_two_phase_lateral | BAR45_lateral | 1118 | 936302.45 | 936302.45 | 0 | 0 | 937677.0506 | 0 | 1374.4539
Circuit | strategic_undergrounding_single_or_two_phase_lateral | EC04_lateral | 1119 | 935817.19 | 935817.19 | 0 | 0 | 935817.3591 | 0 | 0
Circuit | strategic_undergrounding_single_or_two_phase_lateral | AF09_lateral | 1120 | 934967.94 | 934967.94 | 0 | 0 | 934968.0764 | 0 | 0
Circuit | strategic_undergrounding_single_or_two_phase_lateral | QV03_lateral | 1121 | 933497.55 | 933497.55 | 0 | 0 | 933497.7015 | 0 | 0
Circuit | strategic_undergrounding_single_or_two_phase_lateral | KM05_lateral | 1122 | 931635.35 | 931635.35 | 0 | 0 | 1459000.1291 | 0 | 527364.6495
Circuit | strategic_undergrounding_single_or_two_phase_lateral | PO04_lateral | 1123 | 927961.7 | 927961.7 | 0 | 0 | 1824233.3061 | 0 | 896271.471
Circuit | strategic_undergrounding_single_or_two_phase_lateral | SP07_lateral | 1124 | 927927.01 | 927927.01 | 0 | 0 | 928223.1139 | 0 | 295.9309
Circuit | strategic_undergrounding_single_or_two_phase_lateral | WO04_lateral | 1125 | 927498.5 | 927498.5 | 0 | 0 | 1282489.8772 | 0 | 354991.2202
Circuit | strategic_undergrounding_single_or_two_phase_lateral | GAR08_lateral | 1126 | 927465.39 | 927465.39 | 0 | 0 | 941161.1589 | 0 | 13695.609
Circuit | strategic_undergrounding_single_or_two_phase_lateral | UV08_lateral | 1127 | 924851.58 | 924851.58 | 0 | 0 | 926823.87 | 0 | 1972.1585
Circuit | strategic_undergrounding_single_or_two_phase_lateral | FR42_lateral | 1128 | 921526.37 | 921526.37 | 0 | 0 | 1096697.5664 | 0 | 175171.0518
Circuit | strategic_undergrounding_single_or_two_phase_lateral | WOR44_lateral | 1129 | 920711.53 | 920711.53 | 0 | 0 | 1892705.9654 | 0 | 971994.2923
Circuit | strategic_undergrounding_single_or_two_phase_lateral | RO42_lateral | 1130 | 915706.93 | 915706.93 | 0 | 0 | 948487.547 | 0 | 32780.4519
Circuit | strategic_undergrounding_single_or_two_phase_lateral | MAR48_lateral | 1131 | 912137.58 | 912137.58 | 0 | 0 | 1132476.9682 | 0 | 220339.222
Circuit | strategic_undergrounding_single_or_two_phase_lateral | UV01_lateral | 1132 | 909880.11 | 909880.11 | 0 | 0 | 909880.2685 | 0 | 0
Circuit | strategic_undergrounding_single_or_two_phase_lateral | LP02_lateral | 1133 | 909366.76 | 909366.76 | 0 | 0 | 910005.9981 | 0 | 639.0824
Circuit | strategic_undergrounding_single_or_two_phase_lateral | IM43_lateral | 1134 | 909197.42 | 909197.42 | 0 | 0 | 1577632.0202 | 0 | 668434.4364
Circuit | strategic_undergrounding_single_or_two_phase_lateral | SA43_lateral | 1135 | 905872.11 | 905872.11 | 0 | 0 | 1128526.0729 | 0 | 222653.7863
Circuit | strategic_undergrounding_single_or_two_phase_lateral | DN02_lateral | 1136 | 904246.97 | 904246.97 | 0 | 0 | 958714.4582 | 0 | 54467.3279
Circuit | strategic_undergrounding_single_or_two_phase_lateral | NS03_lateral | 1137 | 902977.44 | 902977.44 | 0 | 0 | 1150472.3143 | 0 | 247494.6801
Circuit | strategic_undergrounding_single_or_two_phase_lateral | PE01_lateral | 1138 | 902149.18 | 902149.18 | 0 | 0 | 902149.3279 | 0 | 0
Circuit | strategic_undergrounding_single_or_two_phase_lateral | UN09_lateral | 1139 | 899015.2 | 899015.2 | 0 | 0 | 1099656.8263 | 0 | 200641.478
Circuit | strategic_undergrounding_single_or_two_phase_lateral | EC03_lateral | 1140 | 895129.9 | 895129.9 | 0 | 0 | 1123673.4935 | 0 | 228543.4403
Circuit | strategic_undergrounding_single_or_two_phase_lateral | GS21_lateral | 1141 | 893642.4 | 893642.4 | 0 | 0 | 1413319.169 | 0 | 519676.5921
Circuit | strategic_undergrounding_single_or_two_phase_lateral | CR07_lateral | 1142 | 891410.9 | 891410.9 | 0 | 0 | 1025382.0277 | 0 | 133970.9933
Circuit | strategic_undergrounding_single_or_two_phase_lateral | HA12_lateral | 1143 | 891350.99 | 891350.99 | 0 | 0 | 891351.1227 | 0 | 0
Circuit | strategic_undergrounding_single_or_two_phase_lateral | WE06_lateral | 1144 | 887694.03 | 887694.03 | 0 | 0 | 1412701.4581 | 0 | 525007.2714
Circuit | strategic_undergrounding_single_or_two_phase_lateral | NP41_lateral | 1145 | 884754.81 | 884754.81 | 0 | 0 | 1054060.4382 | 0 | 169305.4541
Circuit | strategic_undergrounding_single_or_two_phase_lateral | PA08_lateral | 1146 | 884457.58 | 884457.58 | 0 | 0 | 981678.9087 | 0 | 97221.2173
Circuit | strategic_undergrounding_single_or_two_phase_lateral | AF07_lateral | 1147 | 879795.97 | 879795.97 | 0 | 0 | 1122504.59 | 0 | 242708.4509
Circuit | strategic_undergrounding_single_or_two_phase_lateral | MC08_lateral | 1148 | 876853.26 | 876853.26 | 0 | 0 | 877948.9224 | 0 | 1095.5076
Circuit | strategic_undergrounding_single_or_two_phase_lateral | HY04_lateral | 1149 | 874633.86 | 874633.86 | 0 | 0 | 874634.0168 | 0 | 0
Circuit | strategic_undergrounding_single_or_two_phase_lateral | AI07_lateral | 1150 | 865629.81 | 865629.81 | 0 | 0 | 1185544.5742 | 0 | 319914.6045
Circuit | strategic_undergrounding_single_or_two_phase_lateral | FZ52_lateral | 1151 | 860144.8 | 860144.8 | 0 | 0 | 860144.953 | 0 | 0
Circuit | strategic_undergrounding_single_or_two_phase_lateral | JOR41_lateral | 1152 | 857992.79 | 857992.79 | 0 | 0 | 1639545.877 | 0 | 781552.9391
Circuit | strategic_undergrounding_single_or_two_phase_lateral | DL45_lateral | 1153 | 857248.67 | 857248.67 | 0 | 0 | 1268336.9035 | 0 | 411088.0686
Circuit | strategic_undergrounding_single_or_two_phase_lateral | BG05_lateral | 1154 | 855137.35 | 855137.35 | 0 | 0 | 856186.0979 | 0 | 1048.5851
Circuit | strategic_undergrounding_single_or_two_phase_lateral | NM02_lateral | 1155 | 853416.13 | 853416.13 | 0 | 0 | 863889.3257 | 0 | 10473.0388
Circuit | strategic_undergrounding_single_or_two_phase_lateral | RO44_lateral | 1156 | 853371.76 | 853371.76 | 0 | 0 | 869828.1831 | 0 | 16456.2675
Circuit | strategic_undergrounding_single_or_two_phase_lateral | WW05_lateral | 1157 | 849278.63 | 849278.63 | 0 | 0 | 907344.179 | 0 | 58065.3643
Circuit | strategic_undergrounding_single_or_two_phase_lateral | EU02_lateral | 1158 | 848723.86 | 848723.86 | 0 | 0 | 1150575.2685 | 0 | 301851.2564
Circuit | strategic_undergrounding_single_or_two_phase_lateral | ST09_lateral | 1159 | 844987.54 | 844987.54 | 0 | 0 | 844987.6974 | 0 | 0
Circuit | strategic_undergrounding_single_or_two_phase_lateral | SPW47_lateral | 1160 | 839788.08 | 839788.08 | 0 | 0 | 839788.2247 | 0 | 0
Circuit | strategic_undergrounding_single_or_two_phase_lateral | GG04_lateral | 1161 | 836617.75 | 836617.75 | 0 | 0 | 959733.8036 | 0 | 123115.9047
Circuit | strategic_undergrounding_single_or_two_phase_lateral | DV11_lateral | 1162 | 836263.53 | 836263.53 | 0 | 0 | 1055997.4446 | 0 | 219733.7822
Circuit | strategic_undergrounding_single_or_two_phase_lateral | RO03_lateral | 1163 | 829629.15 | 829629.15 | 0 | 0 | 832366.3914 | 0 | 2737.0751
Circuit | strategic_undergrounding_single_or_two_phase_lateral | ST03_lateral | 1164 | 827540.77 | 827540.77 | 0 | 0 | 871767.477 | 0 | 44226.5323
Circuit | strategic_undergrounding_single_or_two_phase_lateral | TO06_lateral | 1165 | 826488.8 | 826488.8 | 0 | 0 | 826488.9453 | 0 | 0
Circuit | strategic_undergrounding_single_or_two_phase_lateral | TV03_lateral | 1166 | 823136.39 | 823136.39 | 0 | 0 | 828525.6806 | 0 | 5389.1357
Circuit | strategic_undergrounding_single_or_two_phase_lateral | QV09_lateral | 1167 | 822611.9 | 822611.9 | 0 | 0 | 822612.0239 | 0 | 0
Circuit | strategic_undergrounding_single_or_two_phase_lateral | EU07_lateral | 1168 | 810472.29 | 810472.29 | 0 | 0 | 1068837.412 | 0 | 258365.0015
Circuit | strategic_undergrounding_single_or_two_phase_lateral | BR04_lateral | 1169 | 810001.57 | 810001.57 | 0 | 0 | 863271.5636 | 0 | 53269.8238
Circuit | strategic_undergrounding_single_or_two_phase_lateral | FRY47_lateral | 1170 | 805676.32 | 805676.32 | 0 | 0 | 983684.4949 | 0 | 178008.0273
Circuit | strategic_undergrounding_single_or_two_phase_lateral | KDL47_lateral | 1171 | 803569.87 | 803569.87 | 0 | 0 | 1134691.8311 | 0 | 331121.8217
Circuit | strategic_undergrounding_single_or_two_phase_lateral | SF10_lateral | 1172 | 801452.97 | 801452.97 | 0 | 0 | 801453.1177 | 0 | 0
Circuit | strategic_undergrounding_single_or_two_phase_lateral | HV04_lateral | 1173 | 801074.72 | 801074.72 | 0 | 0 | 801074.8713 | 0 | 0
Circuit | strategic_undergrounding_single_or_two_phase_lateral | FZ42_lateral | 1174 | 798314.07 | 798314.07 | 0 | 0 | 798314.2179 | 0 | 0
Circuit | strategic_undergrounding_single_or_two_phase_lateral | RS01_lateral | 1175 | 796493.26 | 796493.26 | 0 | 0 | 1064286.3559 | 0 | 267792.9421
Circuit | strategic_undergrounding_single_or_two_phase_lateral | LA01_lateral | 1176 | 796234.15 | 796234.15 | 0 | 0 | 833883.5208 | 0 | 37649.2042
Circuit | strategic_undergrounding_single_or_two_phase_lateral | MID02_lateral | 1177 | 795925.72 | 795925.72 | 0 | 0 | 802774.7165 | 0 | 6848.8241
Circuit | strategic_undergrounding_single_or_two_phase_lateral | FD08_lateral | 1178 | 791621.12 | 791621.12 | 0 | 0 | 794817.9968 | 0 | 3196.7463
Circuit | strategic_undergrounding_single_or_two_phase_lateral | HY03_lateral | 1179 | 791327.92 | 791327.92 | 0 | 0 | 792249.8787 | 0 | 921.8111
Circuit | strategic_undergrounding_single_or_two_phase_lateral | BL06_lateral | 1180 | 782001.26 | 782001.26 | 0 | 0 | 811104.4578 | 0 | 29103.0313
Circuit | strategic_undergrounding_single_or_two_phase_lateral | SO50_lateral | 1181 | 780282.73 | 780282.73 | 0 | 0 | 780282.8824 | 0 | 0
Circuit | strategic_undergrounding_single_or_two_phase_lateral | LP08_lateral | 1182 | 779347.63 | 779347.63 | 0 | 0 | 779347.7715 | 0 | 0
Circuit | strategic_undergrounding_single_or_two_phase_lateral | SW05_lateral | 1183 | 778767.87 | 778767.87 | 0 | 0 | 923743.0143 | 0 | 144974.989
Circuit | strategic_undergrounding_single_or_two_phase_lateral | KG43_lateral | 1184 | 778726.51 | 778726.51 | 0 | 0 | 956716.2763 | 0 | 177989.5928
Circuit | strategic_undergrounding_single_or_two_phase_lateral | FD02_lateral | 1185 | 772895.94 | 772895.94 | 0 | 0 | 773094.063 | 0 | 197.9737
Circuit | strategic_undergrounding_single_or_two_phase_lateral | KB04_lateral | 1186 | 768717.47 | 768717.47 | 0 | 0 | 834584.9191 | 0 | 65867.3391
Circuit | strategic_undergrounding_single_or_two_phase_lateral | SF14_lateral | 1187 | 768564.29 | 768564.29 | 0 | 0 | 768564.4285 | 0 | 0
Circuit | strategic_undergrounding_single_or_two_phase_lateral | UL03_lateral | 1188 | 767133.1 | 767133.1 | 0 | 0 | 841270.2926 | 0 | 74137.0462
Circuit | strategic_undergrounding_single_or_two_phase_lateral | PA09_lateral | 1189 | 761876.39 | 761876.39 | 0 | 0 | 1077783.5868 | 0 | 315907.0508
Circuit | strategic_undergrounding_single_or_two_phase_lateral | DV08_lateral | 1190 | 759729.3 | 759729.3 | 0 | 0 | 760708.0677 | 0 | 978.6214
Circuit | strategic_undergrounding_single_or_two_phase_lateral | GN09_lateral | 1191 | 758203.21 | 758203.21 | 0 | 0 | 769041.2568 | 0 | 10837.9158
Circuit | strategic_undergrounding_single_or_two_phase_lateral | CD07_lateral | 1192 | 755105.86 | 755105.86 | 0 | 0 | 1424736.0851 | 0 | 669630.0552
Circuit | strategic_undergrounding_single_or_two_phase_lateral | KB09_lateral | 1193 | 754916.32 | 754916.32 | 0 | 0 | 1041578.6077 | 0 | 286662.1464
Circuit | strategic_undergrounding_single_or_two_phase_lateral | PZ50_lateral | 1194 | 753575.38 | 753575.38 | 0 | 0 | 753575.5148 | 0 | 0
Circuit | strategic_undergrounding_single_or_two_phase_lateral | LA04_lateral | 1195 | 752626.3 | 752626.3 | 0 | 0 | 813719.3988 | 0 | 61092.9365
Circuit | strategic_undergrounding_single_or_two_phase_lateral | ST08_lateral | 1196 | 750681.54 | 750681.54 | 0 | 0 | 811885.7189 | 0 | 61204.0547
Circuit | strategic_undergrounding_single_or_two_phase_lateral | UV04_lateral | 1197 | 749666.03 | 749666.03 | 0 | 0 | 1384596.1397 | 0 | 634929.9576
Circuit | strategic_undergrounding_single_or_two_phase_lateral | HV02_lateral | 1198 | 745793.42 | 745793.42 | 0 | 0 | 749217.9405 | 0 | 3424.3717
Circuit | strategic_undergrounding_single_or_two_phase_lateral | BL07_lateral | 1199 | 745019.42 | 745019.42 | 0 | 0 | 1195748.0331 | 0 | 450728.4472
Circuit | strategic_undergrounding_single_or_two_phase_lateral | MP41_lateral | 1200 | 744303.73 | 744303.73 | 0 | 0 | 745372.6925 | 0 | 1068.8194
Circuit | strategic_undergrounding_single_or_two_phase_lateral | DL46_lateral | 1201 | 743560.75 | 743560.75 | 0 | 0 | 1147206.5114 | 0 | 403645.6074
Circuit | strategic_undergrounding_single_or_two_phase_lateral | NB44_lateral | 1202 | 741529.31 | 741529.31 | 0 | 0 | 1066571.2575 | 0 | 325041.8056
Circuit | strategic_undergrounding_single_or_two_phase_lateral | DR12_lateral | 1203 | 741395.46 | 741395.46 | 0 | 0 | 743164.8314 | 0 | 1769.2152
Circuit | strategic_undergrounding_single_or_two_phase_lateral | WF44_lateral | 1204 | 729765.45 | 729765.45 | 0 | 0 | 876257.0205 | 0 | 146491.389
Circuit | strategic_undergrounding_single_or_two_phase_lateral | RO02_lateral | 1205 | 729679.06 | 729679.06 | 0 | 0 | 729679.2165 | 0 | 0
Circuit | strategic_undergrounding_single_or_two_phase_lateral | CE02_lateral | 1206 | 729021.57 | 729021.57 | 0 | 0 | 729021.7311 | 0 | 0
Circuit | strategic_undergrounding_single_or_two_phase_lateral | HY13_lateral | 1207 | 728359.94 | 728359.94 | 0 | 0 | 759310.8911 | 0 | 30950.7883
Circuit | strategic_undergrounding_single_or_two_phase_lateral | MAR42_lateral | 1208 | 726988.15 | 726988.15 | 0 | 0 | 728624.8895 | 0 | 1636.5844
Circuit | strategic_undergrounding_single_or_two_phase_lateral | OA01_lateral | 1209 | 726840.92 | 726840.92 | 0 | 0 | 819424.9623 | 0 | 92583.8913
Circuit | strategic_undergrounding_single_or_two_phase_lateral | RU05_lateral | 1210 | 726531.09 | 726531.09 | 0 | 0 | 726531.2573 | 0 | 0
Circuit | strategic_undergrounding_single_or_two_phase_lateral | SH04_lateral | 1211 | 719396.12 | 719396.12 | 0 | 0 | 885243.5681 | 0 | 165847.2786
Circuit | strategic_undergrounding_single_or_two_phase_lateral | CB05_lateral | 1212 | 717009.45 | 717009.45 | 0 | 0 | 717009.5789 | 0 | 0
Circuit | strategic_undergrounding_single_or_two_phase_lateral | ST16_lateral | 1213 | 716636.39 | 716636.39 | 0 | 0 | 785888.753 | 0 | 69252.218
Circuit | strategic_undergrounding_single_or_two_phase_lateral | BR10_lateral | 1214 | 716629.58 | 716629.58 | 0 | 0 | 912950.0995 | 0 | 196320.3594
Circuit | strategic_undergrounding_single_or_two_phase_lateral | DE05_lateral | 1215 | 716458.57 | 716458.57 | 0 | 0 | 1573668.0301 | 0 | 857209.3073
Circuit | strategic_undergrounding_single_or_two_phase_lateral | DV04_lateral | 1216 | 711360.22 | 711360.22 | 0 | 0 | 711360.396 | 0 | 0
Circuit | strategic_undergrounding_single_or_two_phase_lateral | CL09_lateral | 1217 | 709536.83 | 709536.83 | 0 | 0 | 710476.483 | 0 | 939.486
Circuit | strategic_undergrounding_single_or_two_phase_lateral | LA03_lateral | 1218 | 709282.77 | 709282.77 | 0 | 0 | 767734.0119 | 0 | 58451.0863
Circuit | strategic_undergrounding_single_or_two_phase_lateral | FW01_lateral | 1219 | 703551.89 | 703551.89 | 0 | 0 | 703552.0767 | 0 | 0
Circuit | strategic_undergrounding_single_or_two_phase_lateral | HE06_lateral | 1220 | 703240.18 | 703240.18 | 0 | 0 | 1107250.6774 | 0 | 404010.3343
Circuit | strategic_undergrounding_single_or_two_phase_lateral | WW09_lateral | 1221 | 701288.32 | 701288.32 | 0 | 0 | 805677.3522 | 0 | 104388.8721
Circuit | strategic_undergrounding_single_or_two_phase_lateral | DR03_lateral | 1222 | 699648.83 | 699648.83 | 0 | 0 | 699648.9752 | 0 | 0
Circuit | strategic_undergrounding_single_or_two_phase_lateral | HY02_lateral | 1223 | 699309.09 | 699309.09 | 0 | 0 | 770288.663 | 0 | 70979.4517
Circuit | strategic_undergrounding_single_or_two_phase_lateral | PJ01_lateral | 1224 | 698085.03 | 698085.03 | 0 | 0 | 714843.784 | 0 | 16758.6096
Circuit | strategic_undergrounding_single_or_two_phase_lateral | GZ42_lateral | 1225 | 696086.22 | 696086.22 | 0 | 0 | 706319.733 | 0 | 10233.3468
Circuit | strategic_undergrounding_single_or_two_phase_lateral | BL05_lateral | 1226 | 695808.47 | 695808.47 | 0 | 0 | 696555.6011 | 0 | 747.0232
Circuit | strategic_undergrounding_single_or_two_phase_lateral | SDY03_lateral | 1227 | 695747.54 | 695747.54 | 0 | 0 | 715360.7077 | 0 | 19613.0417
Circuit | strategic_undergrounding_single_or_two_phase_lateral | FD01_lateral | 1228 | 683002.06 | 683002.06 | 0 | 0 | 914119.6686 | 0 | 231117.4629
Circuit | strategic_undergrounding_single_or_two_phase_lateral | ST11_lateral | 1229 | 681068.25 | 681068.25 | 0 | 0 | 681451.6162 | 0 | 383.2217
Circuit | strategic_undergrounding_single_or_two_phase_lateral | GT06_lateral | 1230 | 678755.48 | 678755.48 | 0 | 0 | 738980.3638 | 0 | 60224.7284
Circuit | strategic_undergrounding_single_or_two_phase_lateral | MAR45_lateral | 1231 | 677998.94 | 677998.94 | 0 | 0 | 677999.0769 | 0 | 0
Circuit | strategic_undergrounding_single_or_two_phase_lateral | STW04_lateral | 1232 | 675461.35 | 675461.35 | 0 | 0 | 761623.2097 | 0 | 86161.6682
Circuit | strategic_undergrounding_single_or_two_phase_lateral | CK02_lateral | 1233 | 673394.06 | 673394.06 | 0 | 0 | 673394.2013 | 0 | 0
Circuit | strategic_undergrounding_single_or_two_phase_lateral | GE46_lateral | 1234 | 672297.55 | 672297.55 | 0 | 0 | 672297.6953 | 0 | 0
Circuit | strategic_undergrounding_single_or_two_phase_lateral | WT11_lateral | 1235 | 671936.18 | 671936.18 | 0 | 0 | 672849.4866 | 0 | 913.1551
Circuit | strategic_undergrounding_single_or_two_phase_lateral | CR02_lateral | 1236 | 670272.28 | 670272.28 | 0 | 0 | 1098772.6091 | 0 | 428500.194
Circuit | strategic_undergrounding_single_or_two_phase_lateral | CK07_lateral | 1237 | 668976.63 | 668976.63 | 0 | 0 | 668976.7832 | 0 | 0
Circuit | strategic_undergrounding_single_or_two_phase_lateral | HV05_lateral | 1238 | 668472.75 | 668472.75 | 0 | 0 | 947297.2902 | 0 | 278824.411
Circuit | strategic_undergrounding_single_or_two_phase_lateral | WI02_lateral | 1239 | 668176.91 | 668176.91 | 0 | 0 | 668177.0476 | 0 | 0
Circuit | strategic_undergrounding_single_or_two_phase_lateral | BI42_lateral | 1240 | 664519.43 | 664519.43 | 0 | 0 | 785317.4003 | 0 | 120797.8267
Circuit | strategic_undergrounding_single_or_two_phase_lateral | KT47_lateral | 1241 | 663700.4 | 663700.4 | 0 | 0 | 665157.5911 | 0 | 1457.0363
Circuit | strategic_undergrounding_single_or_two_phase_lateral | THW43_lateral | 1242 | 663290.69 | 663290.69 | 0 | 0 | 669714.7506 | 0 | 6423.9015
Circuit | strategic_undergrounding_single_or_two_phase_lateral | RE02_lateral | 1243 | 659102.92 | 659102.92 | 0 | 0 | 659103.0624 | 0 | 0
Circuit | strategic_undergrounding_single_or_two_phase_lateral | MY11_lateral | 1244 | 657681.02 | 657681.02 | 0 | 0 | 657681.2044 | 0 | 0
Circuit | strategic_undergrounding_single_or_two_phase_lateral | QV01_lateral | 1245 | 657009.44 | 657009.44 | 0 | 0 | 657009.5786 | 0 | 0
Circuit | strategic_undergrounding_single_or_two_phase_lateral | CA04_lateral | 1246 | 656229.88 | 656229.88 | 0 | 0 | 656230.0175 | 0 | 0
Circuit | strategic_undergrounding_single_or_two_phase_lateral | EC09_lateral | 1247 | 656210.83 | 656210.83 | 0 | 0 | 656210.9609 | 0 | 0
Circuit | strategic_undergrounding_single_or_two_phase_lateral | PJ07_lateral | 1248 | 653873.46 | 653873.46 | 0 | 0 | 701649.8133 | 0 | 47776.2182
Circuit | strategic_undergrounding_single_or_two_phase_lateral | ES01_lateral | 1249 | 642951.99 | 642951.99 | 0 | 0 | 956438.3768 | 0 | 313486.2353
Circuit | strategic_undergrounding_single_or_two_phase_lateral | KB06_lateral | 1250 | 642693.78 | 642693.78 | 0 | 0 | 915689.561 | 0 | 272995.6214
Circuit | strategic_undergrounding_single_or_two_phase_lateral | WD47_lateral | 1251 | 641865.46 | 641865.46 | 0 | 0 | 684096.4739 | 0 | 42230.8683
Circuit | strategic_undergrounding_single_or_two_phase_lateral | ME05_lateral | 1252 | 641864.7 | 641864.7 | 0 | 0 | 641864.8491 | 0 | 0
Circuit | strategic_undergrounding_single_or_two_phase_lateral | BI03_lateral | 1253 | 641684.01 | 641684.01 | 0 | 0 | 723196.5689 | 0 | 81512.3977
Circuit | strategic_undergrounding_single_or_two_phase_lateral | WI07_lateral | 1254 | 634580.82 | 634580.82 | 0 | 0 | 636610.752 | 0 | 2029.7761
Circuit | strategic_undergrounding_single_or_two_phase_lateral | HE03_lateral | 1255 | 632430.34 | 632430.34 | 0 | 0 | 894543.9761 | 0 | 262113.4927
Circuit | strategic_undergrounding_single_or_two_phase_lateral | TO03_lateral | 1256 | 632256.7 | 632256.7 | 0 | 0 | 632256.8413 | 0 | 0
Circuit | strategic_undergrounding_single_or_two_phase_lateral | CA07_lateral | 1257 | 631734.07 | 631734.07 | 0 | 0 | 965452.1873 | 0 | 333717.9726
Circuit | strategic_undergrounding_single_or_two_phase_lateral | GZ41_lateral | 1258 | 630774.14 | 630774.14 | 0 | 0 | 989387.206 | 0 | 358612.9012
Circuit | strategic_undergrounding_single_or_two_phase_lateral | JP06_lateral | 1259 | 629717.04 | 629717.04 | 0 | 0 | 629717.1859 | 0 | 0
Circuit | strategic_undergrounding_single_or_two_phase_lateral | WI04_lateral | 1260 | 627214.4 | 627214.4 | 0 | 0 | 627214.5608 | 0 | 0
Circuit | strategic_undergrounding_single_or_two_phase_lateral | CD03_lateral | 1261 | 624992.51 | 624992.51 | 0 | 0 | 677868.0831 | 0 | 52875.402
Circuit | strategic_undergrounding_single_or_two_phase_lateral | BY04_lateral | 1262 | 624626.38 | 624626.38 | 0 | 0 | 836117.6992 | 0 | 211491.179
Circuit | strategic_undergrounding_single_or_two_phase_lateral | KB05_lateral | 1263 | 619455.3 | 619455.3 | 0 | 0 | 1404725.1927 | 0 | 785269.7544
Circuit | strategic_undergrounding_single_or_two_phase_lateral | BR05_lateral | 1264 | 618755.24 | 618755.24 | 0 | 0 | 635494.1747 | 0 | 16738.7705
Circuit | strategic_undergrounding_single_or_two_phase_lateral | KB01_lateral | 1265 | 616546.17 | 616546.17 | 0 | 0 | 617491.3275 | 0 | 945.0075
Circuit | strategic_undergrounding_single_or_two_phase_lateral | CE10_lateral | 1266 | 616114.38 | 616114.38 | 0 | 0 | 617920.5536 | 0 | 1806.0288
Circuit | strategic_undergrounding_single_or_two_phase_lateral | AM05_lateral | 1267 | 615658.62 | 615658.62 | 0 | 0 | 1282801.1319 | 0 | 667142.332
Circuit | strategic_undergrounding_single_or_two_phase_lateral | GZ47_lateral | 1268 | 613790.3 | 613790.3 | 0 | 0 | 1306022.9111 | 0 | 692232.4391
Circuit | strategic_undergrounding_single_or_two_phase_lateral | FT07_lateral | 1269 | 610925.8 | 610925.8 | 0 | 0 | 630944.531 | 0 | 20018.5914
Circuit | strategic_undergrounding_single_or_two_phase_lateral | ED06_lateral | 1270 | 610733.89 | 610733.89 | 0 | 0 | 639185.1414 | 0 | 28451.1545
Circuit | strategic_undergrounding_single_or_two_phase_lateral | IM47_lateral | 1271 | 609055.65 | 609055.65 | 0 | 0 | 833238.0354 | 0 | 224182.2609
Circuit | strategic_undergrounding_single_or_two_phase_lateral | SCW02_lateral | 1272 | 608147.45 | 608147.45 | 0 | 0 | 654943.1665 | 0 | 46795.5496
Circuit | strategic_undergrounding_single_or_two_phase_lateral | DV07_lateral | 1273 | 598792.57 | 598792.57 | 0 | 0 | 598792.6896 | 0 | 0
Circuit | strategic_undergrounding_single_or_two_phase_lateral | EU05_lateral | 1274 | 592405.39 | 592405.39 | 0 | 0 | 639624.7455 | 0 | 47219.2059
Circuit | strategic_undergrounding_single_or_two_phase_lateral | RED10_lateral | 1275 | 590440.9 | 590440.9 | 0 | 0 | 592222.2046 | 0 | 1781.1356
Circuit | strategic_undergrounding_single_or_two_phase_lateral | QV10_lateral | 1276 | 589630.07 | 589630.07 | 0 | 0 | 589630.2081 | 0 | 0
Circuit | strategic_undergrounding_single_or_two_phase_lateral | IR01_lateral | 1277 | 589483.12 | 589483.12 | 0 | 0 | 607027.384 | 0 | 17544.122
Circuit | strategic_undergrounding_single_or_two_phase_lateral | CL01_lateral | 1278 | 587772.29 | 587772.29 | 0 | 0 | 638490.7803 | 0 | 50718.3471
Circuit | strategic_undergrounding_single_or_two_phase_lateral | CRB47_lateral | 1279 | 584452.01 | 584452.01 | 0 | 0 | 787621.6039 | 0 | 203169.456
Circuit | strategic_undergrounding_single_or_two_phase_lateral | STF06_lateral | 1280 | 584298.86 | 584298.86 | 0 | 0 | 1142309.281 | 0 | 558010.2829
Circuit | strategic_undergrounding_single_or_two_phase_lateral | KB10_lateral | 1281 | 578783.95 | 578783.95 | 0 | 0 | 579803.0036 | 0 | 1018.905
Circuit | strategic_undergrounding_single_or_two_phase_lateral | BH09_lateral | 1282 | 572410.37 | 572410.37 | 0 | 0 | 666772.9725 | 0 | 94362.4604
Circuit | strategic_undergrounding_single_or_two_phase_lateral | STF05_lateral | 1283 | 571018.13 | 571018.13 | 0 | 0 | 571018.2767 | 0 | 0
Circuit | strategic_undergrounding_single_or_two_phase_lateral | SF43_lateral | 1284 | 569166.24 | 569166.24 | 0 | 0 | 586959.37 | 0 | 17792.9897
Circuit | strategic_undergrounding_single_or_two_phase_lateral | ST15_lateral | 1285 | 568939.06 | 568939.06 | 0 | 0 | 575893.1544 | 0 | 6953.9487
Circuit | strategic_undergrounding_single_or_two_phase_lateral | JN04_lateral | 1286 | 567547.84 | 567547.84 | 0 | 0 | 589319.1915 | 0 | 21771.1956
Circuit | strategic_undergrounding_single_or_two_phase_lateral | FW02_lateral | 1287 | 564125.14 | 564125.14 | 0 | 0 | 572085.1382 | 0 | 7959.8316
Circuit | strategic_undergrounding_single_or_two_phase_lateral | OB49_lateral | 1288 | 559996.09 | 559996.09 | 0 | 0 | 561116.0164 | 0 | 1119.817
Circuit | strategic_undergrounding_single_or_two_phase_lateral | NSH02_lateral | 1289 | 558245.55 | 558245.55 | 0 | 0 | 627276.5902 | 0 | 69030.8775
Circuit | strategic_undergrounding_single_or_two_phase_lateral | ST02_lateral | 1290 | 555925.19 | 555925.19 | 0 | 0 | 699929.1759 | 0 | 144003.8465
Circuit | strategic_undergrounding_single_or_two_phase_lateral | KB07_lateral | 1291 | 554237.56 | 554237.56 | 0 | 0 | 554237.711 | 0 | 0
Circuit | strategic_undergrounding_single_or_two_phase_lateral | GT05_lateral | 1292 | 553189 | 553189 | 0 | 0 | 772750.3831 | 0 | 219561.2341
Circuit | strategic_undergrounding_single_or_two_phase_lateral | BA01_lateral | 1293 | 549237.97 | 549237.97 | 0 | 0 | 1419370.5845 | 0 | 870132.4559
Circuit | strategic_undergrounding_single_or_two_phase_lateral | GP05_lateral | 1294 | 549075.05 | 549075.05 | 0 | 0 | 600031.5727 | 0 | 50956.3584
Circuit | strategic_undergrounding_single_or_two_phase_lateral | MYK01_lateral | 1295 | 547605.71 | 547605.71 | 0 | 0 | 547605.8656 | 0 | 0
Circuit | strategic_undergrounding_single_or_two_phase_lateral | RA44_lateral | 1296 | 542754.05 | 542754.05 | 0 | 0 | 543401.2941 | 0 | 647.1009
Circuit | strategic_undergrounding_single_or_two_phase_lateral | DH02_lateral | 1297 | 542675.19 | 542675.19 | 0 | 0 | 629500.0813 | 0 | 86824.7351
Circuit | strategic_undergrounding_single_or_two_phase_lateral | WEB08_lateral | 1298 | 540750.98 | 540750.98 | 0 | 0 | 541860.8724 | 0 | 1109.7509
Circuit | strategic_undergrounding_single_or_two_phase_lateral | JN03_lateral | 1299 | 539591.11 | 539591.11 | 0 | 0 | 1010279.0304 | 0 | 470687.799
Circuit | strategic_undergrounding_single_or_two_phase_lateral | GN06_lateral | 1300 | 536433.02 | 536433.02 | 0 | 0 | 539020.3614 | 0 | 2587.1911
Circuit | strategic_undergrounding_single_or_two_phase_lateral | BA02_lateral | 1301 | 534936.73 | 534936.73 | 0 | 0 | 715008.0817 | 0 | 180071.188
Circuit | strategic_undergrounding_single_or_two_phase_lateral | WI45_lateral | 1302 | 533178.23 | 533178.23 | 0 | 0 | 883459.3569 | 0 | 350280.9594
Circuit | strategic_undergrounding_single_or_two_phase_lateral | FR49_lateral | 1303 | 533141.82 | 533141.82 | 0 | 0 | 535024.3202 | 0 | 1882.3266
Circuit | strategic_undergrounding_single_or_two_phase_lateral | ME06_lateral | 1304 | 529957.3 | 529957.3 | 0 | 0 | 529957.455 | 0 | 0
Circuit | strategic_undergrounding_single_or_two_phase_lateral | BA03_lateral | 1305 | 528805.59 | 528805.59 | 0 | 0 | 940134.4895 | 0 | 411328.7405
Circuit | strategic_undergrounding_single_or_two_phase_lateral | WEB05_lateral | 1306 | 528254.18 | 528254.18 | 0 | 0 | 1035018.6546 | 0 | 506764.3428
Circuit | strategic_undergrounding_single_or_two_phase_lateral | SR14_lateral | 1307 | 527750.22 | 527750.22 | 0 | 0 | 527750.3666 | 0 | 0
Circuit | strategic_undergrounding_single_or_two_phase_lateral | CE08_lateral | 1308 | 525445.89 | 525445.89 | 0 | 0 | 525446.0335 | 0 | 0
Circuit | strategic_undergrounding_single_or_two_phase_lateral | UL14_lateral | 1309 | 523370.38 | 523370.38 | 0 | 0 | 524361.1112 | 0 | 990.5708
Circuit | strategic_undergrounding_single_or_two_phase_lateral | SR06_lateral | 1310 | 521652.83 | 521652.83 | 0 | 0 | 1101907.0895 | 0 | 580254.129
Circuit | strategic_undergrounding_single_or_two_phase_lateral | WF41_lateral | 1311 | 520812.02 | 520812.02 | 0 | 0 | 652481.2407 | 0 | 131669.0886
Circuit | strategic_undergrounding_single_or_two_phase_lateral | ES08_lateral | 1312 | 518943.96 | 518943.96 | 0 | 0 | 1339325.1401 | 0 | 820380.9954
Circuit | strategic_undergrounding_single_or_two_phase_lateral | TAN41_lateral | 1313 | 518429.15 | 518429.15 | 0 | 0 | 607098.0131 | 0 | 88668.7051
Circuit | strategic_undergrounding_single_or_two_phase_lateral | PO01_lateral | 1314 | 517344 | 517344 | 0 | 0 | 1035670.742 | 0 | 518326.568
Circuit | strategic_undergrounding_single_or_two_phase_lateral | KB03_lateral | 1315 | 515548.71 | 515548.71 | 0 | 0 | 540474.9343 | 0 | 24926.0778
Circuit | strategic_undergrounding_single_or_two_phase_lateral | KW46_lateral | 1316 | 515123.22 | 515123.22 | 0 | 0 | 515123.3845 | 0 | 0
Circuit | strategic_undergrounding_single_or_two_phase_lateral | LY42_lateral | 1317 | 513410.06 | 513410.06 | 0 | 0 | 513410.2082 | 0 | 0
Circuit | strategic_undergrounding_single_or_two_phase_lateral | MYK42_lateral | 1318 | 512358.51 | 512358.51 | 0 | 0 | 512358.6668 | 0 | 0
Circuit | strategic_undergrounding_single_or_two_phase_lateral | AM03_lateral | 1319 | 509702.12 | 509702.12 | 0 | 0 | 631423.3571 | 0 | 121721.0703
Circuit | strategic_undergrounding_single_or_two_phase_lateral | SIE47_lateral | 1320 | 509141.1 | 509141.1 | 0 | 0 | 569294.4198 | 0 | 60153.1739
Circuit | strategic_undergrounding_single_or_two_phase_lateral | TO04_lateral | 1321 | 507541.74 | 507541.74 | 0 | 0 | 594183.998 | 0 | 86642.0924
Circuit | strategic_undergrounding_single_or_two_phase_lateral | PO02_lateral | 1322 | 502357.66 | 502357.66 | 0 | 0 | 707437.4342 | 0 | 205079.6477
Circuit | strategic_undergrounding_single_or_two_phase_lateral | ME02_lateral | 1323 | 501333.59 | 501333.59 | 0 | 0 | 503205.2484 | 0 | 1871.5152
Circuit | strategic_undergrounding_single_or_two_phase_lateral | CE13_lateral | 1324 | 492578.33 | 492578.33 | 0 | 0 | 571704.9315 | 0 | 79126.4486
Circuit | strategic_undergrounding_single_or_two_phase_lateral | PZ47_lateral | 1325 | 492576.78 | 492576.78 | 0 | 0 | 493654.0281 | 0 | 1077.0912
Circuit | strategic_undergrounding_single_or_two_phase_lateral | WZ44_lateral | 1326 | 492197.61 | 492197.61 | 0 | 0 | 492197.8005 | 0 | 0
Circuit | strategic_undergrounding_single_or_two_phase_lateral | GT10_lateral | 1327 | 489825.73 | 489825.73 | 0 | 0 | 535505.6873 | 0 | 45679.8294
Circuit | strategic_undergrounding_single_or_two_phase_lateral | BI05_lateral | 1328 | 486746.08 | 486746.08 | 0 | 0 | 1223291.7872 | 0 | 736545.5403
Circuit | strategic_undergrounding_single_or_two_phase_lateral | RO08_lateral | 1329 | 486680.32 | 486680.32 | 0 | 0 | 574027.675 | 0 | 87347.203
Circuit | strategic_undergrounding_single_or_two_phase_lateral | BL03_lateral | 1330 | 484429.81 | 484429.81 | 0 | 0 | 492156.9748 | 0 | 7727.03
Circuit | strategic_undergrounding_single_or_two_phase_lateral | CE07_lateral | 1331 | 484184.94 | 484184.94 | 0 | 0 | 486561.4247 | 0 | 2376.3587
Circuit | strategic_undergrounding_single_or_two_phase_lateral | MB03_lateral | 1332 | 484100.97 | 484100.97 | 0 | 0 | 498005.3438 | 0 | 13904.2383
Circuit | strategic_undergrounding_single_or_two_phase_lateral | HY07_lateral | 1333 | 481306.02 | 481306.02 | 0 | 0 | 481306.1664 | 0 | 0
Circuit | strategic_undergrounding_single_or_two_phase_lateral | THW49_lateral | 1334 | 472208.28 | 472208.28 | 0 | 0 | 809995.7919 | 0 | 337787.3611
Circuit | strategic_undergrounding_single_or_two_phase_lateral | STF04_lateral | 1335 | 466842.24 | 466842.24 | 0 | 0 | 466842.4349 | 0 | 0
Circuit | strategic_undergrounding_single_or_two_phase_lateral | CK05_lateral | 1336 | 465926.72 | 465926.72 | 0 | 0 | 465926.8642 | 0 | 0
Circuit | strategic_undergrounding_single_or_two_phase_lateral | BZ07_lateral | 1337 | 465824.37 | 465824.37 | 0 | 0 | 465824.5131 | 0 | 0
Circuit | strategic_undergrounding_single_or_two_phase_lateral | BR02_lateral | 1338 | 465080.73 | 465080.73 | 0 | 0 | 724937.1049 | 0 | 259856.2175
Circuit | strategic_undergrounding_single_or_two_phase_lateral | GE41_lateral | 1339 | 464699.68 | 464699.68 | 0 | 0 | 483465.5485 | 0 | 18765.6916
Circuit | strategic_undergrounding_single_or_two_phase_lateral | HY08_lateral | 1340 | 463346.94 | 463346.94 | 0 | 0 | 463347.1003 | 0 | 0
Circuit | strategic_undergrounding_single_or_two_phase_lateral | ME03_lateral | 1341 | 462116.39 | 462116.39 | 0 | 0 | 486192.1732 | 0 | 24075.603
Circuit | strategic_undergrounding_single_or_two_phase_lateral | TV01_lateral | 1342 | 461474.73 | 461474.73 | 0 | 0 | 763034.2072 | 0 | 301559.3374
Circuit | strategic_undergrounding_single_or_two_phase_lateral | LU01_lateral | 1343 | 460608.47 | 460608.47 | 0 | 0 | 460608.6337 | 0 | 0
Circuit | strategic_undergrounding_single_or_two_phase_lateral | QV07_lateral | 1344 | 460033.04 | 460033.04 | 0 | 0 | 461009.2062 | 0 | 976.0238
Circuit | strategic_undergrounding_single_or_two_phase_lateral | UL16_lateral | 1345 | 451988.32 | 451988.32 | 0 | 0 | 500395.7889 | 0 | 48407.326
Circuit | strategic_undergrounding_single_or_two_phase_lateral | BU01_lateral | 1346 | 448032.31 | 448032.31 | 0 | 0 | 463439.3465 | 0 | 15406.9059
Circuit | strategic_undergrounding_single_or_two_phase_lateral | RO06_lateral | 1347 | 446418.43 | 446418.43 | 0 | 0 | 446418.6106 | 0 | 0
Circuit | strategic_undergrounding_single_or_two_phase_lateral | LK04_lateral | 1348 | 444624.47 | 444624.47 | 0 | 0 | 444624.5943 | 0 | 0
Circuit | strategic_undergrounding_single_or_two_phase_lateral | HY10_lateral | 1349 | 443452.49 | 443452.49 | 0 | 0 | 636426.0676 | 0 | 192973.4356
Circuit | strategic_undergrounding_single_or_two_phase_lateral | IM42_lateral | 1350 | 441200 | 441200 | 0 | 0 | 442278.9659 | 0 | 1078.8351
Circuit | strategic_undergrounding_single_or_two_phase_lateral | GA08_lateral | 1351 | 440884.5 | 440884.5 | 0 | 0 | 440884.655 | 0 | 0
Circuit | strategic_undergrounding_single_or_two_phase_lateral | EC10_lateral | 1352 | 438556.54 | 438556.54 | 0 | 0 | 452666.1617 | 0 | 14109.4717
Circuit | strategic_undergrounding_single_or_two_phase_lateral | SA49_lateral | 1353 | 438539.36 | 438539.36 | 0 | 0 | 446101.0001 | 0 | 7561.49
Circuit | strategic_undergrounding_single_or_two_phase_lateral | LP04_lateral | 1354 | 438161.73 | 438161.73 | 0 | 0 | 438161.8824 | 0 | 0
Circuit | strategic_undergrounding_single_or_two_phase_lateral | GS22_lateral | 1355 | 434537.36 | 434537.36 | 0 | 0 | 598934.4842 | 0 | 164396.9806
Circuit | strategic_undergrounding_single_or_two_phase_lateral | DN12_lateral | 1356 | 429706.4 | 429706.4 | 0 | 0 | 432180.515 | 0 | 2473.9734
Circuit | strategic_undergrounding_single_or_two_phase_lateral | WE03_lateral | 1357 | 429687.45 | 429687.45 | 0 | 0 | 646223.5486 | 0 | 216535.95
Circuit | strategic_undergrounding_single_or_two_phase_lateral | TRN01_lateral | 1358 | 429033.88 | 429033.88 | 0 | 0 | 948896.5611 | 0 | 519862.5041
Circuit | strategic_undergrounding_single_or_two_phase_lateral | TM05_lateral | 1359 | 426303.78 | 426303.78 | 0 | 0 | 426303.9055 | 0 | 0
Circuit | strategic_undergrounding_single_or_two_phase_lateral | PA04_lateral | 1360 | 424059.2 | 424059.2 | 0 | 0 | 446533.8731 | 0 | 22474.5437
Circuit | strategic_undergrounding_single_or_two_phase_lateral | LK03_lateral | 1361 | 423463.43 | 423463.43 | 0 | 0 | 453401.9564 | 0 | 29938.376
Circuit | strategic_undergrounding_single_or_two_phase_lateral | SDY05_lateral | 1362 | 421033.14 | 421033.14 | 0 | 0 | 421033.2692 | 0 | 0
Circuit | strategic_undergrounding_single_or_two_phase_lateral | FRY42_lateral | 1363 | 418624.91 | 418624.91 | 0 | 0 | 435594.1273 | 0 | 16969.0622
Circuit | strategic_undergrounding_single_or_two_phase_lateral | AF02_lateral | 1364 | 418365.74 | 418365.74 | 0 | 0 | 418365.8914 | 0 | 0
Circuit | strategic_undergrounding_single_or_two_phase_lateral | CYF41_lateral | 1365 | 418212.5 | 418212.5 | 0 | 0 | 437950.6401 | 0 | 19737.9806
Circuit | strategic_undergrounding_single_or_two_phase_lateral | SF46_lateral | 1366 | 416214.05 | 416214.05 | 0 | 0 | 466828.8918 | 0 | 50614.6843
Circuit | strategic_undergrounding_single_or_two_phase_lateral | EU06_lateral | 1367 | 415263.23 | 415263.23 | 0 | 0 | 415263.3703 | 0 | 0
Circuit | strategic_undergrounding_single_or_two_phase_lateral | BI06_lateral | 1368 | 415253.14 | 415253.14 | 0 | 0 | 415253.3079 | 0 | 0
Circuit | strategic_undergrounding_single_or_two_phase_lateral | HG01_lateral | 1369 | 412608.42 | 412608.42 | 0 | 0 | 412608.5517 | 0 | 0
Circuit | strategic_undergrounding_single_or_two_phase_lateral | SF48_lateral | 1370 | 412258.6 | 412258.6 | 0 | 0 | 414086.9371 | 0 | 1828.1473
Circuit | strategic_undergrounding_single_or_two_phase_lateral | MP06_lateral | 1371 | 411055.99 | 411055.99 | 0 | 0 | 422124.1632 | 0 | 11068.0605
Circuit | strategic_undergrounding_single_or_two_phase_lateral | KB20_lateral | 1372 | 409720.06 | 409720.06 | 0 | 0 | 424516.2036 | 0 | 14795.97
Circuit | strategic_undergrounding_single_or_two_phase_lateral | MC07_lateral | 1373 | 407193.56 | 407193.56 | 0 | 0 | 407193.7036 | 0 | 0
Circuit | strategic_undergrounding_single_or_two_phase_lateral | WEB10_lateral | 1374 | 406037.71 | 406037.71 | 0 | 0 | 596530.1577 | 0 | 190492.2593
Circuit | strategic_undergrounding_single_or_two_phase_lateral | LU02_lateral | 1375 | 404241.24 | 404241.24 | 0 | 0 | 407598.5552 | 0 | 3357.1587
Circuit | strategic_undergrounding_single_or_two_phase_lateral | JN08_lateral | 1376 | 403842.69 | 403842.69 | 0 | 0 | 803137.5552 | 0 | 399294.7339
Circuit | strategic_undergrounding_single_or_two_phase_lateral | GZ48_lateral | 1377 | 401238.03 | 401238.03 | 0 | 0 | 432517.9912 | 0 | 31279.8119
Circuit | strategic_undergrounding_single_or_two_phase_lateral | AF11_lateral | 1378 | 401132.65 | 401132.65 | 0 | 0 | 401132.8119 | 0 | 0
Circuit | strategic_undergrounding_single_or_two_phase_lateral | FR48_lateral | 1379 | 399542.86 | 399542.86 | 0 | 0 | 403578.2649 | 0 | 4035.2503
Circuit | strategic_undergrounding_single_or_two_phase_lateral | CB11_lateral | 1380 | 399534.16 | 399534.16 | 0 | 0 | 399534.3227 | 0 | 0
Circuit | strategic_undergrounding_single_or_two_phase_lateral | WO13_lateral | 1381 | 397999.76 | 397999.76 | 0 | 0 | 399877.6478 | 0 | 1877.7609
Circuit | strategic_undergrounding_single_or_two_phase_lateral | FD15_lateral | 1382 | 396201.81 | 396201.81 | 0 | 0 | 396201.9371 | 0 | 0
Circuit | strategic_undergrounding_single_or_two_phase_lateral | PZ45_lateral | 1383 | 395283.97 | 395283.97 | 0 | 0 | 529488.7435 | 0 | 134204.6048
Circuit | strategic_undergrounding_single_or_two_phase_lateral | CE09_lateral | 1384 | 394807.48 | 394807.48 | 0 | 0 | 394807.6168 | 0 | 0
Circuit | strategic_undergrounding_single_or_two_phase_lateral | WW04_lateral | 1385 | 394750.99 | 394750.99 | 0 | 0 | 576496.6723 | 0 | 181745.5249
Circuit | strategic_undergrounding_single_or_two_phase_lateral | EU04_lateral | 1386 | 393407.8 | 393407.8 | 0 | 0 | 519371.1961 | 0 | 125963.2454
Circuit | strategic_undergrounding_single_or_two_phase_lateral | BA43_lateral | 1387 | 393121.05 | 393121.05 | 0 | 0 | 420412.8257 | 0 | 27291.6249
Circuit | strategic_undergrounding_single_or_two_phase_lateral | AI05_lateral | 1388 | 392262.75 | 392262.75 | 0 | 0 | 529503.6978 | 0 | 137240.7832
Circuit | strategic_undergrounding_single_or_two_phase_lateral | SA44_lateral | 1389 | 391088.28 | 391088.28 | 0 | 0 | 391088.4351 | 0 | 0
Circuit | strategic_undergrounding_single_or_two_phase_lateral | UL15_lateral | 1390 | 390974.71 | 390974.71 | 0 | 0 | 500088.7538 | 0 | 109113.9009
Circuit | strategic_undergrounding_single_or_two_phase_lateral | JN07_lateral | 1391 | 387205.3 | 387205.3 | 0 | 0 | 406829.364 | 0 | 19623.8967
Circuit | strategic_undergrounding_single_or_two_phase_lateral | JN02_lateral | 1392 | 385941.72 | 385941.72 | 0 | 0 | 386337.2417 | 0 | 395.3791
Circuit | strategic_undergrounding_single_or_two_phase_lateral | CK01_lateral | 1393 | 385888.92 | 385888.92 | 0 | 0 | 636689.1592 | 0 | 250800.0874
Circuit | strategic_undergrounding_single_or_two_phase_lateral | SA50_lateral | 1394 | 385041.39 | 385041.39 | 0 | 0 | 413128.211 | 0 | 28086.6657
Circuit | strategic_undergrounding_single_or_two_phase_lateral | FW05_lateral | 1395 | 384059.97 | 384059.97 | 0 | 0 | 384060.1382 | 0 | 0
Circuit | strategic_undergrounding_single_or_two_phase_lateral | WT09_lateral | 1396 | 383719.41 | 383719.41 | 0 | 0 | 443949.4116 | 0 | 60229.8373
Circuit | strategic_undergrounding_single_or_two_phase_lateral | PO08_lateral | 1397 | 382952.99 | 382952.99 | 0 | 0 | 575656.8992 | 0 | 192703.7737
Circuit | strategic_undergrounding_single_or_two_phase_lateral | TB48_lateral | 1398 | 381529.33 | 381529.33 | 0 | 0 | 386350.6769 | 0 | 4821.1783
Circuit | strategic_undergrounding_single_or_two_phase_lateral | AF06_lateral | 1399 | 380435.88 | 380435.88 | 0 | 0 | 380436.0196 | 0 | 0
Circuit | strategic_undergrounding_single_or_two_phase_lateral | SF15_lateral | 1400 | 378339.79 | 378339.79 | 0 | 0 | 394681.4134 | 0 | 16341.4806
Circuit | strategic_undergrounding_single_or_two_phase_lateral | WW01_lateral | 1401 | 377890.44 | 377890.44 | 0 | 0 | 648600.8463 | 0 | 270710.2497
Circuit | strategic_undergrounding_single_or_two_phase_lateral | LIM43_lateral | 1402 | 374171.67 | 374171.67 | 0 | 0 | 374171.7957 | 0 | 0
Circuit | strategic_undergrounding_single_or_two_phase_lateral | QV05_lateral | 1403 | 369996.73 | 369996.73 | 0 | 0 | 369996.8906 | 0 | 0
Circuit | strategic_undergrounding_single_or_two_phase_lateral | SW41_lateral | 1404 | 367238.38 | 367238.38 | 0 | 0 | 367238.5589 | 0 | 0
Circuit | strategic_undergrounding_single_or_two_phase_lateral | SDY04_lateral | 1405 | 366714.69 | 366714.69 | 0 | 0 | 366714.8125 | 0 | 0
Circuit | strategic_undergrounding_single_or_two_phase_lateral | CE01_lateral | 1406 | 364633.84 | 364633.84 | 0 | 0 | 364633.9843 | 0 | 0
Circuit | strategic_undergrounding_single_or_two_phase_lateral | EC07_lateral | 1407 | 364415.82 | 364415.82 | 0 | 0 | 364764.5188 | 0 | 348.5551
Circuit | strategic_undergrounding_single_or_two_phase_lateral | CK06_lateral | 1408 | 361518 | 361518 | 0 | 0 | 560210.2071 | 0 | 198692.0545
Circuit | strategic_undergrounding_single_or_two_phase_lateral | WO09_lateral | 1409 | 360684.31 | 360684.31 | 0 | 0 | 360684.4579 | 0 | 0
Circuit | strategic_undergrounding_single_or_two_phase_lateral | SA41_lateral | 1410 | 360276.65 | 360276.65 | 0 | 0 | 387605.3421 | 0 | 27328.506
Circuit | strategic_undergrounding_single_or_two_phase_lateral | SC04_lateral | 1411 | 359905.54 | 359905.54 | 0 | 0 | 531631.3644 | 0 | 171725.6613
Circuit | strategic_undergrounding_single_or_two_phase_lateral | SE03_lateral | 1412 | 358977.7 | 358977.7 | 0 | 0 | 692043.3904 | 0 | 333065.5364
Circuit | strategic_undergrounding_single_or_two_phase_lateral | SF13_lateral | 1413 | 357102.81 | 357102.81 | 0 | 0 | 443459.2714 | 0 | 86356.3381
Circuit | strategic_undergrounding_single_or_two_phase_lateral | EC12_lateral | 1414 | 355644.05 | 355644.05 | 0 | 0 | 357444.2531 | 0 | 1800.0453
Circuit | strategic_undergrounding_single_or_two_phase_lateral | GT09_lateral | 1415 | 353690.04 | 353690.04 | 0 | 0 | 390103.6757 | 0 | 36413.5121
Circuit | strategic_undergrounding_single_or_two_phase_lateral | HP04_lateral | 1416 | 351393.09 | 351393.09 | 0 | 0 | 411283.6402 | 0 | 59890.3862
Circuit | strategic_undergrounding_single_or_two_phase_lateral | BU02_lateral | 1417 | 350713.08 | 350713.08 | 0 | 0 | 426005.362 | 0 | 75292.1161
Circuit | strategic_undergrounding_single_or_two_phase_lateral | KB21_lateral | 1418 | 350152.51 | 350152.51 | 0 | 0 | 351153.8464 | 0 | 1001.1957
Circuit | strategic_undergrounding_single_or_two_phase_lateral | WZ42_lateral | 1419 | 349584.68 | 349584.68 | 0 | 0 | 350525.0611 | 0 | 940.233
Circuit | strategic_undergrounding_single_or_two_phase_lateral | WZ43_lateral | 1420 | 349244.21 | 349244.21 | 0 | 0 | 353841.9022 | 0 | 4597.5207
Circuit | strategic_undergrounding_single_or_two_phase_lateral | RE42_lateral | 1421 | 347617.24 | 347617.24 | 0 | 0 | 347617.4062 | 0 | 0
Circuit | strategic_undergrounding_single_or_two_phase_lateral | WW08_lateral | 1422 | 345767.99 | 345767.99 | 0 | 0 | 413758.9367 | 0 | 67990.8029
Circuit | strategic_undergrounding_single_or_two_phase_lateral | QV08_lateral | 1423 | 341699.42 | 341699.42 | 0 | 0 | 341699.5676 | 0 | 0
Circuit | strategic_undergrounding_single_or_two_phase_lateral | CE05_lateral | 1424 | 337385.25 | 337385.25 | 0 | 0 | 337385.4142 | 0 | 0
Circuit | strategic_undergrounding_single_or_two_phase_lateral | FR46_lateral | 1425 | 336060.41 | 336060.41 | 0 | 0 | 390329.6329 | 0 | 54269.0861
Circuit | strategic_undergrounding_single_or_two_phase_lateral | MC10_lateral | 1426 | 328783.03 | 328783.03 | 0 | 0 | 472607.3722 | 0 | 143824.2086
Circuit | strategic_undergrounding_single_or_two_phase_lateral | HT03_lateral | 1427 | 326082.48 | 326082.48 | 0 | 0 | 864980.4173 | 0 | 538897.8035
Circuit | strategic_undergrounding_single_or_two_phase_lateral | WT04_lateral | 1428 | 326075.53 | 326075.53 | 0 | 0 | 330822.3245 | 0 | 4746.6365
Circuit | strategic_undergrounding_single_or_two_phase_lateral | CG07_lateral | 1429 | 323898.81 | 323898.81 | 0 | 0 | 419030.7413 | 0 | 95131.7933
Circuit | strategic_undergrounding_single_or_two_phase_lateral | HA05_lateral | 1430 | 323858.3 | 323858.3 | 0 | 0 | 323858.4765 | 0 | 0
Circuit | strategic_undergrounding_single_or_two_phase_lateral | SF02_lateral | 1431 | 320318.75 | 320318.75 | 0 | 0 | 331975.0867 | 0 | 11656.2006
Circuit | strategic_undergrounding_single_or_two_phase_lateral | AM07_lateral | 1432 | 319983.72 | 319983.72 | 0 | 0 | 319983.8699 | 0 | 0
Circuit | strategic_undergrounding_single_or_two_phase_lateral | SW42_lateral | 1433 | 319133.36 | 319133.36 | 0 | 0 | 319133.5466 | 0 | 0
Circuit | strategic_undergrounding_single_or_two_phase_lateral | IT42_lateral | 1434 | 318873.36 | 318873.36 | 0 | 0 | 526938.1484 | 0 | 208064.6416
Circuit | strategic_undergrounding_single_or_two_phase_lateral | GS20_lateral | 1435 | 316614.69 | 316614.69 | 0 | 0 | 558183.252 | 0 | 241568.4177
Circuit | strategic_undergrounding_single_or_two_phase_lateral | WEB09_lateral | 1436 | 315104.67 | 315104.67 | 0 | 0 | 315104.8313 | 0 | 0
Circuit | strategic_undergrounding_single_or_two_phase_lateral | MDY02_lateral | 1437 | 313700.28 | 313700.28 | 0 | 0 | 365383.4644 | 0 | 51683.0098
Circuit | strategic_undergrounding_single_or_two_phase_lateral | WI01_lateral | 1438 | 311136.29 | 311136.29 | 0 | 0 | 311136.4438 | 0 | 0
Circuit | strategic_undergrounding_single_or_two_phase_lateral | ES07_lateral | 1439 | 310842.67 | 310842.67 | 0 | 0 | 413339.0009 | 0 | 102496.173
Circuit | strategic_undergrounding_single_or_two_phase_lateral | IM41_lateral | 1440 | 307201.8 | 307201.8 | 0 | 0 | 308325.7477 | 0 | 1123.8071
Circuit | strategic_undergrounding_single_or_two_phase_lateral | KB11_lateral | 1441 | 307027.25 | 307027.25 | 0 | 0 | 341961.1561 | 0 | 34933.7383
Circuit | strategic_undergrounding_single_or_two_phase_lateral | QV02_lateral | 1442 | 306843.99 | 306843.99 | 0 | 0 | 335328.3244 | 0 | 28484.1914
Circuit | strategic_undergrounding_single_or_two_phase_lateral | UL45_lateral | 1443 | 306742.44 | 306742.44 | 0 | 0 | 313300.9027 | 0 | 6558.3323
Circuit | strategic_undergrounding_single_or_two_phase_lateral | FW03_lateral | 1444 | 306139.03 | 306139.03 | 0 | 0 | 306139.0967 | 0 | 0
Circuit | strategic_undergrounding_single_or_two_phase_lateral | TAN49_lateral | 1445 | 305062.45 | 305062.45 | 0 | 0 | 305062.5856 | 0 | 0
Circuit | strategic_undergrounding_single_or_two_phase_lateral | CK08_lateral | 1446 | 304287.3 | 304287.3 | 0 | 0 | 304287.4506 | 0 | 0
Circuit | strategic_undergrounding_single_or_two_phase_lateral | ADK43_lateral | 1447 | 303940.38 | 303940.38 | 0 | 0 | 303940.5015 | 0 | 0
Circuit | strategic_undergrounding_single_or_two_phase_lateral | GAR07_lateral | 1448 | 303088.82 | 303088.82 | 0 | 0 | 304814.8958 | 0 | 1725.9378
Circuit | strategic_undergrounding_single_or_two_phase_lateral | GP02_lateral | 1449 | 299652.8 | 299652.8 | 0 | 0 | 307428.0156 | 0 | 7775.0467
Circuit | strategic_undergrounding_single_or_two_phase_lateral | NSH03_lateral | 1450 | 297710.5 | 297710.5 | 0 | 0 | 297872.4955 | 0 | 161.8887
Circuit | strategic_undergrounding_single_or_two_phase_lateral | CRB43_lateral | 1451 | 295241.23 | 295241.23 | 0 | 0 | 664012.8111 | 0 | 368771.4348
Circuit | strategic_undergrounding_single_or_two_phase_lateral | DR05_lateral | 1452 | 295136.95 | 295136.95 | 0 | 0 | 295137.1178 | 0 | 0
Circuit | strategic_undergrounding_single_or_two_phase_lateral | HA10_lateral | 1453 | 294598.82 | 294598.82 | 0 | 0 | 294598.9745 | 0 | 0
Circuit | strategic_undergrounding_single_or_two_phase_lateral | KW44_lateral | 1454 | 293652.19 | 293652.19 | 0 | 0 | 293652.3354 | 0 | 0
Circuit | strategic_undergrounding_single_or_two_phase_lateral | FT06_lateral | 1455 | 292320.87 | 292320.87 | 0 | 0 | 334913.1756 | 0 | 42592.1586
Circuit | strategic_undergrounding_single_or_two_phase_lateral | PLK42_lateral | 1456 | 292256.2 | 292256.2 | 0 | 0 | 595527.8975 | 0 | 303271.5536
Circuit | strategic_undergrounding_single_or_two_phase_lateral | GE42_lateral | 1457 | 290839.21 | 290839.21 | 0 | 0 | 761045.8473 | 0 | 470206.4628
Circuit | strategic_undergrounding_single_or_two_phase_lateral | DN01_lateral | 1458 | 290175.75 | 290175.75 | 0 | 0 | 292356.8394 | 0 | 2180.9445
Circuit | strategic_undergrounding_single_or_two_phase_lateral | BZ02_lateral | 1459 | 289209.31 | 289209.31 | 0 | 0 | 354695.5203 | 0 | 65486.0503
Circuit | strategic_undergrounding_single_or_two_phase_lateral | DN05_lateral | 1460 | 281867.17 | 281867.17 | 0 | 0 | 291979.2335 | 0 | 10111.887
Circuit | strategic_undergrounding_single_or_two_phase_lateral | NB42_lateral | 1461 | 281183.29 | 281183.29 | 0 | 0 | 339039.0575 | 0 | 57855.626
Circuit | strategic_undergrounding_single_or_two_phase_lateral | PJ02_lateral | 1462 | 280761.81 | 280761.81 | 0 | 0 | 376788.1429 | 0 | 96026.1606
Circuit | strategic_undergrounding_single_or_two_phase_lateral | KM07_lateral | 1463 | 280504.03 | 280504.03 | 0 | 0 | 547161.9641 | 0 | 266657.805
Circuit | strategic_undergrounding_single_or_two_phase_lateral | HY11_lateral | 1464 | 279967.17 | 279967.17 | 0 | 0 | 279967.3209 | 0 | 0
Circuit | strategic_undergrounding_single_or_two_phase_lateral | RO04_lateral | 1465 | 278572.53 | 278572.53 | 0 | 0 | 307096.9042 | 0 | 28524.2124
Circuit | strategic_undergrounding_single_or_two_phase_lateral | HT09_lateral | 1466 | 266757.68 | 266757.68 | 0 | 0 | 385197.3428 | 0 | 118439.5231
Circuit | strategic_undergrounding_single_or_two_phase_lateral | TRN41_lateral | 1467 | 264350.43 | 264350.43 | 0 | 0 | 330033.063 | 0 | 65682.4932
Circuit | strategic_undergrounding_single_or_two_phase_lateral | UL49_lateral | 1468 | 264287.75 | 264287.75 | 0 | 0 | 264287.8659 | 0 | 0
Circuit | strategic_undergrounding_single_or_two_phase_lateral | SCW12_lateral | 1469 | 263040.38 | 263040.38 | 0 | 0 | 263040.5256 | 0 | 0
Circuit | strategic_undergrounding_single_or_two_phase_lateral | QV06_lateral | 1470 | 262754.19 | 262754.19 | 0 | 0 | 262754.3456 | 0 | 0
Circuit | strategic_undergrounding_single_or_two_phase_lateral | AM01_lateral | 1471 | 260489.34 | 260489.34 | 0 | 0 | 263316.4845 | 0 | 2827.0027
Circuit | strategic_undergrounding_single_or_two_phase_lateral | SA52_lateral | 1472 | 260243.82 | 260243.82 | 0 | 0 | 281322.2311 | 0 | 21078.246
Circuit | strategic_undergrounding_single_or_two_phase_lateral | HT08_lateral | 1473 | 259192.88 | 259192.88 | 0 | 0 | 277786.8159 | 0 | 18593.8065
Circuit | strategic_undergrounding_single_or_two_phase_lateral | KG41_lateral | 1474 | 258877.88 | 258877.88 | 0 | 0 | 356420.7876 | 0 | 97542.7886
Circuit | strategic_undergrounding_single_or_two_phase_lateral | BR01_lateral | 1475 | 256066.99 | 256066.99 | 0 | 0 | 389917.407 | 0 | 133850.2303
Circuit | strategic_undergrounding_single_or_two_phase_lateral | ME10_lateral | 1476 | 254698.96 | 254698.96 | 0 | 0 | 254699.0844 | 0 | 0
Circuit | strategic_undergrounding_single_or_two_phase_lateral | ADK45_lateral | 1477 | 252269.34 | 252269.34 | 0 | 0 | 252269.4745 | 0 | 0
Circuit | strategic_undergrounding_single_or_two_phase_lateral | BL09_lateral | 1478 | 248951.7 | 248951.7 | 0 | 0 | 253155.5768 | 0 | 4203.7484
Circuit | strategic_undergrounding_single_or_two_phase_lateral | FAN45_lateral | 1479 | 248204.77 | 248204.77 | 0 | 0 | 512092.2658 | 0 | 263887.3546
Circuit | strategic_undergrounding_single_or_two_phase_lateral | CS42_lateral | 1480 | 245549.41 | 245549.41 | 0 | 0 | 245549.569 | 0 | 0
Circuit | strategic_undergrounding_single_or_two_phase_lateral | WV01_lateral | 1481 | 244317.57 | 244317.57 | 0 | 0 | 252182.1409 | 0 | 7864.4152
Circuit | strategic_undergrounding_single_or_two_phase_lateral | PO05_lateral | 1482 | 242668.47 | 242668.47 | 0 | 0 | 699258.8884 | 0 | 456590.2786
Circuit | strategic_undergrounding_single_or_two_phase_lateral | HY12_lateral | 1483 | 241839.41 | 241839.41 | 0 | 0 | 241839.5765 | 0 | 0
Circuit | strategic_undergrounding_single_or_two_phase_lateral | CE06_lateral | 1484 | 241575.17 | 241575.17 | 0 | 0 | 241575.3154 | 0 | 0
Circuit | strategic_undergrounding_single_or_two_phase_lateral | MID05_lateral | 1485 | 241528.12 | 241528.12 | 0 | 0 | 241528.3138 | 0 | 0
Circuit | strategic_undergrounding_single_or_two_phase_lateral | LIM42_lateral | 1486 | 235554.31 | 235554.31 | 0 | 0 | 260659.0387 | 0 | 25104.598
Circuit | strategic_undergrounding_single_or_two_phase_lateral | UL09_lateral | 1487 | 235143.68 | 235143.68 | 0 | 0 | 236111.9932 | 0 | 968.1465
Circuit | strategic_undergrounding_single_or_two_phase_lateral | RO01_lateral | 1488 | 234561.77 | 234561.77 | 0 | 0 | 360114.8523 | 0 | 125552.9444
Circuit | strategic_undergrounding_single_or_two_phase_lateral | HY09_lateral | 1489 | 231619.42 | 231619.42 | 0 | 0 | 231619.5843 | 0 | 0
Circuit | strategic_undergrounding_single_or_two_phase_lateral | EU10_lateral | 1490 | 231512.45 | 231512.45 | 0 | 0 | 231512.6076 | 0 | 0
Circuit | strategic_undergrounding_single_or_two_phase_lateral | STF44_lateral | 1491 | 230401.81 | 230401.81 | 0 | 0 | 335048.1624 | 0 | 104646.2104
Circuit | strategic_undergrounding_single_or_two_phase_lateral | HT07_lateral | 1492 | 227912.85 | 227912.85 | 0 | 0 | 242055.0793 | 0 | 14142.0841
Circuit | strategic_undergrounding_single_or_two_phase_lateral | FT01_lateral | 1493 | 226470.38 | 226470.38 | 0 | 0 | 230698.0922 | 0 | 4227.5313
Circuit | strategic_undergrounding_single_or_two_phase_lateral | BI11_lateral | 1494 | 224184.97 | 224184.97 | 0 | 0 | 898521.5874 | 0 | 674336.4903
Circuit | strategic_undergrounding_single_or_two_phase_lateral | LU03_lateral | 1495 | 224176.68 | 224176.68 | 0 | 0 | 224176.8424 | 0 | 0
Circuit | strategic_undergrounding_single_or_two_phase_lateral | SR01_lateral | 1496 | 221422.49 | 221422.49 | 0 | 0 | 234982.2106 | 0 | 13559.5907
Circuit | strategic_undergrounding_single_or_two_phase_lateral | SF12_lateral | 1497 | 220528.11 | 220528.11 | 0 | 0 | 221520.8503 | 0 | 992.6016
Circuit | strategic_undergrounding_single_or_two_phase_lateral | DN09_lateral | 1498 | 216388.03 | 216388.03 | 0 | 0 | 335708.4467 | 0 | 119320.2663
Circuit | strategic_undergrounding_single_or_two_phase_lateral | BM05_lateral | 1499 | 215322.72 | 215322.72 | 0 | 0 | 215322.8722 | 0 | 0
Circuit | strategic_undergrounding_single_or_two_phase_lateral | TV05_lateral | 1500 | 212561.11 | 212561.11 | 0 | 0 | 315745.1533 | 0 | 103183.8918
Circuit | strategic_undergrounding_single_or_two_phase_lateral | JOR42_lateral | 1501 | 212213.75 | 212213.75 | 0 | 0 | 212311.0514 | 0 | 97.1517
Circuit | strategic_undergrounding_single_or_two_phase_lateral | KB15_lateral | 1502 | 211401.35 | 211401.35 | 0 | 0 | 211401.499 | 0 | 0
Circuit | strategic_undergrounding_single_or_two_phase_lateral | WOR43_lateral | 1503 | 208479.65 | 208479.65 | 0 | 0 | 209047.1149 | 0 | 567.3096
Circuit | strategic_undergrounding_single_or_two_phase_lateral | SR05_lateral | 1504 | 206856.84 | 206856.84 | 0 | 0 | 225853.3794 | 0 | 18996.4149
Circuit | strategic_undergrounding_single_or_two_phase_lateral | GG08_lateral | 1505 | 206488.76 | 206488.76 | 0 | 0 | 206488.9199 | 0 | 0
Circuit | strategic_undergrounding_single_or_two_phase_lateral | WD41_lateral | 1506 | 204790.68 | 204790.68 | 0 | 0 | 204790.8219 | 0 | 0
Circuit | strategic_undergrounding_single_or_two_phase_lateral | CE11_lateral | 1507 | 200278.67 | 200278.67 | 0 | 0 | 203807.8032 | 0 | 3528.9883
Circuit | strategic_undergrounding_single_or_two_phase_lateral | SF47_lateral | 1508 | 199666.23 | 199666.23 | 0 | 0 | 199666.3765 | 0 | 0
Circuit | strategic_undergrounding_single_or_two_phase_lateral | HG03_lateral | 1509 | 197936.91 | 197936.91 | 0 | 0 | 210264.9615 | 0 | 12327.9086
Circuit | strategic_undergrounding_single_or_two_phase_lateral | AI10_lateral | 1510 | 195115.36 | 195115.36 | 0 | 0 | 195115.5177 | 0 | 0
Circuit | strategic_undergrounding_single_or_two_phase_lateral | HY05_lateral | 1511 | 194851.94 | 194851.94 | 0 | 0 | 194852.0872 | 0 | 0
Circuit | strategic_undergrounding_single_or_two_phase_lateral | MU02_lateral | 1512 | 193963.71 | 193963.71 | 0 | 0 | 229592.9172 | 0 | 35629.0485
Circuit | strategic_undergrounding_single_or_two_phase_lateral | BI04_lateral | 1513 | 193760.64 | 193760.64 | 0 | 0 | 361691.8102 | 0 | 167931.0239
Circuit | strategic_undergrounding_single_or_two_phase_lateral | BG04_lateral | 1514 | 193543.59 | 193543.59 | 0 | 0 | 347122.4664 | 0 | 153578.7255
Circuit | strategic_undergrounding_single_or_two_phase_lateral | CS41_lateral | 1515 | 192097.16 | 192097.16 | 0 | 0 | 192097.311 | 0 | 0
Circuit | strategic_undergrounding_single_or_two_phase_lateral | GE43_lateral | 1516 | 191967.95 | 191967.95 | 0 | 0 | 389354.485 | 0 | 197386.3666
Circuit | strategic_undergrounding_single_or_two_phase_lateral | GN16_lateral | 1517 | 188199.1 | 188199.1 | 0 | 0 | 189276.3275 | 0 | 1077.0912
Circuit | strategic_undergrounding_single_or_two_phase_lateral | TWG45_lateral | 1518 | 188107.28 | 188107.28 | 0 | 0 | 215399.2662 | 0 | 27291.8363
Circuit | strategic_undergrounding_single_or_two_phase_lateral | BI01_lateral | 1519 | 187479.27 | 187479.27 | 0 | 0 | 187479.4386 | 0 | 0
Circuit | strategic_undergrounding_single_or_two_phase_lateral | MID04_lateral | 1520 | 186989.53 | 186989.53 | 0 | 0 | 186989.6633 | 0 | 0
Circuit | strategic_undergrounding_single_or_two_phase_lateral | GS28_lateral | 1521 | 184155.31 | 184155.31 | 0 | 0 | 208910.7804 | 0 | 24755.3332
Circuit | strategic_undergrounding_single_or_two_phase_lateral | FW04_lateral | 1522 | 183290.48 | 183290.48 | 0 | 0 | 183290.5652 | 0 | 0
Circuit | strategic_undergrounding_single_or_two_phase_lateral | CE04_lateral | 1523 | 180415.33 | 180415.33 | 0 | 0 | 180415.467 | 0 | 0
Circuit | strategic_undergrounding_single_or_two_phase_lateral | DH07_lateral | 1524 | 176491.73 | 176491.73 | 0 | 0 | 288607.0484 | 0 | 112115.1423
Circuit | strategic_undergrounding_single_or_two_phase_lateral | IND06_lateral | 1525 | 175920.74 | 175920.74 | 0 | 0 | 175920.9055 | 0 | 0
Circuit | strategic_undergrounding_single_or_two_phase_lateral | BM09_lateral | 1526 | 175364.3 | 175364.3 | 0 | 0 | 184726.9068 | 0 | 9362.4688
Circuit | strategic_undergrounding_single_or_two_phase_lateral | PLK43_lateral | 1527 | 171745.61 | 171745.61 | 0 | 0 | 171745.7566 | 0 | 0
Circuit | strategic_undergrounding_single_or_two_phase_lateral | MAR47_lateral | 1528 | 170448.3 | 170448.3 | 0 | 0 | 170448.4595 | 0 | 0
Circuit | strategic_undergrounding_single_or_two_phase_lateral | BW10_lateral | 1529 | 166867.56 | 166867.56 | 0 | 0 | 176930.2013 | 0 | 10062.4782
Circuit | strategic_undergrounding_single_or_two_phase_lateral | WT10_lateral | 1530 | 163447.7 | 163447.7 | 0 | 0 | 256726.8506 | 0 | 93278.9905
Circuit | strategic_undergrounding_single_or_two_phase_lateral | TRN02_lateral | 1531 | 161801.58 | 161801.58 | 0 | 0 | 161801.7204 | 0 | 0
Circuit | strategic_undergrounding_single_or_two_phase_lateral | ADK41_lateral | 1532 | 160044.18 | 160044.18 | 0 | 0 | 160044.3116 | 0 | 0
Circuit | strategic_undergrounding_single_or_two_phase_lateral | MV02_lateral | 1533 | 158197.94 | 158197.94 | 0 | 0 | 158995.3439 | 0 | 797.2495
Circuit | strategic_undergrounding_single_or_two_phase_lateral | GL02_lateral | 1534 | 157093.16 | 157093.16 | 0 | 0 | 157093.3051 | 0 | 0
Circuit | strategic_undergrounding_single_or_two_phase_lateral | CRB46_lateral | 1535 | 157007.57 | 157007.57 | 0 | 0 | 167465.4676 | 0 | 10457.7335
Circuit | strategic_undergrounding_single_or_two_phase_lateral | AF05_lateral | 1536 | 156774.65 | 156774.65 | 0 | 0 | 180095.1379 | 0 | 23320.317
Circuit | strategic_undergrounding_single_or_two_phase_lateral | EU12_lateral | 1537 | 153641.33 | 153641.33 | 0 | 0 | 153641.48 | 0 | 0
Circuit | strategic_undergrounding_single_or_two_phase_lateral | JP03_lateral | 1538 | 152791.74 | 152791.74 | 0 | 0 | 154625.3098 | 0 | 1833.4288
Circuit | strategic_undergrounding_single_or_two_phase_lateral | RS06_lateral | 1539 | 150920.73 | 150920.73 | 0 | 0 | 207161.8929 | 0 | 56241.0284
Circuit | strategic_undergrounding_single_or_two_phase_lateral | BG03_lateral | 1540 | 150438.62 | 150438.62 | 0 | 0 | 174639.905 | 0 | 24201.1488
Circuit | strategic_undergrounding_single_or_two_phase_lateral | CB04_lateral | 1541 | 146271.64 | 146271.64 | 0 | 0 | 146271.7899 | 0 | 0
Circuit | strategic_undergrounding_single_or_two_phase_lateral | BW09_lateral | 1542 | 145149.95 | 145149.95 | 0 | 0 | 232440.8688 | 0 | 87290.7605
Circuit | strategic_undergrounding_single_or_two_phase_lateral | EL08_lateral | 1543 | 143611.3 | 143611.3 | 0 | 0 | 174502.8968 | 0 | 30891.4421
Circuit | strategic_undergrounding_single_or_two_phase_lateral | STF01_lateral | 1544 | 140783.45 | 140783.45 | 0 | 0 | 140783.566 | 0 | 0
Circuit | strategic_undergrounding_single_or_two_phase_lateral | CK03_lateral | 1545 | 139783.87 | 139783.87 | 0 | 0 | 332757.7842 | 0 | 192973.8063
Circuit | strategic_undergrounding_single_or_two_phase_lateral | FZ43_lateral | 1546 | 139644.99 | 139644.99 | 0 | 0 | 232410.3289 | 0 | 92765.2049
Circuit | strategic_undergrounding_single_or_two_phase_lateral | WEB04_lateral | 1547 | 138372.28 | 138372.28 | 0 | 0 | 191838.0721 | 0 | 53465.6538
Circuit | strategic_undergrounding_single_or_two_phase_lateral | LB06_lateral | 1548 | 135706.8 | 135706.8 | 0 | 0 | 243086.1756 | 0 | 107379.2217
Circuit | strategic_undergrounding_single_or_two_phase_lateral | SF05_lateral | 1549 | 133787.94 | 133787.94 | 0 | 0 | 136670.5719 | 0 | 2882.5002
Circuit | strategic_undergrounding_single_or_two_phase_lateral | SR07_lateral | 1550 | 131721.66 | 131721.66 | 0 | 0 | 135337.6942 | 0 | 3615.8909
Circuit | strategic_undergrounding_single_or_two_phase_lateral | KL43_lateral | 1551 | 131175.58 | 131175.58 | 0 | 0 | 131175.7195 | 0 | 0
Circuit | strategic_undergrounding_single_or_two_phase_lateral | WL02_lateral | 1552 | 129233.02 | 129233.02 | 0 | 0 | 129233.1877 | 0 | 0
Circuit | strategic_undergrounding_single_or_two_phase_lateral | WE01_lateral | 1553 | 128845.12 | 128845.12 | 0 | 0 | 487093.2072 | 0 | 358247.9546
Circuit | strategic_undergrounding_single_or_two_phase_lateral | BW12_lateral | 1554 | 128630.21 | 128630.21 | 0 | 0 | 133841.6172 | 0 | 5211.2356
Circuit | strategic_undergrounding_single_or_two_phase_lateral | ED02_lateral | 1555 | 125823.35 | 125823.35 | 0 | 0 | 722881.8664 | 0 | 597058.3833
Circuit | strategic_undergrounding_single_or_two_phase_lateral | EL02_lateral | 1556 | 119946.98 | 119946.98 | 0 | 0 | 171509.005 | 0 | 51561.8767
Circuit | strategic_undergrounding_single_or_two_phase_lateral | ADK47_lateral | 1557 | 119813.76 | 119813.76 | 0 | 0 | 119813.9118 | 0 | 0
Circuit | strategic_undergrounding_single_or_two_phase_lateral | SF44_lateral | 1558 | 119287.9 | 119287.9 | 0 | 0 | 119288.0511 | 0 | 0
Circuit | strategic_undergrounding_single_or_two_phase_lateral | BU04_lateral | 1559 | 118162.87 | 118162.87 | 0 | 0 | 118163.0465 | 0 | 0
Circuit | strategic_undergrounding_single_or_two_phase_lateral | SF08_lateral | 1560 | 117246.88 | 117246.88 | 0 | 0 | 118207.835 | 0 | 960.8334
Circuit | strategic_undergrounding_single_or_two_phase_lateral | DR09_lateral | 1561 | 116357.01 | 116357.01 | 0 | 0 | 149533.4427 | 0 | 33176.2933
Circuit | strategic_undergrounding_single_or_two_phase_lateral | BG12_lateral | 1562 | 114321.45 | 114321.45 | 0 | 0 | 114321.5878 | 0 | 0
Circuit | strategic_undergrounding_single_or_two_phase_lateral | DV01_lateral | 1563 | 113152.51 | 113152.51 | 0 | 0 | 243746.6145 | 0 | 130593.9452
Circuit | strategic_undergrounding_single_or_two_phase_lateral | IND05_lateral | 1564 | 110573.89 | 110573.89 | 0 | 0 | 110574.039 | 0 | 0
Circuit | strategic_undergrounding_single_or_two_phase_lateral | SA42_lateral | 1565 | 109721.57 | 109721.57 | 0 | 0 | 117095.9858 | 0 | 7374.249
Circuit | strategic_undergrounding_single_or_two_phase_lateral | MB04_lateral | 1566 | 107903.43 | 107903.43 | 0 | 0 | 239086.6882 | 0 | 131183.0941
Circuit | strategic_undergrounding_single_or_two_phase_lateral | FD10_lateral | 1567 | 107439.91 | 107439.91 | 0 | 0 | 125830.4275 | 0 | 18390.3712
Circuit | strategic_undergrounding_single_or_two_phase_lateral | JP02_lateral | 1568 | 107006.44 | 107006.44 | 0 | 0 | 107912.6112 | 0 | 906.0197
Circuit | strategic_undergrounding_single_or_two_phase_lateral | GL12_lateral | 1569 | 105222.84 | 105222.84 | 0 | 0 | 105222.9819 | 0 | 0
Circuit | strategic_undergrounding_single_or_two_phase_lateral | HE12_lateral | 1570 | 105068.07 | 105068.07 | 0 | 0 | 131007.1744 | 0 | 25938.9358
Circuit | strategic_undergrounding_single_or_two_phase_lateral | FR47_lateral | 1571 | 103231.53 | 103231.53 | 0 | 0 | 103231.6627 | 0 | 0
Circuit | strategic_undergrounding_single_or_two_phase_lateral | GN44_lateral | 1572 | 102310.97 | 102310.97 | 0 | 0 | 102311.1283 | 0 | 0
Circuit | strategic_undergrounding_single_or_two_phase_lateral | MC03_lateral | 1573 | 101055.47 | 101055.47 | 0 | 0 | 101055.5863 | 0 | 0
Circuit | strategic_undergrounding_single_or_two_phase_lateral | FT12_lateral | 1574 | 99651.17 | 99651.17 | 0 | 0 | 123460.5635 | 0 | 23809.2478
Circuit | strategic_undergrounding_single_or_two_phase_lateral | PK07_lateral | 1575 | 97650 | 97650 | 0 | 0 | 97650.1569 | 0 | 0
Circuit | strategic_undergrounding_single_or_two_phase_lateral | AI08_lateral | 1576 | 97125.97 | 97125.97 | 0 | 0 | 106852.1564 | 0 | 9726.0297
Circuit | strategic_undergrounding_single_or_two_phase_lateral | WW02_lateral | 1577 | 96437.11 | 96437.11 | 0 | 0 | 97838.6693 | 0 | 1401.4177
Circuit | strategic_undergrounding_single_or_two_phase_lateral | STF02_lateral | 1578 | 91522.6 | 91522.6 | 0 | 0 | 92572.3012 | 0 | 1049.604
Circuit | strategic_undergrounding_single_or_two_phase_lateral | SA46_lateral | 1579 | 91172.28 | 91172.28 | 0 | 0 | 91172.4319 | 0 | 0
Circuit | strategic_undergrounding_single_or_two_phase_lateral | SPW61_lateral | 1580 | 90570.97 | 90570.97 | 0 | 0 | 90571.1255 | 0 | 0
Circuit | strategic_undergrounding_single_or_two_phase_lateral | HT04_lateral | 1581 | 90303.91 | 90303.91 | 0 | 0 | 99069.9565 | 0 | 8765.8932
Circuit | strategic_undergrounding_single_or_two_phase_lateral | BT02_lateral | 1582 | 90294.98 | 90294.98 | 0 | 0 | 90322.9289 | 0 | 27.8001
Circuit | strategic_undergrounding_single_or_two_phase_lateral | MB02_lateral | 1583 | 90176.36 | 90176.36 | 0 | 0 | 115938.4556 | 0 | 25761.9242
Circuit | strategic_undergrounding_single_or_two_phase_lateral | PK43_lateral | 1584 | 87261.68 | 87261.68 | 0 | 0 | 88286.0403 | 0 | 1024.196
Circuit | strategic_undergrounding_single_or_two_phase_lateral | DV02_lateral | 1585 | 87165.98 | 87165.98 | 0 | 0 | 87332.4178 | 0 | 166.3007
Circuit | strategic_undergrounding_single_or_two_phase_lateral | BW01_lateral | 1586 | 87059.17 | 87059.17 | 0 | 0 | 200898.9595 | 0 | 113839.6324
Circuit | strategic_undergrounding_single_or_two_phase_lateral | MC05_lateral | 1587 | 86592.11 | 86592.11 | 0 | 0 | 107838.7338 | 0 | 21246.4923
Circuit | strategic_undergrounding_single_or_two_phase_lateral | WE07_lateral | 1588 | 85354.92 | 85354.92 | 0 | 0 | 99326.0581 | 0 | 13970.9654
Circuit | strategic_undergrounding_single_or_two_phase_lateral | FAN46_lateral | 1589 | 85202.13 | 85202.13 | 0 | 0 | 88433.5351 | 0 | 3231.2737
Circuit | strategic_undergrounding_single_or_two_phase_lateral | BH06_lateral | 1590 | 83982.23 | 83982.23 | 0 | 0 | 87905.4445 | 0 | 3923.0878
Circuit | strategic_undergrounding_single_or_two_phase_lateral | HB43_lateral | 1591 | 83693.14 | 83693.14 | 0 | 0 | 188516.2043 | 0 | 104822.9116
Circuit | strategic_undergrounding_single_or_two_phase_lateral | AF12_lateral | 1592 | 82472.84 | 82472.84 | 0 | 0 | 98003.6521 | 0 | 15530.6576
Circuit | strategic_undergrounding_single_or_two_phase_lateral | CL08_lateral | 1593 | 82009.32 | 82009.32 | 0 | 0 | 138334.452 | 0 | 56324.9985
Circuit | strategic_undergrounding_single_or_two_phase_lateral | HG08_lateral | 1594 | 80888.84 | 80888.84 | 0 | 0 | 86515.791 | 0 | 5626.8146
Circuit | strategic_undergrounding_single_or_two_phase_lateral | EC01_lateral | 1595 | 80072.84 | 80072.84 | 0 | 0 | 123293.8066 | 0 | 43220.8365
Circuit | strategic_undergrounding_single_or_two_phase_lateral | GP03_lateral | 1596 | 79915.07 | 79915.07 | 0 | 0 | 80881.8212 | 0 | 966.5992
Circuit | strategic_undergrounding_single_or_two_phase_lateral | ME07_lateral | 1597 | 79412.43 | 79412.43 | 0 | 0 | 90683.9966 | 0 | 11271.417
Circuit | strategic_undergrounding_single_or_two_phase_lateral | SR16_lateral | 1598 | 77657.13 | 77657.13 | 0 | 0 | 165731.5801 | 0 | 88074.2874
Circuit | strategic_undergrounding_single_or_two_phase_lateral | PE05_lateral | 1599 | 76072.64 | 76072.64 | 0 | 0 | 76072.7633 | 0 | 0
Circuit | strategic_undergrounding_single_or_two_phase_lateral | SF41_lateral | 1600 | 75974.01 | 75974.01 | 0 | 0 | 75974.1503 | 0 | 0
Circuit | strategic_undergrounding_single_or_two_phase_lateral | SC03_lateral | 1601 | 73804.2 | 73804.2 | 0 | 0 | 95618.0128 | 0 | 21813.695
Circuit | strategic_undergrounding_single_or_two_phase_lateral | ED07_lateral | 1602 | 72675.2 | 72675.2 | 0 | 0 | 1572988.7066 | 0 | 1500313.3225
Circuit | strategic_undergrounding_single_or_two_phase_lateral | WD42_lateral | 1603 | 72053.53 | 72053.53 | 0 | 0 | 133116.9312 | 0 | 61063.2289
Circuit | strategic_undergrounding_single_or_two_phase_lateral | WO11_lateral | 1604 | 71911.47 | 71911.47 | 0 | 0 | 71911.6107 | 0 | 0
Circuit | strategic_undergrounding_single_or_two_phase_lateral | CL04_lateral | 1605 | 70844.35 | 70844.35 | 0 | 0 | 70844.5262 | 0 | 0
Circuit | strategic_undergrounding_single_or_two_phase_lateral | KT49_lateral | 1606 | 70719.69 | 70719.69 | 0 | 0 | 77864.2381 | 0 | 7144.3943
Circuit | strategic_undergrounding_single_or_two_phase_lateral | BM02_lateral | 1607 | 68064.94 | 68064.94 | 0 | 0 | 75836.3853 | 0 | 7771.2606
Circuit | strategic_undergrounding_single_or_two_phase_lateral | SC05_lateral | 1608 | 67304.78 | 67304.78 | 0 | 0 | 86302.3925 | 0 | 18997.4435
Circuit | strategic_undergrounding_single_or_two_phase_lateral | MB10_lateral | 1609 | 66816.18 | 66816.18 | 0 | 0 | 66816.3312 | 0 | 0
Circuit | strategic_undergrounding_single_or_two_phase_lateral | BAR48_lateral | 1610 | 66148.19 | 66148.19 | 0 | 0 | 70811.4575 | 0 | 4663.0968
Circuit | strategic_undergrounding_single_or_two_phase_lateral | WZ45_lateral | 1611 | 65011.78 | 65011.78 | 0 | 0 | 97576.3497 | 0 | 32564.4297
Circuit | strategic_undergrounding_single_or_two_phase_lateral | SA03_lateral | 1612 | 61423.71 | 61423.71 | 0 | 0 | 61423.8738 | 0 | 0
Circuit | strategic_undergrounding_single_or_two_phase_lateral | MB06_lateral | 1613 | 61373.68 | 61373.68 | 0 | 0 | 66298.2719 | 0 | 4924.4534
Circuit | strategic_undergrounding_single_or_two_phase_lateral | FT08_lateral | 1614 | 56607.56 | 56607.56 | 0 | 0 | 68285.2057 | 0 | 11677.4866
Circuit | strategic_undergrounding_single_or_two_phase_lateral | EL03_lateral | 1615 | 55344.17 | 55344.17 | 0 | 0 | 75873.1062 | 0 | 20528.8034
Circuit | strategic_undergrounding_single_or_two_phase_lateral | HOC01_lateral | 1616 | 55029.82 | 55029.82 | 0 | 0 | 55029.9621 | 0 | 0
Circuit | strategic_undergrounding_single_or_two_phase_lateral | GS27_lateral | 1617 | 54250.68 | 54250.68 | 0 | 0 | 54250.8295 | 0 | 0
Circuit | strategic_undergrounding_single_or_two_phase_lateral | GS30_lateral | 1618 | 53968.26 | 53968.26 | 0 | 0 | 61073.3912 | 0 | 7104.9535
Circuit | strategic_undergrounding_single_or_two_phase_lateral | CK04_lateral | 1619 | 53702.95 | 53702.95 | 0 | 0 | 596922.7163 | 0 | 543219.5891
Circuit | strategic_undergrounding_single_or_two_phase_lateral | FP02_lateral | 1620 | 53030.34 | 53030.34 | 0 | 0 | 242998.8217 | 0 | 189968.3206
Circuit | strategic_undergrounding_single_or_two_phase_lateral | FP04_lateral | 1621 | 52911 | 52911 | 0 | 0 | 206750.1429 | 0 | 153839.0038
Circuit | strategic_undergrounding_single_or_two_phase_lateral | WE04_lateral | 1622 | 51851.61 | 51851.61 | 0 | 0 | 98333.3035 | 0 | 46481.5384
Circuit | strategic_undergrounding_single_or_two_phase_lateral | GA01_lateral | 1623 | 50500.17 | 50500.17 | 0 | 0 | 53371.7389 | 0 | 2871.4284
Circuit | strategic_undergrounding_single_or_two_phase_lateral | GN41_lateral | 1624 | 47016.07 | 47016.07 | 0 | 0 | 47016.2228 | 0 | 0
Circuit | strategic_undergrounding_single_or_two_phase_lateral | GN50_lateral | 1625 | 45922.69 | 45922.69 | 0 | 0 | 45922.822 | 0 | 0
Circuit | strategic_undergrounding_single_or_two_phase_lateral | GN51_lateral | 1626 | 45922.69 | 45922.69 | 0 | 0 | 45922.822 | 0 | 0
Circuit | strategic_undergrounding_single_or_two_phase_lateral | KN04_lateral | 1627 | 45550.37 | 45550.37 | 0 | 0 | 45550.5424 | 0 | 0
Circuit | strategic_undergrounding_single_or_two_phase_lateral | PO06_lateral | 1628 | 45513.37 | 45513.37 | 0 | 0 | 1178611.6764 | 0 | 1133098.1803
Circuit | strategic_undergrounding_single_or_two_phase_lateral | SC01_lateral | 1629 | 42509.63 | 42509.63 | 0 | 0 | 58065.3849 | 0 | 15555.6145
Circuit | strategic_undergrounding_single_or_two_phase_lateral | JP01_lateral | 1630 | 42468.8 | 42468.8 | 0 | 0 | 42468.9492 | 0 | 0
Circuit | strategic_undergrounding_single_or_two_phase_lateral | PK45_lateral | 1631 | 42072.53 | 42072.53 | 0 | 0 | 42072.6742 | 0 | 0
Circuit | strategic_undergrounding_single_or_two_phase_lateral | KN07_lateral | 1632 | 41479.85 | 41479.85 | 0 | 0 | 41480.0065 | 0 | 0
Circuit | strategic_undergrounding_single_or_two_phase_lateral | ADK46_lateral | 1633 | 39830.55 | 39830.55 | 0 | 0 | 53714.97 | 0 | 13884.2783
Circuit | strategic_undergrounding_single_or_two_phase_lateral | KB13_lateral | 1634 | 39549.12 | 39549.12 | 0 | 0 | 42606.0098 | 0 | 3056.7149
Circuit | strategic_undergrounding_single_or_two_phase_lateral | PK01_lateral | 1635 | 38956.05 | 38956.05 | 0 | 0 | 38956.1803 | 0 | 0
Circuit | strategic_undergrounding_single_or_two_phase_lateral | WE05_lateral | 1636 | 35576.01 | 35576.01 | 0 | 0 | 37843.5505 | 0 | 2267.3921
Circuit | strategic_undergrounding_single_or_two_phase_lateral | PK46_lateral | 1637 | 34281.29 | 34281.29 | 0 | 0 | 35305.6344 | 0 | 1024.196
Circuit | strategic_undergrounding_single_or_two_phase_lateral | JP04_lateral | 1638 | 34209.36 | 34209.36 | 0 | 0 | 34209.4884 | 0 | 0
Circuit | strategic_undergrounding_single_or_two_phase_lateral | BU03_lateral | 1639 | 33541.61 | 33541.61 | 0 | 0 | 33541.7622 | 0 | 0
Circuit | strategic_undergrounding_single_or_two_phase_lateral | JP05_lateral | 1640 | 33299.26 | 33299.26 | 0 | 0 | 33299.4086 | 0 | 0
Circuit | strategic_undergrounding_single_or_two_phase_lateral | MY09_lateral | 1641 | 31208.13 | 31208.13 | 0 | 0 | 40354.1624 | 0 | 9145.8548
Circuit | strategic_undergrounding_single_or_two_phase_lateral | TRN44_lateral | 1642 | 31178.5 | 31178.5 | 0 | 0 | 56812.3044 | 0 | 25633.6774
Circuit | strategic_undergrounding_single_or_two_phase_lateral | KB18_lateral | 1643 | 30906.07 | 30906.07 | 0 | 0 | 31925.1495 | 0 | 1018.905
Circuit | strategic_undergrounding_single_or_two_phase_lateral | GS13_lateral | 1644 | 28793.88 | 28793.88 | 0 | 0 | 28794.0278 | 0 | 0
Circuit | strategic_undergrounding_single_or_two_phase_lateral | WT05_lateral | 1645 | 27777.63 | 27777.63 | 0 | 0 | 28380.0058 | 0 | 602.2485
Circuit | strategic_undergrounding_single_or_two_phase_lateral | JOR45_lateral | 1646 | 27608.57 | 27608.57 | 0 | 0 | 41110.0713 | 0 | 13501.3412
Circuit | strategic_undergrounding_single_or_two_phase_lateral | ED03_lateral | 1647 | 27087.94 | 27087.94 | 0 | 0 | 588095.3509 | 0 | 561007.2524
Circuit | strategic_undergrounding_single_or_two_phase_lateral | GS23_lateral | 1648 | 27009.49 | 27009.49 | 0 | 0 | 27009.6182 | 0 | 0
Circuit | strategic_undergrounding_single_or_two_phase_lateral | GS10_lateral | 1649 | 27009.49 | 27009.49 | 0 | 0 | 27009.6182 | 0 | 0
Circuit | strategic_undergrounding_single_or_two_phase_lateral | GS02_lateral | 1650 | 26727.07 | 26727.07 | 0 | 0 | 26727.2263 | 0 | 0
Circuit | strategic_undergrounding_single_or_two_phase_lateral | GS14_lateral | 1651 | 26727.07 | 26727.07 | 0 | 0 | 79506.8806 | 0 | 52779.6543
Circuit | strategic_undergrounding_single_or_two_phase_lateral | GS01_lateral | 1652 | 26727.07 | 26727.07 | 0 | 0 | 79506.8806 | 0 | 52779.6543
Circuit | strategic_undergrounding_single_or_two_phase_lateral | BW03_lateral | 1653 | 25197.89 | 25197.89 | 0 | 0 | 25198.0306 | 0 | 0
Circuit | strategic_undergrounding_single_or_two_phase_lateral | AI09_lateral | 1654 | 24937.43 | 24937.43 | 0 | 0 | 38839.4236 | 0 | 13901.8514
Circuit | strategic_undergrounding_single_or_two_phase_lateral | DH03_lateral | 1655 | 24552.78 | 24552.78 | 0 | 0 | 24552.9115 | 0 | 0
Circuit | strategic_undergrounding_single_or_two_phase_lateral | BI10_lateral | 1656 | 23150.41 | 23150.41 | 0 | 0 | 24143.1667 | 0 | 992.6016
Circuit | strategic_undergrounding_single_or_two_phase_lateral | BW07_lateral | 1657 | 22919.78 | 22919.78 | 0 | 0 | 424368.229 | 0 | 401448.2938
Circuit | strategic_undergrounding_single_or_two_phase_lateral | GR05_lateral | 1658 | 22876.44 | 22876.44 | 0 | 0 | 22876.6066 | 0 | 0
Circuit | strategic_undergrounding_single_or_two_phase_lateral | WI05_lateral | 1659 | 22009.82 | 22009.82 | 0 | 0 | 22009.9709 | 0 | 0
Circuit | strategic_undergrounding_single_or_two_phase_lateral | PK05_lateral | 1660 | 21295.92 | 21295.92 | 0 | 0 | 23344.437 | 0 | 2048.392
Circuit | strategic_undergrounding_single_or_two_phase_lateral | KB08_lateral | 1661 | 19774.49 | 19774.49 | 0 | 0 | 19774.6474 | 0 | 0
Circuit | strategic_undergrounding_single_or_two_phase_lateral | BR06_lateral | 1662 | 19300.13 | 19300.13 | 0 | 0 | 19300.2653 | 0 | 0
Circuit | strategic_undergrounding_single_or_two_phase_lateral | BW08_lateral | 1663 | 18566.8 | 18566.8 | 0 | 0 | 18566.97 | 0 | 0
Circuit | strategic_undergrounding_single_or_two_phase_lateral | FAN48_lateral | 1664 | 17578.08 | 17578.08 | 0 | 0 | 326708.5406 | 0 | 309130.3126
Circuit | strategic_undergrounding_single_or_two_phase_lateral | UV02_lateral | 1665 | 17340.37 | 17340.37 | 0 | 0 | 17340.526 | 0 | 0
Circuit | strategic_undergrounding_single_or_two_phase_lateral | IND04_lateral | 1666 | 17290.51 | 17290.51 | 0 | 0 | 17290.6205 | 0 | 0
Circuit | strategic_undergrounding_single_or_two_phase_lateral | VL05_lateral | 1667 | 17232.64 | 17232.64 | 0 | 0 | 22071.6266 | 0 | 4838.8399
Circuit | strategic_undergrounding_single_or_two_phase_lateral | SC06_lateral | 1668 | 17003.76 | 17003.76 | 0 | 0 | 20593.6654 | 0 | 3589.7572
Circuit | strategic_undergrounding_single_or_two_phase_lateral | PO03_lateral | 1669 | 15117.31 | 15117.31 | 0 | 0 | 17684.3446 | 0 | 2566.8733
Circuit | strategic_undergrounding_single_or_two_phase_lateral | OA03_lateral | 1670 | 14742.94 | 14742.94 | 0 | 0 | 19535.3859 | 0 | 4792.31
Circuit | strategic_undergrounding_single_or_two_phase_lateral | DT37_lateral | 1671 | 14024.1 | 14024.1 | 0 | 0 | 15048.4208 | 0 | 1024.196
Circuit | strategic_undergrounding_single_or_two_phase_lateral | BW02_lateral | 1672 | 13576.04 | 13576.04 | 0 | 0 | 13576.1774 | 0 | 0
Circuit | strategic_undergrounding_single_or_two_phase_lateral | MP09_lateral | 1673 | 13545.95 | 13545.95 | 0 | 0 | 13546.089 | 0 | 0
Circuit | strategic_undergrounding_single_or_two_phase_lateral | WD45_lateral | 1674 | 13305.36 | 13305.36 | 0 | 0 | 14463.4913 | 0 | 1157.9597
Circuit | strategic_undergrounding_single_or_two_phase_lateral | IND01_lateral | 1675 | 12658.73 | 12658.73 | 0 | 0 | 12658.8656 | 0 | 0
Circuit | strategic_undergrounding_single_or_two_phase_lateral | WLO47_lateral | 1676 | 11935.74 | 11935.74 | 0 | 0 | 11935.8818 | 0 | 0
Circuit | strategic_undergrounding_single_or_two_phase_lateral | SF07_lateral | 1677 | 11739.25 | 11739.25 | 0 | 0 | 11739.4107 | 0 | 0
Circuit | strategic_undergrounding_single_or_two_phase_lateral | GR04_lateral | 1678 | 11681.51 | 11681.51 | 0 | 0 | 19371.0126 | 0 | 7689.3413
Circuit | strategic_undergrounding_single_or_two_phase_lateral | UL41_lateral | 1679 | 11553.72 | 11553.72 | 0 | 0 | 11553.872 | 0 | 0
Circuit | strategic_undergrounding_single_or_two_phase_lateral | IND02_lateral | 1680 | 10726.57 | 10726.57 | 0 | 0 | 11563.2356 | 0 | 836.4999
Circuit | strategic_undergrounding_single_or_two_phase_lateral | RED04_lateral | 1681 | 10540.5 | 10540.5 | 0 | 0 | 10540.672 | 0 | 0
Circuit | strategic_undergrounding_single_or_two_phase_lateral | SR04_lateral | 1682 | 10378.96 | 10378.96 | 0 | 0 | 10379.0946 | 0 | 0
Circuit | strategic_undergrounding_single_or_two_phase_lateral | BW11_lateral | 1683 | 9025.02 | 9025.02 | 0 | 0 | 9025.1895 | 0 | 0
Circuit | strategic_undergrounding_single_or_two_phase_lateral | IT41_lateral | 1684 | 8231.04 | 8231.04 | 0 | 0 | 8231.1955 | 0 | 0
Circuit | strategic_undergrounding_single_or_two_phase_lateral | KB14_lateral | 1685 | 7805.64 | 7805.64 | 0 | 0 | 7805.7819 | 0 | 0
Circuit | strategic_undergrounding_single_or_two_phase_lateral | TRN42_lateral | 1686 | 7707.41 | 7707.41 | 0 | 0 | 13592.6088 | 0 | 5885.0975
Circuit | strategic_undergrounding_single_or_two_phase_lateral | MB07_lateral | 1687 | 7314.72 | 7314.72 | 0 | 0 | 10501.5718 | 0 | 3186.6956
Circuit | strategic_undergrounding_single_or_two_phase_lateral | IM45_lateral | 1688 | 6875.32 | 6875.32 | 0 | 0 | 6875.4792 | 0 | 0
Circuit | strategic_undergrounding_single_or_two_phase_lateral | GS09_lateral | 1689 | 6681.63 | 6681.63 | 0 | 0 | 10741.7799 | 0 | 4059.9734
Circuit | strategic_undergrounding_single_or_two_phase_lateral | WI03_lateral | 1690 | 6392.17 | 6392.17 | 0 | 0 | 6392.3103 | 0 | 0
Circuit | strategic_undergrounding_single_or_two_phase_lateral | GG05_lateral | 1691 | 6309.2 | 6309.2 | 0 | 0 | 197527.5447 | 0 | 191218.1611
Circuit | strategic_undergrounding_single_or_two_phase_lateral | GS29_lateral | 1692 | 5653.67 | 5653.67 | 0 | 0 | 34073.6501 | 0 | 28419.8137
Circuit | strategic_undergrounding_single_or_two_phase_lateral | PG02_lateral | 1693 | 5222.27 | 5222.27 | 0 | 0 | 5222.4117 | 0 | 0
Circuit | strategic_undergrounding_single_or_two_phase_lateral | PK50_lateral | 1694 | 5194.02 | 5194.02 | 0 | 0 | 5194.1574 | 0 | 0
Circuit | strategic_undergrounding_single_or_two_phase_lateral | SF45_lateral | 1695 | 4944.1 | 4944.1 | 0 | 0 | 4944.2217 | 0 | 0
Circuit | strategic_undergrounding_single_or_two_phase_lateral | GS05_lateral | 1696 | 4625.71 | 4625.71 | 0 | 0 | 4625.8661 | 0 | 0
Circuit | strategic_undergrounding_single_or_two_phase_lateral | BI44_lateral | 1697 | 4621.69 | 4621.69 | 0 | 0 | 6659.6437 | 0 | 2037.8099
Circuit | strategic_undergrounding_single_or_two_phase_lateral | RED03_lateral | 1698 | 4318.92 | 4318.92 | 0 | 0 | 4319.0581 | 0 | 0
Circuit | strategic_undergrounding_single_or_two_phase_lateral | GR01_lateral | 1699 | 3327.71 | 3327.71 | 0 | 0 | 3327.8557 | 0 | 0
Circuit | strategic_undergrounding_single_or_two_phase_lateral | BW04_lateral | 1700 | 3207.77 | 3207.77 | 0 | 0 | 4465.717 | 0 | 1257.8098
Circuit | strategic_undergrounding_single_or_two_phase_lateral | GN48_lateral | 1701 | 3197.09 | 3197.09 | 0 | 0 | 3197.2228 | 0 | 0
Circuit | strategic_undergrounding_single_or_two_phase_lateral | GV01_lateral | 1702 | 2434.18 | 2434.18 | 0 | 0 | 2434.3316 | 0 | 0
Circuit | strategic_undergrounding_single_or_two_phase_lateral | OR03_lateral | 1703 | 2299.61 | 2299.61 | 0 | 0 | 2299.7612 | 0 | 0
Circuit | strategic_undergrounding_single_or_two_phase_lateral | WD44_lateral | 1704 | 2153.44 | 2153.44 | 0 | 0 | 2153.5926 | 0 | 0
Circuit | strategic_undergrounding_single_or_two_phase_lateral | PK41_lateral | 1705 | 2077.51 | 2077.51 | 0 | 0 | 2077.6629 | 0 | 0
Circuit | strategic_undergrounding_single_or_two_phase_lateral | BW06_lateral | 1706 | 1954.28 | 1954.28 | 0 | 0 | 1954.4132 | 0 | 0
Circuit | strategic_undergrounding_single_or_two_phase_lateral | BS01_lateral | 1707 | 1871.64 | 1871.64 | 0 | 0 | 1871.795 | 0 | 0
Circuit | strategic_undergrounding_single_or_two_phase_lateral | SC02_lateral | 1708 | 1809.15 | 1809.15 | 0 | 0 | 2978.769 | 0 | 1169.4953
Circuit | strategic_undergrounding_single_or_two_phase_lateral | GR03_lateral | 1709 | 1460.09 | 1460.09 | 0 | 0 | 3382.5442 | 0 | 1922.3353
Circuit | strategic_undergrounding_single_or_two_phase_lateral | GR07_lateral | 1710 | 1451.43 | 1451.43 | 0 | 0 | 1451.588 | 0 | 0
Circuit | strategic_undergrounding_single_or_two_phase_lateral | SBK01_lateral | 1711 | 1302.52 | 1302.52 | 0 | 0 | 1302.6842 | 0 | 0
Circuit | strategic_undergrounding_single_or_two_phase_lateral | IND03_lateral | 1712 | 1284.96 | 1284.96 | 0 | 0 | 1285.104 | 0 | 0
Circuit | strategic_undergrounding_single_or_two_phase_lateral | FRY50_lateral | 1713 | 1187.86 | 1187.86 | 0 | 0 | 1974.8833 | 0 | 786.8816
Circuit | strategic_undergrounding_single_or_two_phase_lateral | PK48_lateral | 1714 | 1038.7 | 1038.7 | 0 | 0 | 1038.8315 | 0 | 0
Circuit | strategic_undergrounding_single_or_two_phase_lateral | BI47_lateral | 1715 | 1033.09 | 1033.09 | 0 | 0 | 2052.137 | 0 | 1018.905
Circuit | strategic_undergrounding_single_or_two_phase_lateral | SF09_lateral | 1716 | 972.85 | 972.85 | 0 | 0 | 973.0042 | 0 | 0
Circuit | strategic_undergrounding_single_or_two_phase_lateral | ME08_lateral | 1717 | 876.52 | 876.52 | 0 | 0 | 876.6873 | 0 | 0
Circuit | strategic_undergrounding_single_or_two_phase_lateral | TAN45_lateral | 1718 | 841.14 | 841.14 | 0 | 0 | 841.2957 | 0 | 0
Circuit | strategic_undergrounding_single_or_two_phase_lateral | WLO51_lateral | 1719 | 769.89 | 769.89 | 0 | 0 | 770.0569 | 0 | 0
Circuit | strategic_undergrounding_single_or_two_phase_lateral | NEW02_lateral | 1720 | 631.96 | 631.96 | 0 | 0 | 632.1034 | 0 | 0
Circuit | strategic_undergrounding_single_or_two_phase_lateral | NEW04_lateral | 1721 | 631.96 | 631.96 | 0 | 0 | 632.1034 | 0 | 0
Circuit | strategic_undergrounding_single_or_two_phase_lateral | KDL48_lateral | 1722 | 604.23 | 604.23 | 0 | 0 | 604.3812 | 0 | 0
Circuit | strategic_undergrounding_single_or_two_phase_lateral | MYK03_lateral | 1723 | 603.45 | 603.45 | 0 | 0 | 970545.6736 | 0 | 969942.0849
Circuit | strategic_undergrounding_single_or_two_phase_lateral | DR11_lateral | 1724 | 583.57 | 583.57 | 0 | 0 | 583.7238 | 0 | 0
Circuit | strategic_undergrounding_single_or_two_phase_lateral | HG09_lateral | 1725 | 568.62 | 568.62 | 0 | 0 | 568.7553 | 0 | 0
Circuit | strategic_undergrounding_single_or_two_phase_lateral | HG07_lateral | 1726 | 568.62 | 568.62 | 0 | 0 | 568.7553 | 0 | 0
Circuit | strategic_undergrounding_single_or_two_phase_lateral | OR91_lateral | 1727 | 565.68 | 565.68 | 0 | 0 | 565.8302 | 0 | 0
Circuit | strategic_undergrounding_single_or_two_phase_lateral | GN46_lateral | 1728 | 546.52 | 546.52 | 0 | 0 | 546.7003 | 0 | 0
Circuit | strategic_undergrounding_single_or_two_phase_lateral | GN19_lateral | 1729 | 546.52 | 546.52 | 0 | 0 | 546.7003 | 0 | 0
Circuit | strategic_undergrounding_single_or_two_phase_lateral | RE01_lateral | 1730 | 542.67 | 542.67 | 0 | 0 | 542.8293 | 0 | 0
Circuit | strategic_undergrounding_single_or_two_phase_lateral | BG08_lateral | 1731 | 531.58 | 531.58 | 0 | 0 | 531.7283 | 0 | 0
Circuit | strategic_undergrounding_single_or_two_phase_lateral | PK49_lateral | 1732 | 519.27 | 519.27 | 0 | 0 | 519.4157 | 0 | 0
Circuit | strategic_undergrounding_single_or_two_phase_lateral | FRK44_lateral | 1733 | 519.27 | 519.27 | 0 | 0 | 29196.9038 | 0 | 28677.4881
Circuit | strategic_undergrounding_single_or_two_phase_lateral | PK03_lateral | 1734 | 519.27 | 519.27 | 0 | 0 | 72213.1358 | 0 | 71693.7201
Circuit | strategic_undergrounding_single_or_two_phase_lateral | PK08_lateral | 1735 | 519.27 | 519.27 | 0 | 0 | 519.4157 | 0 | 0
Circuit | strategic_undergrounding_single_or_two_phase_lateral | UL42_lateral | 1736 | 502.19 | 502.19 | 0 | 0 | 502.3423 | 0 | 0
Circuit | strategic_undergrounding_single_or_two_phase_lateral | SF06_lateral | 1737 | 486.36 | 486.36 | 0 | 0 | 486.5021 | 0 | 0
Circuit | strategic_undergrounding_single_or_two_phase_lateral | SF11_lateral | 1738 | 486.36 | 486.36 | 0 | 0 | 486.5021 | 0 | 0
Circuit | strategic_undergrounding_single_or_two_phase_lateral | BAR50_lateral | 1739 | 469.36 | 469.36 | 0 | 0 | 469.5272 | 0 | 0
Circuit | strategic_undergrounding_single_or_two_phase_lateral | WD49_lateral | 1740 | 438.18 | 438.18 | 0 | 0 | 438.3436 | 0 | 0
Circuit | strategic_undergrounding_single_or_two_phase_lateral | TAN46_lateral | 1741 | 420.48 | 420.48 | 0 | 0 | 420.6478 | 0 | 0
Circuit | strategic_undergrounding_single_or_two_phase_lateral | GT07_lateral | 1742 | 0 | 0 | 0 | 0 | 0 | 0 | 0
Circuit | strategic_undergrounding_single_or_two_phase_lateral | GT02_lateral | 1743 | 0 | 0 | 0 | 0 | 0 | 0 | 0
Circuit | strategic_undergrounding_single_or_two_phase_lateral | IT05_lateral | 1744 | 0 | 0 | 0 | 0 | 0 | 0 | 0
Circuit | strategic_undergrounding_single_or_two_phase_lateral | GN42_lateral | 1745 | 0 | 0 | 0 | 0 | 0 | 0 | 0
Circuit | strategic_undergrounding_single_or_two_phase_lateral | GL13_lateral | 1746 | 0 | 0 | 0 | 0 | 0 | 0 | 0
Circuit | strategic_undergrounding_single_or_two_phase_lateral | GL11_lateral | 1747 | 0 | 0 | 0 | 0 | 0 | 0 | 0
Circuit | strategic_undergrounding_single_or_two_phase_lateral | GN15_lateral | 1748 | 0 | 0 | 0 | 0 | 0 | 0 | 0
Circuit | strategic_undergrounding_single_or_two_phase_lateral | SCW08_lateral | 1749 | 0 | 0 | 0 | 0 | 0 | 0 | 0
Circuit | strategic_undergrounding_single_or_two_phase_lateral | GL14_lateral | 1750 | 0 | 0 | 0 | 0 | 0 | 0 | 0
Circuit | strategic_undergrounding_single_or_two_phase_lateral | DT38_lateral | 1751 | 0 | 0 | 0 | 0 | 0 | 0 | 0
Circuit | strategic_undergrounding_single_or_two_phase_lateral | FRK45_lateral | 1752 | 0 | 0 | 0 | 0 | 0 | 0 | 0
Circuit | strategic_undergrounding_single_or_two_phase_lateral | SCW06_lateral | 1753 | 0 | 0 | 0 | 0 | 0 | 0 | 0
Circuit | strategic_undergrounding_single_or_two_phase_lateral | DT21_lateral | 1754 | 0 | 0 | 0 | 0 | 0 | 0 | 0
Circuit | strategic_undergrounding_single_or_two_phase_lateral | FZ45_lateral | 1755 | 0 | 0 | 0 | 0 | 0 | 0 | 0
Circuit | strategic_undergrounding_single_or_two_phase_lateral | SE44_lateral | 1756 | 0 | 0 | 0 | 0 | 0 | 0 | 0
Circuit | strategic_undergrounding_single_or_two_phase_lateral | STF46_lateral | 1757 | 0 | 0 | 0 | 0 | 0 | 0 | 0
Circuit | strategic_undergrounding_single_or_two_phase_lateral | VCR46_lateral | 1758 | 0 | 0 | 0 | 0 | 0 | 0 | 0
Circuit | strategic_undergrounding_single_or_two_phase_lateral | TAN48_lateral | 1759 | 0 | 0 | 0 | 0 | 0 | 0 | 0
Circuit | strategic_undergrounding_single_or_two_phase_lateral | TAN53_lateral | 1760 | 0 | 0 | 0 | 0 | 0 | 0 | 0
Circuit | strategic_undergrounding_single_or_two_phase_lateral | TAN51_lateral | 1761 | 0 | 0 | 0 | 0 | 0 | 0 | 0
Circuit | strategic_undergrounding_single_or_two_phase_lateral | SR02_lateral | 1762 | 0 | 0 | 0 | 0 | 0 | 0 | 0
Circuit | strategic_undergrounding_single_or_two_phase_lateral | BAR49_lateral | 1763 | 0 | 0 | 0 | 0 | 925.8664 | 0 | 925.8664
Circuit | strategic_undergrounding_single_or_two_phase_lateral | PZ41_lateral | 1764 | 0 | 0 | 0 | 0 | 0 | 0 | 0
Circuit | strategic_undergrounding_single_or_two_phase_lateral | PZ43_lateral | 1765 | 0 | 0 | 0 | 0 | 0 | 0 | 0
Circuit | strategic_undergrounding_single_or_two_phase_lateral | PZ49_lateral | 1766 | 0 | 0 | 0 | 0 | 0 | 0 | 0
Circuit | strategic_undergrounding_single_or_two_phase_lateral | PZ48_lateral | 1767 | 0 | 0 | 0 | 0 | 0 | 0 | 0
Circuit | strategic_undergrounding_single_or_two_phase_lateral | HL09_lateral | 1768 | 0 | 0 | 0 | 0 | 0 | 0 | 0
Circuit | strategic_undergrounding_single_or_two_phase_lateral | IT07_lateral | 1769 | 0 | 0 | 0 | 0 | 0 | 0 | 0
Circuit | strategic_undergrounding_single_or_two_phase_lateral | SR11_lateral | 1770 | 0 | 0 | 0 | 0 | 0 | 0 | 0
Circuit | strategic_undergrounding_single_or_two_phase_lateral | IT02_lateral | 1771 | 0 | 0 | 0 | 0 | 0 | 0 | 0
Circuit | strategic_undergrounding_single_or_two_phase_lateral | SPW63_lateral | 1772 | 0 | 0 | 0 | 0 | 0 | 0 | 0
Circuit | strategic_undergrounding_single_or_two_phase_lateral | TRN43_lateral | 1773 | 0 | 0 | 0 | 0 | 1979.1348 | 0 | 1979.1348
Circuit | strategic_undergrounding_single_or_two_phase_lateral | FZ51_lateral | 1774 | 0 | 0 | 0 | 0 | 0 | 0 | 0
Circuit | strategic_undergrounding_single_or_two_phase_lateral | RED08_lateral | 1775 | 0 | 0 | 0 | 0 | 0 | 0 | 0
Circuit | strategic_undergrounding_single_or_two_phase_lateral | PLK41_lateral | 1776 | 0 | 0 | 0 | 0 | 0 | 0 | 0
Circuit | strategic_undergrounding_three_phase_lateral | AR47_lateral | 1 | 14313512.23 | 14313512.23 | 0 | 0 | 76278450.8198 | 0 | 61964938.435
Circuit | strategic_undergrounding_three_phase_lateral | RZ01_lateral | 2 | 13397539.65 | 13397539.65 | 0 | 0 | 84797577.7106 | 0 | 71400037.8943
Circuit | strategic_undergrounding_three_phase_lateral | CD09_lateral | 3 | 11780893.2 | 11780893.2 | 0 | 0 | 92948098.8672 | 0 | 81167205.5242
Circuit | strategic_undergrounding_three_phase_lateral | TIK01_lateral | 4 | 8430345.12 | 8430345.12 | 0 | 0 | 42499585.0193 | 0 | 34069239.7439
Circuit | strategic_undergrounding_three_phase_lateral | HL06_lateral | 5 | 7151827.21 | 7151827.21 | 0 | 0 | 50262734.651 | 0 | 43110907.2842
Circuit | strategic_undergrounding_three_phase_lateral | PI43_lateral | 6 | 5646462.61 | 5646462.61 | 0 | 0 | 41863737.1548 | 0 | 36217274.4095
Circuit | strategic_undergrounding_three_phase_lateral | VL04_lateral | 7 | 4970204.25 | 4970204.25 | 0 | 0 | 38290949.8706 | 0 | 33320745.484
Circuit | strategic_undergrounding_three_phase_lateral | AM08_lateral | 8 | 4527867.33 | 4527867.33 | 0 | 0 | 31588306.9609 | 0 | 27060439.4847
Circuit | strategic_undergrounding_three_phase_lateral | SIE44_lateral | 9 | 4429340.94 | 4429340.94 | 0 | 0 | 44866648.915 | 0 | 40437307.8165
Circuit | strategic_undergrounding_three_phase_lateral | STL42_lateral | 10 | 4295993.67 | 4295993.67 | 0 | 0 | 74581588.4969 | 0 | 70285594.6526
Circuit | strategic_undergrounding_three_phase_lateral | VL07_lateral | 11 | 4287583.11 | 4287583.11 | 0 | 0 | 51782973.433 | 0 | 47495390.156
Circuit | strategic_undergrounding_three_phase_lateral | AR45_lateral | 12 | 4269088.62 | 4269088.62 | 0 | 0 | 409653374.4152 | 0 | 405384285.6418
Circuit | strategic_undergrounding_three_phase_lateral | VCR43_lateral | 13 | 4194914.5 | 4194914.5 | 0 | 0 | 62607391.267 | 0 | 58412476.6359
Circuit | strategic_undergrounding_three_phase_lateral | VL01_lateral | 14 | 4096861.76 | 4096861.76 | 0 | 0 | 82654984.8629 | 0 | 78558122.9734
Circuit | strategic_undergrounding_three_phase_lateral | STL43_lateral | 15 | 4050834.22 | 4050834.22 | 0 | 0 | 85198755.1008 | 0 | 81147920.7542
Circuit | strategic_undergrounding_three_phase_lateral | SCW01_lateral | 16 | 3946643.17 | 3946643.17 | 0 | 0 | 108986461.1578 | 0 | 105039817.8342
Circuit | strategic_undergrounding_three_phase_lateral | VCR42_lateral | 17 | 3748255.7 | 3748255.7 | 0 | 0 | 12304306.4312 | 0 | 8556050.5772
Circuit | strategic_undergrounding_three_phase_lateral | KM03_lateral | 18 | 3695914.55 | 3695914.55 | 0 | 0 | 54306177.3005 | 0 | 50610262.603
Circuit | strategic_undergrounding_three_phase_lateral | VL06_lateral | 19 | 3435551.08 | 3435551.08 | 0 | 0 | 30535719.5621 | 0 | 27100168.3242
Circuit | strategic_undergrounding_three_phase_lateral | RZ02_lateral | 20 | 3107027.72 | 3107027.72 | 0 | 0 | 132336875.6343 | 0 | 129229847.7393
Circuit | strategic_undergrounding_three_phase_lateral | CD06_lateral | 21 | 3019796.62 | 3019796.62 | 0 | 0 | 23870478.2223 | 0 | 20850681.4711
Circuit | strategic_undergrounding_three_phase_lateral | DA05_lateral | 22 | 2695406.11 | 2695406.11 | 0 | 0 | 67451535.6748 | 0 | 64756129.4348
Circuit | strategic_undergrounding_three_phase_lateral | LY47_lateral | 23 | 2585333.07 | 2585333.07 | 0 | 0 | 16295520.8644 | 0 | 13710187.6496
Circuit | strategic_undergrounding_three_phase_lateral | STW02_lateral | 24 | 2396191.07 | 2396191.07 | 0 | 0 | 28270598.662 | 0 | 25874407.4536
Circuit | strategic_undergrounding_three_phase_lateral | WR10_lateral | 25 | 2353169.98 | 2353169.98 | 0 | 0 | 78332603.3783 | 0 | 75979433.2362
Circuit | strategic_undergrounding_three_phase_lateral | LM02_lateral | 26 | 2258601.26 | 2258601.26 | 0 | 0 | 52877270.4307 | 0 | 50618668.9948
Circuit | strategic_undergrounding_three_phase_lateral | ES06_lateral | 27 | 2120407.93 | 2120407.93 | 0 | 0 | 13695968.7671 | 0 | 11575560.6945
Circuit | strategic_undergrounding_three_phase_lateral | BW05_lateral | 28 | 1928917.87 | 1928917.87 | 0 | 0 | 49237691.1524 | 0 | 47308773.1414
Circuit | strategic_undergrounding_three_phase_lateral | LJ02_lateral | 29 | 1919522.05 | 1919522.05 | 0 | 0 | 59734602.6487 | 0 | 57815080.4257
Circuit | strategic_undergrounding_three_phase_lateral | CS03_lateral | 30 | 1851427.81 | 1851427.81 | 0 | 0 | 33727704.0855 | 0 | 31876276.156
Circuit | strategic_undergrounding_three_phase_lateral | AT42_lateral | 31 | 1643013.55 | 1643013.55 | 0 | 0 | 44109540.3065 | 0 | 42466526.6215
Circuit | strategic_undergrounding_three_phase_lateral | PI42_lateral | 32 | 1523849.7 | 1523849.7 | 0 | 0 | 115771476.0269 | 0 | 114247626.1656
Circuit | strategic_undergrounding_three_phase_lateral | SA54_lateral | 33 | 1429863.78 | 1429863.78 | 0 | 0 | 74827196.8901 | 0 | 73397332.9773
Circuit | strategic_undergrounding_three_phase_lateral | BZ05_lateral | 34 | 1414302.4 | 1414302.4 | 0 | 0 | 10099842.1081 | 0 | 8685539.5458
Circuit | strategic_undergrounding_three_phase_lateral | CD08_lateral | 35 | 1343112.52 | 1343112.52 | 0 | 0 | 10912921.9843 | 0 | 9569809.2922
Circuit | strategic_undergrounding_three_phase_lateral | SO42_lateral | 36 | 1317773.69 | 1317773.69 | 0 | 0 | 14809053.4791 | 0 | 13491279.6547
Circuit | strategic_undergrounding_three_phase_lateral | DA04_lateral | 37 | 1280780.95 | 1280780.95 | 0 | 0 | 37449138.7151 | 0 | 36168357.6112
Circuit | strategic_undergrounding_three_phase_lateral | JCK01_lateral | 38 | 1214986.87 | 1214986.87 | 0 | 0 | 245916229.9045 | 0 | 244701242.8996
Circuit | strategic_undergrounding_three_phase_lateral | FP07_lateral | 39 | 1213487.78 | 1213487.78 | 0 | 0 | 127245786.1628 | 0 | 126032298.2401
Circuit | strategic_undergrounding_three_phase_lateral | LY43_lateral | 40 | 1203663.03 | 1203663.03 | 0 | 0 | 15988191.7264 | 0 | 14784528.5371
Circuit | strategic_undergrounding_three_phase_lateral | UW04_lateral | 41 | 1186367.15 | 1186367.15 | 0 | 0 | 16101679.1886 | 0 | 14915311.9149
Circuit | strategic_undergrounding_three_phase_lateral | NV05_lateral | 42 | 1170751.41 | 1170751.41 | 0 | 0 | 22379063.7361 | 0 | 21208312.1936
Circuit | strategic_undergrounding_three_phase_lateral | LC01_lateral | 43 | 1036419.85 | 1036419.85 | 0 | 0 | 28783996.6721 | 0 | 27747576.6819
Circuit | strategic_undergrounding_three_phase_lateral | AT41_lateral | 44 | 1030419.68 | 1030419.68 | 0 | 0 | 41692873.7502 | 0 | 40662453.9194
Circuit | strategic_undergrounding_three_phase_lateral | UW07_lateral | 45 | 1004256.94 | 1004256.94 | 0 | 0 | 23245028.4492 | 0 | 22240771.3403
Circuit | strategic_undergrounding_three_phase_lateral | VL02_lateral | 46 | 980966.66 | 980966.66 | 0 | 0 | 28161750.4831 | 0 | 27180783.6775
Circuit | strategic_undergrounding_three_phase_lateral | BL04_lateral | 47 | 965780.03 | 965780.03 | 0 | 0 | 7743385.643 | 0 | 6777605.4439
Circuit | strategic_undergrounding_three_phase_lateral | NV01_lateral | 48 | 953249.6 | 953249.6 | 0 | 0 | 45945361.0729 | 0 | 44992111.32
Circuit | strategic_undergrounding_three_phase_lateral | NB41_lateral | 49 | 932097.31 | 932097.31 | 0 | 0 | 3892197.2787 | 0 | 2960099.803
Circuit | strategic_undergrounding_three_phase_lateral | ES05_lateral | 50 | 914862.19 | 914862.19 | 0 | 0 | 8062931.267 | 0 | 7148068.9384
Circuit | strategic_undergrounding_three_phase_lateral | FR44_lateral | 51 | 856209.95 | 856209.95 | 0 | 0 | 16540897.6467 | 0 | 15684687.5553
Circuit | strategic_undergrounding_three_phase_lateral | DN07_lateral | 52 | 828149.6 | 828149.6 | 0 | 0 | 6570481.3132 | 0 | 5742331.571
Circuit | strategic_undergrounding_three_phase_lateral | BH04_lateral | 53 | 824359.32 | 824359.32 | 0 | 0 | 3046180.7607 | 0 | 2221821.2799
Circuit | strategic_undergrounding_three_phase_lateral | PA01_lateral | 54 | 816183.79 | 816183.79 | 0 | 0 | 14183113.3901 | 0 | 13366929.4797
Circuit | strategic_undergrounding_three_phase_lateral | CC03_lateral | 55 | 809513.74 | 809513.74 | 0 | 0 | 21897350.4337 | 0 | 21087836.5303
Circuit | strategic_undergrounding_three_phase_lateral | PI41_lateral | 56 | 808551.87 | 808551.87 | 0 | 0 | 28290658.7005 | 0 | 27482106.669
Circuit | strategic_undergrounding_three_phase_lateral | KL48_lateral | 57 | 773118.27 | 773118.27 | 0 | 0 | 19805440.5233 | 0 | 19032322.1135
Circuit | strategic_undergrounding_three_phase_lateral | CD11_lateral | 58 | 771723.5 | 771723.5 | 0 | 0 | 9546468.9169 | 0 | 8774745.2704
Circuit | strategic_undergrounding_three_phase_lateral | PI45_lateral | 59 | 771243.13 | 771243.13 | 0 | 0 | 28150959.2959 | 0 | 27379716.0027
Circuit | strategic_undergrounding_three_phase_lateral | ED07_lateral | 60 | 769658.12 | 769658.12 | 0 | 0 | 911301.9853 | 0 | 141643.729
Circuit | strategic_undergrounding_three_phase_lateral | HT02_lateral | 61 | 767068.6 | 767068.6 | 0 | 0 | 3542112.4394 | 0 | 2775043.7272
Circuit | strategic_undergrounding_three_phase_lateral | WF46_lateral | 62 | 753514.31 | 753514.31 | 0 | 0 | 18754782.9062 | 0 | 18001268.4278
Circuit | strategic_undergrounding_three_phase_lateral | GW02_lateral | 63 | 738985.8 | 738985.8 | 0 | 0 | 27286378.3568 | 0 | 26547392.3862
Circuit | strategic_undergrounding_three_phase_lateral | AN12_lateral | 64 | 734571.97 | 734571.97 | 0 | 0 | 10035705.059 | 0 | 9301132.9322
Circuit | strategic_undergrounding_three_phase_lateral | HM11_lateral | 65 | 731159.22 | 731159.22 | 0 | 0 | 26750698.3846 | 0 | 26019539.0233
Circuit | strategic_undergrounding_three_phase_lateral | RE43_lateral | 66 | 692265.79 | 692265.79 | 0 | 0 | 34712581.6833 | 0 | 34020315.7419
Circuit | strategic_undergrounding_three_phase_lateral | WOR42_lateral | 67 | 661425.24 | 661425.24 | 0 | 0 | 12194496.2831 | 0 | 11533070.9187
Circuit | strategic_undergrounding_three_phase_lateral | LM03_lateral | 68 | 654413.95 | 654413.95 | 0 | 0 | 9995327.6716 | 0 | 9340913.5383
Circuit | strategic_undergrounding_three_phase_lateral | BC08_lateral | 69 | 652277.61 | 652277.61 | 0 | 0 | 15722558.9506 | 0 | 15070281.1898
Circuit | strategic_undergrounding_three_phase_lateral | WT12_lateral | 70 | 648906.01 | 648906.01 | 0 | 0 | 5852762.322 | 0 | 5203856.181
Circuit | strategic_undergrounding_three_phase_lateral | RU06_lateral | 71 | 642613.6 | 642613.6 | 0 | 0 | 13560699.6486 | 0 | 12918085.849
Circuit | strategic_undergrounding_three_phase_lateral | PI46_lateral | 72 | 632051.99 | 632051.99 | 0 | 0 | 35992340.3434 | 0 | 35360288.1878
Circuit | strategic_undergrounding_three_phase_lateral | HL05_lateral | 73 | 619009.83 | 619009.83 | 0 | 0 | 15809554.8011 | 0 | 15190544.7934
Circuit | strategic_undergrounding_three_phase_lateral | STW01_lateral | 74 | 617078.86 | 617078.86 | 0 | 0 | 10709779.4542 | 0 | 10092700.4488
Circuit | strategic_undergrounding_three_phase_lateral | FRY45_lateral | 75 | 605869.91 | 605869.91 | 0 | 0 | 7580636.9542 | 0 | 6974766.9012
Circuit | strategic_undergrounding_three_phase_lateral | BT01_lateral | 76 | 599598.94 | 599598.94 | 0 | 0 | 8544142.7143 | 0 | 7944543.5974
Circuit | strategic_undergrounding_three_phase_lateral | PO06_lateral | 77 | 581781.02 | 581781.02 | 0 | 0 | 670424.9365 | 0 | 88643.7358
Circuit | strategic_undergrounding_three_phase_lateral | MC02_lateral | 78 | 580935.43 | 580935.43 | 0 | 0 | 19798509.6556 | 0 | 19217574.0877
Circuit | strategic_undergrounding_three_phase_lateral | HM09_lateral | 79 | 573621.25 | 573621.25 | 0 | 0 | 13857865.285 | 0 | 13284243.8714
Circuit | strategic_undergrounding_three_phase_lateral | SW09_lateral | 80 | 573218.54 | 573218.54 | 0 | 0 | 8611863.3889 | 0 | 8038644.7118
Circuit | strategic_undergrounding_three_phase_lateral | FUL41_lateral | 81 | 571249.51 | 571249.51 | 0 | 0 | 5589531.6465 | 0 | 5018281.9706
Circuit | strategic_undergrounding_three_phase_lateral | HK42_lateral | 82 | 570497.18 | 570497.18 | 0 | 0 | 13718799.1156 | 0 | 13148301.7804
Circuit | strategic_undergrounding_three_phase_lateral | FD04_lateral | 83 | 565245.75 | 565245.75 | 0 | 0 | 7526405.2838 | 0 | 6961159.3849
Circuit | strategic_undergrounding_three_phase_lateral | CV10_lateral | 84 | 564124.03 | 564124.03 | 0 | 0 | 7183855.2989 | 0 | 6619731.1024
Circuit | strategic_undergrounding_three_phase_lateral | AD11_lateral | 85 | 561729.61 | 561729.61 | 0 | 0 | 20659007.2187 | 0 | 20097277.4579
Circuit | strategic_undergrounding_three_phase_lateral | TB43_lateral | 86 | 559410.88 | 559410.88 | 0 | 0 | 27215159.1763 | 0 | 26655748.1298
Circuit | strategic_undergrounding_three_phase_lateral | HOC07_lateral | 87 | 556937.01 | 556937.01 | 0 | 0 | 21922393.3026 | 0 | 21365456.1394
Circuit | strategic_undergrounding_three_phase_lateral | STL41_lateral | 88 | 548946.85 | 548946.85 | 0 | 0 | 25081960.4988 | 0 | 24533013.5307
Circuit | strategic_undergrounding_three_phase_lateral | HX02_lateral | 89 | 548524.49 | 548524.49 | 0 | 0 | 27633217.0043 | 0 | 27084692.3688
Circuit | strategic_undergrounding_three_phase_lateral | HP09_lateral | 90 | 541900.21 | 541900.21 | 0 | 0 | 4914287.4341 | 0 | 4372387.063
Circuit | strategic_undergrounding_three_phase_lateral | EC05_lateral | 91 | 540343.69 | 540343.69 | 0 | 0 | 5248161.4292 | 0 | 4707817.5991
Circuit | strategic_undergrounding_three_phase_lateral | GZ43_lateral | 92 | 533780.05 | 533780.05 | 0 | 0 | 9978018.3985 | 0 | 9444238.2198
Circuit | strategic_undergrounding_three_phase_lateral | SPW49_lateral | 93 | 533661.6 | 533661.6 | 0 | 0 | 14287092.4889 | 0 | 13753430.7131
Circuit | strategic_undergrounding_three_phase_lateral | BY09_lateral | 94 | 521742.44 | 521742.44 | 0 | 0 | 15748091.1241 | 0 | 15226348.5008
Circuit | strategic_undergrounding_three_phase_lateral | ED08_lateral | 95 | 518896.99 | 518896.99 | 0 | 0 | 2840305.195 | 0 | 2321408.0668
Circuit | strategic_undergrounding_three_phase_lateral | FL48_lateral | 96 | 514635.32 | 514635.32 | 0 | 0 | 7149016.6692 | 0 | 6634381.194
Circuit | strategic_undergrounding_three_phase_lateral | AL07_lateral | 97 | 510921.64 | 510921.64 | 0 | 0 | 29585571.7984 | 0 | 29074649.9754
Circuit | strategic_undergrounding_three_phase_lateral | STW03_lateral | 98 | 507858.78 | 507858.78 | 0 | 0 | 13715105.8265 | 0 | 13207246.899
Circuit | strategic_undergrounding_three_phase_lateral | WR11_lateral | 99 | 507846.03 | 507846.03 | 0 | 0 | 18070397.5038 | 0 | 17562551.35
Circuit | strategic_undergrounding_three_phase_lateral | GV04_lateral | 100 | 507694.18 | 507694.18 | 0 | 0 | 17027884.538 | 0 | 16520190.2187
Circuit | strategic_undergrounding_three_phase_lateral | AR44_lateral | 101 | 497553.99 | 497553.99 | 0 | 0 | 8271581.3591 | 0 | 7774027.2221
Circuit | strategic_undergrounding_three_phase_lateral | MYK03_lateral | 102 | 493735.42 | 493735.42 | 0 | 0 | 494921.3207 | 0 | 1185.7483
Circuit | strategic_undergrounding_three_phase_lateral | BT03_lateral | 103 | 492875.72 | 492875.72 | 0 | 0 | 13950590.0917 | 0 | 13457714.2175
Circuit | strategic_undergrounding_three_phase_lateral | HL07_lateral | 104 | 487691.27 | 487691.27 | 0 | 0 | 11854465.5914 | 0 | 11366774.1733
Circuit | strategic_undergrounding_three_phase_lateral | MU03_lateral | 105 | 486145.2 | 486145.2 | 0 | 0 | 33369367.987 | 0 | 32883222.6358
Circuit | strategic_undergrounding_three_phase_lateral | WV03_lateral | 106 | 483484.11 | 483484.11 | 0 | 0 | 6702919.6892 | 0 | 6219435.4338
Circuit | strategic_undergrounding_three_phase_lateral | TB47_lateral | 107 | 479082.25 | 479082.25 | 0 | 0 | 16613587.2939 | 0 | 16134504.8951
Circuit | strategic_undergrounding_three_phase_lateral | AM04_lateral | 108 | 477758.98 | 477758.98 | 0 | 0 | 7363226.3006 | 0 | 6885467.1611
Circuit | strategic_undergrounding_three_phase_lateral | UN08_lateral | 109 | 477564.21 | 477564.21 | 0 | 0 | 10290269.472 | 0 | 9812705.1329
Circuit | strategic_undergrounding_three_phase_lateral | LK08_lateral | 110 | 472085.09 | 472085.09 | 0 | 0 | 11624266.3415 | 0 | 11152181.0991
Circuit | strategic_undergrounding_three_phase_lateral | LU45_lateral | 111 | 471905.43 | 471905.43 | 0 | 0 | 26776628.7649 | 0 | 26304723.1777
Circuit | strategic_undergrounding_three_phase_lateral | CD02_lateral | 112 | 470625.74 | 470625.74 | 0 | 0 | 12680774.1339 | 0 | 12210148.2402
Circuit | strategic_undergrounding_three_phase_lateral | CR11_lateral | 113 | 470435.74 | 470435.74 | 0 | 0 | 8142341.3398 | 0 | 7671905.4726
Circuit | strategic_undergrounding_three_phase_lateral | GN11_lateral | 114 | 463282.97 | 463282.97 | 0 | 0 | 4348165.9904 | 0 | 3884882.8681
Circuit | strategic_undergrounding_three_phase_lateral | PO04_lateral | 115 | 459577.78 | 459577.78 | 0 | 0 | 2269934.526 | 0 | 1810356.583
Circuit | strategic_undergrounding_three_phase_lateral | CD12_lateral | 116 | 456653.81 | 456653.81 | 0 | 0 | 23679366.8417 | 0 | 23222712.8989
Circuit | strategic_undergrounding_three_phase_lateral | WL43_lateral | 117 | 452927.27 | 452927.27 | 0 | 0 | 6682426.8319 | 0 | 6229499.3852
Circuit | strategic_undergrounding_three_phase_lateral | KI48_lateral | 118 | 450426.01 | 450426.01 | 0 | 0 | 6900305.8613 | 0 | 6449879.6917
Circuit | strategic_undergrounding_three_phase_lateral | RE09_lateral | 119 | 448116.71 | 448116.71 | 0 | 0 | 5605262.1546 | 0 | 5157145.3028
Circuit | strategic_undergrounding_three_phase_lateral | HE01_lateral | 120 | 443720.92 | 443720.92 | 0 | 0 | 4677787.4735 | 0 | 4234066.3979
Circuit | strategic_undergrounding_three_phase_lateral | CA01_lateral | 121 | 442803.63 | 442803.63 | 0 | 0 | 22718847.8032 | 0 | 22276044.0139
Circuit | strategic_undergrounding_three_phase_lateral | TE03_lateral | 122 | 440399.31 | 440399.31 | 0 | 0 | 14820201.1901 | 0 | 14379801.7509
Circuit | strategic_undergrounding_three_phase_lateral | KT48_lateral | 123 | 439642.2 | 439642.2 | 0 | 0 | 17430986.3362 | 0 | 16991343.9854
Circuit | strategic_undergrounding_three_phase_lateral | KDL42_lateral | 124 | 433961.41 | 433961.41 | 0 | 0 | 9553627.9119 | 0 | 9119666.3521
Circuit | strategic_undergrounding_three_phase_lateral | ED05_lateral | 125 | 430680.84 | 430680.84 | 0 | 0 | 10814468.3535 | 0 | 10383787.3531
Circuit | strategic_undergrounding_three_phase_lateral | DR07_lateral | 126 | 422801.68 | 422801.68 | 0 | 0 | 14710811.4065 | 0 | 14288009.5732
Circuit | strategic_undergrounding_three_phase_lateral | LK06_lateral | 127 | 421800.34 | 421800.34 | 0 | 0 | 18945306.0118 | 0 | 18523505.5287
Circuit | strategic_undergrounding_three_phase_lateral | BG06_lateral | 128 | 418994.27 | 418994.27 | 0 | 0 | 6553411.9916 | 0 | 6134417.5883
Circuit | strategic_undergrounding_three_phase_lateral | SE42_lateral | 129 | 417427.2 | 417427.2 | 0 | 0 | 26369325.4105 | 0 | 25951898.0573
Circuit | strategic_undergrounding_three_phase_lateral | CD04_lateral | 130 | 412540.37 | 412540.37 | 0 | 0 | 7277598.4251 | 0 | 6865057.9176
Circuit | strategic_undergrounding_three_phase_lateral | PE07_lateral | 131 | 412360.18 | 412360.18 | 0 | 0 | 14428972.014 | 0 | 14016611.6662
Circuit | strategic_undergrounding_three_phase_lateral | WL41_lateral | 132 | 408862.13 | 408862.13 | 0 | 0 | 10337946.4942 | 0 | 9929084.2324
Circuit | strategic_undergrounding_three_phase_lateral | BT04_lateral | 133 | 406972.31 | 406972.31 | 0 | 0 | 7256153.2114 | 0 | 6849180.7461
Circuit | strategic_undergrounding_three_phase_lateral | AN07_lateral | 134 | 401845.38 | 401845.38 | 0 | 0 | 11411653.683 | 0 | 11009808.1443
Circuit | strategic_undergrounding_three_phase_lateral | LU41_lateral | 135 | 397140.01 | 397140.01 | 0 | 0 | 29116326.3873 | 0 | 28719186.2408
Circuit | strategic_undergrounding_three_phase_lateral | STF42_lateral | 136 | 396807.09 | 396807.09 | 0 | 0 | 3643647.0681 | 0 | 3246839.8417
Circuit | strategic_undergrounding_three_phase_lateral | FAN47_lateral | 137 | 388124.36 | 388124.36 | 0 | 0 | 6663479.1333 | 0 | 6275354.6032
Circuit | strategic_undergrounding_three_phase_lateral | KL42_lateral | 138 | 384634.18 | 384634.18 | 0 | 0 | 20887541.1976 | 0 | 20502906.871
Circuit | strategic_undergrounding_three_phase_lateral | LV03_lateral | 139 | 383272.79 | 383272.79 | 0 | 0 | 27583867.3526 | 0 | 27200594.4118
Circuit | strategic_undergrounding_three_phase_lateral | ST04_lateral | 140 | 382150.13 | 382150.13 | 0 | 0 | 3072696.1944 | 0 | 2690545.9068
Circuit | strategic_undergrounding_three_phase_lateral | RA43_lateral | 141 | 382086.71 | 382086.71 | 0 | 0 | 5177476.9518 | 0 | 4795390.0762
Circuit | strategic_undergrounding_three_phase_lateral | OB44_lateral | 142 | 380719.75 | 380719.75 | 0 | 0 | 23417193.8491 | 0 | 23036473.9433
Circuit | strategic_undergrounding_three_phase_lateral | NEW03_lateral | 143 | 379227.37 | 379227.37 | 0 | 0 | 32319787.3408 | 0 | 31940559.8152
Circuit | strategic_undergrounding_three_phase_lateral | WO03_lateral | 144 | 376409.8 | 376409.8 | 0 | 0 | 11323400.3654 | 0 | 10946990.4258
Circuit | strategic_undergrounding_three_phase_lateral | SIE45_lateral | 145 | 372637.07 | 372637.07 | 0 | 0 | 6881918.0415 | 0 | 6509280.799
Circuit | strategic_undergrounding_three_phase_lateral | FD03_lateral | 146 | 365048.79 | 365048.79 | 0 | 0 | 4238057.5651 | 0 | 3873008.6072
Circuit | strategic_undergrounding_three_phase_lateral | FL42_lateral | 147 | 362712.75 | 362712.75 | 0 | 0 | 5388859.9118 | 0 | 5026147.0094
Circuit | strategic_undergrounding_three_phase_lateral | HB49_lateral | 148 | 362141.77 | 362141.77 | 0 | 0 | 6428648.1229 | 0 | 6066506.1958
Circuit | strategic_undergrounding_three_phase_lateral | BI05_lateral | 149 | 360250.85 | 360250.85 | 0 | 0 | 1346074.3022 | 0 | 985823.3296
Circuit | strategic_undergrounding_three_phase_lateral | JN06_lateral | 150 | 357729.7 | 357729.7 | 0 | 0 | 3803053.1663 | 0 | 3445323.3328
Circuit | strategic_undergrounding_three_phase_lateral | AN11_lateral | 151 | 357587.65 | 357587.65 | 0 | 0 | 5925388.5834 | 0 | 5567800.7645
Circuit | strategic_undergrounding_three_phase_lateral | WI42_lateral | 152 | 356666.1 | 356666.1 | 0 | 0 | 37904836.3844 | 0 | 37548170.1436
Circuit | strategic_undergrounding_three_phase_lateral | ES04_lateral | 153 | 351246.71 | 351246.71 | 0 | 0 | 2521895.4903 | 0 | 2170648.6378
Circuit | strategic_undergrounding_three_phase_lateral | PO07_lateral | 154 | 350285.88 | 350285.88 | 0 | 0 | 2571175.0258 | 0 | 2220888.9928
Circuit | strategic_undergrounding_three_phase_lateral | PZ44_lateral | 155 | 348585.06 | 348585.06 | 0 | 0 | 3399380.6634 | 0 | 3050795.4473
Circuit | strategic_undergrounding_three_phase_lateral | AR41_lateral | 156 | 343859.46 | 343859.46 | 0 | 0 | 5056232.0974 | 0 | 4712372.465
Circuit | strategic_undergrounding_three_phase_lateral | ES02_lateral | 157 | 343436.21 | 343436.21 | 0 | 0 | 12303726.0287 | 0 | 11960289.6635
Circuit | strategic_undergrounding_three_phase_lateral | AN06_lateral | 158 | 342727.27 | 342727.27 | 0 | 0 | 6963082.4807 | 0 | 6620355.0787
Circuit | strategic_undergrounding_three_phase_lateral | RA45_lateral | 159 | 341496.11 | 341496.11 | 0 | 0 | 9257357.9976 | 0 | 8915861.7077
Circuit | strategic_undergrounding_three_phase_lateral | BG10_lateral | 160 | 339241.65 | 339241.65 | 0 | 0 | 6391160.8582 | 0 | 6051919.0972
Circuit | strategic_undergrounding_three_phase_lateral | AM05_lateral | 161 | 339203.52 | 339203.52 | 0 | 0 | 1550832.003 | 0 | 1211628.3194
Circuit | strategic_undergrounding_three_phase_lateral | FP06_lateral | 162 | 334059.09 | 334059.09 | 0 | 0 | 10600913.232 | 0 | 10266853.9961
Circuit | strategic_undergrounding_three_phase_lateral | JCK03_lateral | 163 | 332728.23 | 332728.23 | 0 | 0 | 30879500.8875 | 0 | 30546772.4989
Circuit | strategic_undergrounding_three_phase_lateral | RED09_lateral | 164 | 332369.8 | 332369.8 | 0 | 0 | 8742033.3938 | 0 | 8409663.4441
Circuit | strategic_undergrounding_three_phase_lateral | KB05_lateral | 165 | 331355.32 | 331355.32 | 0 | 0 | 1685534.2604 | 0 | 1354178.7854
Circuit | strategic_undergrounding_three_phase_lateral | HE11_lateral | 166 | 330504.88 | 330504.88 | 0 | 0 | 10271079.4307 | 0 | 9940574.3817
Circuit | strategic_undergrounding_three_phase_lateral | WEB11_lateral | 167 | 329653.07 | 329653.07 | 0 | 0 | 2255022.3806 | 0 | 1925369.1676
Circuit | strategic_undergrounding_three_phase_lateral | HB48_lateral | 168 | 328602.51 | 328602.51 | 0 | 0 | 8890480.132 | 0 | 8561877.47
Circuit | strategic_undergrounding_three_phase_lateral | PJ03_lateral | 169 | 328583.41 | 328583.41 | 0 | 0 | 3559208.8542 | 0 | 3230625.3256
Circuit | strategic_undergrounding_three_phase_lateral | NS02_lateral | 170 | 327922.83 | 327922.83 | 0 | 0 | 7068231.9565 | 0 | 6740308.9861
Circuit | strategic_undergrounding_three_phase_lateral | TB03_lateral | 171 | 324054.95 | 324054.95 | 0 | 0 | 7332358.4658 | 0 | 7008303.3687
Circuit | strategic_undergrounding_three_phase_lateral | IR04_lateral | 172 | 321596.8 | 321596.8 | 0 | 0 | 13252047.7647 | 0 | 12930450.8189
Circuit | strategic_undergrounding_three_phase_lateral | AL11_lateral | 173 | 316594.84 | 316594.84 | 0 | 0 | 6360530.7122 | 0 | 6043935.7033
Circuit | strategic_undergrounding_three_phase_lateral | BT05_lateral | 174 | 314131.63 | 314131.63 | 0 | 0 | 6026403.5368 | 0 | 5712271.7522
Circuit | strategic_undergrounding_three_phase_lateral | FT09_lateral | 175 | 314059.01 | 314059.01 | 0 | 0 | 3827727.0672 | 0 | 3513667.8823
Circuit | strategic_undergrounding_three_phase_lateral | NV06_lateral | 176 | 310990.7 | 310990.7 | 0 | 0 | 6239906.8102 | 0 | 5928915.9526
Circuit | strategic_undergrounding_three_phase_lateral | KI44_lateral | 177 | 307084.69 | 307084.69 | 0 | 0 | 25752498.4689 | 0 | 25445413.6237
Circuit | strategic_undergrounding_three_phase_lateral | GA03_lateral | 178 | 303896.18 | 303896.18 | 0 | 0 | 10969258.6711 | 0 | 10665362.3576
Circuit | strategic_undergrounding_three_phase_lateral | THW46_lateral | 179 | 295871.06 | 295871.06 | 0 | 0 | 23333580.4243 | 0 | 23037709.2154
Circuit | strategic_undergrounding_three_phase_lateral | KG47_lateral | 180 | 295105.21 | 295105.21 | 0 | 0 | 6383047.5272 | 0 | 6087942.148
Circuit | strategic_undergrounding_three_phase_lateral | CR01_lateral | 181 | 293412.3 | 293412.3 | 0 | 0 | 9087813.6567 | 0 | 8794401.1796
Circuit | strategic_undergrounding_three_phase_lateral | BR07_lateral | 182 | 292547.7 | 292547.7 | 0 | 0 | 7500954.5504 | 0 | 7208406.6965
Circuit | strategic_undergrounding_three_phase_lateral | AV03_lateral | 183 | 291370.5 | 291370.5 | 0 | 0 | 16038571.6568 | 0 | 15747201.0057
Circuit | strategic_undergrounding_three_phase_lateral | NP43_lateral | 184 | 291355.96 | 291355.96 | 0 | 0 | 6014553.5389 | 0 | 5723197.4226
Circuit | strategic_undergrounding_three_phase_lateral | AR46_lateral | 185 | 291291.63 | 291291.63 | 0 | 0 | 62154841.5348 | 0 | 61863549.7679
Circuit | strategic_undergrounding_three_phase_lateral | LJ09_lateral | 186 | 290474.13 | 290474.13 | 0 | 0 | 45309353.8276 | 0 | 45018879.5585
Circuit | strategic_undergrounding_three_phase_lateral | ED03_lateral | 187 | 287908.93 | 287908.93 | 0 | 0 | 340703.5553 | 0 | 52794.4816
Circuit | strategic_undergrounding_three_phase_lateral | HP05_lateral | 188 | 287779.92 | 287779.92 | 0 | 0 | 6283628.2487 | 0 | 5995848.1774
Circuit | strategic_undergrounding_three_phase_lateral | HM04_lateral | 189 | 284930.13 | 284930.13 | 0 | 0 | 8682113.5663 | 0 | 8397183.3015
Circuit | strategic_undergrounding_three_phase_lateral | ED02_lateral | 190 | 281604.59 | 281604.59 | 0 | 0 | 574799.504 | 0 | 293194.7468
Circuit | strategic_undergrounding_three_phase_lateral | FL45_lateral | 191 | 281435.67 | 281435.67 | 0 | 0 | 12208008.0017 | 0 | 11926572.1685
Circuit | strategic_undergrounding_three_phase_lateral | ES08_lateral | 192 | 281003.78 | 281003.78 | 0 | 0 | 1571112.2832 | 0 | 1290108.3744
Circuit | strategic_undergrounding_three_phase_lateral | BR08_lateral | 193 | 279979 | 279979 | 0 | 0 | 2779103.3377 | 0 | 2499124.1883
Circuit | strategic_undergrounding_three_phase_lateral | SF03_lateral | 194 | 279838.71 | 279838.71 | 0 | 0 | 3528172.4177 | 0 | 3248333.5462
Circuit | strategic_undergrounding_three_phase_lateral | PI48_lateral | 195 | 279258.95 | 279258.95 | 0 | 0 | 11428127.6324 | 0 | 11148868.5184
Circuit | strategic_undergrounding_three_phase_lateral | NP44_lateral | 196 | 278308.9 | 278308.9 | 0 | 0 | 7146375.9292 | 0 | 6868066.8929
Circuit | strategic_undergrounding_three_phase_lateral | FL49_lateral | 197 | 275164.57 | 275164.57 | 0 | 0 | 11078284.34 | 0 | 10803119.6245
Circuit | strategic_undergrounding_three_phase_lateral | HR04_lateral | 198 | 275015.85 | 275015.85 | 0 | 0 | 9225216.9387 | 0 | 8950200.962
Circuit | strategic_undergrounding_three_phase_lateral | ES03_lateral | 199 | 274880.52 | 274880.52 | 0 | 0 | 5143060.3883 | 0 | 4868179.7378
Circuit | strategic_undergrounding_three_phase_lateral | STF41_lateral | 200 | 274650.18 | 274650.18 | 0 | 0 | 6556181.4425 | 0 | 6281531.1282
Circuit | strategic_undergrounding_three_phase_lateral | ST07_lateral | 201 | 271245.24 | 271245.24 | 0 | 0 | 5702431.4404 | 0 | 5431186.0462
Circuit | strategic_undergrounding_three_phase_lateral | LA02_lateral | 202 | 268679.27 | 268679.27 | 0 | 0 | 15295909.0446 | 0 | 15027229.6093
Circuit | strategic_undergrounding_three_phase_lateral | PO01_lateral | 203 | 266096.43 | 266096.43 | 0 | 0 | 1274352.3646 | 0 | 1008255.7974
Circuit | strategic_undergrounding_three_phase_lateral | SW04_lateral | 204 | 263685.32 | 263685.32 | 0 | 0 | 14797282.3321 | 0 | 14533596.8773
Circuit | strategic_undergrounding_three_phase_lateral | UL46_lateral | 205 | 261345.87 | 261345.87 | 0 | 0 | 3204534.846 | 0 | 2943188.8423
Circuit | strategic_undergrounding_three_phase_lateral | BV42_lateral | 206 | 259919.45 | 259919.45 | 0 | 0 | 15576186.2402 | 0 | 15316266.6532
Circuit | strategic_undergrounding_three_phase_lateral | BL08_lateral | 207 | 258115.98 | 258115.98 | 0 | 0 | 7063229.7882 | 0 | 6805113.6714
Circuit | strategic_undergrounding_three_phase_lateral | MB09_lateral | 208 | 256860.09 | 256860.09 | 0 | 0 | 22849470.8953 | 0 | 22592610.6581
Circuit | strategic_undergrounding_three_phase_lateral | KT45_lateral | 209 | 256521.37 | 256521.37 | 0 | 0 | 6838979.6313 | 0 | 6582458.0986
Circuit | strategic_undergrounding_three_phase_lateral | HM06_lateral | 210 | 255954.56 | 255954.56 | 0 | 0 | 15736235.4742 | 0 | 15480280.7651
Circuit | strategic_undergrounding_three_phase_lateral | KDL46_lateral | 211 | 253943.66 | 253943.66 | 0 | 0 | 10208095.2884 | 0 | 9954151.4942
Circuit | strategic_undergrounding_three_phase_lateral | GV05_lateral | 212 | 253674.01 | 253674.01 | 0 | 0 | 3192841.7673 | 0 | 2939167.613
Circuit | strategic_undergrounding_three_phase_lateral | FRY43_lateral | 213 | 251552.06 | 251552.06 | 0 | 0 | 4495725.2591 | 0 | 4244173.0679
Circuit | strategic_undergrounding_three_phase_lateral | KT46_lateral | 214 | 250239.68 | 250239.68 | 0 | 0 | 29504681.8565 | 0 | 29254442.0509
Circuit | strategic_undergrounding_three_phase_lateral | WR09_lateral | 215 | 247883.33 | 247883.33 | 0 | 0 | 17930429.9969 | 0 | 17682546.53
Circuit | strategic_undergrounding_three_phase_lateral | HE02_lateral | 216 | 246906.38 | 246906.38 | 0 | 0 | 12357012.469 | 0 | 12110105.9582
Circuit | strategic_undergrounding_three_phase_lateral | RT01_lateral | 217 | 243789.17 | 243789.17 | 0 | 0 | 26543088.4305 | 0 | 26299299.1364
Circuit | strategic_undergrounding_three_phase_lateral | TO07_lateral | 218 | 243474.59 | 243474.59 | 0 | 0 | 3417851.5458 | 0 | 3174376.7964
Circuit | strategic_undergrounding_three_phase_lateral | KT50_lateral | 219 | 243440.03 | 243440.03 | 0 | 0 | 10342996.1906 | 0 | 10099556.029
Circuit | strategic_undergrounding_three_phase_lateral | BV41_lateral | 220 | 241215.32 | 241215.32 | 0 | 0 | 6729857.4115 | 0 | 6488641.9077
Circuit | strategic_undergrounding_three_phase_lateral | WD46_lateral | 221 | 238394.82 | 238394.82 | 0 | 0 | 2366054.6201 | 0 | 2127659.6512
Circuit | strategic_undergrounding_three_phase_lateral | JN03_lateral | 222 | 237366.76 | 237366.76 | 0 | 0 | 1304206.933 | 0 | 1066840.0387
Circuit | strategic_undergrounding_three_phase_lateral | AN02_lateral | 223 | 237038.09 | 237038.09 | 0 | 0 | 3851233.2593 | 0 | 3614195.0164
Circuit | strategic_undergrounding_three_phase_lateral | PO05_lateral | 224 | 234403.48 | 234403.48 | 0 | 0 | 707132.5458 | 0 | 472728.9356
Circuit | strategic_undergrounding_three_phase_lateral | LY44_lateral | 225 | 234068.86 | 234068.86 | 0 | 0 | 13020734.6429 | 0 | 12786665.6464
Circuit | strategic_undergrounding_three_phase_lateral | GZ47_lateral | 226 | 230633.22 | 230633.22 | 0 | 0 | 1679439.099 | 0 | 1448805.693
Circuit | strategic_undergrounding_three_phase_lateral | BA47_lateral | 227 | 230598.86 | 230598.86 | 0 | 0 | 5776257.6244 | 0 | 5545658.6105
Circuit | strategic_undergrounding_three_phase_lateral | GL08_lateral | 228 | 229306.74 | 229306.74 | 0 | 0 | 4822805.6098 | 0 | 4593498.7223
Circuit | strategic_undergrounding_three_phase_lateral | SO43_lateral | 229 | 227904.19 | 227904.19 | 0 | 0 | 25228962.4308 | 0 | 25001058.0823
Circuit | strategic_undergrounding_three_phase_lateral | AE06_lateral | 230 | 223894.17 | 223894.17 | 0 | 0 | 41868160.4776 | 0 | 41644266.1623
Circuit | strategic_undergrounding_three_phase_lateral | AR42_lateral | 231 | 222666.01 | 222666.01 | 0 | 0 | 25129955.79 | 0 | 24907289.6223
Circuit | strategic_undergrounding_three_phase_lateral | KT43_lateral | 232 | 222206.1 | 222206.1 | 0 | 0 | 8824638.5439 | 0 | 8602432.2961
Circuit | strategic_undergrounding_three_phase_lateral | PO09_lateral | 233 | 219871.42 | 219871.42 | 0 | 0 | 5997320.2596 | 0 | 5777448.6816
Circuit | strategic_undergrounding_three_phase_lateral | RS02_lateral | 234 | 219153.55 | 219153.55 | 0 | 0 | 9005114.2391 | 0 | 8785960.5495
Circuit | strategic_undergrounding_three_phase_lateral | TV04_lateral | 235 | 217378.1 | 217378.1 | 0 | 0 | 2650606.9601 | 0 | 2433228.699
Circuit | strategic_undergrounding_three_phase_lateral | STW05_lateral | 236 | 217237.4 | 217237.4 | 0 | 0 | 15215193.1011 | 0 | 14997955.5469
Circuit | strategic_undergrounding_three_phase_lateral | CR02_lateral | 237 | 216841.62 | 216841.62 | 0 | 0 | 1543837.3446 | 0 | 1326995.5762
Circuit | strategic_undergrounding_three_phase_lateral | OR41_lateral | 238 | 216668.33 | 216668.33 | 0 | 0 | 6703794.2165 | 0 | 6487125.7263
Circuit | strategic_undergrounding_three_phase_lateral | EU09_lateral | 239 | 215860.92 | 215860.92 | 0 | 0 | 7408932.2975 | 0 | 7193071.2343
Circuit | strategic_undergrounding_three_phase_lateral | CD07_lateral | 240 | 214600.71 | 214600.71 | 0 | 0 | 1942253.5427 | 0 | 1727652.6996
Circuit | strategic_undergrounding_three_phase_lateral | FL44_lateral | 241 | 214518.99 | 214518.99 | 0 | 0 | 17179691.7916 | 0 | 16965172.6407
Circuit | strategic_undergrounding_three_phase_lateral | OA02_lateral | 242 | 213185.64 | 213185.64 | 0 | 0 | 3761938.7737 | 0 | 3548752.9684
Circuit | strategic_undergrounding_three_phase_lateral | KW45_lateral | 243 | 211831.49 | 211831.49 | 0 | 0 | 3865616.8935 | 0 | 3653785.2653
Circuit | strategic_undergrounding_three_phase_lateral | GP07_lateral | 244 | 211280.39 | 211280.39 | 0 | 0 | 4420430.8202 | 0 | 4209150.2557
Circuit | strategic_undergrounding_three_phase_lateral | ME09_lateral | 245 | 210843.15 | 210843.15 | 0 | 0 | 3893449.248 | 0 | 3682605.9621
Circuit | strategic_undergrounding_three_phase_lateral | NV02_lateral | 246 | 208685.05 | 208685.05 | 0 | 0 | 23356060.1497 | 0 | 23147374.9481
Circuit | strategic_undergrounding_three_phase_lateral | WLO42_lateral | 247 | 206888.25 | 206888.25 | 0 | 0 | 4625146.1529 | 0 | 4418257.7513
Circuit | strategic_undergrounding_three_phase_lateral | BW07_lateral | 248 | 205895.78 | 205895.78 | 0 | 0 | 250701.8624 | 0 | 44805.9267
Circuit | strategic_undergrounding_three_phase_lateral | OB46_lateral | 249 | 205784.03 | 205784.03 | 0 | 0 | 7387770.1691 | 0 | 7181985.9864
Circuit | strategic_undergrounding_three_phase_lateral | PG01_lateral | 250 | 203252.87 | 203252.87 | 0 | 0 | 11286784.7629 | 0 | 11083531.755
Circuit | strategic_undergrounding_three_phase_lateral | PI47_lateral | 251 | 202821.68 | 202821.68 | 0 | 0 | 22693373.9395 | 0 | 22490552.0926
Circuit | strategic_undergrounding_three_phase_lateral | LK09_lateral | 252 | 202479.79 | 202479.79 | 0 | 0 | 12827526.9276 | 0 | 12625046.9953
Circuit | strategic_undergrounding_three_phase_lateral | WC01_lateral | 253 | 202343.99 | 202343.99 | 0 | 0 | 4786509.021 | 0 | 4584164.884
Circuit | strategic_undergrounding_three_phase_lateral | SIE41_lateral | 254 | 201906.69 | 201906.69 | 0 | 0 | 6465581.9297 | 0 | 6263675.0965
Circuit | strategic_undergrounding_three_phase_lateral | CK04_lateral | 255 | 200577.78 | 200577.78 | 0 | 0 | 457489.9959 | 0 | 256912.0531
Circuit | strategic_undergrounding_three_phase_lateral | RS08_lateral | 256 | 200001.82 | 200001.82 | 0 | 0 | 9471395.7458 | 0 | 9271393.7742
Circuit | strategic_undergrounding_three_phase_lateral | ST10_lateral | 257 | 195606.79 | 195606.79 | 0 | 0 | 2488350.1314 | 0 | 2292743.201
Circuit | strategic_undergrounding_three_phase_lateral | CV08_lateral | 258 | 195033.66 | 195033.66 | 0 | 0 | 5758586.1636 | 0 | 5563552.3645
Circuit | strategic_undergrounding_three_phase_lateral | AL06_lateral | 259 | 194168.12 | 194168.12 | 0 | 0 | 8845496.4579 | 0 | 8651328.1901
Circuit | strategic_undergrounding_three_phase_lateral | OR01_lateral | 260 | 193587.45 | 193587.45 | 0 | 0 | 10679212.3593 | 0 | 10485624.7435
Circuit | strategic_undergrounding_three_phase_lateral | GZ45_lateral | 261 | 191570.99 | 191570.99 | 0 | 0 | 12712817.6144 | 0 | 12521246.4863
Circuit | strategic_undergrounding_three_phase_lateral | DE06_lateral | 262 | 191506.23 | 191506.23 | 0 | 0 | 17727094.6679 | 0 | 17535588.2979
Circuit | strategic_undergrounding_three_phase_lateral | UL04_lateral | 263 | 190064.77 | 190064.77 | 0 | 0 | 5078522.3131 | 0 | 4888457.3682
Circuit | strategic_undergrounding_three_phase_lateral | TE06_lateral | 264 | 190062.05 | 190062.05 | 0 | 0 | 4163687.5198 | 0 | 3973625.2885
Circuit | strategic_undergrounding_three_phase_lateral | DR02_lateral | 265 | 189694.83 | 189694.83 | 0 | 0 | 15450378.338 | 0 | 15260683.3362
Circuit | strategic_undergrounding_three_phase_lateral | TWG44_lateral | 266 | 189480.43 | 189480.43 | 0 | 0 | 28619361.7637 | 0 | 28429881.1914
Circuit | strategic_undergrounding_three_phase_lateral | WBY02_lateral | 267 | 188857.92 | 188857.92 | 0 | 0 | 114106472.1234 | 0 | 113917614.0262
Circuit | strategic_undergrounding_three_phase_lateral | SO49_lateral | 268 | 186501.77 | 186501.77 | 0 | 0 | 10549369.2419 | 0 | 10362867.3201
Circuit | strategic_undergrounding_three_phase_lateral | WBY03_lateral | 269 | 181918.54 | 181918.54 | 0 | 0 | 32908010.776 | 0 | 32726092.0893
Circuit | strategic_undergrounding_three_phase_lateral | GZ41_lateral | 270 | 181538.24 | 181538.24 | 0 | 0 | 1427304.4039 | 0 | 1245766.0078
Circuit | strategic_undergrounding_three_phase_lateral | WO04_lateral | 271 | 179296.27 | 179296.27 | 0 | 0 | 2015424.0879 | 0 | 1836127.6459
Circuit | strategic_undergrounding_three_phase_lateral | NB45_lateral | 272 | 178111.58 | 178111.58 | 0 | 0 | 2706689.3149 | 0 | 2528577.5848
Circuit | strategic_undergrounding_three_phase_lateral | LW41_lateral | 273 | 177695.3 | 177695.3 | 0 | 0 | 12432896.6716 | 0 | 12255201.2157
Circuit | strategic_undergrounding_three_phase_lateral | WI45_lateral | 274 | 177090.71 | 177090.71 | 0 | 0 | 1231800.0581 | 0 | 1054709.2271
Circuit | strategic_undergrounding_three_phase_lateral | SR12_lateral | 275 | 175877.06 | 175877.06 | 0 | 0 | 5292130.6298 | 0 | 5116253.4068
Circuit | strategic_undergrounding_three_phase_lateral | HOC09_lateral | 276 | 173323.44 | 173323.44 | 0 | 0 | 18792631.4355 | 0 | 18619307.8481
Circuit | strategic_undergrounding_three_phase_lateral | OA05_lateral | 277 | 173144.56 | 173144.56 | 0 | 0 | 11229237.9818 | 0 | 11056093.3046
Circuit | strategic_undergrounding_three_phase_lateral | LM04_lateral | 278 | 172479.23 | 172479.23 | 0 | 0 | 9931613.4112 | 0 | 9759134.0248
Circuit | strategic_undergrounding_three_phase_lateral | CD10_lateral | 279 | 170997.45 | 170997.45 | 0 | 0 | 2709848.3792 | 0 | 2538850.7674
Circuit | strategic_undergrounding_three_phase_lateral | MAR50_lateral | 280 | 168833.06 | 168833.06 | 0 | 0 | 2880191.0233 | 0 | 2711357.812
Circuit | strategic_undergrounding_three_phase_lateral | SB01_lateral | 281 | 168603.45 | 168603.45 | 0 | 0 | 5141238.5632 | 0 | 4972634.9446
Circuit | strategic_undergrounding_three_phase_lateral | FRY41_lateral | 282 | 167159.62 | 167159.62 | 0 | 0 | 3496847.8177 | 0 | 3329688.0397
Circuit | strategic_undergrounding_three_phase_lateral | FRY44_lateral | 283 | 166143.02 | 166143.02 | 0 | 0 | 5047482.1097 | 0 | 4881338.9186
Circuit | strategic_undergrounding_three_phase_lateral | LB07_lateral | 284 | 165667.38 | 165667.38 | 0 | 0 | 6653198.7355 | 0 | 6487531.2076
Circuit | strategic_undergrounding_three_phase_lateral | UW06_lateral | 285 | 163151.05 | 163151.05 | 0 | 0 | 3760980.9646 | 0 | 3597829.7946
Circuit | strategic_undergrounding_three_phase_lateral | HOC10_lateral | 286 | 163064.72 | 163064.72 | 0 | 0 | 8220317.9157 | 0 | 8057253.0335
Circuit | strategic_undergrounding_three_phase_lateral | WF45_lateral | 287 | 162722.04 | 162722.04 | 0 | 0 | 8783891.563 | 0 | 8621169.3396
Circuit | strategic_undergrounding_three_phase_lateral | TWG46_lateral | 288 | 162322.71 | 162322.71 | 0 | 0 | 19976508.8527 | 0 | 19814185.9851
Circuit | strategic_undergrounding_three_phase_lateral | UN10_lateral | 289 | 160891.95 | 160891.95 | 0 | 0 | 17977316.0691 | 0 | 17816423.9942
Circuit | strategic_undergrounding_three_phase_lateral | PA09_lateral | 290 | 160616.32 | 160616.32 | 0 | 0 | 1658985.7818 | 0 | 1498369.3127
Circuit | strategic_undergrounding_three_phase_lateral | DA06_lateral | 291 | 159893.5 | 159893.5 | 0 | 0 | 32483508.2012 | 0 | 32323614.5604
Circuit | strategic_undergrounding_three_phase_lateral | HV07_lateral | 292 | 157749.89 | 157749.89 | 0 | 0 | 2843714.8147 | 0 | 2685964.7992
Circuit | strategic_undergrounding_three_phase_lateral | WA44_lateral | 293 | 157697.04 | 157697.04 | 0 | 0 | 5885310.0987 | 0 | 5727612.9121
Circuit | strategic_undergrounding_three_phase_lateral | KW41_lateral | 294 | 156947.1 | 156947.1 | 0 | 0 | 7246358.1912 | 0 | 7089410.9586
Circuit | strategic_undergrounding_three_phase_lateral | TWG42_lateral | 295 | 156900.1 | 156900.1 | 0 | 0 | 26414136.4052 | 0 | 26257236.1773
Circuit | strategic_undergrounding_three_phase_lateral | HV01_lateral | 296 | 156507.31 | 156507.31 | 0 | 0 | 2365684.8303 | 0 | 2209177.3815
Circuit | strategic_undergrounding_three_phase_lateral | NB43_lateral | 297 | 155068.23 | 155068.23 | 0 | 0 | 9762900.0411 | 0 | 9607831.6749
Circuit | strategic_undergrounding_three_phase_lateral | SE04_lateral | 298 | 154948.48 | 154948.48 | 0 | 0 | 24588973.7944 | 0 | 24434025.1682
Circuit | strategic_undergrounding_three_phase_lateral | HM01_lateral | 299 | 154084.21 | 154084.21 | 0 | 0 | 3684123.4416 | 0 | 3530039.0825
Circuit | strategic_undergrounding_three_phase_lateral | RS03_lateral | 300 | 153688.33 | 153688.33 | 0 | 0 | 4683233.6323 | 0 | 4529545.1519
Circuit | strategic_undergrounding_three_phase_lateral | CYF50_lateral | 301 | 153074.33 | 153074.33 | 0 | 0 | 3767020.1381 | 0 | 3613945.6834
Circuit | strategic_undergrounding_three_phase_lateral | CRB43_lateral | 302 | 152932.62 | 152932.62 | 0 | 0 | 801029.4794 | 0 | 648096.7288
Circuit | strategic_undergrounding_three_phase_lateral | JP07_lateral | 303 | 152708.49 | 152708.49 | 0 | 0 | 3126977.6543 | 0 | 2974269.012
Circuit | strategic_undergrounding_three_phase_lateral | EU02_lateral | 304 | 152453.24 | 152453.24 | 0 | 0 | 1832643.4785 | 0 | 1680190.0882
Circuit | strategic_undergrounding_three_phase_lateral | FD13_lateral | 305 | 150890.29 | 150890.29 | 0 | 0 | 4496133.0609 | 0 | 4345242.6393
Circuit | strategic_undergrounding_three_phase_lateral | THW44_lateral | 306 | 150566.43 | 150566.43 | 0 | 0 | 18854865.9817 | 0 | 18704299.4249
Circuit | strategic_undergrounding_three_phase_lateral | HB04_lateral | 307 | 149747.1 | 149747.1 | 0 | 0 | 13365719.2775 | 0 | 13215972.0066
Circuit | strategic_undergrounding_three_phase_lateral | BG11_lateral | 308 | 148253.68 | 148253.68 | 0 | 0 | 5530915.5198 | 0 | 5382661.6945
Circuit | strategic_undergrounding_three_phase_lateral | DE04_lateral | 309 | 148035.02 | 148035.02 | 0 | 0 | 2937060.2761 | 0 | 2789025.0779
Circuit | strategic_undergrounding_three_phase_lateral | TV01_lateral | 310 | 147410.57 | 147410.57 | 0 | 0 | 1066148.2256 | 0 | 918737.5254
Circuit | strategic_undergrounding_three_phase_lateral | BG02_lateral | 311 | 146208.25 | 146208.25 | 0 | 0 | 2559618.8017 | 0 | 2413410.4042
Circuit | strategic_undergrounding_three_phase_lateral | HR03_lateral | 312 | 145547.46 | 145547.46 | 0 | 0 | 12406156.4051 | 0 | 12260608.7699
Circuit | strategic_undergrounding_three_phase_lateral | FL46_lateral | 313 | 142778.28 | 142778.28 | 0 | 0 | 6589463.7893 | 0 | 6446685.3848
Circuit | strategic_undergrounding_three_phase_lateral | DL41_lateral | 314 | 141119.59 | 141119.59 | 0 | 0 | 16301097.0153 | 0 | 16159977.3124
Circuit | strategic_undergrounding_three_phase_lateral | KDL45_lateral | 315 | 140593.07 | 140593.07 | 0 | 0 | 18965163.077 | 0 | 18824569.8579
Circuit | strategic_undergrounding_three_phase_lateral | CC01_lateral | 316 | 139919.32 | 139919.32 | 0 | 0 | 5363182.2859 | 0 | 5223262.8144
Circuit | strategic_undergrounding_three_phase_lateral | KB06_lateral | 317 | 138010.96 | 138010.96 | 0 | 0 | 1407465.9209 | 0 | 1269454.7816
Circuit | strategic_undergrounding_three_phase_lateral | ES01_lateral | 318 | 137795.68 | 137795.68 | 0 | 0 | 1448309.9281 | 0 | 1310514.0934
Circuit | strategic_undergrounding_three_phase_lateral | AN09_lateral | 319 | 137120.49 | 137120.49 | 0 | 0 | 4220789.686 | 0 | 4083669.0404
Circuit | strategic_undergrounding_three_phase_lateral | STL46_lateral | 320 | 136540.62 | 136540.62 | 0 | 0 | 27849705.353 | 0 | 27713164.5949
Circuit | strategic_undergrounding_three_phase_lateral | BT06_lateral | 321 | 135926.38 | 135926.38 | 0 | 0 | 11939555.9172 | 0 | 11803629.4071
Circuit | strategic_undergrounding_three_phase_lateral | FP03_lateral | 322 | 134355.37 | 134355.37 | 0 | 0 | 2249177.4796 | 0 | 2114821.9531
Circuit | strategic_undergrounding_three_phase_lateral | BA46_lateral | 323 | 133432.9 | 133432.9 | 0 | 0 | 5235084.4223 | 0 | 5101651.3704
Circuit | strategic_undergrounding_three_phase_lateral | CRB41_lateral | 324 | 133389.39 | 133389.39 | 0 | 0 | 3880403.4979 | 0 | 3747013.9301
Circuit | strategic_undergrounding_three_phase_lateral | CC04_lateral | 325 | 132968.34 | 132968.34 | 0 | 0 | 4774576.3838 | 0 | 4641607.8808
Circuit | strategic_undergrounding_three_phase_lateral | BZ09_lateral | 326 | 132075.91 | 132075.91 | 0 | 0 | 37233152.1516 | 0 | 37101076.0958
Circuit | strategic_undergrounding_three_phase_lateral | BR02_lateral | 327 | 131831.01 | 131831.01 | 0 | 0 | 1048611.333 | 0 | 916780.1969
Circuit | strategic_undergrounding_three_phase_lateral | EU07_lateral | 328 | 130672.81 | 130672.81 | 0 | 0 | 1733489.5989 | 0 | 1602816.645
Circuit | strategic_undergrounding_three_phase_lateral | WL42_lateral | 329 | 130212.26 | 130212.26 | 0 | 0 | 2320396.1542 | 0 | 2190183.7731
Circuit | strategic_undergrounding_three_phase_lateral | FL43_lateral | 330 | 129999.25 | 129999.25 | 0 | 0 | 12282485.0419 | 0 | 12152485.6354
Circuit | strategic_undergrounding_three_phase_lateral | CV01_lateral | 331 | 129025.86 | 129025.86 | 0 | 0 | 15301719.2675 | 0 | 15172693.258
Circuit | strategic_undergrounding_three_phase_lateral | CYF46_lateral | 332 | 128878.43 | 128878.43 | 0 | 0 | 13902172.3436 | 0 | 13773293.7572
Circuit | strategic_undergrounding_three_phase_lateral | CK01_lateral | 333 | 127939.25 | 127939.25 | 0 | 0 | 883744.1681 | 0 | 755804.7456
Circuit | strategic_undergrounding_three_phase_lateral | WW01_lateral | 334 | 127562.09 | 127562.09 | 0 | 0 | 891797.4314 | 0 | 764235.1896
Circuit | strategic_undergrounding_three_phase_lateral | TB46_lateral | 335 | 126256.7 | 126256.7 | 0 | 0 | 25526543.7603 | 0 | 25400286.9202
Circuit | strategic_undergrounding_three_phase_lateral | EC06_lateral | 336 | 125340.2 | 125340.2 | 0 | 0 | 2590780.5857 | 0 | 2465440.2269
Circuit | strategic_undergrounding_three_phase_lateral | NS03_lateral | 337 | 125249.03 | 125249.03 | 0 | 0 | 1908997.3487 | 0 | 1783748.1574
Circuit | strategic_undergrounding_three_phase_lateral | HK43_lateral | 338 | 121826.17 | 121826.17 | 0 | 0 | 6186621.9953 | 0 | 6064795.688
Circuit | strategic_undergrounding_three_phase_lateral | AD10_lateral | 339 | 121710.8 | 121710.8 | 0 | 0 | 4512835.925 | 0 | 4391124.98
Circuit | strategic_undergrounding_three_phase_lateral | FD11_lateral | 340 | 120975.63 | 120975.63 | 0 | 0 | 4634412.2474 | 0 | 4513436.4653
Circuit | strategic_undergrounding_three_phase_lateral | CG04_lateral | 341 | 120682 | 120682 | 0 | 0 | 3789170.7927 | 0 | 3668488.6373
Circuit | strategic_undergrounding_three_phase_lateral | PA06_lateral | 342 | 120620.4 | 120620.4 | 0 | 0 | 10407975.0383 | 0 | 10287354.4775
Circuit | strategic_undergrounding_three_phase_lateral | NM01_lateral | 343 | 120301.69 | 120301.69 | 0 | 0 | 3766883.5309 | 0 | 3646581.6831
Circuit | strategic_undergrounding_three_phase_lateral | CV09_lateral | 344 | 119923.48 | 119923.48 | 0 | 0 | 10820440.551 | 0 | 10700516.9249
Circuit | strategic_undergrounding_three_phase_lateral | DN08_lateral | 345 | 118605.43 | 118605.43 | 0 | 0 | 4903644.2881 | 0 | 4785038.6996
Circuit | strategic_undergrounding_three_phase_lateral | FT10_lateral | 346 | 118238.62 | 118238.62 | 0 | 0 | 15536908.549 | 0 | 15418669.7985
Circuit | strategic_undergrounding_three_phase_lateral | AL05_lateral | 347 | 117430.67 | 117430.67 | 0 | 0 | 27913246.5071 | 0 | 27795815.7007
Circuit | strategic_undergrounding_three_phase_lateral | FD01_lateral | 348 | 117336.74 | 117336.74 | 0 | 0 | 1462762.2866 | 0 | 1345425.3984
Circuit | strategic_undergrounding_three_phase_lateral | JN05_lateral | 349 | 114700.16 | 114700.16 | 0 | 0 | 4025753.6718 | 0 | 3911053.3533
Circuit | strategic_undergrounding_three_phase_lateral | CD05_lateral | 350 | 112211 | 112211 | 0 | 0 | 8610715.6679 | 0 | 8498504.5255
Circuit | strategic_undergrounding_three_phase_lateral | SH11_lateral | 351 | 111334.57 | 111334.57 | 0 | 0 | 4955643.1685 | 0 | 4844308.4768
Circuit | strategic_undergrounding_three_phase_lateral | DV11_lateral | 352 | 111151.74 | 111151.74 | 0 | 0 | 1764272.1139 | 0 | 1653120.2096
Circuit | strategic_undergrounding_three_phase_lateral | RZ03_lateral | 353 | 109599.72 | 109599.72 | 0 | 0 | 6421165.6747 | 0 | 6311565.8201
Circuit | strategic_undergrounding_three_phase_lateral | TRN07_lateral | 354 | 109097.82 | 109097.82 | 0 | 0 | 3856567.8876 | 0 | 3747469.9169
Circuit | strategic_undergrounding_three_phase_lateral | MY05_lateral | 355 | 107683.79 | 107683.79 | 0 | 0 | 2201557.2895 | 0 | 2093873.3338
Circuit | strategic_undergrounding_three_phase_lateral | SH12_lateral | 356 | 107260.76 | 107260.76 | 0 | 0 | 9369833.6812 | 0 | 9262572.7609
Circuit | strategic_undergrounding_three_phase_lateral | BY04_lateral | 357 | 106886.09 | 106886.09 | 0 | 0 | 1342787.2409 | 0 | 1235901.0147
Circuit | strategic_undergrounding_three_phase_lateral | LV01_lateral | 358 | 106573.12 | 106573.12 | 0 | 0 | 15523904.0481 | 0 | 15417330.8128
Circuit | strategic_undergrounding_three_phase_lateral | SE43_lateral | 359 | 105960.41 | 105960.41 | 0 | 0 | 19023690.4374 | 0 | 18917729.8645
Circuit | strategic_undergrounding_three_phase_lateral | IT42_lateral | 360 | 105630.64 | 105630.64 | 0 | 0 | 733277.4036 | 0 | 627646.6099
Circuit | strategic_undergrounding_three_phase_lateral | LW42_lateral | 361 | 105522.38 | 105522.38 | 0 | 0 | 7975462.9532 | 0 | 7869940.4207
Circuit | strategic_undergrounding_three_phase_lateral | DH11_lateral | 362 | 105118.88 | 105118.88 | 0 | 0 | 4938110.8627 | 0 | 4832991.8267
Circuit | strategic_undergrounding_three_phase_lateral | FRY48_lateral | 363 | 104385.48 | 104385.48 | 0 | 0 | 3206107.0437 | 0 | 3101721.4253
Circuit | strategic_undergrounding_three_phase_lateral | KI49_lateral | 364 | 104114.32 | 104114.32 | 0 | 0 | 4762051.4718 | 0 | 4657936.9799
Circuit | strategic_undergrounding_three_phase_lateral | BE03_lateral | 365 | 103845.78 | 103845.78 | 0 | 0 | 6595673.3932 | 0 | 6491827.4523
Circuit | strategic_undergrounding_three_phase_lateral | WT06_lateral | 366 | 103718.52 | 103718.52 | 0 | 0 | 3683719.5101 | 0 | 3580000.8149
Circuit | strategic_undergrounding_three_phase_lateral | SE41_lateral | 367 | 103402.1 | 103402.1 | 0 | 0 | 8902926.0959 | 0 | 8799523.8304
Circuit | strategic_undergrounding_three_phase_lateral | CR09_lateral | 368 | 103172.29 | 103172.29 | 0 | 0 | 5647762.4481 | 0 | 5544590.023
Circuit | strategic_undergrounding_three_phase_lateral | PO02_lateral | 369 | 102188.14 | 102188.14 | 0 | 0 | 1089892.6844 | 0 | 987704.4093
Circuit | strategic_undergrounding_three_phase_lateral | PW01_lateral | 370 | 101844.71 | 101844.71 | 0 | 0 | 6416807.431 | 0 | 6314962.5555
Circuit | strategic_undergrounding_three_phase_lateral | CK06_lateral | 371 | 101604.67 | 101604.67 | 0 | 0 | 809220.9639 | 0 | 707616.1411
Circuit | strategic_undergrounding_three_phase_lateral | RO41_lateral | 372 | 101602.75 | 101602.75 | 0 | 0 | 5401325.5041 | 0 | 5299722.5982
Circuit | strategic_undergrounding_three_phase_lateral | PO08_lateral | 373 | 98942.2 | 98942.2 | 0 | 0 | 844794.5958 | 0 | 745852.2128
Circuit | strategic_undergrounding_three_phase_lateral | SH03_lateral | 374 | 96541.57 | 96541.57 | 0 | 0 | 11429919.4724 | 0 | 11333377.7312
Circuit | strategic_undergrounding_three_phase_lateral | HM07_lateral | 375 | 96380.48 | 96380.48 | 0 | 0 | 2621449.6344 | 0 | 2525068.9812
Circuit | strategic_undergrounding_three_phase_lateral | PHR04_lateral | 376 | 93345.02 | 93345.02 | 0 | 0 | 41977231.1154 | 0 | 41883885.9502
Circuit | strategic_undergrounding_three_phase_lateral | BY07_lateral | 377 | 92732.9 | 92732.9 | 0 | 0 | 3514272.2867 | 0 | 3421539.2278
Circuit | strategic_undergrounding_three_phase_lateral | LW44_lateral | 378 | 91749.85 | 91749.85 | 0 | 0 | 3057870.1539 | 0 | 2966120.1663
Circuit | strategic_undergrounding_three_phase_lateral | BI46_lateral | 379 | 91566.62 | 91566.62 | 0 | 0 | 5705140.3906 | 0 | 5613573.6311
Circuit | strategic_undergrounding_three_phase_lateral | NEW01_lateral | 380 | 91423.32 | 91423.32 | 0 | 0 | 20845759.6802 | 0 | 20754336.2223
Circuit | strategic_undergrounding_three_phase_lateral | HM02_lateral | 381 | 90635.45 | 90635.45 | 0 | 0 | 32790677.4407 | 0 | 32700041.8595
Circuit | strategic_undergrounding_three_phase_lateral | FZ54_lateral | 382 | 90621.95 | 90621.95 | 0 | 0 | 8575643.385 | 0 | 8485021.2891
Circuit | strategic_undergrounding_three_phase_lateral | KN03_lateral | 383 | 90118.04 | 90118.04 | 0 | 0 | 1978961.7716 | 0 | 1888843.568
Circuit | strategic_undergrounding_three_phase_lateral | TM04_lateral | 384 | 89887.27 | 89887.27 | 0 | 0 | 35810313.4065 | 0 | 35720425.9794
Circuit | strategic_undergrounding_three_phase_lateral | WW04_lateral | 385 | 89773.13 | 89773.13 | 0 | 0 | 871764.3403 | 0 | 781991.0423
Circuit | strategic_undergrounding_three_phase_lateral | KDL44_lateral | 386 | 89243.38 | 89243.38 | 0 | 0 | 11179770.0938 | 0 | 11090526.5331
Circuit | strategic_undergrounding_three_phase_lateral | JOR43_lateral | 387 | 88602.92 | 88602.92 | 0 | 0 | 12637871.971 | 0 | 12549268.9109
Circuit | strategic_undergrounding_three_phase_lateral | RS01_lateral | 388 | 88501.53 | 88501.53 | 0 | 0 | 1750248.8941 | 0 | 1661747.1991
Circuit | strategic_undergrounding_three_phase_lateral | GZ44_lateral | 389 | 88467.39 | 88467.39 | 0 | 0 | 6947815.9719 | 0 | 6859348.4269
Circuit | strategic_undergrounding_three_phase_lateral | HM10_lateral | 390 | 87849.05 | 87849.05 | 0 | 0 | 8191899.6272 | 0 | 8104050.4163
Circuit | strategic_undergrounding_three_phase_lateral | JOR41_lateral | 391 | 87671.93 | 87671.93 | 0 | 0 | 2377312.191 | 0 | 2289640.1062
Circuit | strategic_undergrounding_three_phase_lateral | GS20_lateral | 392 | 87377.3 | 87377.3 | 0 | 0 | 781632.9206 | 0 | 694255.4494
Circuit | strategic_undergrounding_three_phase_lateral | EC11_lateral | 393 | 87180.53 | 87180.53 | 0 | 0 | 5230671.6517 | 0 | 5143490.9727
Circuit | strategic_undergrounding_three_phase_lateral | CYF43_lateral | 394 | 86874.64 | 86874.64 | 0 | 0 | 7466605.8319 | 0 | 7379731.0009
Circuit | strategic_undergrounding_three_phase_lateral | BY05_lateral | 395 | 86813.28 | 86813.28 | 0 | 0 | 6005047.639 | 0 | 5918234.2515
Circuit | strategic_undergrounding_three_phase_lateral | CR06_lateral | 396 | 85819.42 | 85819.42 | 0 | 0 | 4942219.7064 | 0 | 4856400.1192
Circuit | strategic_undergrounding_three_phase_lateral | CV07_lateral | 397 | 85078.64 | 85078.64 | 0 | 0 | 1945884.2363 | 0 | 1860805.4285
Circuit | strategic_undergrounding_three_phase_lateral | GZ46_lateral | 398 | 83558.83 | 83558.83 | 0 | 0 | 5162053.7203 | 0 | 5078494.7309
Circuit | strategic_undergrounding_three_phase_lateral | DL46_lateral | 399 | 83358.18 | 83358.18 | 0 | 0 | 1782457.7884 | 0 | 1699099.4916
Circuit | strategic_undergrounding_three_phase_lateral | SH04_lateral | 400 | 83353.9 | 83353.9 | 0 | 0 | 1492427.2094 | 0 | 1409073.1724
Circuit | strategic_undergrounding_three_phase_lateral | FRY46_lateral | 401 | 83159.97 | 83159.97 | 0 | 0 | 6132348.6902 | 0 | 6049188.567
Circuit | strategic_undergrounding_three_phase_lateral | HL08_lateral | 402 | 83025.75 | 83025.75 | 0 | 0 | 37004536.9314 | 0 | 36921511.0461
Circuit | strategic_undergrounding_three_phase_lateral | EC14_lateral | 403 | 82736.87 | 82736.87 | 0 | 0 | 5809546.765 | 0 | 5726809.7436
Circuit | strategic_undergrounding_three_phase_lateral | HE09_lateral | 404 | 82711.08 | 82711.08 | 0 | 0 | 6925728.8485 | 0 | 6843017.6194
Circuit | strategic_undergrounding_three_phase_lateral | FR42_lateral | 405 | 78408.63 | 78408.63 | 0 | 0 | 1921639.7285 | 0 | 1843230.975
Circuit | strategic_undergrounding_three_phase_lateral | BA04_lateral | 406 | 78096.41 | 78096.41 | 0 | 0 | 2681980.2957 | 0 | 2603883.7228
Circuit | strategic_undergrounding_three_phase_lateral | BG07_lateral | 407 | 77745.19 | 77745.19 | 0 | 0 | 17080427.3531 | 0 | 17002682.01
Circuit | strategic_undergrounding_three_phase_lateral | TE10_lateral | 408 | 77510.53 | 77510.53 | 0 | 0 | 3578684.6865 | 0 | 3501173.998
Circuit | strategic_undergrounding_three_phase_lateral | SO44_lateral | 409 | 76245.37 | 76245.37 | 0 | 0 | 2466319.2125 | 0 | 2390073.696
Circuit | strategic_undergrounding_three_phase_lateral | STL45_lateral | 410 | 75174.02 | 75174.02 | 0 | 0 | 5180231.281 | 0 | 5105057.0922
Circuit | strategic_undergrounding_three_phase_lateral | WT02_lateral | 411 | 75087.54 | 75087.54 | 0 | 0 | 17097397.4029 | 0 | 17022309.7337
Circuit | strategic_undergrounding_three_phase_lateral | CV06_lateral | 412 | 74439.07 | 74439.07 | 0 | 0 | 7239071.2302 | 0 | 7164632.0039
Circuit | strategic_undergrounding_three_phase_lateral | WF44_lateral | 413 | 74250.65 | 74250.65 | 0 | 0 | 1510875.1404 | 0 | 1436624.391
Circuit | strategic_undergrounding_three_phase_lateral | GW07_lateral | 414 | 73970.72 | 73970.72 | 0 | 0 | 6576277.572 | 0 | 6502306.7109
Circuit | strategic_undergrounding_three_phase_lateral | LV02_lateral | 415 | 73298.59 | 73298.59 | 0 | 0 | 34859509.9615 | 0 | 34786211.2104
Circuit | strategic_undergrounding_three_phase_lateral | SW05_lateral | 416 | 73279.86 | 73279.86 | 0 | 0 | 1613374.9236 | 0 | 1540094.922
Circuit | strategic_undergrounding_three_phase_lateral | SH09_lateral | 417 | 73126.92 | 73126.92 | 0 | 0 | 9764570.3762 | 0 | 9691443.3235
Circuit | strategic_undergrounding_three_phase_lateral | BA44_lateral | 418 | 73038.25 | 73038.25 | 0 | 0 | 6306473.7422 | 0 | 6233435.3423
Circuit | strategic_undergrounding_three_phase_lateral | ST02_lateral | 419 | 73033.79 | 73033.79 | 0 | 0 | 1169413.7284 | 0 | 1096379.7782
Circuit | strategic_undergrounding_three_phase_lateral | OA07_lateral | 420 | 72282.13 | 72282.13 | 0 | 0 | 5648909.6048 | 0 | 5576627.3165
Circuit | strategic_undergrounding_three_phase_lateral | LB04_lateral | 421 | 70899.78 | 70899.78 | 0 | 0 | 2752398.9407 | 0 | 2681498.9894
Circuit | strategic_undergrounding_three_phase_lateral | HP07_lateral | 422 | 70896.49 | 70896.49 | 0 | 0 | 2892787.9765 | 0 | 2821891.3543
Circuit | strategic_undergrounding_three_phase_lateral | MP05_lateral | 423 | 70055.62 | 70055.62 | 0 | 0 | 3949524.739 | 0 | 3879468.9578
Circuit | strategic_undergrounding_three_phase_lateral | HK47_lateral | 424 | 69917.56 | 69917.56 | 0 | 0 | 5439849.5569 | 0 | 5369931.8756
Circuit | strategic_undergrounding_three_phase_lateral | SPW52_lateral | 425 | 68785.31 | 68785.31 | 0 | 0 | 36614756.0507 | 0 | 36545970.6041
Circuit | strategic_undergrounding_three_phase_lateral | BZ01_lateral | 426 | 68764.07 | 68764.07 | 0 | 0 | 6580775.4502 | 0 | 6512011.2343
Circuit | strategic_undergrounding_three_phase_lateral | WO01_lateral | 427 | 68184.61 | 68184.61 | 0 | 0 | 4576943.7197 | 0 | 4508758.9587
Circuit | strategic_undergrounding_three_phase_lateral | LP05_lateral | 428 | 68129.38 | 68129.38 | 0 | 0 | 6182901.1831 | 0 | 6114771.6645
Circuit | strategic_undergrounding_three_phase_lateral | CR07_lateral | 429 | 67864 | 67864 | 0 | 0 | 1827976.2995 | 0 | 1760112.1413
Circuit | strategic_undergrounding_three_phase_lateral | GL06_lateral | 430 | 67680.69 | 67680.69 | 0 | 0 | 19552737.0741 | 0 | 19485056.235
Circuit | strategic_undergrounding_three_phase_lateral | PZ46_lateral | 431 | 67635.96 | 67635.96 | 0 | 0 | 7772435.9369 | 0 | 7704799.8243
Circuit | strategic_undergrounding_three_phase_lateral | TRN01_lateral | 432 | 66159.7 | 66159.7 | 0 | 0 | 1297037.8093 | 0 | 1230877.9429
Circuit | strategic_undergrounding_three_phase_lateral | SW08_lateral | 433 | 65929.46 | 65929.46 | 0 | 0 | 2927006.922 | 0 | 2861077.3168
Circuit | strategic_undergrounding_three_phase_lateral | BM01_lateral | 434 | 65406.76 | 65406.76 | 0 | 0 | 4341490.963 | 0 | 4276084.0623
Circuit | strategic_undergrounding_three_phase_lateral | PE06_lateral | 435 | 65238.28 | 65238.28 | 0 | 0 | 4664018.8521 | 0 | 4598780.4166
Circuit | strategic_undergrounding_three_phase_lateral | JOR46_lateral | 436 | 64919.9 | 64919.9 | 0 | 0 | 35958034.2455 | 0 | 35893114.2001
Circuit | strategic_undergrounding_three_phase_lateral | GL05_lateral | 437 | 64852.77 | 64852.77 | 0 | 0 | 32400540.3705 | 0 | 32335687.4631
Circuit | strategic_undergrounding_three_phase_lateral | BI07_lateral | 438 | 64740.98 | 64740.98 | 0 | 0 | 3499439.2892 | 0 | 3434698.1575
Circuit | strategic_undergrounding_three_phase_lateral | GP04_lateral | 439 | 64666.25 | 64666.25 | 0 | 0 | 3411758.3116 | 0 | 3347091.9106
Circuit | strategic_undergrounding_three_phase_lateral | BH07_lateral | 440 | 64122.82 | 64122.82 | 0 | 0 | 7578747.2001 | 0 | 7514624.2262
Circuit | strategic_undergrounding_three_phase_lateral | HK41_lateral | 441 | 64065.32 | 64065.32 | 0 | 0 | 7438033.3999 | 0 | 7373967.9376
Circuit | strategic_undergrounding_three_phase_lateral | PZ45_lateral | 442 | 63751.61 | 63751.61 | 0 | 0 | 851330.1455 | 0 | 787578.3841
Circuit | strategic_undergrounding_three_phase_lateral | LIM47_lateral | 443 | 63256.16 | 63256.16 | 0 | 0 | 34627587.1954 | 0 | 34564330.8457
Circuit | strategic_undergrounding_three_phase_lateral | GG04_lateral | 444 | 62552.73 | 62552.73 | 0 | 0 | 1709129.4254 | 0 | 1646576.5105
Circuit | strategic_undergrounding_three_phase_lateral | AM03_lateral | 445 | 61963.35 | 61963.35 | 0 | 0 | 1067375.5373 | 0 | 1005412.0364
Circuit | strategic_undergrounding_three_phase_lateral | KDL47_lateral | 446 | 61299.41 | 61299.41 | 0 | 0 | 1848717.6217 | 0 | 1787418.0453
Circuit | strategic_undergrounding_three_phase_lateral | NS04_lateral | 447 | 61153.31 | 61153.31 | 0 | 0 | 5168322.0121 | 0 | 5107168.5701
Circuit | strategic_undergrounding_three_phase_lateral | BI11_lateral | 448 | 60783.25 | 60783.25 | 0 | 0 | 1057572.8587 | 0 | 996789.4456
Circuit | strategic_undergrounding_three_phase_lateral | DN09_lateral | 449 | 60363.47 | 60363.47 | 0 | 0 | 488096.4224 | 0 | 427732.8165
Circuit | strategic_undergrounding_three_phase_lateral | BA42_lateral | 450 | 59715.5 | 59715.5 | 0 | 0 | 3312207.9074 | 0 | 3252492.2437
Circuit | strategic_undergrounding_three_phase_lateral | AF03_lateral | 451 | 59020.07 | 59020.07 | 0 | 0 | 2411528.5956 | 0 | 2352508.389
Circuit | strategic_undergrounding_three_phase_lateral | HOC02_lateral | 452 | 57620.94 | 57620.94 | 0 | 0 | 16980749.4265 | 0 | 16923128.3138
Circuit | strategic_undergrounding_three_phase_lateral | FR45_lateral | 453 | 57398.98 | 57398.98 | 0 | 0 | 5502602.3468 | 0 | 5445203.2428
Circuit | strategic_undergrounding_three_phase_lateral | DH08_lateral | 454 | 57186.09 | 57186.09 | 0 | 0 | 4042467.7471 | 0 | 3985281.4949
Circuit | strategic_undergrounding_three_phase_lateral | DH07_lateral | 455 | 56602.03 | 56602.03 | 0 | 0 | 406185.1779 | 0 | 349583.0085
Circuit | strategic_undergrounding_three_phase_lateral | GW03_lateral | 456 | 56152.51 | 56152.51 | 0 | 0 | 3187528.7714 | 0 | 3131376.1105
Circuit | strategic_undergrounding_three_phase_lateral | UL15_lateral | 457 | 55237.43 | 55237.43 | 0 | 0 | 827379.0162 | 0 | 772141.4494
Circuit | strategic_undergrounding_three_phase_lateral | BA02_lateral | 458 | 54720.36 | 54720.36 | 0 | 0 | 1184149.7906 | 0 | 1129429.3025
Circuit | strategic_undergrounding_three_phase_lateral | THW41_lateral | 459 | 54354.94 | 54354.94 | 0 | 0 | 15146020.7558 | 0 | 15091665.6583
Circuit | strategic_undergrounding_three_phase_lateral | SW03_lateral | 460 | 52765.5 | 52765.5 | 0 | 0 | 17040553.6531 | 0 | 16987787.9979
Circuit | strategic_undergrounding_three_phase_lateral | STF44_lateral | 461 | 52710.48 | 52710.48 | 0 | 0 | 506414.2677 | 0 | 453703.609
Circuit | strategic_undergrounding_three_phase_lateral | OR02_lateral | 462 | 52505.09 | 52505.09 | 0 | 0 | 2986387.8447 | 0 | 2933882.6393
Circuit | strategic_undergrounding_three_phase_lateral | NS05_lateral | 463 | 52079.91 | 52079.91 | 0 | 0 | 9109323.5738 | 0 | 9057243.5086
Circuit | strategic_undergrounding_three_phase_lateral | MU04_lateral | 464 | 51721.64 | 51721.64 | 0 | 0 | 11382409.5905 | 0 | 11330687.8058
Circuit | strategic_undergrounding_three_phase_lateral | UN05_lateral | 465 | 50460.68 | 50460.68 | 0 | 0 | 6622135.8026 | 0 | 6571674.9568
Circuit | strategic_undergrounding_three_phase_lateral | PA08_lateral | 466 | 49467.76 | 49467.76 | 0 | 0 | 1788065.6575 | 0 | 1738597.7418
Circuit | strategic_undergrounding_three_phase_lateral | KG41_lateral | 467 | 49448.02 | 49448.02 | 0 | 0 | 560172.5901 | 0 | 510724.4199
Circuit | strategic_undergrounding_three_phase_lateral | FR41_lateral | 468 | 49303.22 | 49303.22 | 0 | 0 | 3566574.5813 | 0 | 3517271.2264
Circuit | strategic_undergrounding_three_phase_lateral | KB12_lateral | 469 | 49049.57 | 49049.57 | 0 | 0 | 2103063.0586 | 0 | 2054013.3278
Circuit | strategic_undergrounding_three_phase_lateral | AN08_lateral | 470 | 49015.13 | 49015.13 | 0 | 0 | 5346478.3853 | 0 | 5297463.0912
Circuit | strategic_undergrounding_three_phase_lateral | GP09_lateral | 471 | 48546.69 | 48546.69 | 0 | 0 | 2556977.6028 | 0 | 2508430.7164
Circuit | strategic_undergrounding_three_phase_lateral | PW07_lateral | 472 | 48511.8 | 48511.8 | 0 | 0 | 2092976.1896 | 0 | 2044464.2214
Circuit | strategic_undergrounding_three_phase_lateral | WA42_lateral | 473 | 48190.61 | 48190.61 | 0 | 0 | 12459851.8508 | 0 | 12411661.0613
Circuit | strategic_undergrounding_three_phase_lateral | LB06_lateral | 474 | 47676.25 | 47676.25 | 0 | 0 | 329028.1599 | 0 | 281351.771
Circuit | strategic_undergrounding_three_phase_lateral | CG07_lateral | 475 | 47648.87 | 47648.87 | 0 | 0 | 685625.337 | 0 | 637976.2918
Circuit | strategic_undergrounding_three_phase_lateral | SPW43_lateral | 476 | 47635.75 | 47635.75 | 0 | 0 | 4915876.6178 | 0 | 4868240.753
Circuit | strategic_undergrounding_three_phase_lateral | WF43_lateral | 477 | 47279.33 | 47279.33 | 0 | 0 | 3727360.0273 | 0 | 3680080.5373
Circuit | strategic_undergrounding_three_phase_lateral | OA06_lateral | 478 | 46693.79 | 46693.79 | 0 | 0 | 2291418.6987 | 0 | 2244724.7721
Circuit | strategic_undergrounding_three_phase_lateral | SP05_lateral | 479 | 46259.41 | 46259.41 | 0 | 0 | 9047675.0823 | 0 | 9001415.5099
Circuit | strategic_undergrounding_three_phase_lateral | CE03_lateral | 480 | 45773.13 | 45773.13 | 0 | 0 | 4293515.8537 | 0 | 4247742.5877
Circuit | strategic_undergrounding_three_phase_lateral | WW09_lateral | 481 | 45478.63 | 45478.63 | 0 | 0 | 1442332.6587 | 0 | 1396853.9053
Circuit | strategic_undergrounding_three_phase_lateral | TAN41_lateral | 482 | 44757.74 | 44757.74 | 0 | 0 | 1071955.6077 | 0 | 1027197.7262
Circuit | strategic_undergrounding_three_phase_lateral | CV03_lateral | 483 | 43875.43 | 43875.43 | 0 | 0 | 4044528.0163 | 0 | 4000652.4267
Circuit | strategic_undergrounding_three_phase_lateral | CB06_lateral | 484 | 43022.84 | 43022.84 | 0 | 0 | 2354337.644 | 0 | 2311314.6567
Circuit | strategic_undergrounding_three_phase_lateral | BH08_lateral | 485 | 42983.67 | 42983.67 | 0 | 0 | 10946018.0062 | 0 | 10903034.2078
Circuit | strategic_undergrounding_three_phase_lateral | PA07_lateral | 486 | 42676.57 | 42676.57 | 0 | 0 | 12173669.7841 | 0 | 12130993.0568
Circuit | strategic_undergrounding_three_phase_lateral | KB19_lateral | 487 | 42671.48 | 42671.48 | 0 | 0 | 3201998.5602 | 0 | 3159326.9529
Circuit | strategic_undergrounding_three_phase_lateral | LP01_lateral | 488 | 41824.76 | 41824.76 | 0 | 0 | 16251479.9103 | 0 | 16209655.0298
Circuit | strategic_undergrounding_three_phase_lateral | KI41_lateral | 489 | 41605.1 | 41605.1 | 0 | 0 | 3845898.2763 | 0 | 3804293.0096
Circuit | strategic_undergrounding_three_phase_lateral | BT07_lateral | 490 | 40805.96 | 40805.96 | 0 | 0 | 29645644.1664 | 0 | 29604838.0357
Circuit | strategic_undergrounding_three_phase_lateral | DN04_lateral | 491 | 40765.04 | 40765.04 | 0 | 0 | 3179830.7517 | 0 | 3139065.5746
Circuit | strategic_undergrounding_three_phase_lateral | AN05_lateral | 492 | 40627.2 | 40627.2 | 0 | 0 | 4003372.09 | 0 | 3962744.7566
Circuit | strategic_undergrounding_three_phase_lateral | NS07_lateral | 493 | 40390.77 | 40390.77 | 0 | 0 | 22473793.5749 | 0 | 22433402.6638
Circuit | strategic_undergrounding_three_phase_lateral | SF13_lateral | 494 | 40187.23 | 40187.23 | 0 | 0 | 753164.3513 | 0 | 712976.9708
Circuit | strategic_undergrounding_three_phase_lateral | BI04_lateral | 495 | 39266.31 | 39266.31 | 0 | 0 | 512480.0747 | 0 | 473213.6078
Circuit | strategic_undergrounding_three_phase_lateral | WLO43_lateral | 496 | 39002.57 | 39002.57 | 0 | 0 | 4221829.4139 | 0 | 4182826.6903
Circuit | strategic_undergrounding_three_phase_lateral | BM10_lateral | 497 | 38533.7 | 38533.7 | 0 | 0 | 3171342.0947 | 0 | 3132808.2487
Circuit | strategic_undergrounding_three_phase_lateral | OA01_lateral | 498 | 38401.15 | 38401.15 | 0 | 0 | 1489990.8373 | 0 | 1451589.549
Circuit | strategic_undergrounding_three_phase_lateral | SPW44_lateral | 499 | 38150.16 | 38150.16 | 0 | 0 | 14248879.0713 | 0 | 14210728.7472
Circuit | strategic_undergrounding_three_phase_lateral | CRB47_lateral | 500 | 37537.14 | 37537.14 | 0 | 0 | 1313983.8453 | 0 | 1276446.5288
Circuit | strategic_undergrounding_three_phase_lateral | UL03_lateral | 501 | 37501.92 | 37501.92 | 0 | 0 | 1553844.9504 | 0 | 1516342.8701
Circuit | strategic_undergrounding_three_phase_lateral | GN10_lateral | 502 | 36532.95 | 36532.95 | 0 | 0 | 6751252.4211 | 0 | 6714719.3131
Circuit | strategic_undergrounding_three_phase_lateral | HP02_lateral | 503 | 36062.21 | 36062.21 | 0 | 0 | 5798867.2026 | 0 | 5762804.8409
Circuit | strategic_undergrounding_three_phase_lateral | BI08_lateral | 504 | 35953.86 | 35953.86 | 0 | 0 | 7892840.5923 | 0 | 7856886.6137
Circuit | strategic_undergrounding_three_phase_lateral | HY02_lateral | 505 | 35884.6 | 35884.6 | 0 | 0 | 1418719.1064 | 0 | 1382834.3821
Circuit | strategic_undergrounding_three_phase_lateral | HM12_lateral | 506 | 35727.22 | 35727.22 | 0 | 0 | 10555827.4263 | 0 | 10520100.0836
Circuit | strategic_undergrounding_three_phase_lateral | BG09_lateral | 507 | 35625.63 | 35625.63 | 0 | 0 | 2889618.307 | 0 | 2853992.5104
Circuit | strategic_undergrounding_three_phase_lateral | NSH02_lateral | 508 | 35290.73 | 35290.73 | 0 | 0 | 1127896.358 | 0 | 1092605.4879
Circuit | strategic_undergrounding_three_phase_lateral | LU43_lateral | 509 | 35193.97 | 35193.97 | 0 | 0 | 27124388.079 | 0 | 27089193.9394
Circuit | strategic_undergrounding_three_phase_lateral | ST16_lateral | 510 | 35138.93 | 35138.93 | 0 | 0 | 1447286.6274 | 0 | 1412147.5353
Circuit | strategic_undergrounding_three_phase_lateral | HE13_lateral | 511 | 34777.66 | 34777.66 | 0 | 0 | 12149664.2225 | 0 | 12114886.4157
Circuit | strategic_undergrounding_three_phase_lateral | NV03_lateral | 512 | 34257.81 | 34257.81 | 0 | 0 | 20101418.0735 | 0 | 20067160.115
Circuit | strategic_undergrounding_three_phase_lateral | CV02_lateral | 513 | 34089.73 | 34089.73 | 0 | 0 | 2073467.6825 | 0 | 2039377.7787
Circuit | strategic_undergrounding_three_phase_lateral | AN04_lateral | 514 | 33900.22 | 33900.22 | 0 | 0 | 2413709.3592 | 0 | 2379809.0059
Circuit | strategic_undergrounding_three_phase_lateral | ST01_lateral | 515 | 33173.38 | 33173.38 | 0 | 0 | 2365098.898 | 0 | 2331925.3931
Circuit | strategic_undergrounding_three_phase_lateral | AL08_lateral | 516 | 33156.02 | 33156.02 | 0 | 0 | 46019612.731 | 0 | 45986456.5721
Circuit | strategic_undergrounding_three_phase_lateral | RS05_lateral | 517 | 33153.41 | 33153.41 | 0 | 0 | 3569554.8873 | 0 | 3536401.2992
Circuit | strategic_undergrounding_three_phase_lateral | LY45_lateral | 518 | 32932.13 | 32932.13 | 0 | 0 | 3407803.0639 | 0 | 3374870.7801
Circuit | strategic_undergrounding_three_phase_lateral | MB08_lateral | 519 | 32838.59 | 32838.59 | 0 | 0 | 9701785.0904 | 0 | 9668946.3468
Circuit | strategic_undergrounding_three_phase_lateral | DE03_lateral | 520 | 32679.95 | 32679.95 | 0 | 0 | 19368274.4569 | 0 | 19335594.354
Circuit | strategic_undergrounding_three_phase_lateral | KL50_lateral | 521 | 32448.05 | 32448.05 | 0 | 0 | 10012929.1679 | 0 | 9980480.962
Circuit | strategic_undergrounding_three_phase_lateral | HE03_lateral | 522 | 32306.38 | 32306.38 | 0 | 0 | 1480824.7013 | 0 | 1448518.1892
Circuit | strategic_undergrounding_three_phase_lateral | ADK42_lateral | 523 | 31916.23 | 31916.23 | 0 | 0 | 4652640.2914 | 0 | 4620723.9056
Circuit | strategic_undergrounding_three_phase_lateral | AV02_lateral | 524 | 31503.6 | 31503.6 | 0 | 0 | 7884425.3703 | 0 | 7852921.6119
Circuit | strategic_undergrounding_three_phase_lateral | DV01_lateral | 525 | 31433.18 | 31433.18 | 0 | 0 | 323357.0434 | 0 | 291923.6753
Circuit | strategic_undergrounding_three_phase_lateral | BL02_lateral | 526 | 31426.06 | 31426.06 | 0 | 0 | 3456537.4823 | 0 | 3425111.271
Circuit | strategic_undergrounding_three_phase_lateral | ST05_lateral | 527 | 31068.99 | 31068.99 | 0 | 0 | 5220747.7363 | 0 | 5189678.6054
Circuit | strategic_undergrounding_three_phase_lateral | KM05_lateral | 528 | 30782.74 | 30782.74 | 0 | 0 | 2322534.671 | 0 | 2291751.7769
Circuit | strategic_undergrounding_three_phase_lateral | CR03_lateral | 529 | 30739.8 | 30739.8 | 0 | 0 | 6612539.4355 | 0 | 6581799.4459
Circuit | strategic_undergrounding_three_phase_lateral | SP08_lateral | 530 | 30458.21 | 30458.21 | 0 | 0 | 14045911.4997 | 0 | 14015453.1365
Circuit | strategic_undergrounding_three_phase_lateral | SIE47_lateral | 531 | 30353.88 | 30353.88 | 0 | 0 | 1030288.6434 | 0 | 999934.6224
Circuit | strategic_undergrounding_three_phase_lateral | GAR04_lateral | 532 | 30105.36 | 30105.36 | 0 | 0 | 2099118.9544 | 0 | 2069013.4545
Circuit | strategic_undergrounding_three_phase_lateral | HT03_lateral | 533 | 29855.22 | 29855.22 | 0 | 0 | 1153579.7615 | 0 | 1123724.3971
Circuit | strategic_undergrounding_three_phase_lateral | MP04_lateral | 534 | 29763.35 | 29763.35 | 0 | 0 | 9036329.1971 | 0 | 9006565.6934
Circuit | strategic_undergrounding_three_phase_lateral | LA03_lateral | 535 | 29755.49 | 29755.49 | 0 | 0 | 1431683.8881 | 0 | 1401928.2461
Circuit | strategic_undergrounding_three_phase_lateral | WW05_lateral | 536 | 29553.26 | 29553.26 | 0 | 0 | 1704502.0485 | 0 | 1674948.6569
Circuit | strategic_undergrounding_three_phase_lateral | WD42_lateral | 537 | 29499.01 | 29499.01 | 0 | 0 | 174904.9144 | 0 | 145405.7518
Circuit | strategic_undergrounding_three_phase_lateral | STW04_lateral | 538 | 29420.03 | 29420.03 | 0 | 0 | 1373845.4641 | 0 | 1344425.2819
Circuit | strategic_undergrounding_three_phase_lateral | WW08_lateral | 539 | 28899.94 | 28899.94 | 0 | 0 | 721560.5271 | 0 | 692660.4521
Circuit | strategic_undergrounding_three_phase_lateral | HP03_lateral | 540 | 28553.49 | 28553.49 | 0 | 0 | 4310413.3066 | 0 | 4281859.6459
Circuit | strategic_undergrounding_three_phase_lateral | CL08_lateral | 541 | 28549.81 | 28549.81 | 0 | 0 | 190444.841 | 0 | 161894.8516
Circuit | strategic_undergrounding_three_phase_lateral | GP06_lateral | 542 | 28442.23 | 28442.23 | 0 | 0 | 2904917.6421 | 0 | 2876475.2865
Circuit | strategic_undergrounding_three_phase_lateral | GW01_lateral | 543 | 28300.54 | 28300.54 | 0 | 0 | 15561828.3288 | 0 | 15533527.6347
Circuit | strategic_undergrounding_three_phase_lateral | MID03_lateral | 544 | 27695.94 | 27695.94 | 0 | 0 | 6442452.638 | 0 | 6414756.5801
Circuit | strategic_undergrounding_three_phase_lateral | RE41_lateral | 545 | 27592.95 | 27592.95 | 0 | 0 | 4815125.0967 | 0 | 4787531.9858
Circuit | strategic_undergrounding_three_phase_lateral | DN02_lateral | 546 | 27562.6 | 27562.6 | 0 | 0 | 1814146.3874 | 0 | 1786583.6486
Circuit | strategic_undergrounding_three_phase_lateral | WEB04_lateral | 547 | 27452.17 | 27452.17 | 0 | 0 | 296942.8092 | 0 | 269490.4619
Circuit | strategic_undergrounding_three_phase_lateral | CD03_lateral | 548 | 27031.56 | 27031.56 | 0 | 0 | 1249477.141 | 0 | 1222445.4078
Circuit | strategic_undergrounding_three_phase_lateral | BR04_lateral | 549 | 27020.64 | 27020.64 | 0 | 0 | 1624004.0667 | 0 | 1596983.2705
Circuit | strategic_undergrounding_three_phase_lateral | FRK42_lateral | 550 | 27009.49 | 27009.49 | 0 | 0 | 27009.6182 | 0 | 0
Circuit | strategic_undergrounding_three_phase_lateral | GS14_lateral | 551 | 26727.07 | 26727.07 | 0 | 0 | 79506.8806 | 0 | 52779.6543
Circuit | strategic_undergrounding_three_phase_lateral | GS01_lateral | 552 | 26727.07 | 26727.07 | 0 | 0 | 79506.8806 | 0 | 52779.6543
Circuit | strategic_undergrounding_three_phase_lateral | MDY02_lateral | 553 | 26516.91 | 26516.91 | 0 | 0 | 637934.164 | 0 | 611417.1241
Circuit | strategic_undergrounding_three_phase_lateral | GP05_lateral | 554 | 25866.21 | 25866.21 | 0 | 0 | 1109511.5454 | 0 | 1083645.1743
Circuit | strategic_undergrounding_three_phase_lateral | KB04_lateral | 555 | 25723.42 | 25723.42 | 0 | 0 | 1558390.3621 | 0 | 1532666.8062
Circuit | strategic_undergrounding_three_phase_lateral | CL01_lateral | 556 | 25696.32 | 25696.32 | 0 | 0 | 1185417.4541 | 0 | 1159720.9945
Circuit | strategic_undergrounding_three_phase_lateral | PW03_lateral | 557 | 25686.24 | 25686.24 | 0 | 0 | 4248177.5453 | 0 | 4222491.1552
Circuit | strategic_undergrounding_three_phase_lateral | RS04_lateral | 558 | 25668.82 | 25668.82 | 0 | 0 | 6805130.2187 | 0 | 6779461.2576
Circuit | strategic_undergrounding_three_phase_lateral | SF46_lateral | 559 | 25585.96 | 25585.96 | 0 | 0 | 848810.1526 | 0 | 823224.0309
Circuit | strategic_undergrounding_three_phase_lateral | GG06_lateral | 560 | 25082.89 | 25082.89 | 0 | 0 | 5552571.0983 | 0 | 5527488.0742
Circuit | strategic_undergrounding_three_phase_lateral | LB02_lateral | 561 | 24984.16 | 24984.16 | 0 | 0 | 18236546.2218 | 0 | 18211561.9013
Circuit | strategic_undergrounding_three_phase_lateral | HE08_lateral | 562 | 24911.01 | 24911.01 | 0 | 0 | 8159008.7085 | 0 | 8134097.5502
Circuit | strategic_undergrounding_three_phase_lateral | AF01_lateral | 563 | 24822.17 | 24822.17 | 0 | 0 | 3225057.0658 | 0 | 3200234.7263
Circuit | strategic_undergrounding_three_phase_lateral | TRN05_lateral | 564 | 24587.43 | 24587.43 | 0 | 0 | 19951385.6518 | 0 | 19926798.0702
Circuit | strategic_undergrounding_three_phase_lateral | UL16_lateral | 565 | 24470.14 | 24470.14 | 0 | 0 | 917985.6547 | 0 | 893515.3699
Circuit | strategic_undergrounding_three_phase_lateral | AF08_lateral | 566 | 24246.01 | 24246.01 | 0 | 0 | 5995736.7714 | 0 | 5971490.6111
Circuit | strategic_undergrounding_three_phase_lateral | NS08_lateral | 567 | 24155.81 | 24155.81 | 0 | 0 | 7866002.3206 | 0 | 7841846.3682
Circuit | strategic_undergrounding_three_phase_lateral | UN09_lateral | 568 | 23791.98 | 23791.98 | 0 | 0 | 1950568.4025 | 0 | 1926776.2557
Circuit | strategic_undergrounding_three_phase_lateral | SO46_lateral | 569 | 23547.32 | 23547.32 | 0 | 0 | 2514628.2297 | 0 | 2491080.7171
Circuit | strategic_undergrounding_three_phase_lateral | HNY07_lateral | 570 | 23528.62 | 23528.62 | 0 | 0 | 3192748.3944 | 0 | 3169219.6244
Circuit | strategic_undergrounding_three_phase_lateral | SCW02_lateral | 571 | 22675.98 | 22675.98 | 0 | 0 | 1212020.0211 | 0 | 1189343.9087
Circuit | strategic_undergrounding_three_phase_lateral | EU05_lateral | 572 | 22377.28 | 22377.28 | 0 | 0 | 1196705.9031 | 0 | 1174328.5038
Circuit | strategic_undergrounding_three_phase_lateral | AM09_lateral | 573 | 22353.72 | 22353.72 | 0 | 0 | 14662533.2019 | 0 | 14640179.3451
Circuit | strategic_undergrounding_three_phase_lateral | SP11_lateral | 574 | 21785.23 | 21785.23 | 0 | 0 | 4107150.1197 | 0 | 4085364.7505
Circuit | strategic_undergrounding_three_phase_lateral | KW43_lateral | 575 | 21741.79 | 21741.79 | 0 | 0 | 4604308.753 | 0 | 4582566.819
Circuit | strategic_undergrounding_three_phase_lateral | BI41_lateral | 576 | 21741.14 | 21741.14 | 0 | 0 | 8077458.6504 | 0 | 8055717.3759
Circuit | strategic_undergrounding_three_phase_lateral | FT06_lateral | 577 | 21698.44 | 21698.44 | 0 | 0 | 595920.1607 | 0 | 574221.5789
Circuit | strategic_undergrounding_three_phase_lateral | FD14_lateral | 578 | 21322.77 | 21322.77 | 0 | 0 | 2981432.3013 | 0 | 2960109.3949
Circuit | strategic_undergrounding_three_phase_lateral | HL03_lateral | 579 | 21231.92 | 21231.92 | 0 | 0 | 4091834.0729 | 0 | 4070601.9787
Circuit | strategic_undergrounding_three_phase_lateral | TB41_lateral | 580 | 20968.82 | 20968.82 | 0 | 0 | 3179348.9368 | 0 | 3158379.9502
Circuit | strategic_undergrounding_three_phase_lateral | WT09_lateral | 581 | 20891.36 | 20891.36 | 0 | 0 | 798554.3594 | 0 | 777662.8601
Circuit | strategic_undergrounding_three_phase_lateral | PLK42_lateral | 582 | 20445.76 | 20445.76 | 0 | 0 | 858694.6352 | 0 | 838248.7115
Circuit | strategic_undergrounding_three_phase_lateral | BZ06_lateral | 583 | 20438.23 | 20438.23 | 0 | 0 | 158961650.6404 | 0 | 158941212.229
Circuit | strategic_undergrounding_three_phase_lateral | BC09_lateral | 584 | 20390.15 | 20390.15 | 0 | 0 | 14014711.8786 | 0 | 13994321.5797
Circuit | strategic_undergrounding_three_phase_lateral | GG07_lateral | 585 | 20316.55 | 20316.55 | 0 | 0 | 2261711.6768 | 0 | 2241394.9656
Circuit | strategic_undergrounding_three_phase_lateral | VCR41_lateral | 586 | 20211.63 | 20211.63 | 0 | 0 | 18228589.9353 | 0 | 18208378.1682
Circuit | strategic_undergrounding_three_phase_lateral | RA41_lateral | 587 | 20106.96 | 20106.96 | 0 | 0 | 6456143.3569 | 0 | 6436036.2604
Circuit | strategic_undergrounding_three_phase_lateral | MV01_lateral | 588 | 19808.36 | 19808.36 | 0 | 0 | 3229729.4388 | 0 | 3209920.9356
Circuit | strategic_undergrounding_three_phase_lateral | AD09_lateral | 589 | 19611.8 | 19611.8 | 0 | 0 | 5668237.4567 | 0 | 5648625.5145
Circuit | strategic_undergrounding_three_phase_lateral | SF42_lateral | 590 | 19534.07 | 19534.07 | 0 | 0 | 2858185.6901 | 0 | 2838651.4642
Circuit | strategic_undergrounding_three_phase_lateral | WF05_lateral | 591 | 19273 | 19273 | 0 | 0 | 32280610.9534 | 0 | 32261337.7795
Circuit | strategic_undergrounding_three_phase_lateral | AT43_lateral | 592 | 19104.42 | 19104.42 | 0 | 0 | 3309518.8399 | 0 | 3290414.2517
Circuit | strategic_undergrounding_three_phase_lateral | AI07_lateral | 593 | 18514.42 | 18514.42 | 0 | 0 | 2002142.3191 | 0 | 1983627.7497
Circuit | strategic_undergrounding_three_phase_lateral | FD06_lateral | 594 | 18395.92 | 18395.92 | 0 | 0 | 7236105.2297 | 0 | 7217709.1584
Circuit | strategic_undergrounding_three_phase_lateral | UL47_lateral | 595 | 17775.02 | 17775.02 | 0 | 0 | 1920081.8112 | 0 | 1902306.6541
Circuit | strategic_undergrounding_three_phase_lateral | KT44_lateral | 596 | 17759.54 | 17759.54 | 0 | 0 | 12581192.6713 | 0 | 12563432.9454
Circuit | strategic_undergrounding_three_phase_lateral | LIM45_lateral | 597 | 17670.3 | 17670.3 | 0 | 0 | 6404742.4979 | 0 | 6387071.9965
Circuit | strategic_undergrounding_three_phase_lateral | AN10_lateral | 598 | 17489.21 | 17489.21 | 0 | 0 | 5415612.998 | 0 | 5398123.5935
Circuit | strategic_undergrounding_three_phase_lateral | MP01_lateral | 599 | 17471.46 | 17471.46 | 0 | 0 | 11173076.0045 | 0 | 11155604.3964
Circuit | strategic_undergrounding_three_phase_lateral | HK44_lateral | 600 | 17433.97 | 17433.97 | 0 | 0 | 2559851.0711 | 0 | 2542416.9692
Circuit | strategic_undergrounding_three_phase_lateral | GV02_lateral | 601 | 17212.26 | 17212.26 | 0 | 0 | 10552600.4718 | 0 | 10535388.0609
Circuit | strategic_undergrounding_three_phase_lateral | BAR47_lateral | 602 | 17149.77 | 17149.77 | 0 | 0 | 8555372.9427 | 0 | 8538223.0132
Circuit | strategic_undergrounding_three_phase_lateral | DR09_lateral | 603 | 16843.31 | 16843.31 | 0 | 0 | 245713.7582 | 0 | 228870.3089
Circuit | strategic_undergrounding_three_phase_lateral | HT06_lateral | 604 | 16819.33 | 16819.33 | 0 | 0 | 3240205.3678 | 0 | 3223385.921
Circuit | strategic_undergrounding_three_phase_lateral | TRN41_lateral | 605 | 16632.61 | 16632.61 | 0 | 0 | 567688.835 | 0 | 551056.0683
Circuit | strategic_undergrounding_three_phase_lateral | IM44_lateral | 606 | 16495.18 | 16495.18 | 0 | 0 | 2933418.7347 | 0 | 2916923.4176
Circuit | strategic_undergrounding_three_phase_lateral | DV10_lateral | 607 | 16108.58 | 16108.58 | 0 | 0 | 2529043.7399 | 0 | 2512935.0209
Circuit | strategic_undergrounding_three_phase_lateral | NS06_lateral | 608 | 16077.67 | 16077.67 | 0 | 0 | 9397795.0371 | 0 | 9381717.2182
Circuit | strategic_undergrounding_three_phase_lateral | AD04_lateral | 609 | 15584.28 | 15584.28 | 0 | 0 | 4346117.8469 | 0 | 4330533.4181
Circuit | strategic_undergrounding_three_phase_lateral | TAN44_lateral | 610 | 15050.13 | 15050.13 | 0 | 0 | 2793700.6538 | 0 | 2778650.3759
Circuit | strategic_undergrounding_three_phase_lateral | LK03_lateral | 611 | 15002.9 | 15002.9 | 0 | 0 | 853004.579 | 0 | 838001.52
Circuit | strategic_undergrounding_three_phase_lateral | ST06_lateral | 612 | 14965.6 | 14965.6 | 0 | 0 | 2855267.4952 | 0 | 2840301.7625
Circuit | strategic_undergrounding_three_phase_lateral | DN11_lateral | 613 | 14834.95 | 14834.95 | 0 | 0 | 3861396.9098 | 0 | 3846561.7862
Circuit | strategic_undergrounding_three_phase_lateral | BR03_lateral | 614 | 14702.2 | 14702.2 | 0 | 0 | 6421989.8485 | 0 | 6407287.4993
Circuit | strategic_undergrounding_three_phase_lateral | PI44_lateral | 615 | 14558.75 | 14558.75 | 0 | 0 | 86128396.6174 | 0 | 86113837.7144
Circuit | strategic_undergrounding_three_phase_lateral | GZ48_lateral | 616 | 14520.71 | 14520.71 | 0 | 0 | 809367.0569 | 0 | 794846.1976
Circuit | strategic_undergrounding_three_phase_lateral | AN03_lateral | 617 | 14311.71 | 14311.71 | 0 | 0 | 8211873.3934 | 0 | 8197561.53
Circuit | strategic_undergrounding_three_phase_lateral | DV03_lateral | 618 | 14265.46 | 14265.46 | 0 | 0 | 2847908.3934 | 0 | 2833642.7666
Circuit | strategic_undergrounding_three_phase_lateral | BH05_lateral | 619 | 14265.37 | 14265.37 | 0 | 0 | 3539357.8435 | 0 | 3525092.3231
Circuit | strategic_undergrounding_three_phase_lateral | LJ01_lateral | 620 | 14184.53 | 14184.53 | 0 | 0 | 3164489.1293 | 0 | 3150304.4459
Circuit | strategic_undergrounding_three_phase_lateral | WW06_lateral | 621 | 13924.36 | 13924.36 | 0 | 0 | 3010925.8481 | 0 | 2997001.3288
Circuit | strategic_undergrounding_three_phase_lateral | TWG45_lateral | 622 | 13896.05 | 13896.05 | 0 | 0 | 383880.4126 | 0 | 369984.2237
Circuit | strategic_undergrounding_three_phase_lateral | WD47_lateral | 623 | 13885.02 | 13885.02 | 0 | 0 | 1299359.3217 | 0 | 1285474.1817
Circuit | strategic_undergrounding_three_phase_lateral | BA43_lateral | 624 | 13810.12 | 13810.12 | 0 | 0 | 790594.7612 | 0 | 776784.4928
Circuit | strategic_undergrounding_three_phase_lateral | LA01_lateral | 625 | 13747.05 | 13747.05 | 0 | 0 | 1596655.8118 | 0 | 1582908.6165
Circuit | strategic_undergrounding_three_phase_lateral | MDY01_lateral | 626 | 13375.67 | 13375.67 | 0 | 0 | 11568529.3306 | 0 | 11555153.498
Circuit | strategic_undergrounding_three_phase_lateral | MB02_lateral | 627 | 13136.87 | 13136.87 | 0 | 0 | 189918.9523 | 0 | 176781.9244
Circuit | strategic_undergrounding_three_phase_lateral | PW05_lateral | 628 | 13096.73 | 13096.73 | 0 | 0 | 27865733.2886 | 0 | 27852636.4067
Circuit | strategic_undergrounding_three_phase_lateral | TRN44_lateral | 629 | 13070.29 | 13070.29 | 0 | 0 | 74117.4231 | 0 | 61046.9724
Circuit | strategic_undergrounding_three_phase_lateral | WEB06_lateral | 630 | 12790 | 12790 | 0 | 0 | 2245169.5402 | 0 | 2232379.3941
Circuit | strategic_undergrounding_three_phase_lateral | LB05_lateral | 631 | 12479.61 | 12479.61 | 0 | 0 | 8006430.5546 | 0 | 7993950.7855
Circuit | strategic_undergrounding_three_phase_lateral | SPW41_lateral | 632 | 12357.66 | 12357.66 | 0 | 0 | 2326737.0177 | 0 | 2314379.2147
Circuit | strategic_undergrounding_three_phase_lateral | EC03_lateral | 633 | 12313.3 | 12313.3 | 0 | 0 | 1987133.1403 | 0 | 1974819.6899
Circuit | strategic_undergrounding_three_phase_lateral | RO04_lateral | 634 | 12294.76 | 12294.76 | 0 | 0 | 564561.9509 | 0 | 552267.0717
Circuit | strategic_undergrounding_three_phase_lateral | BG03_lateral | 635 | 12265.73 | 12265.73 | 0 | 0 | 309003.7774 | 0 | 296737.8927
Circuit | strategic_undergrounding_three_phase_lateral | LJ07_lateral | 636 | 12262.33 | 12262.33 | 0 | 0 | 74306987.3597 | 0 | 74294724.8641
Circuit | strategic_undergrounding_three_phase_lateral | LK05_lateral | 637 | 12248.19 | 12248.19 | 0 | 0 | 5277053.9712 | 0 | 5264805.6283
Circuit | strategic_undergrounding_three_phase_lateral | ME03_lateral | 638 | 12146.55 | 12146.55 | 0 | 0 | 926174.8862 | 0 | 914028.1721
Circuit | strategic_undergrounding_three_phase_lateral | FT12_lateral | 639 | 12117.09 | 12117.09 | 0 | 0 | 207939.2172 | 0 | 195821.9929
Circuit | strategic_undergrounding_three_phase_lateral | CYF47_lateral | 640 | 12008.96 | 12008.96 | 0 | 0 | 5978975.1069 | 0 | 5966965.9974
Circuit | strategic_undergrounding_three_phase_lateral | KB02_lateral | 641 | 11970.68 | 11970.68 | 0 | 0 | 2870799.1503 | 0 | 2858828.3169
Circuit | strategic_undergrounding_three_phase_lateral | GT11_lateral | 642 | 11968.71 | 11968.71 | 0 | 0 | 7030025.9239 | 0 | 7018057.0583
Circuit | strategic_undergrounding_three_phase_lateral | AF05_lateral | 643 | 11830.61 | 11830.61 | 0 | 0 | 320923.2189 | 0 | 309092.4719
Circuit | strategic_undergrounding_three_phase_lateral | CA05_lateral | 644 | 11830.24 | 11830.24 | 0 | 0 | 8169322.2695 | 0 | 8157491.8867
Circuit | strategic_undergrounding_three_phase_lateral | HE10_lateral | 645 | 11774.16 | 11774.16 | 0 | 0 | 5601736.765 | 0 | 5589962.4536
Circuit | strategic_undergrounding_three_phase_lateral | CG03_lateral | 646 | 11482.51 | 11482.51 | 0 | 0 | 10674938.7643 | 0 | 10663456.1206
Circuit | strategic_undergrounding_three_phase_lateral | GA07_lateral | 647 | 11470.88 | 11470.88 | 0 | 0 | 8597755.8586 | 0 | 8586284.8246
Circuit | strategic_undergrounding_three_phase_lateral | DV05_lateral | 648 | 11095.37 | 11095.37 | 0 | 0 | 1916467.5083 | 0 | 1905371.989
Circuit | strategic_undergrounding_three_phase_lateral | JN04_lateral | 649 | 11028.47 | 11028.47 | 0 | 0 | 1131266.4915 | 0 | 1120237.8506
Circuit | strategic_undergrounding_three_phase_lateral | KM02_lateral | 650 | 10883.47 | 10883.47 | 0 | 0 | 22442723.9036 | 0 | 22431840.255
Circuit | strategic_undergrounding_three_phase_lateral | TB42_lateral | 651 | 10850.53 | 10850.53 | 0 | 0 | 16176878.6368 | 0 | 16166027.9692
Circuit | strategic_undergrounding_three_phase_lateral | HM05_lateral | 652 | 10668.08 | 10668.08 | 0 | 0 | 12657041.6665 | 0 | 12646373.4503
Circuit | strategic_undergrounding_three_phase_lateral | ST13_lateral | 653 | 10535.51 | 10535.51 | 0 | 0 | 3837266.259 | 0 | 3826730.5743
Circuit | strategic_undergrounding_three_phase_lateral | BZ02_lateral | 654 | 10372.36 | 10372.36 | 0 | 0 | 622730.8656 | 0 | 612358.3514
Circuit | strategic_undergrounding_three_phase_lateral | RA46_lateral | 655 | 10291.01 | 10291.01 | 0 | 0 | 15642930.1142 | 0 | 15632638.9465
Circuit | strategic_undergrounding_three_phase_lateral | FT07_lateral | 656 | 10181.94 | 10181.94 | 0 | 0 | 1210220.4911 | 0 | 1200038.4134
Circuit | strategic_undergrounding_three_phase_lateral | HX01_lateral | 657 | 10157.38 | 10157.38 | 0 | 0 | 10290357.0869 | 0 | 10280199.5435
Circuit | strategic_undergrounding_three_phase_lateral | JN07_lateral | 658 | 9955.83 | 9955.83 | 0 | 0 | 774194.3445 | 0 | 764238.3618
Circuit | strategic_undergrounding_three_phase_lateral | GE41_lateral | 659 | 9479.47 | 9479.47 | 0 | 0 | 930065.0119 | 0 | 920585.376
Circuit | strategic_undergrounding_three_phase_lateral | KB11_lateral | 660 | 9366.75 | 9366.75 | 0 | 0 | 632009.4508 | 0 | 622642.5127
Circuit | strategic_undergrounding_three_phase_lateral | FM01_lateral | 661 | 9342.38 | 9342.38 | 0 | 0 | 4770184.7067 | 0 | 4760842.1711
Circuit | strategic_undergrounding_three_phase_lateral | FD10_lateral | 662 | 9341.52 | 9341.52 | 0 | 0 | 220843.7283 | 0 | 211502.0531
Circuit | strategic_undergrounding_three_phase_lateral | PZ42_lateral | 663 | 9293.78 | 9293.78 | 0 | 0 | 3097314.5271 | 0 | 3088020.6226
Circuit | strategic_undergrounding_three_phase_lateral | CR05_lateral | 664 | 9241.5 | 9241.5 | 0 | 0 | 2695938.452 | 0 | 2686696.8359
Circuit | strategic_undergrounding_three_phase_lateral | BG04_lateral | 665 | 9166.3 | 9166.3 | 0 | 0 | 526104.7903 | 0 | 516938.3754
Circuit | strategic_undergrounding_three_phase_lateral | LP06_lateral | 666 | 9145.08 | 9145.08 | 0 | 0 | 5766620.7051 | 0 | 5757475.4667
Circuit | strategic_undergrounding_three_phase_lateral | SE03_lateral | 667 | 9045.9 | 9045.9 | 0 | 0 | 1039135.1695 | 0 | 1030089.0943
Circuit | strategic_undergrounding_three_phase_lateral | SF43_lateral | 668 | 9004.66 | 9004.66 | 0 | 0 | 1133640.291 | 0 | 1124635.4992
Circuit | strategic_undergrounding_three_phase_lateral | FD16_lateral | 669 | 8952.05 | 8952.05 | 0 | 0 | 2856252.4135 | 0 | 2847300.2333
Circuit | strategic_undergrounding_three_phase_lateral | PA03_lateral | 670 | 8850.7 | 8850.7 | 0 | 0 | 13082809.5116 | 0 | 13073958.658
Circuit | strategic_undergrounding_three_phase_lateral | CR10_lateral | 671 | 8696.31 | 8696.31 | 0 | 0 | 5410611.8493 | 0 | 5401915.3976
Circuit | strategic_undergrounding_three_phase_lateral | IR01_lateral | 672 | 8629.91 | 8629.91 | 0 | 0 | 1168301.8294 | 0 | 1159671.7866
Circuit | strategic_undergrounding_three_phase_lateral | FRY42_lateral | 673 | 8570.55 | 8570.55 | 0 | 0 | 837317.6327 | 0 | 828746.9425
Circuit | strategic_undergrounding_three_phase_lateral | PJ07_lateral | 674 | 8498.99 | 8498.99 | 0 | 0 | 1322276.5585 | 0 | 1313777.4136
Circuit | strategic_undergrounding_three_phase_lateral | BR05_lateral | 675 | 8490.53 | 8490.53 | 0 | 0 | 1228328.5479 | 0 | 1219837.9077
Circuit | strategic_undergrounding_three_phase_lateral | TO11_lateral | 676 | 8464.15 | 8464.15 | 0 | 0 | 7960481.9619 | 0 | 7952017.6744
Circuit | strategic_undergrounding_three_phase_lateral | SF15_lateral | 677 | 8273.3 | 8273.3 | 0 | 0 | 756195.5968 | 0 | 747922.1577
Circuit | strategic_undergrounding_three_phase_lateral | LIM42_lateral | 678 | 8051.53 | 8051.53 | 0 | 0 | 485724.3104 | 0 | 477672.6376
Circuit | strategic_undergrounding_three_phase_lateral | ED01_lateral | 679 | 7928.09 | 7928.09 | 0 | 0 | 5479519.6594 | 0 | 5471591.4354
Circuit | strategic_undergrounding_three_phase_lateral | SC01_lateral | 680 | 7894.52 | 7894.52 | 0 | 0 | 91655.6736 | 0 | 83761.002
Circuit | strategic_undergrounding_three_phase_lateral | GA09_lateral | 681 | 7622.37 | 7622.37 | 0 | 0 | 11133575.2302 | 0 | 11125952.7231
Circuit | strategic_undergrounding_three_phase_lateral | GG03_lateral | 682 | 7531.34 | 7531.34 | 0 | 0 | 10232316.3414 | 0 | 10224784.8389
Circuit | strategic_undergrounding_three_phase_lateral | MDY03_lateral | 683 | 7473.23 | 7473.23 | 0 | 0 | 20576225.2982 | 0 | 20568751.926
Circuit | strategic_undergrounding_three_phase_lateral | AF12_lateral | 684 | 7387.04 | 7387.04 | 0 | 0 | 171065.1091 | 0 | 163677.9507
Circuit | strategic_undergrounding_three_phase_lateral | KB09_lateral | 685 | 7285.22 | 7285.22 | 0 | 0 | 1769980.4322 | 0 | 1762695.0359
Circuit | strategic_undergrounding_three_phase_lateral | ES07_lateral | 686 | 7277.1 | 7277.1 | 0 | 0 | 708351.078 | 0 | 701073.8211
Circuit | strategic_undergrounding_three_phase_lateral | WF42_lateral | 687 | 7268 | 7268 | 0 | 0 | 31117682.1465 | 0 | 31110413.9915
Circuit | strategic_undergrounding_three_phase_lateral | WF47_lateral | 688 | 7254.47 | 7254.47 | 0 | 0 | 7338985.1812 | 0 | 7331730.5323
Circuit | strategic_undergrounding_three_phase_lateral | PA10_lateral | 689 | 7203.35 | 7203.35 | 0 | 0 | 10597138.0444 | 0 | 10589934.5421
Circuit | strategic_undergrounding_three_phase_lateral | IR02_lateral | 690 | 7176.02 | 7176.02 | 0 | 0 | 4339295.4016 | 0 | 4332119.2352
Circuit | strategic_undergrounding_three_phase_lateral | SW10_lateral | 691 | 7150.49 | 7150.49 | 0 | 0 | 7328607.3901 | 0 | 7321456.7504
Circuit | strategic_undergrounding_three_phase_lateral | BR09_lateral | 692 | 7095.78 | 7095.78 | 0 | 0 | 2224441.4972 | 0 | 2217345.559
Circuit | strategic_undergrounding_three_phase_lateral | SPW45_lateral | 693 | 7064.22 | 7064.22 | 0 | 0 | 5357596.1536 | 0 | 5350531.7937
Circuit | strategic_undergrounding_three_phase_lateral | IR03_lateral | 694 | 7045.41 | 7045.41 | 0 | 0 | 2564709.0177 | 0 | 2557663.4574
Circuit | strategic_undergrounding_three_phase_lateral | GAR08_lateral | 695 | 6968.02 | 6968.02 | 0 | 0 | 1763254.9859 | 0 | 1756286.8231
Circuit | strategic_undergrounding_three_phase_lateral | RED05_lateral | 696 | 6869.34 | 6869.34 | 0 | 0 | 9828385.7905 | 0 | 9821516.2951
Circuit | strategic_undergrounding_three_phase_lateral | DV09_lateral | 697 | 6660.47 | 6660.47 | 0 | 0 | 1957868.6346 | 0 | 1951208.0107
Circuit | strategic_undergrounding_three_phase_lateral | FM03_lateral | 698 | 6608.73 | 6608.73 | 0 | 0 | 2916483.9042 | 0 | 2909875.0087
Circuit | strategic_undergrounding_three_phase_lateral | HP01_lateral | 699 | 6583.7 | 6583.7 | 0 | 0 | 2979647.0013 | 0 | 2973063.1652
Circuit | strategic_undergrounding_three_phase_lateral | ED06_lateral | 700 | 6315.24 | 6315.24 | 0 | 0 | 1212719.9818 | 0 | 1206404.5886
Circuit | strategic_undergrounding_three_phase_lateral | HM03_lateral | 701 | 6241.31 | 6241.31 | 0 | 0 | 2479985.8663 | 0 | 2473744.3922
Circuit | strategic_undergrounding_three_phase_lateral | CS02_lateral | 702 | 6236.66 | 6236.66 | 0 | 0 | 4557638.0681 | 0 | 4551401.2653
Circuit | strategic_undergrounding_three_phase_lateral | DN03_lateral | 703 | 6198.5 | 6198.5 | 0 | 0 | 2984430.6146 | 0 | 2978231.955
Circuit | strategic_undergrounding_three_phase_lateral | KG42_lateral | 704 | 5949.07 | 5949.07 | 0 | 0 | 3170966.5071 | 0 | 3165017.284
Circuit | strategic_undergrounding_three_phase_lateral | LB01_lateral | 705 | 5910.78 | 5910.78 | 0 | 0 | 10535244.7746 | 0 | 10529333.8312
Circuit | strategic_undergrounding_three_phase_lateral | SF02_lateral | 706 | 5898.5 | 5898.5 | 0 | 0 | 638828.243 | 0 | 632929.5681
Circuit | strategic_undergrounding_three_phase_lateral | RS07_lateral | 707 | 5860.62 | 5860.62 | 0 | 0 | 4082383.38 | 0 | 4076522.5917
Circuit | strategic_undergrounding_three_phase_lateral | MP02_lateral | 708 | 5741.97 | 5741.97 | 0 | 0 | 5605520.7209 | 0 | 5599778.6103
Circuit | strategic_undergrounding_three_phase_lateral | DR08_lateral | 709 | 5734.12 | 5734.12 | 0 | 0 | 3097454.5326 | 0 | 3091720.2689
Circuit | strategic_undergrounding_three_phase_lateral | ME07_lateral | 710 | 5698.31 | 5698.31 | 0 | 0 | 162806.1605 | 0 | 157107.6932
Circuit | strategic_undergrounding_three_phase_lateral | TWG41_lateral | 711 | 5621.12 | 5621.12 | 0 | 0 | 8431112.3587 | 0 | 8425491.0954
Circuit | strategic_undergrounding_three_phase_lateral | MP06_lateral | 712 | 5610.87 | 5610.87 | 0 | 0 | 816448.043 | 0 | 810837.032
Circuit | strategic_undergrounding_three_phase_lateral | EC08_lateral | 713 | 5593.83 | 5593.83 | 0 | 0 | 8529989.5268 | 0 | 8524395.5567
Circuit | strategic_undergrounding_three_phase_lateral | KG46_lateral | 714 | 5535.76 | 5535.76 | 0 | 0 | 3666541.7853 | 0 | 3661005.878
Circuit | strategic_undergrounding_three_phase_lateral | CR04_lateral | 715 | 5528.39 | 5528.39 | 0 | 0 | 5043043.1351 | 0 | 5037514.593
Circuit | strategic_undergrounding_three_phase_lateral | GN09_lateral | 716 | 5494.11 | 5494.11 | 0 | 0 | 1501116.583 | 0 | 1495622.3183
Circuit | strategic_undergrounding_three_phase_lateral | MC01_lateral | 717 | 5415.42 | 5415.42 | 0 | 0 | 2613967.3807 | 0 | 2608551.8137
Circuit | strategic_undergrounding_three_phase_lateral | FR43_lateral | 718 | 5407.8 | 5407.8 | 0 | 0 | 21892168.9623 | 0 | 21886761.0209
Circuit | strategic_undergrounding_three_phase_lateral | SPW42_lateral | 719 | 5341.61 | 5341.61 | 0 | 0 | 6605480.5225 | 0 | 6600138.7598
Circuit | strategic_undergrounding_three_phase_lateral | AN01_lateral | 720 | 5333.56 | 5333.56 | 0 | 0 | 9413319.2422 | 0 | 9407985.5591
Circuit | strategic_undergrounding_three_phase_lateral | EU03_lateral | 721 | 5333.3 | 5333.3 | 0 | 0 | 9472969.6173 | 0 | 9467636.1482
Circuit | strategic_undergrounding_three_phase_lateral | EL03_lateral | 722 | 5230.1 | 5230.1 | 0 | 0 | 123759.9559 | 0 | 118529.713
Circuit | strategic_undergrounding_three_phase_lateral | HY13_lateral | 723 | 5223.8 | 5223.8 | 0 | 0 | 1464365.7732 | 0 | 1459141.844
Circuit | strategic_undergrounding_three_phase_lateral | GZ42_lateral | 724 | 5190.33 | 5190.33 | 0 | 0 | 1378972.0256 | 0 | 1373781.5628
Circuit | strategic_undergrounding_three_phase_lateral | DN05_lateral | 725 | 5115.45 | 5115.45 | 0 | 0 | 562280.5271 | 0 | 557164.9673
Circuit | strategic_undergrounding_three_phase_lateral | FD05_lateral | 726 | 5037.59 | 5037.59 | 0 | 0 | 2485787.7044 | 0 | 2480749.9549
Circuit | strategic_undergrounding_three_phase_lateral | RU04_lateral | 727 | 5009.18 | 5009.18 | 0 | 0 | 6273042.929 | 0 | 6268033.5948
Circuit | strategic_undergrounding_three_phase_lateral | LU44_lateral | 728 | 4971.31 | 4971.31 | 0 | 0 | 35583723.0051 | 0 | 35578751.5292
Circuit | strategic_undergrounding_three_phase_lateral | CL06_lateral | 729 | 4909.29 | 4909.29 | 0 | 0 | 3092319.2593 | 0 | 3087409.8261
Circuit | strategic_undergrounding_three_phase_lateral | WZ47_lateral | 730 | 4905.96 | 4905.96 | 0 | 0 | 4769049.6365 | 0 | 4764143.5368
Circuit | strategic_undergrounding_three_phase_lateral | AD02_lateral | 731 | 4871.91 | 4871.91 | 0 | 0 | 20440552.5338 | 0 | 20435680.4604
Circuit | strategic_undergrounding_three_phase_lateral | DE07_lateral | 732 | 4855.54 | 4855.54 | 0 | 0 | 9496831.7431 | 0 | 9491976.0675
Circuit | strategic_undergrounding_three_phase_lateral | KB20_lateral | 733 | 4852.76 | 4852.76 | 0 | 0 | 818867.1448 | 0 | 814014.2122
Circuit | strategic_undergrounding_three_phase_lateral | FZ48_lateral | 734 | 4817.22 | 4817.22 | 0 | 0 | 2284230.5254 | 0 | 2279413.1698
Circuit | strategic_undergrounding_three_phase_lateral | LJ08_lateral | 735 | 4721.09 | 4721.09 | 0 | 0 | 60394941.7295 | 0 | 60390220.4862
Circuit | strategic_undergrounding_three_phase_lateral | FD09_lateral | 736 | 4664.47 | 4664.47 | 0 | 0 | 2065951.9929 | 0 | 2061287.3549
Circuit | strategic_undergrounding_three_phase_lateral | BL07_lateral | 737 | 4607.4 | 4607.4 | 0 | 0 | 1911749.7041 | 0 | 1907142.1564
Circuit | strategic_undergrounding_three_phase_lateral | MP10_lateral | 738 | 4603.39 | 4603.39 | 0 | 0 | 5282715.3761 | 0 | 5278111.8529
Circuit | strategic_undergrounding_three_phase_lateral | GL09_lateral | 739 | 4533.77 | 4533.77 | 0 | 0 | 54488630.8578 | 0 | 54484096.9108
Circuit | strategic_undergrounding_three_phase_lateral | WO02_lateral | 740 | 4200.21 | 4200.21 | 0 | 0 | 5811959.8634 | 0 | 5807759.5017
Circuit | strategic_undergrounding_three_phase_lateral | LJ06_lateral | 741 | 4114.92 | 4114.92 | 0 | 0 | 32616231.2982 | 0 | 32612116.2553
Circuit | strategic_undergrounding_three_phase_lateral | AM06_lateral | 742 | 4091.1 | 4091.1 | 0 | 0 | 8064772.2278 | 0 | 8060680.9543
Circuit | strategic_undergrounding_three_phase_lateral | TWG43_lateral | 743 | 4086.18 | 4086.18 | 0 | 0 | 8505791.3832 | 0 | 8501705.0542
Circuit | strategic_undergrounding_three_phase_lateral | WO05_lateral | 744 | 4082.9 | 4082.9 | 0 | 0 | 4418135.3042 | 0 | 4414052.2714
Circuit | strategic_undergrounding_three_phase_lateral | OB43_lateral | 745 | 4007.79 | 4007.79 | 0 | 0 | 6989803.1581 | 0 | 6985795.2111
Circuit | strategic_undergrounding_three_phase_lateral | WEB05_lateral | 746 | 4002.66 | 4002.66 | 0 | 0 | 1531893.4764 | 0 | 1527890.6631
Circuit | strategic_undergrounding_three_phase_lateral | BM06_lateral | 747 | 3972.08 | 3972.08 | 0 | 0 | 4152737.878 | 0 | 4148765.6422
Circuit | strategic_undergrounding_three_phase_lateral | GP02_lateral | 748 | 3946.62 | 3946.62 | 0 | 0 | 594238.1854 | 0 | 590291.4307
Circuit | strategic_undergrounding_three_phase_lateral | CA02_lateral | 749 | 3942.33 | 3942.33 | 0 | 0 | 49909234.2602 | 0 | 49905291.7859
Circuit | strategic_undergrounding_three_phase_lateral | SH05_lateral | 750 | 3916.18 | 3916.18 | 0 | 0 | 19563948.6957 | 0 | 19560032.3642
Circuit | strategic_undergrounding_three_phase_lateral | SF01_lateral | 751 | 3909.69 | 3909.69 | 0 | 0 | 1946027.3392 | 0 | 1942117.5101
Circuit | strategic_undergrounding_three_phase_lateral | WOR44_lateral | 752 | 3900.41 | 3900.41 | 0 | 0 | 2791138.4289 | 0 | 2787237.8758
Circuit | strategic_undergrounding_three_phase_lateral | GR04_lateral | 753 | 3893.74 | 3893.74 | 0 | 0 | 26961.9144 | 0 | 23068.0239
Circuit | strategic_undergrounding_three_phase_lateral | CL03_lateral | 754 | 3781.45 | 3781.45 | 0 | 0 | 5982274.3868 | 0 | 5978492.7675
Circuit | strategic_undergrounding_three_phase_lateral | KT49_lateral | 755 | 3619 | 3619 | 0 | 0 | 143428.2978 | 0 | 139809.1406
Circuit | strategic_undergrounding_three_phase_lateral | GS30_lateral | 756 | 3597.74 | 3597.74 | 0 | 0 | 110172.1978 | 0 | 106574.3019
Circuit | strategic_undergrounding_three_phase_lateral | DE01_lateral | 757 | 3593.37 | 3593.37 | 0 | 0 | 4480247.5549 | 0 | 4476654.0169
Circuit | strategic_undergrounding_three_phase_lateral | ST15_lateral | 758 | 3525.68 | 3525.68 | 0 | 0 | 1125947.8636 | 0 | 1122422.0128
Circuit | strategic_undergrounding_three_phase_lateral | HT01_lateral | 759 | 3510.13 | 3510.13 | 0 | 0 | 4085540.551 | 0 | 4082030.3012
Circuit | strategic_undergrounding_three_phase_lateral | HOC04_lateral | 760 | 3503.04 | 3503.04 | 0 | 0 | 11976732.0115 | 0 | 11973228.81
Circuit | strategic_undergrounding_three_phase_lateral | CB02_lateral | 761 | 3484.27 | 3484.27 | 0 | 0 | 4284553.6425 | 0 | 4281069.238
Circuit | strategic_undergrounding_three_phase_lateral | HE05_lateral | 762 | 3477.62 | 3477.62 | 0 | 0 | 5071723.3124 | 0 | 5068245.5317
Circuit | strategic_undergrounding_three_phase_lateral | CYF49_lateral | 763 | 3477.18 | 3477.18 | 0 | 0 | 10716163.6403 | 0 | 10712686.2946
Circuit | strategic_undergrounding_three_phase_lateral | TB45_lateral | 764 | 3449.45 | 3449.45 | 0 | 0 | 4864646.604 | 0 | 4861197.0092
Circuit | strategic_undergrounding_three_phase_lateral | RE03_lateral | 765 | 3405.72 | 3405.72 | 0 | 0 | 2551312.7679 | 0 | 2547906.8714
Circuit | strategic_undergrounding_three_phase_lateral | EU01_lateral | 766 | 3398.81 | 3398.81 | 0 | 0 | 5639026.6819 | 0 | 5635627.7162
Circuit | strategic_undergrounding_three_phase_lateral | KI42_lateral | 767 | 3323.79 | 3323.79 | 0 | 0 | 4731201.9448 | 0 | 4727878.0236
Circuit | strategic_undergrounding_three_phase_lateral | UL45_lateral | 768 | 3317.37 | 3317.37 | 0 | 0 | 609664.0097 | 0 | 606346.4901
Circuit | strategic_undergrounding_three_phase_lateral | PJ01_lateral | 769 | 3290.08 | 3290.08 | 0 | 0 | 1376270.9923 | 0 | 1372980.777
Circuit | strategic_undergrounding_three_phase_lateral | KN05_lateral | 770 | 3194.71 | 3194.71 | 0 | 0 | 4780985.549 | 0 | 4777790.6849
Circuit | strategic_undergrounding_three_phase_lateral | TRN04_lateral | 771 | 3156.75 | 3156.75 | 0 | 0 | 7914985.2943 | 0 | 7911828.4099
Circuit | strategic_undergrounding_three_phase_lateral | KB17_lateral | 772 | 3088.47 | 3088.47 | 0 | 0 | 5600827.1422 | 0 | 5597738.5456
Circuit | strategic_undergrounding_three_phase_lateral | TRN42_lateral | 773 | 2993.02 | 2993.02 | 0 | 0 | 18133.1247 | 0 | 15139.9638
Circuit | strategic_undergrounding_three_phase_lateral | STL44_lateral | 774 | 2941.04 | 2941.04 | 0 | 0 | 19538333.2475 | 0 | 19535392.069
Circuit | strategic_undergrounding_three_phase_lateral | BG01_lateral | 775 | 2914.63 | 2914.63 | 0 | 0 | 6137995.5469 | 0 | 6135080.7739
Circuit | strategic_undergrounding_three_phase_lateral | LK01_lateral | 776 | 2794.81 | 2794.81 | 0 | 0 | 2823431.4125 | 0 | 2820636.436
Circuit | strategic_undergrounding_three_phase_lateral | TV03_lateral | 777 | 2740.96 | 2740.96 | 0 | 0 | 1619784.2506 | 0 | 1617043.1423
Circuit | strategic_undergrounding_three_phase_lateral | FAN45_lateral | 778 | 2733.33 | 2733.33 | 0 | 0 | 750241.0435 | 0 | 747507.5422
Circuit | strategic_undergrounding_three_phase_lateral | AD05_lateral | 779 | 2691.64 | 2691.64 | 0 | 0 | 6548624.3825 | 0 | 6545932.581
Circuit | strategic_undergrounding_three_phase_lateral | AF04_lateral | 780 | 2651.02 | 2651.02 | 0 | 0 | 2606236.2052 | 0 | 2603585.0201
Circuit | strategic_undergrounding_three_phase_lateral | AM02_lateral | 781 | 2649.95 | 2649.95 | 0 | 0 | 5795610.8937 | 0 | 5792960.7972
Circuit | strategic_undergrounding_three_phase_lateral | PW04_lateral | 782 | 2638.15 | 2638.15 | 0 | 0 | 6618654.2197 | 0 | 6616015.9286
Circuit | strategic_undergrounding_three_phase_lateral | BR10_lateral | 783 | 2629.68 | 2629.68 | 0 | 0 | 1605653.7102 | 0 | 1603023.8744
Circuit | strategic_undergrounding_three_phase_lateral | MB05_lateral | 784 | 2618.77 | 2618.77 | 0 | 0 | 22075293.1621 | 0 | 22072674.2479
Circuit | strategic_undergrounding_three_phase_lateral | WE07_lateral | 785 | 2578.53 | 2578.53 | 0 | 0 | 179149.5846 | 0 | 176570.8769
Circuit | strategic_undergrounding_three_phase_lateral | GL03_lateral | 786 | 2573.16 | 2573.16 | 0 | 0 | 3103982.0336 | 0 | 3101408.7293
Circuit | strategic_undergrounding_three_phase_lateral | SP01_lateral | 787 | 2517.7 | 2517.7 | 0 | 0 | 2169934.237 | 0 | 2167416.3985
Circuit | strategic_undergrounding_three_phase_lateral | VL05_lateral | 788 | 2472.39 | 2472.39 | 0 | 0 | 36157.8417 | 0 | 33685.3042
Circuit | strategic_undergrounding_three_phase_lateral | BE02_lateral | 789 | 2467.28 | 2467.28 | 0 | 0 | 21261369.4659 | 0 | 21258902.0424
Circuit | strategic_undergrounding_three_phase_lateral | GT09_lateral | 790 | 2457.71 | 2457.71 | 0 | 0 | 732432.4038 | 0 | 729974.5442
Circuit | strategic_undergrounding_three_phase_lateral | TB48_lateral | 791 | 2455.74 | 2455.74 | 0 | 0 | 756814.8615 | 0 | 754358.9701
Circuit | strategic_undergrounding_three_phase_lateral | EC02_lateral | 792 | 2409.06 | 2409.06 | 0 | 0 | 5139160.1141 | 0 | 5136750.9048
Circuit | strategic_undergrounding_three_phase_lateral | HV42_lateral | 793 | 2376.97 | 2376.97 | 0 | 0 | 2391141.011 | 0 | 2388763.8926
Circuit | strategic_undergrounding_three_phase_lateral | BU01_lateral | 794 | 2369.47 | 2369.47 | 0 | 0 | 897132.8902 | 0 | 894763.2784
Circuit | strategic_undergrounding_three_phase_lateral | WEB10_lateral | 795 | 2250.58 | 2250.58 | 0 | 0 | 979139.4221 | 0 | 976888.7009
Circuit | strategic_undergrounding_three_phase_lateral | WO14_lateral | 796 | 2236.22 | 2236.22 | 0 | 0 | 5790233.6069 | 0 | 5787997.2262
Circuit | strategic_undergrounding_three_phase_lateral | FAN48_lateral | 797 | 2198.63 | 2198.63 | 0 | 0 | 341636.8314 | 0 | 339438.0562
Circuit | strategic_undergrounding_three_phase_lateral | CC02_lateral | 798 | 2186.28 | 2186.28 | 0 | 0 | 5871044.1745 | 0 | 5868857.7215
Circuit | strategic_undergrounding_three_phase_lateral | FT01_lateral | 799 | 2150.15 | 2150.15 | 0 | 0 | 447171.6243 | 0 | 445021.3279
Circuit | strategic_undergrounding_three_phase_lateral | PA02_lateral | 800 | 2147.19 | 2147.19 | 0 | 0 | 6531657.3083 | 0 | 6529509.9618
Circuit | strategic_undergrounding_three_phase_lateral | BY08_lateral | 801 | 2101.95 | 2101.95 | 0 | 0 | 8340153.6322 | 0 | 8338051.5291
Circuit | strategic_undergrounding_three_phase_lateral | GS29_lateral | 802 | 2055.76 | 2055.76 | 0 | 0 | 37580.7077 | 0 | 35524.7672
Circuit | strategic_undergrounding_three_phase_lateral | GS09_lateral | 803 | 2055.76 | 2055.76 | 0 | 0 | 15250.854 | 0 | 13194.9136
Circuit | strategic_undergrounding_three_phase_lateral | NM06_lateral | 804 | 2029.12 | 2029.12 | 0 | 0 | 3477931.7373 | 0 | 3475902.4988
Circuit | strategic_undergrounding_three_phase_lateral | BH06_lateral | 805 | 1986.74 | 1986.74 | 0 | 0 | 167808.6325 | 0 | 165821.7461
Circuit | strategic_undergrounding_three_phase_lateral | KB03_lateral | 806 | 1978.31 | 1978.31 | 0 | 0 | 1040175.9586 | 0 | 1038197.4888
Circuit | strategic_undergrounding_three_phase_lateral | WEB12_lateral | 807 | 1866.35 | 1866.35 | 0 | 0 | 9627477.6122 | 0 | 9625611.116
Circuit | strategic_undergrounding_three_phase_lateral | TO08_lateral | 808 | 1859.84 | 1859.84 | 0 | 0 | 1960500.9375 | 0 | 1958640.9805
Circuit | strategic_undergrounding_three_phase_lateral | KL45_lateral | 809 | 1835.61 | 1835.61 | 0 | 0 | 8911425.8409 | 0 | 8909590.1054
Circuit | strategic_undergrounding_three_phase_lateral | SC06_lateral | 810 | 1821.67 | 1821.67 | 0 | 0 | 35326.2479 | 0 | 33504.4006
Circuit | strategic_undergrounding_three_phase_lateral | CE11_lateral | 811 | 1791.29 | 1791.29 | 0 | 0 | 396204.2725 | 0 | 394412.7956
Circuit | strategic_undergrounding_three_phase_lateral | WE02_lateral | 812 | 1787.48 | 1787.48 | 0 | 0 | 5206103.9062 | 0 | 5204316.3495
Circuit | strategic_undergrounding_three_phase_lateral | HY10_lateral | 813 | 1766.09 | 1766.09 | 0 | 0 | 1068173.3349 | 0 | 1066407.0764
Circuit | strategic_undergrounding_three_phase_lateral | KL46_lateral | 814 | 1753.63 | 1753.63 | 0 | 0 | 8338695.0338 | 0 | 8336941.2664
Circuit | strategic_undergrounding_three_phase_lateral | HV02_lateral | 815 | 1731.97 | 1731.97 | 0 | 0 | 1476206.6643 | 0 | 1474474.5341
Circuit | strategic_undergrounding_three_phase_lateral | LU02_lateral | 816 | 1709.15 | 1709.15 | 0 | 0 | 795677.2962 | 0 | 793968.0303
Circuit | strategic_undergrounding_three_phase_lateral | HG08_lateral | 817 | 1700.04 | 1700.04 | 0 | 0 | 163224.5937 | 0 | 161524.4005
Circuit | strategic_undergrounding_three_phase_lateral | MB06_lateral | 818 | 1675.9 | 1675.9 | 0 | 0 | 123665.0363 | 0 | 121988.9882
Circuit | strategic_undergrounding_three_phase_lateral | WBY01_lateral | 819 | 1663.85 | 1663.85 | 0 | 0 | 3667878.4626 | 0 | 3666214.4629
Circuit | strategic_undergrounding_three_phase_lateral | EU04_lateral | 820 | 1643.14 | 1643.14 | 0 | 0 | 903222.9639 | 0 | 901579.6645
Circuit | strategic_undergrounding_three_phase_lateral | HNY05_lateral | 821 | 1629.43 | 1629.43 | 0 | 0 | 6784319.9671 | 0 | 6782690.3966
Circuit | strategic_undergrounding_three_phase_lateral | FD08_lateral | 822 | 1624.32 | 1624.32 | 0 | 0 | 1559205.752 | 0 | 1557581.2965
Circuit | strategic_undergrounding_three_phase_lateral | GA06_lateral | 823 | 1614.49 | 1614.49 | 0 | 0 | 7936491.0363 | 0 | 7934876.4328
Circuit | strategic_undergrounding_three_phase_lateral | GT01_lateral | 824 | 1597.54 | 1597.54 | 0 | 0 | 1851335.2004 | 0 | 1849737.497
Circuit | strategic_undergrounding_three_phase_lateral | AD08_lateral | 825 | 1593.67 | 1593.67 | 0 | 0 | 17962496.6415 | 0 | 17960902.8465
Circuit | strategic_undergrounding_three_phase_lateral | CV05_lateral | 826 | 1589.06 | 1589.06 | 0 | 0 | 11331745.3583 | 0 | 11330156.141
Circuit | strategic_undergrounding_three_phase_lateral | GT10_lateral | 827 | 1576.95 | 1576.95 | 0 | 0 | 1011403.5272 | 0 | 1009826.4243
Circuit | strategic_undergrounding_three_phase_lateral | GT08_lateral | 828 | 1576.95 | 1576.95 | 0 | 0 | 2695553.4462 | 0 | 2693976.3434
Circuit | strategic_undergrounding_three_phase_lateral | EC13_lateral | 829 | 1563.21 | 1563.21 | 0 | 0 | 4567566.9982 | 0 | 4566003.6325
Circuit | strategic_undergrounding_three_phase_lateral | AD06_lateral | 830 | 1545.38 | 1545.38 | 0 | 0 | 3686622.6736 | 0 | 3685077.1485
Circuit | strategic_undergrounding_three_phase_lateral | MV03_lateral | 831 | 1492.81 | 1492.81 | 0 | 0 | 9959866.6458 | 0 | 9958373.6773
Circuit | strategic_undergrounding_three_phase_lateral | HT09_lateral | 832 | 1486.93 | 1486.93 | 0 | 0 | 643358.27 | 0 | 641871.1916
Circuit | strategic_undergrounding_three_phase_lateral | HK45_lateral | 833 | 1465.58 | 1465.58 | 0 | 0 | 6583178.7155 | 0 | 6581712.9932
Circuit | strategic_undergrounding_three_phase_lateral | GA01_lateral | 834 | 1465.11 | 1465.11 | 0 | 0 | 99948.0178 | 0 | 98482.7446
Circuit | strategic_undergrounding_three_phase_lateral | SF05_lateral | 835 | 1459.36 | 1459.36 | 0 | 0 | 265688.6842 | 0 | 264229.178
Circuit | strategic_undergrounding_three_phase_lateral | GA10_lateral | 836 | 1444.14 | 1444.14 | 0 | 0 | 11622432.2072 | 0 | 11620987.9164
Circuit | strategic_undergrounding_three_phase_lateral | AM01_lateral | 837 | 1436.17 | 1436.17 | 0 | 0 | 514141.3709 | 0 | 512705.0442
Circuit | strategic_undergrounding_three_phase_lateral | DV06_lateral | 838 | 1434.68 | 1434.68 | 0 | 0 | 2719483.2998 | 0 | 2718048.4627
Circuit | strategic_undergrounding_three_phase_lateral | RO03_lateral | 839 | 1391.27 | 1391.27 | 0 | 0 | 1633790.3741 | 0 | 1632398.9426
Circuit | strategic_undergrounding_three_phase_lateral | HV05_lateral | 840 | 1367.74 | 1367.74 | 0 | 0 | 1600713.0655 | 0 | 1599345.1763
Circuit | strategic_undergrounding_three_phase_lateral | BL10_lateral | 841 | 1365.17 | 1365.17 | 0 | 0 | 4727785.1555 | 0 | 4726419.8335
Circuit | strategic_undergrounding_three_phase_lateral | BL09_lateral | 842 | 1351.65 | 1351.65 | 0 | 0 | 492408.4216 | 0 | 491056.6219
Circuit | strategic_undergrounding_three_phase_lateral | VCR44_lateral | 843 | 1338.4 | 1338.4 | 0 | 0 | 27501622.2286 | 0 | 27500283.6869
Circuit | strategic_undergrounding_three_phase_lateral | RED06_lateral | 844 | 1334.3 | 1334.3 | 0 | 0 | 16294635.7347 | 0 | 16293301.2739
Circuit | strategic_undergrounding_three_phase_lateral | HE07_lateral | 845 | 1318.87 | 1318.87 | 0 | 0 | 10790398.9685 | 0 | 10789079.9532
Circuit | strategic_undergrounding_three_phase_lateral | PO03_lateral | 846 | 1314.38 | 1314.38 | 0 | 0 | 30833.6053 | 0 | 29519.0426
Circuit | strategic_undergrounding_three_phase_lateral | GN06_lateral | 847 | 1311.42 | 1311.42 | 0 | 0 | 1059472.7185 | 0 | 1058161.146
Circuit | strategic_undergrounding_three_phase_lateral | HOC03_lateral | 848 | 1300.62 | 1300.62 | 0 | 0 | 6987738.1282 | 0 | 6986437.3747
Circuit | strategic_undergrounding_three_phase_lateral | LB03_lateral | 849 | 1286.28 | 1286.28 | 0 | 0 | 2222956.9304 | 0 | 2221670.5104
Circuit | strategic_undergrounding_three_phase_lateral | DH02_lateral | 850 | 1263.5 | 1263.5 | 0 | 0 | 1160242.5677 | 0 | 1158978.9345
Circuit | strategic_undergrounding_three_phase_lateral | DN12_lateral | 851 | 1251.41 | 1251.41 | 0 | 0 | 850649.1158 | 0 | 849397.5433
Circuit | strategic_undergrounding_three_phase_lateral | MU01_lateral | 852 | 1242.09 | 1242.09 | 0 | 0 | 10525808.051 | 0 | 10524565.7951
Circuit | strategic_undergrounding_three_phase_lateral | KM07_lateral | 853 | 1224.16 | 1224.16 | 0 | 0 | 815507.0129 | 0 | 814282.7087
Circuit | strategic_undergrounding_three_phase_lateral | CE07_lateral | 854 | 1206.2 | 1206.2 | 0 | 0 | 955152.0157 | 0 | 953945.6666
Circuit | strategic_undergrounding_three_phase_lateral | HT04_lateral | 855 | 1161.45 | 1161.45 | 0 | 0 | 185880.4247 | 0 | 184718.8116
Circuit | strategic_undergrounding_three_phase_lateral | HV41_lateral | 856 | 1161.38 | 1161.38 | 0 | 0 | 4689900.22 | 0 | 4688738.6698
Circuit | strategic_undergrounding_three_phase_lateral | CV11_lateral | 857 | 1158.83 | 1158.83 | 0 | 0 | 13598151.8639 | 0 | 13596992.8726
Circuit | strategic_undergrounding_three_phase_lateral | WE04_lateral | 858 | 1152.76 | 1152.76 | 0 | 0 | 147348.448 | 0 | 146195.5292
Circuit | strategic_undergrounding_three_phase_lateral | NS01_lateral | 859 | 1143.75 | 1143.75 | 0 | 0 | 2683865.4092 | 0 | 2682721.4962
Circuit | strategic_undergrounding_three_phase_lateral | HNY06_lateral | 860 | 1125.82 | 1125.82 | 0 | 0 | 8442973.5274 | 0 | 8441847.5783
Circuit | strategic_undergrounding_three_phase_lateral | UV07_lateral | 861 | 1117.81 | 1117.81 | 0 | 0 | 3371574.0753 | 0 | 3370456.1173
Circuit | strategic_undergrounding_three_phase_lateral | HOC06_lateral | 862 | 1112.33 | 1112.33 | 0 | 0 | 2786986.5562 | 0 | 2785874.0732
Circuit | strategic_undergrounding_three_phase_lateral | THW48_lateral | 863 | 1109.52 | 1109.52 | 0 | 0 | 7831208.1766 | 0 | 7830098.5219
Circuit | strategic_undergrounding_three_phase_lateral | DN01_lateral | 864 | 1103.17 | 1103.17 | 0 | 0 | 574691.7404 | 0 | 573588.41
Circuit | strategic_undergrounding_three_phase_lateral | THW47_lateral | 865 | 1086.57 | 1086.57 | 0 | 0 | 10304116.8918 | 0 | 10303030.1807
Circuit | strategic_undergrounding_three_phase_lateral | WO12_lateral | 866 | 1065.14 | 1065.14 | 0 | 0 | 22637837.5212 | 0 | 22636772.2062
Circuit | strategic_undergrounding_three_phase_lateral | CB12_lateral | 867 | 1032.19 | 1032.19 | 0 | 0 | 3122667.8028 | 0 | 3121635.4834
Circuit | strategic_undergrounding_three_phase_lateral | WEB02_lateral | 868 | 1030.32 | 1030.32 | 0 | 0 | 2244004.0128 | 0 | 2242973.5415
Circuit | strategic_undergrounding_three_phase_lateral | WI07_lateral | 869 | 1028.23 | 1028.23 | 0 | 0 | 1254853.5128 | 0 | 1253825.1319
Circuit | strategic_undergrounding_three_phase_lateral | BR13_lateral | 870 | 1028.09 | 1028.09 | 0 | 0 | 3010344.2688 | 0 | 3009316.011
Circuit | strategic_undergrounding_three_phase_lateral | HE06_lateral | 871 | 1017.56 | 1017.56 | 0 | 0 | 1791929.212 | 0 | 1790911.498
Circuit | strategic_undergrounding_three_phase_lateral | TRN43_lateral | 872 | 1010.66 | 1010.66 | 0 | 0 | 1010.807 | 0 | 0
Circuit | strategic_undergrounding_three_phase_lateral | AL09_lateral | 873 | 1001.7 | 1001.7 | 0 | 0 | 10300382.3946 | 0 | 10299380.566
Circuit | strategic_undergrounding_three_phase_lateral | GR03_lateral | 874 | 973.34 | 973.34 | 0 | 0 | 3856.9756 | 0 | 2883.503
Circuit | strategic_undergrounding_three_phase_lateral | HX03_lateral | 875 | 966.81 | 966.81 | 0 | 0 | 7435882.778 | 0 | 7434915.7972
Circuit | strategic_undergrounding_three_phase_lateral | ST14_lateral | 876 | 964.39 | 964.39 | 0 | 0 | 2718703.4527 | 0 | 2717738.8994
Circuit | strategic_undergrounding_three_phase_lateral | FR49_lateral | 877 | 950.45 | 950.45 | 0 | 0 | 1056179.3319 | 0 | 1055228.7268
Circuit | strategic_undergrounding_three_phase_lateral | WO13_lateral | 878 | 948.97 | 948.97 | 0 | 0 | 788356.8552 | 0 | 787407.7299
Circuit | strategic_undergrounding_three_phase_lateral | BL01_lateral | 879 | 947.4 | 947.4 | 0 | 0 | 2044502.4569 | 0 | 2043554.9081
Circuit | strategic_undergrounding_three_phase_lateral | ME02_lateral | 880 | 946.6 | 946.6 | 0 | 0 | 992085.2205 | 0 | 991138.4395
Circuit | strategic_undergrounding_three_phase_lateral | HV03_lateral | 881 | 934.77 | 934.77 | 0 | 0 | 7381424.6831 | 0 | 7380489.7625
Circuit | strategic_undergrounding_three_phase_lateral | PE04_lateral | 882 | 928.53 | 928.53 | 0 | 0 | 6423502.467 | 0 | 6422573.8189
Circuit | strategic_undergrounding_three_phase_lateral | UL02_lateral | 883 | 927.35 | 927.35 | 0 | 0 | 2452272.0544 | 0 | 2451344.5728
Circuit | strategic_undergrounding_three_phase_lateral | CE10_lateral | 884 | 918.9 | 918.9 | 0 | 0 | 1211965.5214 | 0 | 1211046.4309
Circuit | strategic_undergrounding_three_phase_lateral | LK07_lateral | 885 | 915.17 | 915.17 | 0 | 0 | 16127201.6501 | 0 | 16126286.332
Circuit | strategic_undergrounding_three_phase_lateral | RED10_lateral | 886 | 906.36 | 906.36 | 0 | 0 | 1157235.9532 | 0 | 1156329.457
Circuit | strategic_undergrounding_three_phase_lateral | GAR07_lateral | 887 | 883.4 | 883.4 | 0 | 0 | 573121.232 | 0 | 572237.6797
Circuit | strategic_undergrounding_three_phase_lateral | KM01_lateral | 888 | 881.63 | 881.63 | 0 | 0 | 10237352.0487 | 0 | 10236470.2615
Circuit | strategic_undergrounding_three_phase_lateral | DN10_lateral | 889 | 875.75 | 875.75 | 0 | 0 | 3018963.8249 | 0 | 3018087.9414
Circuit | strategic_undergrounding_three_phase_lateral | WZ41_lateral | 890 | 852.66 | 852.66 | 0 | 0 | 13106171.2175 | 0 | 13105318.4343
Circuit | strategic_undergrounding_three_phase_lateral | MAR42_lateral | 891 | 829 | 829 | 0 | 0 | 1435460.7317 | 0 | 1434631.5685
Circuit | strategic_undergrounding_three_phase_lateral | SB02_lateral | 892 | 821.98 | 821.98 | 0 | 0 | 15071629.243 | 0 | 15070807.1064
Circuit | strategic_undergrounding_three_phase_lateral | DH06_lateral | 893 | 816.03 | 816.03 | 0 | 0 | 12165438.2458 | 0 | 12164622.069
Circuit | strategic_undergrounding_three_phase_lateral | CYF44_lateral | 894 | 761.6 | 761.6 | 0 | 0 | 6331784.4423 | 0 | 6331022.6864
Circuit | strategic_undergrounding_three_phase_lateral | RO43_lateral | 895 | 761.23 | 761.23 | 0 | 0 | 4167566.3372 | 0 | 4166804.9626
Circuit | strategic_undergrounding_three_phase_lateral | SR08_lateral | 896 | 749.19 | 749.19 | 0 | 0 | 3591700.7565 | 0 | 3590951.4105
Circuit | strategic_undergrounding_three_phase_lateral | SF48_lateral | 897 | 740.01 | 740.01 | 0 | 0 | 815768.5345 | 0 | 815028.374
Circuit | strategic_undergrounding_three_phase_lateral | RU02_lateral | 898 | 696.32 | 696.32 | 0 | 0 | 10301155.8781 | 0 | 10300459.4103
Circuit | strategic_undergrounding_three_phase_lateral | JOR44_lateral | 899 | 690.93 | 690.93 | 0 | 0 | 20006927.4931 | 0 | 20006236.4245
Circuit | strategic_undergrounding_three_phase_lateral | GV03_lateral | 900 | 684.22 | 684.22 | 0 | 0 | 6305908.6537 | 0 | 6305224.2528
Circuit | strategic_undergrounding_three_phase_lateral | WEB01_lateral | 901 | 673.29 | 673.29 | 0 | 0 | 3472044.7098 | 0 | 3471371.2308
Circuit | strategic_undergrounding_three_phase_lateral | WEB03_lateral | 902 | 670.75 | 670.75 | 0 | 0 | 1948384.6241 | 0 | 1947713.7632
Circuit | strategic_undergrounding_three_phase_lateral | SB06_lateral | 903 | 663.75 | 663.75 | 0 | 0 | 8744099.4513 | 0 | 8743435.5493
Circuit | strategic_undergrounding_three_phase_lateral | ED04_lateral | 904 | 653.63 | 653.63 | 0 | 0 | 5986276.4482 | 0 | 5985622.6678
Circuit | strategic_undergrounding_three_phase_lateral | OA03_lateral | 905 | 653.02 | 653.02 | 0 | 0 | 33277.7458 | 0 | 32624.5716
Circuit | strategic_undergrounding_three_phase_lateral | SR03_lateral | 906 | 649.07 | 649.07 | 0 | 0 | 4785279.2073 | 0 | 4784629.9886
Circuit | strategic_undergrounding_three_phase_lateral | VL03_lateral | 907 | 647.61 | 647.61 | 0 | 0 | 7232745.761 | 0 | 7232097.992
Circuit | strategic_undergrounding_three_phase_lateral | CG01_lateral | 908 | 632.06 | 632.06 | 0 | 0 | 2125438.1795 | 0 | 2124805.9688
Circuit | strategic_undergrounding_three_phase_lateral | BL06_lateral | 909 | 627.15 | 627.15 | 0 | 0 | 1566734.5059 | 0 | 1566107.1757
Circuit | strategic_undergrounding_three_phase_lateral | SDY03_lateral | 910 | 623.63 | 623.63 | 0 | 0 | 1386337.8539 | 0 | 1385714.0998
Circuit | strategic_undergrounding_three_phase_lateral | TO01_lateral | 911 | 616.66 | 616.66 | 0 | 0 | 10397057.703 | 0 | 10396440.8684
Circuit | strategic_undergrounding_three_phase_lateral | AD01_lateral | 912 | 603.32 | 603.32 | 0 | 0 | 3535675.7269 | 0 | 3535072.2514
Circuit | strategic_undergrounding_three_phase_lateral | MC09_lateral | 913 | 602.07 | 602.07 | 0 | 0 | 3540718.7088 | 0 | 3540116.5217
Circuit | strategic_undergrounding_three_phase_lateral | UV08_lateral | 914 | 598.82 | 598.82 | 0 | 0 | 1818289.0144 | 0 | 1817690.0382
Circuit | strategic_undergrounding_three_phase_lateral | LJ03_lateral | 915 | 596.78 | 596.78 | 0 | 0 | 90509028.4294 | 0 | 90508431.511
Circuit | strategic_undergrounding_three_phase_lateral | LIM44_lateral | 916 | 585.09 | 585.09 | 0 | 0 | 2379426.0252 | 0 | 2378840.7463
Circuit | strategic_undergrounding_three_phase_lateral | UN02_lateral | 917 | 573.41 | 573.41 | 0 | 0 | 9885365.7875 | 0 | 9884792.221
Circuit | strategic_undergrounding_three_phase_lateral | IM41_lateral | 918 | 572.61 | 572.61 | 0 | 0 | 604430.6524 | 0 | 603857.8879
Circuit | strategic_undergrounding_three_phase_lateral | UV03_lateral | 919 | 570.65 | 570.65 | 0 | 0 | 3756343.4004 | 0 | 3755772.5918
Circuit | strategic_undergrounding_three_phase_lateral | HOC11_lateral | 920 | 570.64 | 570.64 | 0 | 0 | 3860611.9751 | 0 | 3860041.1692
Circuit | strategic_undergrounding_three_phase_lateral | WEB08_lateral | 921 | 569.62 | 569.62 | 0 | 0 | 1053723.4461 | 0 | 1053153.6346
Circuit | strategic_undergrounding_three_phase_lateral | DE05_lateral | 922 | 560.13 | 560.13 | 0 | 0 | 2263065.5431 | 0 | 2262505.272
Circuit | strategic_undergrounding_three_phase_lateral | BI09_lateral | 923 | 560.03 | 560.03 | 0 | 0 | 2476488.7608 | 0 | 2475928.5771
Circuit | strategic_undergrounding_three_phase_lateral | DR04_lateral | 924 | 557.91 | 557.91 | 0 | 0 | 5157249.8228 | 0 | 5156691.7474
Circuit | strategic_undergrounding_three_phase_lateral | EB07_lateral | 925 | 555.69 | 555.69 | 0 | 0 | 13156480.8792 | 0 | 13155925.0332
Circuit | strategic_undergrounding_three_phase_lateral | HM08_lateral | 926 | 552.86 | 552.86 | 0 | 0 | 8473751.3995 | 0 | 8473198.3902
Circuit | strategic_undergrounding_three_phase_lateral | FM02_lateral | 927 | 552.69 | 552.69 | 0 | 0 | 5204029.5189 | 0 | 5203476.6573
Circuit | strategic_undergrounding_three_phase_lateral | KN02_lateral | 928 | 549.56 | 549.56 | 0 | 0 | 2996288.3439 | 0 | 2995738.6501
Circuit | strategic_undergrounding_three_phase_lateral | GN16_lateral | 929 | 546.52 | 546.52 | 0 | 0 | 371674.9831 | 0 | 371128.2828
Circuit | strategic_undergrounding_three_phase_lateral | FAN46_lateral | 930 | 546.52 | 546.52 | 0 | 0 | 170571.3704 | 0 | 170024.6701
Circuit | strategic_undergrounding_three_phase_lateral | STF02_lateral | 931 | 534.28 | 534.28 | 0 | 0 | 180127.3445 | 0 | 179592.9088
Circuit | strategic_undergrounding_three_phase_lateral | BG05_lateral | 932 | 531.58 | 531.58 | 0 | 0 | 1685870.9943 | 0 | 1685339.2659
Circuit | strategic_undergrounding_three_phase_lateral | GT06_lateral | 933 | 531.58 | 531.58 | 0 | 0 | 1399865.3759 | 0 | 1399333.6476
Circuit | strategic_undergrounding_three_phase_lateral | OA04_lateral | 934 | 524.56 | 524.56 | 0 | 0 | 6650723.7784 | 0 | 6650199.0892
Circuit | strategic_undergrounding_three_phase_lateral | ST08_lateral | 935 | 509.53 | 509.53 | 0 | 0 | 1540413.9253 | 0 | 1539904.2451
Circuit | strategic_undergrounding_three_phase_lateral | BI43_lateral | 936 | 506.51 | 506.51 | 0 | 0 | 5925283.0826 | 0 | 5924776.4229
Circuit | strategic_undergrounding_three_phase_lateral | KB21_lateral | 937 | 506.51 | 506.51 | 0 | 0 | 691936.6907 | 0 | 691430.0309
Circuit | strategic_undergrounding_three_phase_lateral | WW10_lateral | 938 | 506.44 | 506.44 | 0 | 0 | 3393836.3634 | 0 | 3393329.785
Circuit | strategic_undergrounding_three_phase_lateral | TO02_lateral | 939 | 503.35 | 503.35 | 0 | 0 | 4126362.9554 | 0 | 4125859.458
Circuit | strategic_undergrounding_three_phase_lateral | SF12_lateral | 940 | 502.19 | 502.19 | 0 | 0 | 436254.4354 | 0 | 435752.0931
Circuit | strategic_undergrounding_three_phase_lateral | BI42_lateral | 941 | 502.19 | 502.19 | 0 | 0 | 1433335.4182 | 0 | 1432833.0759
Circuit | strategic_undergrounding_three_phase_lateral | UL14_lateral | 942 | 501.33 | 501.33 | 0 | 0 | 1035111.3599 | 0 | 1034609.8957
Circuit | strategic_undergrounding_three_phase_lateral | SO41_lateral | 943 | 497.79 | 497.79 | 0 | 0 | 6989817.7565 | 0 | 6989319.8106
Circuit | strategic_undergrounding_three_phase_lateral | QV07_lateral | 944 | 496.62 | 496.62 | 0 | 0 | 904178.7721 | 0 | 903682.0324
Circuit | strategic_undergrounding_three_phase_lateral | DV08_lateral | 945 | 495.55 | 495.55 | 0 | 0 | 1500404.6144 | 0 | 1499908.9216
Circuit | strategic_undergrounding_three_phase_lateral | GP03_lateral | 946 | 491 | 491 | 0 | 0 | 157864.814 | 0 | 157373.6541
Circuit | strategic_undergrounding_three_phase_lateral | UL09_lateral | 947 | 489.25 | 489.25 | 0 | 0 | 465625.7989 | 0 | 465136.3932
Circuit | strategic_undergrounding_three_phase_lateral | SF08_lateral | 948 | 486.36 | 486.36 | 0 | 0 | 232047.3458 | 0 | 231560.8437
Circuit | strategic_undergrounding_three_phase_lateral | WT10_lateral | 949 | 485.74 | 485.74 | 0 | 0 | 415995.0855 | 0 | 415509.2367
Circuit | strategic_undergrounding_three_phase_lateral | UL13_lateral | 950 | 481.01 | 481.01 | 0 | 0 | 4271269.6499 | 0 | 4270788.4729
Circuit | strategic_undergrounding_three_phase_lateral | AF07_lateral | 951 | 479.79 | 479.79 | 0 | 0 | 1978358.0486 | 0 | 1977878.1128
Circuit | strategic_undergrounding_three_phase_lateral | WO15_lateral | 952 | 477.18 | 477.18 | 0 | 0 | 2230484.8411 | 0 | 2230007.5079
Circuit | strategic_undergrounding_three_phase_lateral | WO10_lateral | 953 | 477.18 | 477.18 | 0 | 0 | 3151472.6315 | 0 | 3150995.2982
Circuit | strategic_undergrounding_three_phase_lateral | CL09_lateral | 954 | 475.42 | 475.42 | 0 | 0 | 1402188.75 | 0 | 1401713.189
Circuit | strategic_undergrounding_three_phase_lateral | WO06_lateral | 955 | 469.85 | 469.85 | 0 | 0 | 2304612.229 | 0 | 2304142.2185
Circuit | strategic_undergrounding_three_phase_lateral | HY03_lateral | 956 | 465.84 | 465.84 | 0 | 0 | 1565701.202 | 0 | 1565235.1666
Circuit | strategic_undergrounding_three_phase_lateral | PA11_lateral | 957 | 462.35 | 462.35 | 0 | 0 | 6871616.1298 | 0 | 6871153.6359
Circuit | strategic_undergrounding_three_phase_lateral | WT11_lateral | 958 | 461.04 | 461.04 | 0 | 0 | 1330880.6951 | 0 | 1330419.5312
Circuit | strategic_undergrounding_three_phase_lateral | WW02_lateral | 959 | 444.27 | 444.27 | 0 | 0 | 191138.5736 | 0 | 190694.1528
Circuit | strategic_undergrounding_three_phase_lateral | LIM46_lateral | 960 | 441.31 | 441.31 | 0 | 0 | 12267784.3687 | 0 | 12267342.91
Circuit | strategic_undergrounding_three_phase_lateral | KDL43_lateral | 961 | 438.74 | 438.74 | 0 | 0 | 9156859.3065 | 0 | 9156420.3989
Circuit | strategic_undergrounding_three_phase_lateral | SR05_lateral | 962 | 436.18 | 436.18 | 0 | 0 | 428013.1206 | 0 | 427576.8057
Circuit | strategic_undergrounding_three_phase_lateral | IND02_lateral | 963 | 424.98 | 424.98 | 0 | 0 | 21546.8322 | 0 | 21121.7427
Circuit | strategic_undergrounding_three_phase_lateral | SP10_lateral | 964 | 422.46 | 422.46 | 0 | 0 | 6893420.5205 | 0 | 6892997.9025
Circuit | strategic_undergrounding_three_phase_lateral | BR12_lateral | 965 | 418.23 | 418.23 | 0 | 0 | 3854805.7452 | 0 | 3854387.3527
Circuit | strategic_undergrounding_three_phase_lateral | CG02_lateral | 966 | 417.24 | 417.24 | 0 | 0 | 7902320.8897 | 0 | 7901903.4943
Circuit | strategic_undergrounding_three_phase_lateral | BH09_lateral | 967 | 412.72 | 412.72 | 0 | 0 | 1224361.514 | 0 | 1223948.65
Circuit | strategic_undergrounding_three_phase_lateral | LK10_lateral | 968 | 412 | 412 | 0 | 0 | 3424267.1505 | 0 | 3423855.0174
Circuit | strategic_undergrounding_three_phase_lateral | WZ43_lateral | 969 | 407.54 | 407.54 | 0 | 0 | 693965.5546 | 0 | 693557.8607
Circuit | strategic_undergrounding_three_phase_lateral | MV02_lateral | 970 | 405.82 | 405.82 | 0 | 0 | 311132.0215 | 0 | 310726.0446
Circuit | strategic_undergrounding_three_phase_lateral | WO07_lateral | 971 | 400.36 | 400.36 | 0 | 0 | 4655988.4957 | 0 | 4655588.0021
Circuit | strategic_undergrounding_three_phase_lateral | FRY50_lateral | 972 | 395.84 | 395.84 | 0 | 0 | 2756.6453 | 0 | 2360.6447
Circuit | strategic_undergrounding_three_phase_lateral | BE01_lateral | 973 | 378.45 | 378.45 | 0 | 0 | 8829096.6225 | 0 | 8828718.0409
Circuit | strategic_undergrounding_three_phase_lateral | BY03_lateral | 974 | 376.07 | 376.07 | 0 | 0 | 5558393.5049 | 0 | 5558017.315
Circuit | strategic_undergrounding_three_phase_lateral | SH08_lateral | 975 | 367.42 | 367.42 | 0 | 0 | 4175539.3965 | 0 | 4175171.8336
Circuit | strategic_undergrounding_three_phase_lateral | GV07_lateral | 976 | 362.98 | 362.98 | 0 | 0 | 2370192.9695 | 0 | 2369829.8579
Circuit | strategic_undergrounding_three_phase_lateral | DL43_lateral | 977 | 360.67 | 360.67 | 0 | 0 | 3153053.6813 | 0 | 3152692.8543
Circuit | strategic_undergrounding_three_phase_lateral | RU03_lateral | 978 | 357.74 | 357.74 | 0 | 0 | 9263125.8411 | 0 | 9262767.9419
Circuit | strategic_undergrounding_three_phase_lateral | GL07_lateral | 979 | 356.87 | 356.87 | 0 | 0 | 50353840.8258 | 0 | 50353483.7898
Circuit | strategic_undergrounding_three_phase_lateral | JN09_lateral | 980 | 351.33 | 351.33 | 0 | 0 | 5129144.8332 | 0 | 5128793.3329
Circuit | strategic_undergrounding_three_phase_lateral | MID02_lateral | 981 | 347.17 | 347.17 | 0 | 0 | 1577299.3815 | 0 | 1576952.0469
Circuit | strategic_undergrounding_three_phase_lateral | TB02_lateral | 982 | 346.1 | 346.1 | 0 | 0 | 2497259.9073 | 0 | 2496913.6413
Circuit | strategic_undergrounding_three_phase_lateral | LP02_lateral | 983 | 324.06 | 324.06 | 0 | 0 | 1790154.4023 | 0 | 1789830.2062
Circuit | strategic_undergrounding_three_phase_lateral | DH10_lateral | 984 | 322.25 | 322.25 | 0 | 0 | 6231760.9597 | 0 | 6231438.5918
Circuit | strategic_undergrounding_three_phase_lateral | GG09_lateral | 985 | 320.45 | 320.45 | 0 | 0 | 3500742.3279 | 0 | 3500421.7064
Circuit | strategic_undergrounding_three_phase_lateral | WE08_lateral | 986 | 319.17 | 319.17 | 0 | 0 | 4792297.8779 | 0 | 4791978.5627
Circuit | strategic_undergrounding_three_phase_lateral | GT03_lateral | 987 | 313.91 | 313.91 | 0 | 0 | 3559781.1166 | 0 | 3559467.0544
Circuit | strategic_undergrounding_three_phase_lateral | BA45_lateral | 988 | 301.27 | 301.27 | 0 | 0 | 7061583.5939 | 0 | 7061282.1836
Circuit | strategic_undergrounding_three_phase_lateral | MY10_lateral | 989 | 291.16 | 291.16 | 0 | 0 | 3013989.9792 | 0 | 3013698.7884
Circuit | strategic_undergrounding_three_phase_lateral | CYF41_lateral | 990 | 288.08 | 288.08 | 0 | 0 | 847720.2471 | 0 | 847432.0196
Circuit | strategic_undergrounding_three_phase_lateral | LW47_lateral | 991 | 285.94 | 285.94 | 0 | 0 | 4824493.9214 | 0 | 4824207.8139
Circuit | strategic_undergrounding_three_phase_lateral | NM02_lateral | 992 | 276.11 | 276.11 | 0 | 0 | 1691916.3911 | 0 | 1691640.1548
Circuit | strategic_undergrounding_three_phase_lateral | IR06_lateral | 993 | 269.21 | 269.21 | 0 | 0 | 3011004.4764 | 0 | 3010735.1167
Circuit | strategic_undergrounding_three_phase_lateral | BY06_lateral | 994 | 267.01 | 267.01 | 0 | 0 | 6432512.6004 | 0 | 6432245.4428
Circuit | strategic_undergrounding_three_phase_lateral | GA02_lateral | 995 | 260.24 | 260.24 | 0 | 0 | 17170373.7488 | 0 | 17170113.3523
Circuit | strategic_undergrounding_three_phase_lateral | SA41_lateral | 996 | 254.28 | 254.28 | 0 | 0 | 740289.7856 | 0 | 740035.3903
Circuit | strategic_undergrounding_three_phase_lateral | FL50_lateral | 997 | 249.91 | 249.91 | 0 | 0 | 2518112.5584 | 0 | 2517862.5064
Circuit | strategic_undergrounding_three_phase_lateral | KT41_lateral | 998 | 249.2 | 249.2 | 0 | 0 | 3192378.7644 | 0 | 3192129.4238
Circuit | strategic_undergrounding_three_phase_lateral | CB01_lateral | 999 | 248.01 | 248.01 | 0 | 0 | 2841796.226 | 0 | 2841548.0721
Circuit | strategic_undergrounding_three_phase_lateral | STF06_lateral | 1000 | 246.86 | 246.86 | 0 | 0 | 1705390.1849 | 0 | 1705143.1864
Circuit | strategic_undergrounding_three_phase_lateral | AF10_lateral | 1001 | 236.57 | 236.57 | 0 | 0 | 2619476.8447 | 0 | 2619240.1161
Circuit | strategic_undergrounding_three_phase_lateral | BR01_lateral | 1002 | 235.63 | 235.63 | 0 | 0 | 638348.1745 | 0 | 638112.3852
Circuit | strategic_undergrounding_three_phase_lateral | LA04_lateral | 1003 | 223.78 | 223.78 | 0 | 0 | 1547763.2495 | 0 | 1547539.3351
Circuit | strategic_undergrounding_three_phase_lateral | NM03_lateral | 1004 | 202.26 | 202.26 | 0 | 0 | 3332195.8171 | 0 | 3331993.399
Circuit | strategic_undergrounding_three_phase_lateral | UN11_lateral | 1005 | 199.47 | 199.47 | 0 | 0 | 2132880.162 | 0 | 2132680.5438
Circuit | strategic_undergrounding_three_phase_lateral | FL47_lateral | 1006 | 196.87 | 196.87 | 0 | 0 | 2506739.4413 | 0 | 2506542.4032
Circuit | strategic_undergrounding_three_phase_lateral | NP41_lateral | 1007 | 194.49 | 194.49 | 0 | 0 | 1913990.7599 | 0 | 1913796.1078
Circuit | strategic_undergrounding_three_phase_lateral | ST11_lateral | 1008 | 194.22 | 194.22 | 0 | 0 | 1342729.6427 | 0 | 1342535.2854
Circuit | strategic_undergrounding_three_phase_lateral | RE05_lateral | 1009 | 192.69 | 192.69 | 0 | 0 | 3957867.2699 | 0 | 3957674.4241
Circuit | strategic_undergrounding_three_phase_lateral | KI46_lateral | 1010 | 187.75 | 187.75 | 0 | 0 | 2164501.3921 | 0 | 2164313.4907
Circuit | strategic_undergrounding_three_phase_lateral | GAR02_lateral | 1011 | 182.11 | 182.11 | 0 | 0 | 13943061.9994 | 0 | 13942879.7435
Circuit | strategic_undergrounding_three_phase_lateral | MP08_lateral | 1012 | 180.18 | 180.18 | 0 | 0 | 2589661.8337 | 0 | 2589481.5029
Circuit | strategic_undergrounding_three_phase_lateral | DR12_lateral | 1013 | 178.74 | 178.74 | 0 | 0 | 1459638.8215 | 0 | 1459459.9036
Circuit | strategic_undergrounding_three_phase_lateral | EC07_lateral | 1014 | 175.86 | 175.86 | 0 | 0 | 721581.0167 | 0 | 721404.9827
Circuit | strategic_undergrounding_three_phase_lateral | MU02_lateral | 1015 | 171.22 | 171.22 | 0 | 0 | 415510.2541 | 0 | 415338.8838
Circuit | strategic_undergrounding_three_phase_lateral | FR48_lateral | 1016 | 155.2 | 155.2 | 0 | 0 | 794394.4425 | 0 | 794239.1155
Circuit | strategic_undergrounding_three_phase_lateral | PA04_lateral | 1017 | 151.57 | 151.57 | 0 | 0 | 856165.3315 | 0 | 856013.5963
Circuit | strategic_undergrounding_three_phase_lateral | SP07_lateral | 1018 | 150.56 | 150.56 | 0 | 0 | 1822040.016 | 0 | 1821889.2909
Circuit | strategic_undergrounding_three_phase_lateral | SA50_lateral | 1019 | 141.19 | 141.19 | 0 | 0 | 789506.7979 | 0 | 789365.4309
Circuit | strategic_undergrounding_three_phase_lateral | GS22_lateral | 1020 | 130.17 | 130.17 | 0 | 0 | 1022273.0299 | 0 | 1022142.7338
Circuit | strategic_undergrounding_three_phase_lateral | BL05_lateral | 1021 | 123.63 | 123.63 | 0 | 0 | 1369256.157 | 0 | 1369132.3894
Circuit | strategic_undergrounding_three_phase_lateral | WT05_lateral | 1022 | 121.33 | 121.33 | 0 | 0 | 55395.5952 | 0 | 55274.1073
Circuit | strategic_undergrounding_three_phase_lateral | FZ46_lateral | 1023 | 113.58 | 113.58 | 0 | 0 | 3329201.8022 | 0 | 3329088.0807
Circuit | strategic_undergrounding_three_phase_lateral | FD02_lateral | 1024 | 100.46 | 100.46 | 0 | 0 | 1521623.5582 | 0 | 1521522.9561
Circuit | strategic_undergrounding_three_phase_lateral | WD45_lateral | 1025 | 96.26 | 96.26 | 0 | 0 | 27376.3481 | 0 | 27279.9194
Circuit | strategic_undergrounding_three_phase_lateral | NSH03_lateral | 1026 | 82.62 | 82.62 | 0 | 0 | 585356.9051 | 0 | 585274.1363
Circuit | strategic_undergrounding_three_phase_lateral | WZ45_lateral | 1027 | 81.88 | 81.88 | 0 | 0 | 160799.2927 | 0 | 160717.2566
Circuit | strategic_undergrounding_three_phase_lateral | HB44_lateral | 1028 | 57.58 | 57.58 | 0 | 0 | 6610599.1038 | 0 | 6610541.3869
Circuit | strategic_undergrounding_three_phase_lateral | JOR42_lateral | 1029 | 49.06 | 49.06 | 0 | 0 | 415972.1864 | 0 | 415922.9844
Circuit | strategic_undergrounding_three_phase_lateral | DV02_lateral | 1030 | 41.28 | 41.28 | 0 | 0 | 172286.2565 | 0 | 172244.8335
Circuit | strategic_undergrounding_three_phase_lateral | FW02_lateral | 1031 | 38.72 | 38.72 | 0 | 0 | 1109014.1108 | 0 | 1108975.23
Circuit | strategic_undergrounding_three_phase_lateral | HB03_lateral | 1032 | 38.63 | 38.63 | 0 | 0 | 3303056.4096 | 0 | 3303017.6286
Circuit | strategic_undergrounding_three_phase_lateral | FR46_lateral | 1033 | 35.68 | 35.68 | 0 | 0 | 719428.7458 | 0 | 719392.9327
Circuit | strategic_undergrounding_three_phase_lateral | KW42_lateral | 1034 | 24.43 | 24.43 | 0 | 0 | 4611982.5072 | 0 | 4611957.9419
Circuit | strategic_undergrounding_three_phase_lateral | BT02_lateral | 1035 | 14.03 | 14.03 | 0 | 0 | 176494.7909 | 0 | 176480.6114
Circuit | strategic_undergrounding_three_phase_lateral | AR43_lateral | 1036 | 1.15 | 1.15 | 0 | 0 | 10355427.8557 | 0 | 10355426.6998
Circuit | strategic_undergrounding_three_phase_lateral | KB18_lateral | 1037 | 0 | 0 | 0 | 0 | 62091.8405 | 0 | 62091.8405
Circuit | strategic_undergrounding_three_phase_lateral | GS28_lateral | 1038 | 0 | 0 | 0 | 0 | 388389.1238 | 0 | 388389.1238
Circuit | strategic_undergrounding_three_phase_lateral | GN14_lateral | 1039 | 0 | 0 | 0 | 0 | 0 | 0 | 0
Circuit | strategic_undergrounding_three_phase_lateral | SF07_lateral | 1040 | 0 | 0 | 0 | 0 | 23187.0739 | 0 | 23187.0739
Circuit | strategic_undergrounding_three_phase_lateral | EU12_lateral | 1041 | 0 | 0 | 0 | 0 | 304104.7976 | 0 | 304104.7976
Circuit | strategic_undergrounding_three_phase_lateral | EC12_lateral | 1042 | 0 | 0 | 0 | 0 | 705990.8449 | 0 | 705990.8449
Circuit | strategic_undergrounding_three_phase_lateral | SDY05_lateral | 1043 | 0 | 0 | 0 | 0 | 827664.4859 | 0 | 827664.4859
Circuit | strategic_undergrounding_three_phase_lateral | SC03_lateral | 1044 | 0 | 0 | 0 | 0 | 166848.8647 | 0 | 166848.8647
Circuit | strategic_undergrounding_three_phase_lateral | VCR46_lateral | 1045 | 0 | 0 | 0 | 0 | 0 | 0 | 0
Circuit | strategic_undergrounding_three_phase_lateral | PG02_lateral | 1046 | 0 | 0 | 0 | 0 | 10212.9576 | 0 | 10212.9576
Circuit | strategic_undergrounding_three_phase_lateral | PZ49_lateral | 1047 | 0 | 0 | 0 | 0 | 0 | 0 | 0
Circuit | strategic_undergrounding_three_phase_lateral | HL09_lateral | 1048 | 0 | 0 | 0 | 0 | 0 | 0 | 0
Circuit | strategic_undergrounding_three_phase_lateral | IND04_lateral | 1049 | 0 | 0 | 0 | 0 | 34030.6447 | 0 | 34030.6447
Circuit | strategic_undergrounding_three_phase_lateral | JP04_lateral | 1050 | 0 | 0 | 0 | 0 | 67328.1206 | 0 | 67328.1206
Circuit | strategic_undergrounding_three_phase_lateral | JP05_lateral | 1051 | 0 | 0 | 0 | 0 | 65457.0706 | 0 | 65457.0706
Circuit | strategic_undergrounding_three_phase_lateral | SC05_lateral | 1052 | 0 | 0 | 0 | 0 | 151099.3177 | 0 | 151099.3177
Circuit | strategic_undergrounding_three_phase_lateral | HP04_lateral | 1053 | 0 | 0 | 0 | 0 | 753470.5938 | 0 | 753470.5938
Circuit | strategic_undergrounding_three_phase_lateral | GT12_lateral | 1054 | 0 | 0 | 0 | 0 | 6073293.4836 | 0 | 6073293.4836
Circuit | strategic_undergrounding_three_phase_lateral | BI03_lateral | 1055 | 0 | 0 | 0 | 0 | 1347361.4488 | 0 | 1347361.4488
Circuit | strategic_undergrounding_three_phase_lateral | HT08_lateral | 1056 | 0 | 0 | 0 | 0 | 530184.3334 | 0 | 530184.3334
Circuit | strategic_undergrounding_three_phase_lateral | EB06_lateral | 1057 | 0 | 0 | 0 | 0 | 9130412.3621 | 0 | 9130412.3621
Circuit | strategic_undergrounding_three_phase_lateral | BA41_lateral | 1058 | 0 | 0 | 0 | 0 | 4947724.2779 | 0 | 4947724.2779
Circuit | strategic_undergrounding_three_phase_lateral | JN08_lateral | 1059 | 0 | 0 | 0 | 0 | 1196403.7931 | 0 | 1196403.7931
Circuit | strategic_undergrounding_three_phase_lateral | LY46_lateral | 1060 | 0 | 0 | 0 | 0 | 2023869.999 | 0 | 2023869.999
Circuit | strategic_undergrounding_three_phase_lateral | THW50_lateral | 1061 | 0 | 0 | 0 | 0 | 6092392.8176 | 0 | 6092392.8176
Circuit | strategic_undergrounding_three_phase_lateral | UL49_lateral | 1062 | 0 | 0 | 0 | 0 | 522188.3493 | 0 | 522188.3493
Circuit | strategic_undergrounding_three_phase_lateral | WT03_lateral | 1063 | 0 | 0 | 0 | 0 | 1955840.958 | 0 | 1955840.958
Circuit | strategic_undergrounding_three_phase_lateral | PW06_lateral | 1064 | 0 | 0 | 0 | 0 | 3918795.7486 | 0 | 3918795.7486
Circuit | strategic_undergrounding_three_phase_lateral | BV43_lateral | 1065 | 0 | 0 | 0 | 0 | 3942573.5961 | 0 | 3942573.5961
Circuit | strategic_undergrounding_three_phase_lateral | MC08_lateral | 1066 | 0 | 0 | 0 | 0 | 1724517.8694 | 0 | 1724517.8694
Circuit | strategic_undergrounding_three_phase_lateral | HE15_lateral | 1067 | 0 | 0 | 0 | 0 | 9883715.1734 | 0 | 9883715.1734
Circuit | strategic_undergrounding_three_phase_lateral | UV06_lateral | 1068 | 0 | 0 | 0 | 0 | 2662646.0756 | 0 | 2662646.0756
Circuit | strategic_undergrounding_three_phase_lateral | EB05_lateral | 1069 | 0 | 0 | 0 | 0 | 10497424.0916 | 0 | 10497424.0916
Circuit | strategic_undergrounding_three_phase_lateral | IM47_lateral | 1070 | 0 | 0 | 0 | 0 | 1419137.7693 | 0 | 1419137.7693
Circuit | strategic_undergrounding_three_phase_lateral | DN06_lateral | 1071 | 0 | 0 | 0 | 0 | 3549858.4342 | 0 | 3549858.4342
Circuit | strategic_undergrounding_three_phase_lateral | DL47_lateral | 1072 | 0 | 0 | 0 | 0 | 5742610.6739 | 0 | 5742610.6739
Circuit | strategic_undergrounding_three_phase_lateral | DV04_lateral | 1073 | 0 | 0 | 0 | 0 | 1406162.8959 | 0 | 1406162.8959
Circuit | strategic_undergrounding_three_phase_lateral | KT47_lateral | 1074 | 0 | 0 | 0 | 0 | 1311659.1071 | 0 | 1311659.1071
Circuit | strategic_undergrounding_three_phase_lateral | WLO44_lateral | 1075 | 0 | 0 | 0 | 0 | 13285926.0004 | 0 | 13285926.0004
Circuit | strategic_undergrounding_three_phase_lateral | KB07_lateral | 1076 | 0 | 0 | 0 | 0 | 1095296.386 | 0 | 1095296.386
Circuit | strategic_undergrounding_three_phase_lateral | JN11_lateral | 1077 | 0 | 0 | 0 | 0 | 4123656.862 | 0 | 4123656.862
Circuit | strategic_undergrounding_three_phase_lateral | PJ06_lateral | 1078 | 0 | 0 | 0 | 0 | 7971025.6652 | 0 | 7971025.6652
Circuit | strategic_undergrounding_three_phase_lateral | HT05_lateral | 1079 | 0 | 0 | 0 | 0 | 3933068.9963 | 0 | 3933068.9963
Circuit | strategic_undergrounding_three_phase_lateral | KB01_lateral | 1080 | 0 | 0 | 0 | 0 | 1217926.0799 | 0 | 1217926.0799
Circuit | strategic_undergrounding_three_phase_lateral | BI06_lateral | 1081 | 0 | 0 | 0 | 0 | 818990.1404 | 0 | 818990.1404
Circuit | strategic_undergrounding_three_phase_lateral | ME01_lateral | 1082 | 0 | 0 | 0 | 0 | 12075684.6081 | 0 | 12075684.6081
Circuit | strategic_undergrounding_three_phase_lateral | WF48_lateral | 1083 | 0 | 0 | 0 | 0 | 54015066.5182 | 0 | 54015066.5182
Circuit | strategic_undergrounding_three_phase_lateral | ST09_lateral | 1084 | 0 | 0 | 0 | 0 | 1664804.0193 | 0 | 1664804.0193
Circuit | strategic_undergrounding_three_phase_lateral | HV06_lateral | 1085 | 0 | 0 | 0 | 0 | 2493884.9115 | 0 | 2493884.9115
Circuit | strategic_undergrounding_three_phase_lateral | WI02_lateral | 1086 | 0 | 0 | 0 | 0 | 1320199.3467 | 0 | 1320199.3467
Circuit | strategic_undergrounding_three_phase_lateral | WI43_lateral | 1087 | 0 | 0 | 0 | 0 | 3104908.0897 | 0 | 3104908.0897
Circuit | strategic_undergrounding_three_phase_lateral | HOC05_lateral | 1088 | 0 | 0 | 0 | 0 | 1884158.5874 | 0 | 1884158.5874
Circuit | strategic_undergrounding_three_phase_lateral | AD07_lateral | 1089 | 0 | 0 | 0 | 0 | 20110158.2515 | 0 | 20110158.2515
Circuit | strategic_undergrounding_three_phase_lateral | SP02_lateral | 1090 | 0 | 0 | 0 | 0 | 6608325.2674 | 0 | 6608325.2674
Circuit | strategic_undergrounding_three_phase_lateral | AF11_lateral | 1091 | 0 | 0 | 0 | 0 | 791087.1858 | 0 | 791087.1858
Circuit | strategic_undergrounding_three_phase_lateral | TV02_lateral | 1092 | 0 | 0 | 0 | 0 | 1896189.6732 | 0 | 1896189.6732
Circuit | strategic_undergrounding_three_phase_lateral | JN01_lateral | 1093 | 0 | 0 | 0 | 0 | 25670287.3984 | 0 | 25670287.3984
Circuit | strategic_undergrounding_three_phase_lateral | KN01_lateral | 1094 | 0 | 0 | 0 | 0 | 5345843.6421 | 0 | 5345843.6421
Circuit | strategic_undergrounding_three_phase_lateral | RU01_lateral | 1095 | 0 | 0 | 0 | 0 | 6005762.2602 | 0 | 6005762.2602
Circuit | strategic_undergrounding_three_phase_lateral | RO42_lateral | 1096 | 0 | 0 | 0 | 0 | 1834989.1955 | 0 | 1834989.1955
Circuit | strategic_undergrounding_three_phase_lateral | MY09_lateral | 1097 | 0 | 0 | 0 | 0 | 70134.0624 | 0 | 70134.0624
Circuit | strategic_undergrounding_three_phase_lateral | DH09_lateral | 1098 | 0 | 0 | 0 | 0 | 4687525.5375 | 0 | 4687525.5375
Circuit | strategic_undergrounding_three_phase_lateral | DH05_lateral | 1099 | 0 | 0 | 0 | 0 | 2404081.3385 | 0 | 2404081.3385
Circuit | strategic_undergrounding_three_phase_lateral | RU05_lateral | 1100 | 0 | 0 | 0 | 0 | 1437517.9471 | 0 | 1437517.9471
Circuit | strategic_undergrounding_three_phase_lateral | DH01_lateral | 1101 | 0 | 0 | 0 | 0 | 4334526.6046 | 0 | 4334526.6046
Circuit | strategic_undergrounding_three_phase_lateral | TE05_lateral | 1102 | 0 | 0 | 0 | 0 | 44100430.8722 | 0 | 44100430.8722
Circuit | strategic_undergrounding_three_phase_lateral | HA01_lateral | 1103 | 0 | 0 | 0 | 0 | 9255108.9353 | 0 | 9255108.9353
Circuit | strategic_undergrounding_three_phase_lateral | EC15_lateral | 1104 | 0 | 0 | 0 | 0 | 3151056.4391 | 0 | 3151056.4391
Circuit | strategic_undergrounding_three_phase_lateral | EC09_lateral | 1105 | 0 | 0 | 0 | 0 | 1298326.0999 | 0 | 1298326.0999
Circuit | strategic_undergrounding_three_phase_lateral | FD12_lateral | 1106 | 0 | 0 | 0 | 0 | 3709291.2511 | 0 | 3709291.2511
Circuit | strategic_undergrounding_three_phase_lateral | HA11_lateral | 1107 | 0 | 0 | 0 | 0 | 8655920.168 | 0 | 8655920.168
Circuit | strategic_undergrounding_three_phase_lateral | FD07_lateral | 1108 | 0 | 0 | 0 | 0 | 1885096.5636 | 0 | 1885096.5636
Circuit | strategic_undergrounding_three_phase_lateral | EL06_lateral | 1109 | 0 | 0 | 0 | 0 | 2284028.2074 | 0 | 2284028.2074
Circuit | strategic_undergrounding_three_phase_lateral | PW02_lateral | 1110 | 0 | 0 | 0 | 0 | 13153762.3731 | 0 | 13153762.3731
Circuit | strategic_undergrounding_three_phase_lateral | WF41_lateral | 1111 | 0 | 0 | 0 | 0 | 1157554.6533 | 0 | 1157554.6533
Circuit | strategic_undergrounding_three_phase_lateral | HG02_lateral | 1112 | 0 | 0 | 0 | 0 | 10698396.3245 | 0 | 10698396.3245
Circuit | strategic_undergrounding_three_phase_lateral | CB07_lateral | 1113 | 0 | 0 | 0 | 0 | 13704834.1497 | 0 | 13704834.1497
Circuit | strategic_undergrounding_three_phase_lateral | WR12_lateral | 1114 | 0 | 0 | 0 | 0 | 14973399.5013 | 0 | 14973399.5013
Circuit | strategic_undergrounding_three_phase_lateral | WF49_lateral | 1115 | 0 | 0 | 0 | 0 | 16680103.7713 | 0 | 16680103.7713
Circuit | strategic_undergrounding_three_phase_lateral | NB44_lateral | 1116 | 0 | 0 | 0 | 0 | 1788221.8567 | 0 | 1788221.8567
Circuit | strategic_undergrounding_three_phase_lateral | SW42_lateral | 1117 | 0 | 0 | 0 | 0 | 630386.6529 | 0 | 630386.6529
Circuit | strategic_undergrounding_three_phase_lateral | SA49_lateral | 1118 | 0 | 0 | 0 | 0 | 875672.2118 | 0 | 875672.2118
Circuit | strategic_undergrounding_three_phase_lateral | TB49_lateral | 1119 | 0 | 0 | 0 | 0 | 35235439.9342 | 0 | 35235439.9342
Circuit | strategic_undergrounding_three_phase_lateral | TO06_lateral | 1120 | 0 | 0 | 0 | 0 | 1636631.2726 | 0 | 1636631.2726
Circuit | strategic_undergrounding_three_phase_lateral | UN01_lateral | 1121 | 0 | 0 | 0 | 0 | 3676554.8454 | 0 | 3676554.8454
Circuit | strategic_undergrounding_three_phase_lateral | THW49_lateral | 1122 | 0 | 0 | 0 | 0 | 1271645.8901 | 0 | 1271645.8901
Circuit | strategic_undergrounding_three_phase_lateral | EU10_lateral | 1123 | 0 | 0 | 0 | 0 | 458346.1065 | 0 | 458346.1065
Circuit | strategic_undergrounding_three_phase_lateral | THW45_lateral | 1124 | 0 | 0 | 0 | 0 | 5160400.8356 | 0 | 5160400.8356
Circuit | strategic_undergrounding_three_phase_lateral | FRY49_lateral | 1125 | 0 | 0 | 0 | 0 | 14966466.6777 | 0 | 14966466.6777
Circuit | strategic_undergrounding_three_phase_lateral | FRY47_lateral | 1126 | 0 | 0 | 0 | 0 | 1779661.1226 | 0 | 1779661.1226
Circuit | strategic_undergrounding_three_phase_lateral | SA45_lateral | 1127 | 0 | 0 | 0 | 0 | 2851074.9992 | 0 | 2851074.9992
Circuit | strategic_undergrounding_three_phase_lateral | GE47_lateral | 1128 | 0 | 0 | 0 | 0 | 5884901.6723 | 0 | 5884901.6723
Circuit | strategic_undergrounding_three_phase_lateral | ADK49_lateral | 1129 | 0 | 0 | 0 | 0 | 3889228.0989 | 0 | 3889228.0989
Circuit | strategic_undergrounding_three_phase_lateral | BM08_lateral | 1130 | 0 | 0 | 0 | 0 | 4255809.2756 | 0 | 4255809.2756
Circuit | strategic_undergrounding_three_phase_lateral | WD48_lateral | 1131 | 0 | 0 | 0 | 0 | 2780766.4044 | 0 | 2780766.4044
Circuit | strategic_undergrounding_three_phase_lateral | MAR51_lateral | 1132 | 0 | 0 | 0 | 0 | 2533996.9628 | 0 | 2533996.9628
Circuit | strategic_undergrounding_three_phase_lateral | BAR43_lateral | 1133 | 0 | 0 | 0 | 0 | 35556289.4481 | 0 | 35556289.4481
Circuit | strategic_undergrounding_three_phase_lateral | SPW47_lateral | 1134 | 0 | 0 | 0 | 0 | 1652579.3616 | 0 | 1652579.3616
Circuit | strategic_undergrounding_three_phase_lateral | KT42_lateral | 1135 | 0 | 0 | 0 | 0 | 10620924.3158 | 0 | 10620924.3158
Circuit | strategic_undergrounding_three_phase_lateral | FUL42_lateral | 1136 | 0 | 0 | 0 | 0 | 11396026.2269 | 0 | 11396026.2269
Circuit | strategic_undergrounding_three_phase_lateral | IM43_lateral | 1137 | 0 | 0 | 0 | 0 | 2454862.1611 | 0 | 2454862.1611
Circuit | strategic_undergrounding_three_phase_lateral | CS01_lateral | 1138 | 0 | 0 | 0 | 0 | 12984322.237 | 0 | 12984322.237
Circuit | strategic_undergrounding_three_phase_lateral | IM46_lateral | 1139 | 0 | 0 | 0 | 0 | 2416564.1795 | 0 | 2416564.1795
Circuit | strategic_undergrounding_three_phase_lateral | CRB44_lateral | 1140 | 0 | 0 | 0 | 0 | 5315430.698 | 0 | 5315430.698
Circuit | strategic_undergrounding_three_phase_lateral | HR01_lateral | 1141 | 0 | 0 | 0 | 0 | 3662179.4276 | 0 | 3662179.4276
Circuit | strategic_undergrounding_three_phase_lateral | RA44_lateral | 1142 | 0 | 0 | 0 | 0 | 1069120.0924 | 0 | 1069120.0924
Circuit | strategic_undergrounding_three_phase_lateral | SPW51_lateral | 1143 | 0 | 0 | 0 | 0 | 8982683.2326 | 0 | 8982683.2326
Circuit | strategic_undergrounding_three_phase_lateral | SPW48_lateral | 1144 | 0 | 0 | 0 | 0 | 5583018.9093 | 0 | 5583018.9093
Circuit | strategic_undergrounding_three_phase_lateral | JP08_lateral | 1145 | 0 | 0 | 0 | 0 | 7528510.3401 | 0 | 7528510.3401
Circuit | strategic_undergrounding_three_phase_lateral | JP02_lateral | 1146 | 0 | 0 | 0 | 0 | 211645.5564 | 0 | 211645.5564
Circuit | strategic_undergrounding_three_phase_lateral | AI06_lateral | 1147 | 0 | 0 | 0 | 0 | 3452109.1339 | 0 | 3452109.1339
Circuit | strategic_undergrounding_three_phase_lateral | SA42_lateral | 1148 | 0 | 0 | 0 | 0 | 224487.8275 | 0 | 224487.8275
Circuit | strategic_undergrounding_three_phase_lateral | ADK44_lateral | 1149 | 0 | 0 | 0 | 0 | 1985728.949 | 0 | 1985728.949
Circuit | strategic_undergrounding_three_phase_lateral | AI09_lateral | 1150 | 0 | 0 | 0 | 0 | 62914.9259 | 0 | 62914.9259
Circuit | strategic_undergrounding_three_phase_lateral | MC06_lateral | 1151 | 0 | 0 | 0 | 0 | 2147136.1837 | 0 | 2147136.1837
Circuit | strategic_undergrounding_three_phase_lateral | LP03_lateral | 1152 | 0 | 0 | 0 | 0 | 3591464.4791 | 0 | 3591464.4791
Circuit | strategic_undergrounding_three_phase_lateral | SH07_lateral | 1153 | 0 | 0 | 0 | 0 | 9022669.5567 | 0 | 9022669.5567
Circuit | strategic_undergrounding_three_phase_lateral | AD03_lateral | 1154 | 0 | 0 | 0 | 0 | 5956964.2353 | 0 | 5956964.2353
Circuit | strategic_undergrounding_three_phase_lateral | BY10_lateral | 1155 | 0 | 0 | 0 | 0 | 39100026.1084 | 0 | 39100026.1084
Circuit | strategic_undergrounding_three_phase_lateral | TO04_lateral | 1156 | 0 | 0 | 0 | 0 | 1092530.6802 | 0 | 1092530.6802
Circuit | strategic_undergrounding_three_phase_lateral | TO03_lateral | 1157 | 0 | 0 | 0 | 0 | 1252697.5369 | 0 | 1252697.5369
Circuit | strategic_undergrounding_three_phase_lateral | PLK41_lateral | 1158 | 0 | 0 | 0 | 0 | 0 | 0 | 0
Circuit | strategic_undergrounding_three_phase_lateral | IND05_lateral | 1159 | 0 | 0 | 0 | 0 | 217838.4379 | 0 | 217838.4379
Circuit | strategic_undergrounding_three_phase_lateral | UN03_lateral | 1160 | 0 | 0 | 0 | 0 | 2143958.0075 | 0 | 2143958.0075
Circuit | strategic_undergrounding_three_phase_lateral | TE04_lateral | 1161 | 0 | 0 | 0 | 0 | 2379255.0997 | 0 | 2379255.0997
Circuit | strategic_undergrounding_three_phase_lateral | LY49_lateral | 1162 | 0 | 0 | 0 | 0 | 3666139.3324 | 0 | 3666139.3324
Substation | substation_flood_control | SRB345 | 1 | 70837743.78 | 0 | 70837743.78 | 70837744.0157 | 0 | 0 | 0
Substation | substation_flood_control | WAP138 | 2 | 51145864.53 | 0 | 51145864.53 | 51145864.8742 | 0 | 0 | 0
Substation | substation_flood_control | GS69 | 3 | 50735866.1 | 0 | 50735866.1 | 50735866.3243 | 0 | 0 | 0
Substation | substation_flood_control | WBY | 4 | 22747062.09 | 0 | 22747062.09 | 22747062.3008 | 0 | 0 | 0
Substation | substation_flood_control | BZ | 5 | 20408165.71 | 0 | 20408165.71 | 20408165.9783 | 0 | 0 | 0
Substation | substation_flood_control | SNU138 | 6 | 12841547.72 | 0 | 12841547.72 | 12841547.931 | 0 | 0 | 0
Substation | substation_flood_control | CHB345 | 7 | 12577361.57 | 0 | 12577361.57 | 12577361.82 | 0 | 0 | 0
Substation | substation_flood_control | GA | 8 | 11887355.97 | 0 | 11887355.97 | 11887356.2108 | 0 | 0 | 0
Substation | substation_flood_control | VL | 9 | 9617943.48 | 0 | 9617943.48 | 9617943.6719 | 0 | 0 | 0
Substation | substation_flood_control | STW | 10 | 8327698.55 | 0 | 8327698.55 | 8327698.7475 | 0 | 0 | 0
Substation | substation_flood_control | DPW138 | 11 | 7253874.67 | 0 | 7253874.67 | 7253874.9269 | 0 | 0 | 0
Substation | substation_flood_control | GL | 12 | 7049881.16 | 0 | 7049881.16 | 7049881.3803 | 0 | 0 | 0
Substation | substation_flood_control | OYS | 13 | 6639237.08 | 0 | 6639237.08 | 6639237.3156 | 0 | 0 | 0
Substation | substation_flood_control | KM | 14 | 6245506.91 | 0 | 6245506.91 | 6245507.13 | 0 | 0 | 0
Substation | substation_flood_control | FP | 15 | 6125442.33 | 0 | 6125442.33 | 6125442.5455 | 0 | 0 | 0
Substation | substation_flood_control | MDY | 16 | 3725984.08 | 0 | 3725984.08 | 3725984.3298 | 0 | 0 | 0
Substation | substation_flood_control | WD | 17 | 3554648.06 | 0 | 3554648.06 | 3554648.2747 | 0 | 0 | 0
Substation | substation_flood_control | BW | 18 | 2208347.74 | 0 | 2208347.74 | 2208347.9891 | 0 | 0 | 0
Substation | substation_flood_control | CBY | 19 | 1937633.42 | 0 | 1937633.42 | 1937633.6046 | 0 | 0 | 0
Substation | substation_flood_control | MRN138 | 20 | 1713278.23 | 0 | 1713278.23 | 1713278.2852 | 0 | 0 | 0
Substation | substation_flood_control | PHR | 21 | 1644648.85 | 0 | 1644648.85 | 1644649.0814 | 0 | 0 | 0
Substation | substation_flood_control | PO | 22 | 1458510.17 | 0 | 1458510.17 | 1458510.4218 | 0 | 0 | 0
Substation | substation_flood_control | WEB138 | 23 | 1270583.16 | 0 | 1270583.16 | 1270583.3909 | 0 | 0 | 0
Substation | substation_flood_control | BT | 24 | 1242814.75 | 0 | 1242814.75 | 1242814.9562 | 0 | 0 | 0
Substation | substation_flood_control | BV | 25 | 1200256.88 | 0 | 1200256.88 | 1200257.1046 | 0 | 0 | 0
Substation | substation_flood_control | LP | 26 | 1161352.96 | 0 | 1161352.96 | 1161353.1616 | 0 | 0 | 0
Substation | substation_flood_control | FT | 27 | 1108224.44 | 0 | 1108224.44 | 1108224.677 | 0 | 0 | 0
Substation | substation_flood_control | WEB | 28 | 1069843.72 | 0 | 1069843.72 | 1069843.9544 | 0 | 0 | 0
Substation | substation_flood_control | LM | 29 | 1064264.11 | 0 | 1064264.11 | 1064264.3176 | 0 | 0 | 0
Substation | substation_flood_control | SCW | 30 | 975012.7 | 0 | 975012.7 | 975012.9312 | 0 | 0 | 0
Substation | substation_flood_control | TIK | 31 | 938690 | 0 | 938690 | 938690.2227 | 0 | 0 | 0
Substation | substation_flood_control | AL | 32 | 928047.45 | 0 | 928047.45 | 928047.6866 | 0 | 0 | 0
Substation | substation_flood_control | CRB | 33 | 899286.3 | 0 | 899286.3 | 899286.5358 | 0 | 0 | 0
Substation | substation_flood_control | DAB | 34 | 897711.44 | 0 | 897711.44 | 897711.6369 | 0 | 0 | 0
Substation | substation_flood_control | HX | 35 | 793405.01 | 0 | 793405.01 | 793405.2351 | 0 | 0 | 0
Substation | substation_flood_control | CV | 36 | 752858.47 | 0 | 752858.47 | 752858.6411 | 0 | 0 | 0
Substation | substation_flood_control | CK | 37 | 300951.05 | 0 | 300951.05 | 300951.2083 | 0 | 0 | 0
Substation | substation_flood_control | GAR | 38 | 274791.04 | 0 | 274791.04 | 274791.0774 | 0 | 0 | 0
Substation | substation_flood_control | TRN | 39 | 265725.61 | 0 | 265725.61 | 265725.7407 | 0 | 0 | 0
Substation | substation_flood_control | LV | 40 | 240631.29 | 0 | 240631.29 | 240631.4402 | 0 | 0 | 0
Substation | substation_flood_control | CTR345 | 41 | 213220.87 | 0 | 213220.87 | 213220.8755 | 0 | 0 | 0
Substation | substation_flood_control | WE | 42 | 144830.84 | 0 | 144830.84 | 144830.9711 | 0 | 0 | 0
Substation | substation_flood_control | TM | 43 | 132314.83 | 0 | 132314.83 | 132315.0539 | 0 | 0 | 0
Substation | substation_flood_control | JP | 44 | 109833.69 | 0 | 109833.69 | 109833.8976 | 0 | 0 | 0
Substation | substation_flood_control | SDY | 45 | 54129.59 | 0 | 54129.59 | 54129.8148 | 0 | 0 | 0
Substation | substation_flood_control | SC | 46 | 26390.49 | 0 | 26390.49 | 26390.6987 | 0 | 0 | 0
Substation | substation_flood_control | IND | 47 | 9720.27 | 0 | 9720.27 | 9720.527 | 0 | 0 | 0
Substation | substation_flood_control | AN | 48 | 0 | 0 | 0 | 0 | 0 | 0 | 0
Substation | substation_flood_control | AD | 49 | 0 | 0 | 0 | 0 | 0 | 0 | 0
Substation | substation_flood_control | AI | 50 | 0 | 0 | 0 | 0 | 0 | 0 | 0
Substation | substation_flood_control | AF | 51 | 0 | 0 | 0 | 0 | 0 | 0 | 0
Substation | substation_flood_control | AE | 52 | 0 | 0 | 0 | 0 | 0 | 0 | 0
Substation | substation_flood_control | AR | 53 | 0 | 0 | 0 | 0 | 0 | 0 | 0
Substation | substation_flood_control | AT | 54 | 0 | 0 | 0 | 0 | 0 | 0 | 0
Substation | substation_flood_control | BA | 55 | 0 | 0 | 0 | 0 | 0 | 0 | 0
Substation | substation_flood_control | BAR | 56 | 0 | 0 | 0 | 0 | 0 | 0 | 0
Substation | substation_flood_control | BI | 57 | 0 | 0 | 0 | 0 | 0 | 0 | 0
Substation | substation_flood_control | BY | 58 | 0 | 0 | 0 | 0 | 0 | 0 | 0
Substation | substation_flood_control | BE | 59 | 0 | 0 | 0 | 0 | 0 | 0 | 0
Substation | substation_flood_control | BC | 60 | 0 | 0 | 0 | 0 | 0 | 0 | 0
Substation | substation_flood_control | BG | 61 | 0 | 0 | 0 | 0 | 0 | 0 | 0
Substation | substation_flood_control | BL | 62 | 0 | 0 | 0 | 0 | 0 | 0 | 0
Substation | substation_flood_control | BR | 63 | 0 | 0 | 0 | 0 | 0 | 0 | 0
Substation | substation_flood_control | BH | 64 | 0 | 0 | 0 | 0 | 0 | 0 | 0
Substation | substation_flood_control | BM | 65 | 0 | 0 | 0 | 0 | 0 | 0 | 0
Substation | substation_flood_control | BU | 66 | 0 | 0 | 0 | 0 | 0 | 0 | 0
Substation | substation_flood_control | CB | 67 | 0 | 0 | 0 | 0 | 0 | 0 | 0
Substation | substation_flood_control | CA | 68 | 0 | 0 | 0 | 0 | 0 | 0 | 0
Substation | substation_flood_control | CD | 69 | 0 | 0 | 0 | 0 | 0 | 0 | 0
Substation | substation_flood_control | CC | 70 | 0 | 0 | 0 | 0 | 0 | 0 | 0
Substation | substation_flood_control | CL | 71 | 0 | 0 | 0 | 0 | 0 | 0 | 0
Substation | substation_flood_control | CE | 72 | 0 | 0 | 0 | 0 | 0 | 0 | 0
Substation | substation_flood_control | CG | 73 | 0 | 0 | 0 | 0 | 0 | 0 | 0
Substation | substation_flood_control | CR | 74 | 0 | 0 | 0 | 0 | 0 | 0 | 0
Substation | substation_flood_control | DA | 75 | 0 | 0 | 0 | 0 | 0 | 0 | 0
Substation | substation_flood_control | DE | 76 | 0 | 0 | 0 | 0 | 0 | 0 | 0
Substation | substation_flood_control | DH | 77 | 0 | 0 | 0 | 0 | 0 | 0 | 0
Substation | substation_flood_control | DL | 78 | 0 | 0 | 0 | 0 | 0 | 0 | 0
Substation | substation_flood_control | DR | 79 | 0 | 0 | 0 | 0 | 0 | 0 | 0
Substation | substation_flood_control | DN | 80 | 0 | 0 | 0 | 0 | 0 | 0 | 0
Substation | substation_flood_control | DV | 81 | 0 | 0 | 0 | 0 | 0 | 0 | 0
Substation | substation_flood_control | DT | 82 | 0 | 0 | 0 | 0 | 0 | 0 | 0
Substation | substation_flood_control | EC | 83 | 0 | 0 | 0 | 0 | 0 | 0 | 0
Substation | substation_flood_control | ED | 84 | 0 | 0 | 0 | 0 | 0 | 0 | 0
Substation | substation_flood_control | EL | 85 | 0 | 0 | 0 | 0 | 0 | 0 | 0
Substation | substation_flood_control | EU | 86 | 0 | 0 | 0 | 0 | 0 | 0 | 0
Substation | substation_flood_control | EB | 87 | 0 | 0 | 0 | 0 | 0 | 0 | 0
Substation | substation_flood_control | ES | 88 | 0 | 0 | 0 | 0 | 0 | 0 | 0
Substation | substation_flood_control | FR | 89 | 0 | 0 | 0 | 0 | 0 | 0 | 0
Substation | substation_flood_control | FL | 90 | 0 | 0 | 0 | 0 | 0 | 0 | 0
Substation | substation_flood_control | FD | 91 | 0 | 0 | 0 | 0 | 0 | 0 | 0
Substation | substation_flood_control | FZ | 92 | 0 | 0 | 0 | 0 | 0 | 0 | 0
Substation | substation_flood_control | FM | 93 | 0 | 0 | 0 | 0 | 0 | 0 | 0
Substation | substation_flood_control | FW | 94 | 0 | 0 | 0 | 0 | 0 | 0 | 0
Substation | substation_flood_control | FB | 95 | 0 | 0 | 0 | 0 | 0 | 0 | 0
Substation | substation_flood_control | GS138 | 96 | 0 | 0 | 0 | 0 | 0 | 0 | 0
Substation | substation_flood_control | GP | 97 | 0 | 0 | 0 | 0 | 0 | 0 | 0
Substation | substation_flood_control | GV | 98 | 0 | 0 | 0 | 0 | 0 | 0 | 0
Substation | substation_flood_control | GT | 99 | 0 | 0 | 0 | 0 | 0 | 0 | 0
Substation | substation_flood_control | GZ | 100 | 0 | 0 | 0 | 0 | 0 | 0 | 0
Substation | substation_flood_control | GE | 101 | 0 | 0 | 0 | 0 | 0 | 0 | 0
Substation | substation_flood_control | GW | 102 | 0 | 0 | 0 | 0 | 0 | 0 | 0
Substation | substation_flood_control | GN | 103 | 0 | 0 | 0 | 0 | 0 | 0 | 0
Substation | substation_flood_control | GR | 104 | 0 | 0 | 0 | 0 | 0 | 0 | 0
Substation | substation_flood_control | GG | 105 | 0 | 0 | 0 | 0 | 0 | 0 | 0
Substation | substation_flood_control | HA | 106 | 0 | 0 | 0 | 0 | 0 | 0 | 0
Substation | substation_flood_control | HNY | 107 | 0 | 0 | 0 | 0 | 0 | 0 | 0
Substation | substation_flood_control | HR | 108 | 0 | 0 | 0 | 0 | 0 | 0 | 0
Substation | substation_flood_control | HG | 109 | 0 | 0 | 0 | 0 | 0 | 0 | 0
Substation | substation_flood_control | HY | 110 | 0 | 0 | 0 | 0 | 0 | 0 | 0
Substation | substation_flood_control | HV | 111 | 0 | 0 | 0 | 0 | 0 | 0 | 0
Substation | substation_flood_control | HE | 112 | 0 | 0 | 0 | 0 | 0 | 0 | 0
Substation | substation_flood_control | HL | 113 | 0 | 0 | 0 | 0 | 0 | 0 | 0
Substation | substation_flood_control | HT | 114 | 0 | 0 | 0 | 0 | 0 | 0 | 0
Substation | substation_flood_control | HK | 115 | 0 | 0 | 0 | 0 | 0 | 0 | 0
Substation | substation_flood_control | HM | 116 | 0 | 0 | 0 | 0 | 0 | 0 | 0
Substation | substation_flood_control | HB | 117 | 0 | 0 | 0 | 0 | 0 | 0 | 0
Substation | substation_flood_control | HP | 118 | 0 | 0 | 0 | 0 | 0 | 0 | 0
Substation | substation_flood_control | HOC138 | 119 | 0 | 0 | 0 | 0 | 0 | 0 | 0
Substation | substation_flood_control | HOC | 120 | 0 | 0 | 0 | 0 | 0 | 0 | 0
Substation | substation_flood_control | IM | 121 | 0 | 0 | 0 | 0 | 0 | 0 | 0
Substation | substation_flood_control | IR | 122 | 0 | 0 | 0 | 0 | 0 | 0 | 0
Substation | substation_flood_control | IT | 123 | 0 | 0 | 0 | 0 | 0 | 0 | 0
Substation | substation_flood_control | JN | 124 | 0 | 0 | 0 | 0 | 0 | 0 | 0
Substation | substation_flood_control | KR138 | 125 | 0 | 0 | 0 | 0 | 0 | 0 | 0
Substation | substation_flood_control | KT | 126 | 0 | 0 | 0 | 0 | 0 | 0 | 0
Substation | substation_flood_control | KW | 127 | 0 | 0 | 0 | 0 | 0 | 0 | 0
Substation | substation_flood_control | KG345 | 128 | 0 | 0 | 0 | 0 | 0 | 0 | 0
Substation | substation_flood_control | KB | 129 | 0 | 0 | 0 | 0 | 0 | 0 | 0
Substation | substation_flood_control | KI | 130 | 0 | 0 | 0 | 0 | 0 | 0 | 0
Substation | substation_flood_control | KL | 131 | 0 | 0 | 0 | 0 | 0 | 0 | 0
Substation | substation_flood_control | KN | 132 | 0 | 0 | 0 | 0 | 0 | 0 | 0
Substation | substation_flood_control | LA | 133 | 0 | 0 | 0 | 0 | 0 | 0 | 0
Substation | substation_flood_control | LB | 134 | 0 | 0 | 0 | 0 | 0 | 0 | 0
Substation | substation_flood_control | LEG345 | 135 | 0 | 0 | 0 | 0 | 0 | 0 | 0
Substation | substation_flood_control | LJ | 136 | 0 | 0 | 0 | 0 | 0 | 0 | 0
Substation | substation_flood_control | LW | 137 | 0 | 0 | 0 | 0 | 0 | 0 | 0
Substation | substation_flood_control | LU | 138 | 0 | 0 | 0 | 0 | 0 | 0 | 0
Substation | substation_flood_control | LY | 139 | 0 | 0 | 0 | 0 | 0 | 0 | 0
Substation | substation_flood_control | LK | 140 | 0 | 0 | 0 | 0 | 0 | 0 | 0
Substation | substation_flood_control | MP | 141 | 0 | 0 | 0 | 0 | 0 | 0 | 0
Substation | substation_flood_control | MV | 142 | 0 | 0 | 0 | 0 | 0 | 0 | 0
Substation | substation_flood_control | MY | 143 | 0 | 0 | 0 | 0 | 0 | 0 | 0
Substation | substation_flood_control | MAR | 144 | 0 | 0 | 0 | 0 | 0 | 0 | 0
Substation | substation_flood_control | MC | 145 | 0 | 0 | 0 | 0 | 0 | 0 | 0
Substation | substation_flood_control | MB | 146 | 0 | 0 | 0 | 0 | 0 | 0 | 0
Substation | substation_flood_control | MU | 147 | 0 | 0 | 0 | 0 | 0 | 0 | 0
Substation | substation_flood_control | NSH | 148 | 0 | 0 | 0 | 0 | 0 | 0 | 0
Substation | substation_flood_control | NV | 149 | 0 | 0 | 0 | 0 | 0 | 0 | 0
Substation | substation_flood_control | NEW | 150 | 0 | 0 | 0 | 0 | 0 | 0 | 0
Substation | substation_flood_control | NP | 151 | 0 | 0 | 0 | 0 | 0 | 0 | 0
Substation | substation_flood_control | NM | 152 | 0 | 0 | 0 | 0 | 0 | 0 | 0
Substation | substation_flood_control | NB | 153 | 0 | 0 | 0 | 0 | 0 | 0 | 0
Substation | substation_flood_control | NS | 154 | 0 | 0 | 0 | 0 | 0 | 0 | 0
Substation | substation_flood_control | OA | 155 | 0 | 0 | 0 | 0 | 0 | 0 | 0
Substation | substation_flood_control | OB | 156 | 0 | 0 | 0 | 0 | 0 | 0 | 0
Substation | substation_flood_control | OR | 157 | 0 | 0 | 0 | 0 | 0 | 0 | 0
Substation | substation_flood_control | PW | 158 | 0 | 0 | 0 | 0 | 0 | 0 | 0
Substation | substation_flood_control | PA | 159 | 0 | 0 | 0 | 0 | 0 | 0 | 0
Substation | substation_flood_control | PE | 160 | 0 | 0 | 0 | 0 | 0 | 0 | 0
Substation | substation_flood_control | PT | 161 | 0 | 0 | 0 | 0 | 0 | 0 | 0
Substation | substation_flood_control | PJ | 162 | 0 | 0 | 0 | 0 | 0 | 0 | 0
Substation | substation_flood_control | PI | 163 | 0 | 0 | 0 | 0 | 0 | 0 | 0
Substation | substation_flood_control | PZ | 164 | 0 | 0 | 0 | 0 | 0 | 0 | 0
Substation | substation_flood_control | PG | 165 | 0 | 0 | 0 | 0 | 0 | 0 | 0
Substation | substation_flood_control | PK | 166 | 0 | 0 | 0 | 0 | 0 | 0 | 0
Substation | substation_flood_control | QV | 167 | 0 | 0 | 0 | 0 | 0 | 0 | 0
Substation | substation_flood_control | RA | 168 | 0 | 0 | 0 | 0 | 0 | 0 | 0
Substation | substation_flood_control | RE | 169 | 0 | 0 | 0 | 0 | 0 | 0 | 0
Substation | substation_flood_control | RT | 170 | 0 | 0 | 0 | 0 | 0 | 0 | 0
Substation | substation_flood_control | RU | 171 | 0 | 0 | 0 | 0 | 0 | 0 | 0
Substation | substation_flood_control | RO | 172 | 0 | 0 | 0 | 0 | 0 | 0 | 0
Substation | substation_flood_control | RZ | 173 | 0 | 0 | 0 | 0 | 0 | 0 | 0
Substation | substation_flood_control | RS | 174 | 0 | 0 | 0 | 0 | 0 | 0 | 0
Substation | substation_flood_control | SF | 175 | 0 | 0 | 0 | 0 | 0 | 0 | 0
Substation | substation_flood_control | SA | 176 | 0 | 0 | 0 | 0 | 0 | 0 | 0
Substation | substation_flood_control | SR | 177 | 0 | 0 | 0 | 0 | 0 | 0 | 0
Substation | substation_flood_control | SW | 178 | 0 | 0 | 0 | 0 | 0 | 0 | 0
Substation | substation_flood_control | SE | 179 | 0 | 0 | 0 | 0 | 0 | 0 | 0
Substation | substation_flood_control | SO | 180 | 0 | 0 | 0 | 0 | 0 | 0 | 0
Substation | substation_flood_control | SP | 181 | 0 | 0 | 0 | 0 | 0 | 0 | 0
Substation | substation_flood_control | SD138 | 182 | 0 | 0 | 0 | 0 | 0 | 0 | 0
Substation | substation_flood_control | STF | 183 | 0 | 0 | 0 | 0 | 0 | 0 | 0
Substation | substation_flood_control | SB | 184 | 0 | 0 | 0 | 0 | 0 | 0 | 0
Substation | substation_flood_control | SH | 185 | 0 | 0 | 0 | 0 | 0 | 0 | 0
Substation | substation_flood_control | LC | 186 | 0 | 0 | 0 | 0 | 0 | 0 | 0
Substation | substation_flood_control | TE | 187 | 0 | 0 | 0 | 0 | 0 | 0 | 0
Substation | substation_flood_control | TV | 188 | 0 | 0 | 0 | 0 | 0 | 0 | 0
Substation | substation_flood_control | TO | 189 | 0 | 0 | 0 | 0 | 0 | 0 | 0
Substation | substation_flood_control | TB | 190 | 0 | 0 | 0 | 0 | 0 | 0 | 0
Substation | substation_flood_control | THW | 191 | 0 | 0 | 0 | 0 | 0 | 0 | 0
Substation | substation_flood_control | UL | 192 | 0 | 0 | 0 | 0 | 0 | 0 | 0
Substation | substation_flood_control | UW | 193 | 0 | 0 | 0 | 0 | 0 | 0 | 0
Substation | substation_flood_control | UN | 194 | 0 | 0 | 0 | 0 | 0 | 0 | 0
Substation | substation_flood_control | UV | 195 | 0 | 0 | 0 | 0 | 0 | 0 | 0
Substation | substation_flood_control | WL | 196 | 0 | 0 | 0 | 0 | 0 | 0 | 0
Substation | substation_flood_control | WA | 197 | 0 | 0 | 0 | 0 | 0 | 0 | 0
Substation | substation_flood_control | WZ | 198 | 0 | 0 | 0 | 0 | 0 | 0 | 0
Substation | substation_flood_control | WF | 199 | 0 | 0 | 0 | 0 | 0 | 0 | 0
Substation | substation_flood_control | WI | 200 | 0 | 0 | 0 | 0 | 0 | 0 | 0
Substation | substation_flood_control | WW | 201 | 0 | 0 | 0 | 0 | 0 | 0 | 0
Substation | substation_flood_control | WO | 202 | 0 | 0 | 0 | 0 | 0 | 0 | 0
Substation | substation_flood_control | WLO | 203 | 0 | 0 | 0 | 0 | 0 | 0 | 0
Substation | substation_flood_control | WT | 204 | 0 | 0 | 0 | 0 | 0 | 0 | 0
Substation | substation_flood_control | WAP345 | 205 | 0 | 0 | 0 | 0 | 0 | 0 | 0
Substation | substation_flood_control | CYF | 206 | 0 | 0 | 0 | 0 | 0 | 0 | 0
Substation | substation_flood_control | FAN | 207 | 0 | 0 | 0 | 0 | 0 | 0 | 0
Substation | substation_flood_control | RNS345 | 208 | 0 | 0 | 0 | 0 | 0 | 0 | 0
Substation | substation_flood_control | JFS138 | 209 | 0 | 0 | 0 | 0 | 0 | 0 | 0
Substation | substation_flood_control | SDN138 | 210 | 0 | 0 | 0 | 0 | 0 | 0 | 0
Substation | substation_flood_control | KDL | 211 | 0 | 0 | 0 | 0 | 0 | 0 | 0
Substation | substation_flood_control | SIE | 212 | 0 | 0 | 0 | 0 | 0 | 0 | 0
Substation | substation_flood_control | MID | 213 | 0 | 0 | 0 | 0 | 0 | 0 | 0
Substation | substation_flood_control | SMR345 | 214 | 0 | 0 | 0 | 0 | 0 | 0 | 0
Substation | substation_flood_control | OAS345 | 215 | 0 | 0 | 0 | 0 | 0 | 0 | 0
Substation | substation_flood_control | FRK | 216 | 0 | 0 | 0 | 0 | 0 | 0 | 0
Substation | substation_flood_control | DYN138 | 217 | 0 | 0 | 0 | 0 | 0 | 0 | 0
Substation | substation_flood_control | HLJ345 | 218 | 0 | 0 | 0 | 0 | 0 | 0 | 0
Substation | substation_flood_control | SNG345 | 219 | 0 | 0 | 0 | 0 | 0 | 0 | 0
Substation | substation_flood_control | RTW138 | 220 | 0 | 0 | 0 | 0 | 0 | 0 | 0
Substation | substation_flood_control | MDO345 | 221 | 0 | 0 | 0 | 0 | 0 | 0 | 0
Substation | substation_flood_control | ZEN345 | 222 | 0 | 0 | 0 | 0 | 0 | 0 | 0
Substation | substation_flood_control | JOR | 223 | 0 | 0 | 0 | 0 | 0 | 0 | 0
Substation | substation_flood_control | SPW | 224 | 0 | 0 | 0 | 0 | 0 | 0 | 0
Substation | substation_flood_control | FRY | 225 | 0 | 0 | 0 | 0 | 0 | 0 | 0
Substation | substation_flood_control | TAN | 226 | 0 | 0 | 0 | 0 | 0 | 0 | 0
Substation | substation_flood_control | BLY345 | 227 | 0 | 0 | 0 | 0 | 0 | 0 | 0
Substation | substation_flood_control | VCR | 228 | 0 | 0 | 0 | 0 | 0 | 0 | 0
Substation | substation_flood_control | LAK | 229 | 0 | 0 | 0 | 0 | 0 | 0 | 0
Substation | substation_flood_control | BKE | 230 | 0 | 0 | 0 | 0 | 0 | 0 | 0
Substation | substation_flood_control | LIM | 231 | 0 | 0 | 0 | 0 | 0 | 0 | 0
Substation | substation_flood_control | WOR | 232 | 0 | 0 | 0 | 0 | 0 | 0 | 0
Substation | substation_flood_control | CCK345 | 233 | 0 | 0 | 0 | 0 | 0 | 0 | 0
Substation | substation_flood_control | EGL | 234 | 0 | 0 | 0 | 0 | 0 | 0 | 0
Substation | substation_flood_control | HUG | 235 | 0 | 0 | 0 | 0 | 0 | 0 | 0
Substation | substation_flood_control | WLF345 | 236 | 0 | 0 | 0 | 0 | 0 | 0 | 0
Substation | substation_flood_control | BEA | 237 | 0 | 0 | 0 | 0 | 0 | 0 | 0
Substation | substation_flood_control | SAN | 238 | 0 | 0 | 0 | 0 | 0 | 0 | 0
Substation | substation_flood_control | MYK | 239 | 0 | 0 | 0 | 0 | 0 | 0 | 0
Substation | substation_flood_control | RVR | 240 | 0 | 0 | 0 | 0 | 0 | 0 | 0
Substation | substation_flood_control | WLY345 | 241 | 0 | 0 | 0 | 0 | 0 | 0 | 0
Substation | substation_flood_control | STL | 242 | 0 | 0 | 0 | 0 | 0 | 0 | 0
Substation | substation_flood_control | BLU345 | 243 | 0 | 0 | 0 | 0 | 0 | 0 | 0
Substation | substation_flood_control | GLF | 244 | 0 | 0 | 0 | 0 | 0 | 0 | 0
Substation | substation_flood_control | ACH | 245 | 0 | 0 | 0 | 0 | 0 | 0 | 0
Substation | substation_flood_control | WAT345 | 246 | 0 | 0 | 0 | 0 | 0 | 0 | 0
Substation | substation_flood_control | JON | 247 | 0 | 0 | 0 | 0 | 0 | 0 | 0
Substation | substation_flood_control | FUL | 248 | 0 | 0 | 0 | 0 | 0 | 0 | 0
Substation | substation_flood_control | TWN | 249 | 0 | 0 | 0 | 0 | 0 | 0 | 0
Substation | substation_flood_control | DNK | 250 | 0 | 0 | 0 | 0 | 0 | 0 | 0
Substation | substation_flood_control | PLK | 251 | 0 | 0 | 0 | 0 | 0 | 0 | 0
Substation | substation_flood_control | EAS138 | 252 | 0 | 0 | 0 | 0 | 0 | 0 | 0
Data table ranking each investment ID applicable to each program included in the main prioritization model (distribution circuit resiliency, strategic undergrounding, and substation flood control). This table is used to identify the top targeted grid locations for each program. Rankings are based on lifetime reductions in CMI through mitigation action.

## Mitigation Prog. Rank
CenterPoint Houston Investment Planning - Baseline and Mitigation Results
Guidehouse, February 2025
Contents - Programs Ranked by Investment ID
Table 2. Mitigation Program Results: Programs Ranked per Investment ID
Investment Type | Investment ID | Program | Program ID Rank | Delta CMI (Baseline - Program) | Delta Wind CMI | Delta Flood CMI | Baseline Flood CMI | Baseline Wind CMI | Program Flood CMI | Program Wind CMI
Circuit | AD01_lateral | strategic_undergrounding_single_or_two_phase_lateral | 1 | 1589920.72 | 1589920.72 | 0 | 0 | 1985551.08 | 0 | 395630.2
Circuit | AD01_lateral | distribution_circuit_resiliency | 2 | 201637.37 | 201637.37 | 0 | 0 | 2485282.01 | 0 | 2283644.53
Circuit | AD01_lateral | strategic_undergrounding_freeway | 3 | 199570.63 | 199570.63 | 0 | 0 | 3341397.12 | 0 | 3141826.32
Circuit | AD01_lateral | strategic_undergrounding_three_phase_lateral | 4 | 603.32 | 603.32 | 0 | 0 | 3535675.73 | 0 | 3535072.25
Circuit | AD01_main | strategic_undergrounding_main | 1 | 1091297.82 | 1091297.82 | 0 | 0 | 1939748.99 | 0 | 848451.018
Circuit | AD01_main | distribution_circuit_resiliency | 2 | 461805.28 | 461805.28 | 0 | 0 | 2410075.34 | 0 | 1948269.95
Circuit | AD01_main | strategic_undergrounding_freeway | 3 | 429299.49 | 429299.49 | 0 | 0 | 2585344.91 | 0 | 2156045.28
Circuit | AD02_lateral | strategic_undergrounding_single_or_two_phase_lateral | 1 | 9749634.77 | 9749634.77 | 0 | 0 | 10933027.8 | 0 | 1183392.82
Circuit | AD02_lateral | distribution_circuit_resiliency | 2 | 1967047.73 | 1967047.73 | 0 | 0 | 12709670.2 | 0 | 10742622.4
Circuit | AD02_lateral | strategic_undergrounding_freeway | 3 | 593777.6 | 593777.6 | 0 | 0 | 19865327.7 | 0 | 19271550
Circuit | AD02_lateral | strategic_undergrounding_three_phase_lateral | 4 | 4871.91 | 4871.91 | 0 | 0 | 20440552.5 | 0 | 20435680.5
Circuit | AD02_main | strategic_undergrounding_main | 1 | 3770548.81 | 3770548.81 | 0 | 0 | 4843847.7 | 0 | 1073298.71
Circuit | AD02_main | distribution_circuit_resiliency | 2 | 682656.68 | 682656.68 | 0 | 0 | 7647247.06 | 0 | 6964590.25
Circuit | AD02_main | strategic_undergrounding_freeway | 3 | 542951.94 | 542951.94 | 0 | 0 | 7996658.83 | 0 | 7453706.75
Circuit | AD03_lateral | strategic_undergrounding_single_or_two_phase_lateral | 1 | 2874059.69 | 2874059.69 | 0 | 0 | 3159412.67 | 0 | 285352.812
Circuit | AD03_lateral | distribution_circuit_resiliency | 2 | 1088230.35 | 1088230.35 | 0 | 0 | 3540166.82 | 0 | 2451936.32
Circuit | AD03_lateral | strategic_undergrounding_freeway | 3 | 144680.61 | 144680.61 | 0 | 0 | 5816292.19 | 0 | 5671611.42
Circuit | AD03_lateral | strategic_undergrounding_three_phase_lateral | 4 | 0 | 0 | 0 | 0 | 5956964.24 | 0 | 5956964.24
Circuit | AD03_main | strategic_undergrounding_main | 1 | 1484390.96 | 1484390.96 | 0 | 0 | 1556127.85 | 0 | 71736.7405
Circuit | AD03_main | distribution_circuit_resiliency | 2 | 494844.25 | 494844.25 | 0 | 0 | 2366348.98 | 0 | 1871504.63
Circuit | AD03_main | strategic_undergrounding_freeway | 3 | 36372.11 | 36372.11 | 0 | 0 | 2966766.71 | 0 | 2930394.45
Circuit | AD04_lateral | strategic_undergrounding_single_or_two_phase_lateral | 1 | 1991882.08 | 1991882.08 | 0 | 0 | 2414811.06 | 0 | 422928.837
Circuit | AD04_lateral | strategic_undergrounding_freeway | 2 | 198367.6 | 198367.6 | 0 | 0 | 4167592.26 | 0 | 3969224.52
Circuit | AD04_lateral | distribution_circuit_resiliency | 3 | 152275.71 | 152275.71 | 0 | 0 | 3129178.22 | 0 | 2976902.37
Circuit | AD04_lateral | strategic_undergrounding_three_phase_lateral | 4 | 15584.28 | 15584.28 | 0 | 0 | 4346117.85 | 0 | 4330533.42
Circuit | AD04_main | strategic_undergrounding_main | 1 | 1320941.28 | 1320941.28 | 0 | 0 | 1911375.57 | 0 | 590434.143
Circuit | AD04_main | distribution_circuit_resiliency | 2 | 310604.74 | 310604.74 | 0 | 0 | 2801919.79 | 0 | 2491314.9
Circuit | AD04_main | strategic_undergrounding_freeway | 3 | 298694.96 | 298694.96 | 0 | 0 | 2910630.56 | 0 | 2611935.45
Circuit | AD05_lateral | strategic_undergrounding_single_or_two_phase_lateral | 1 | 3310887.58 | 3310887.58 | 0 | 0 | 3316209.33 | 0 | 5321.6142
Circuit | AD05_lateral | distribution_circuit_resiliency | 2 | 514612.77 | 514612.77 | 0 | 0 | 4256365.05 | 0 | 3741752.16
Circuit | AD05_lateral | strategic_undergrounding_three_phase_lateral | 3 | 2691.64 | 2691.64 | 0 | 0 | 6548624.38 | 0 | 6545932.58
Circuit | AD05_main | strategic_undergrounding_main | 1 | 2033467.74 | 2033467.74 | 0 | 0 | 2033467.92 | 0 | 0
Circuit | AD05_main | distribution_circuit_resiliency | 2 | 405989.29 | 405989.29 | 0 | 0 | 3496746.33 | 0 | 3090756.9
Circuit | AD06_lateral | strategic_undergrounding_single_or_two_phase_lateral | 1 | 1860333.83 | 1860333.83 | 0 | 0 | 1875647.59 | 0 | 15313.6148
Circuit | AD06_lateral | distribution_circuit_resiliency | 2 | 464970.75 | 464970.75 | 0 | 0 | 2312919.9 | 0 | 1847949.01
Circuit | AD06_lateral | strategic_undergrounding_freeway | 3 | 6208.74 | 6208.74 | 0 | 0 | 3682068.9 | 0 | 3675859.99
Circuit | AD06_lateral | strategic_undergrounding_three_phase_lateral | 4 | 1545.38 | 1545.38 | 0 | 0 | 3686622.67 | 0 | 3685077.15
Circuit | AD06_main | strategic_undergrounding_main | 1 | 1128076.5 | 1128076.5 | 0 | 0 | 1139283.69 | 0 | 11207.0336
Circuit | AD06_main | distribution_circuit_resiliency | 2 | 232250.33 | 232250.33 | 0 | 0 | 1939798.09 | 0 | 1707547.67
Circuit | AD06_main | strategic_undergrounding_freeway | 3 | 5677.96 | 5677.96 | 0 | 0 | 2232656.15 | 0 | 2226978.06
Circuit | AD07_lateral | strategic_undergrounding_single_or_two_phase_lateral | 1 | 10175585.2 | 10175585.2 | 0 | 0 | 10175585.4 | 0 | 0
Circuit | AD07_lateral | distribution_circuit_resiliency | 2 | 2188792.41 | 2188792.41 | 0 | 0 | 12847643.7 | 0 | 10658851.2
Circuit | AD07_lateral | strategic_undergrounding_three_phase_lateral | 3 | 0 | 0 | 0 | 0 | 20110158.3 | 0 | 20110158.3
Circuit | AD07_main | strategic_undergrounding_main | 1 | 5761340.44 | 5761340.44 | 0 | 0 | 5761340.61 | 0 | 0
Circuit | AD07_main | distribution_circuit_resiliency | 2 | 2132318.38 | 2132318.38 | 0 | 0 | 8639643.28 | 0 | 6507324.8
Circuit | AD08_lateral | strategic_undergrounding_single_or_two_phase_lateral | 1 | 9086487.12 | 9086487.12 | 0 | 0 | 9089639.38 | 0 | 3152.1294
Circuit | AD08_lateral | distribution_circuit_resiliency | 2 | 591742.74 | 591742.74 | 0 | 0 | 12436250.6 | 0 | 11844507.7
Circuit | AD08_lateral | strategic_undergrounding_three_phase_lateral | 3 | 1593.67 | 1593.67 | 0 | 0 | 17962496.6 | 0 | 17960902.8
Circuit | AD08_main | strategic_undergrounding_main | 1 | 3909485.17 | 3909485.17 | 0 | 0 | 3909485.33 | 0 | 0
Circuit | AD08_main | distribution_circuit_resiliency | 2 | 487065.34 | 487065.34 | 0 | 0 | 7099323.35 | 0 | 6612257.86
Circuit | AD09_lateral | strategic_undergrounding_single_or_two_phase_lateral | 1 | 2860310.06 | 2860310.06 | 0 | 0 | 2899053.07 | 0 | 38742.8573
Circuit | AD09_lateral | distribution_circuit_resiliency | 2 | 55538.58 | 55538.58 | 0 | 0 | 4033421.77 | 0 | 3977883.07
Circuit | AD09_lateral | strategic_undergrounding_three_phase_lateral | 3 | 19611.8 | 19611.8 | 0 | 0 | 5668237.46 | 0 | 5648625.51
Circuit | AD09_main | strategic_undergrounding_main | 1 | 1673651.99 | 1673651.99 | 0 | 0 | 1673652.13 | 0 | 0
Circuit | AD09_main | distribution_circuit_resiliency | 2 | 472973.44 | 472973.44 | 0 | 0 | 2698094.38 | 0 | 2225120.79
Circuit | AD10_lateral | strategic_undergrounding_single_or_two_phase_lateral | 1 | 2222961.62 | 2222961.62 | 0 | 0 | 2463273.05 | 0 | 240311.289
Circuit | AD10_lateral | distribution_circuit_resiliency | 2 | 438058.37 | 438058.37 | 0 | 0 | 3023997.18 | 0 | 2585938.68
Circuit | AD10_lateral | strategic_undergrounding_three_phase_lateral | 3 | 121710.8 | 121710.8 | 0 | 0 | 4512835.93 | 0 | 4391124.98
Circuit | AD10_main | strategic_undergrounding_main | 1 | 1444452.71 | 1444452.71 | 0 | 0 | 1444452.9 | 0 | 0
Circuit | AD10_main | distribution_circuit_resiliency | 2 | 598659.15 | 598659.15 | 0 | 0 | 2082690.75 | 0 | 1484031.47
Circuit | AD11_lateral | strategic_undergrounding_single_or_two_phase_lateral | 1 | 8967474.47 | 8967474.47 | 0 | 0 | 12439696.9 | 0 | 3472222.3
Circuit | AD11_lateral | distribution_circuit_resiliency | 2 | 1308671.1 | 1308671.1 | 0 | 0 | 14779039.6 | 0 | 13470368.4
Circuit | AD11_lateral | strategic_undergrounding_freeway | 3 | 1198592.38 | 1198592.38 | 0 | 0 | 20029393.6 | 0 | 18830801.1
Circuit | AD11_lateral | strategic_undergrounding_three_phase_lateral | 4 | 561729.61 | 561729.61 | 0 | 0 | 20659007.2 | 0 | 20097277.5
Circuit | AD11_main | strategic_undergrounding_main | 1 | 5952443.22 | 5952443.22 | 0 | 0 | 9576616.02 | 0 | 3624172.66
Circuit | AD11_main | distribution_circuit_resiliency | 2 | 1842861.42 | 1842861.42 | 0 | 0 | 13015973.4 | 0 | 11173111.9
Circuit | AD11_main | strategic_undergrounding_freeway | 3 | 1833368.57 | 1833368.57 | 0 | 0 | 13600613.4 | 0 | 11767244.7
Circuit | ADK41_lateral | strategic_undergrounding_single_or_two_phase_lateral | 1 | 160044.18 | 160044.18 | 0 | 0 | 160044.312 | 0 | 0
Circuit | ADK41_lateral | distribution_circuit_resiliency | 2 | 58279.44 | 58279.44 | 0 | 0 | 177745.617 | 0 | 119466.042
Circuit | ADK41_main | strategic_undergrounding_main | 1 | 229050.81 | 229050.81 | 0 | 0 | 298744.322 | 0 | 69693.3481
Circuit | ADK41_main | distribution_circuit_resiliency | 2 | 95061.13 | 95061.13 | 0 | 0 | 400792.54 | 0 | 305731.277
Circuit | ADK41_main | strategic_undergrounding_freeway | 3 | 35137.08 | 35137.08 | 0 | 0 | 489630.173 | 0 | 454492.954
Circuit | ADK42_lateral | strategic_undergrounding_single_or_two_phase_lateral | 1 | 2305138.66 | 2305138.66 | 0 | 0 | 2421188.22 | 0 | 116049.387
Circuit | ADK42_lateral | distribution_circuit_resiliency | 2 | 585862.04 | 585862.04 | 0 | 0 | 2563982.47 | 0 | 1978120.32
Circuit | ADK42_lateral | strategic_undergrounding_three_phase_lateral | 3 | 31916.23 | 31916.23 | 0 | 0 | 4652640.29 | 0 | 4620723.91
Circuit | ADK42_lateral | strategic_undergrounding_freeway | 4 | 26651.65 | 26651.65 | 0 | 0 | 4657806.43 | 0 | 4631154.65
Circuit | ADK42_main | strategic_undergrounding_main | 1 | 2421262.07 | 2421262.07 | 0 | 0 | 2813593.79 | 0 | 392331.552
Circuit | ADK42_main | distribution_circuit_resiliency | 2 | 1290817.5 | 1290817.5 | 0 | 0 | 3520388.03 | 0 | 2229570.4
Circuit | ADK42_main | strategic_undergrounding_freeway | 3 | 197992.18 | 197992.18 | 0 | 0 | 4992598.7 | 0 | 4794606.35
Circuit | ADK43_lateral | strategic_undergrounding_single_or_two_phase_lateral | 1 | 303940.38 | 303940.38 | 0 | 0 | 303940.501 | 0 | 0
Circuit | ADK43_lateral | distribution_circuit_resiliency | 2 | 123374.39 | 123374.39 | 0 | 0 | 310812.478 | 0 | 187437.948
Circuit | ADK43_main | strategic_undergrounding_main | 1 | 390355.52 | 390355.52 | 0 | 0 | 705813.62 | 0 | 315457.978
Circuit | ADK43_main | strategic_undergrounding_freeway | 2 | 159054.96 | 159054.96 | 0 | 0 | 933140.099 | 0 | 774085.026
Circuit | ADK43_main | distribution_circuit_resiliency | 3 | 133676.4 | 133676.4 | 0 | 0 | 916279.329 | 0 | 782602.793
Circuit | ADK44_lateral | strategic_undergrounding_single_or_two_phase_lateral | 1 | 997235.75 | 997235.75 | 0 | 0 | 1014769.87 | 0 | 17533.9641
Circuit | ADK44_lateral | distribution_circuit_resiliency | 2 | 577639.87 | 577639.87 | 0 | 0 | 1073263.4 | 0 | 495623.366
Circuit | ADK44_lateral | strategic_undergrounding_freeway | 3 | 8838.17 | 8838.17 | 0 | 0 | 1977033.31 | 0 | 1968194.98
Circuit | ADK44_lateral | strategic_undergrounding_three_phase_lateral | 4 | 0 | 0 | 0 | 0 | 1985728.95 | 0 | 1985728.95
Circuit | ADK44_main | strategic_undergrounding_main | 1 | 593063.2 | 593063.2 | 0 | 0 | 599132.808 | 0 | 6069.4491
Circuit | ADK44_main | distribution_circuit_resiliency | 2 | 324407.84 | 324407.84 | 0 | 0 | 762109.954 | 0 | 437701.996
Circuit | ADK44_main | strategic_undergrounding_freeway | 3 | 3059.27 | 3059.27 | 0 | 0 | 1176764.93 | 0 | 1173705.51
Circuit | ADK45_lateral | strategic_undergrounding_single_or_two_phase_lateral | 1 | 252269.34 | 252269.34 | 0 | 0 | 252269.475 | 0 | 0
Circuit | ADK45_lateral | distribution_circuit_resiliency | 2 | 47320.03 | 47320.03 | 0 | 0 | 283609.681 | 0 | 236289.52
Circuit | ADK45_main | strategic_undergrounding_main | 1 | 448422.23 | 448422.23 | 0 | 0 | 476992.191 | 0 | 28569.8109
Circuit | ADK45_main | distribution_circuit_resiliency | 2 | 168769.25 | 168769.25 | 0 | 0 | 699122.003 | 0 | 530352.623
Circuit | ADK45_main | strategic_undergrounding_freeway | 3 | 14404.86 | 14404.86 | 0 | 0 | 903786.71 | 0 | 889381.706
Circuit | ADK46_lateral | strategic_undergrounding_single_or_two_phase_lateral | 1 | 39830.55 | 39830.55 | 0 | 0 | 53714.97 | 0 | 13884.2783
Circuit | ADK46_lateral | distribution_circuit_resiliency | 2 | 27865.72 | 27865.72 | 0 | 0 | 49312.8057 | 0 | 21446.9758
Circuit | ADK46_lateral | strategic_undergrounding_freeway | 3 | 6998.49 | 6998.49 | 0 | 0 | 85855.1939 | 0 | 78856.5626
Circuit | ADK46_main | strategic_undergrounding_main | 1 | 51342.21 | 51342.21 | 0 | 0 | 65226.659 | 0 | 13884.2783
Circuit | ADK46_main | distribution_circuit_resiliency | 2 | 22021.94 | 22021.94 | 0 | 0 | 87168.2608 | 0 | 65146.2058
Circuit | ADK46_main | strategic_undergrounding_freeway | 3 | 6998.49 | 6998.49 | 0 | 0 | 108888.043 | 0 | 101889.411
Circuit | ADK47_lateral | strategic_undergrounding_single_or_two_phase_lateral | 1 | 119813.76 | 119813.76 | 0 | 0 | 119813.912 | 0 | 0
Circuit | ADK47_lateral | distribution_circuit_resiliency | 2 | 44427.75 | 44427.75 | 0 | 0 | 132237.41 | 0 | 87809.5345
Circuit | ADK47_main | strategic_undergrounding_main | 1 | 119128.06 | 119128.06 | 0 | 0 | 119128.208 | 0 | 0
Circuit | ADK47_main | distribution_circuit_resiliency | 2 | 42451.18 | 42451.18 | 0 | 0 | 181314.728 | 0 | 138863.427
Circuit | ADK48_lateral | strategic_undergrounding_single_or_two_phase_lateral | 1 | 1240947.18 | 1240947.18 | 0 | 0 | 1240947.33 | 0 | 0
Circuit | ADK48_lateral | distribution_circuit_resiliency | 2 | 312344.66 | 312344.66 | 0 | 0 | 1475899.76 | 0 | 1163554.97
Circuit | ADK48_main | strategic_undergrounding_main | 1 | 2201665.93 | 2201665.93 | 0 | 0 | 2201666.07 | 0 | 0
Circuit | ADK48_main | distribution_circuit_resiliency | 2 | 883959.09 | 883959.09 | 0 | 0 | 3218357.45 | 0 | 2334398.24
Circuit | ADK49_lateral | strategic_undergrounding_single_or_two_phase_lateral | 1 | 1960971.21 | 1960971.21 | 0 | 0 | 1960971.39 | 0 | 0
Circuit | ADK49_lateral | distribution_circuit_resiliency | 2 | 335177.54 | 335177.54 | 0 | 0 | 2527755.53 | 0 | 2192577.89
Circuit | ADK49_lateral | strategic_undergrounding_three_phase_lateral | 3 | 0 | 0 | 0 | 0 | 3889228.1 | 0 | 3889228.1
Circuit | ADK49_main | strategic_undergrounding_main | 1 | 1971821.3 | 1971821.3 | 0 | 0 | 1971821.47 | 0 | 0
Circuit | ADK49_main | distribution_circuit_resiliency | 2 | 801821.64 | 801821.64 | 0 | 0 | 2870905.85 | 0 | 2069084.1
Circuit | AE05_lateral | strategic_undergrounding_single_or_two_phase_lateral | 1 | 5636958.78 | 5636958.78 | 0 | 0 | 5942238.42 | 0 | 305279.504
Circuit | AE05_lateral | distribution_circuit_resiliency | 2 | 1094717.54 | 1094717.54 | 0 | 0 | 7677301.02 | 0 | 6582583.36
Circuit | AE05_lateral | strategic_undergrounding_freeway | 3 | 155524.09 | 155524.09 | 0 | 0 | 11211590.3 | 0 | 11056066.1
Circuit | AE05_main | strategic_undergrounding_main | 1 | 3492781.84 | 3492781.84 | 0 | 0 | 4105196.7 | 0 | 612414.692
Circuit | AE05_main | distribution_circuit_resiliency | 2 | 1353944.67 | 1353944.67 | 0 | 0 | 5641592.54 | 0 | 4287647.72
Circuit | AE05_main | strategic_undergrounding_freeway | 3 | 312068.86 | 312068.86 | 0 | 0 | 7166365.15 | 0 | 6854296.15
Circuit | AE06_lateral | strategic_undergrounding_single_or_two_phase_lateral | 1 | 17871473.8 | 17871473.8 | 0 | 0 | 25054402.8 | 0 | 7182928.78
Circuit | AE06_lateral | strategic_undergrounding_freeway | 2 | 3459728.55 | 3459728.55 | 0 | 0 | 38800104.6 | 0 | 35340375.9
Circuit | AE06_lateral | distribution_circuit_resiliency | 3 | 2733304.74 | 2733304.74 | 0 | 0 | 30772929.4 | 0 | 28039624.5
Circuit | AE06_lateral | strategic_undergrounding_three_phase_lateral | 4 | 223894.17 | 223894.17 | 0 | 0 | 41868160.5 | 0 | 41644266.2
Circuit | AE06_main | strategic_undergrounding_main | 1 | 9031433.18 | 9031433.18 | 0 | 0 | 12105885.7 | 0 | 3074452.39
Circuit | AE06_main | distribution_circuit_resiliency | 2 | 3397016.42 | 3397016.42 | 0 | 0 | 16205737.3 | 0 | 12808720.8
Circuit | AE06_main | strategic_undergrounding_freeway | 3 | 1568748.17 | 1568748.17 | 0 | 0 | 19279672.4 | 0 | 17710924.1
Circuit | AF01_lateral | strategic_undergrounding_single_or_two_phase_lateral | 1 | 1625334.3 | 1625334.3 | 0 | 0 | 1674194.59 | 0 | 48860.1248
Circuit | AF01_lateral | distribution_circuit_resiliency | 2 | 444054.64 | 444054.64 | 0 | 0 | 1604467.8 | 0 | 1160413.03
Circuit | AF01_lateral | strategic_undergrounding_three_phase_lateral | 3 | 24822.17 | 24822.17 | 0 | 0 | 3225057.07 | 0 | 3200234.73
Circuit | AF01_main | strategic_undergrounding_main | 1 | 2803231.02 | 2803231.02 | 0 | 0 | 2803231.17 | 0 | 0
Circuit | AF01_main | distribution_circuit_resiliency | 2 | 881740.06 | 881740.06 | 0 | 0 | 4390899.75 | 0 | 3509159.54
Circuit | AF02_lateral | strategic_undergrounding_single_or_two_phase_lateral | 1 | 418365.74 | 418365.74 | 0 | 0 | 418365.891 | 0 | 0
Circuit | AF02_lateral | distribution_circuit_resiliency | 2 | 115257.01 | 115257.01 | 0 | 0 | 447004.164 | 0 | 331747.046
Circuit | AF02_main | strategic_undergrounding_main | 1 | 475552.93 | 475552.93 | 0 | 0 | 475553.082 | 0 | 0
Circuit | AF02_main | distribution_circuit_resiliency | 2 | 183405.32 | 183405.32 | 0 | 0 | 701977.496 | 0 | 518572.048
Circuit | AF03_lateral | strategic_undergrounding_single_or_two_phase_lateral | 1 | 1193779.29 | 1193779.29 | 0 | 0 | 1310103.12 | 0 | 116323.682
Circuit | AF03_lateral | distribution_circuit_resiliency | 2 | 180923.48 | 180923.48 | 0 | 0 | 1522016.48 | 0 | 1341092.86
Circuit | AF03_lateral | strategic_undergrounding_three_phase_lateral | 3 | 59020.07 | 59020.07 | 0 | 0 | 2411528.6 | 0 | 2352508.39
Circuit | AF03_main | strategic_undergrounding_main | 1 | 1528570.69 | 1528570.69 | 0 | 0 | 1528570.84 | 0 | 0
Circuit | AF03_main | distribution_circuit_resiliency | 2 | 278762.23 | 278762.23 | 0 | 0 | 2655422.07 | 0 | 2376659.7
Circuit | AF04_lateral | strategic_undergrounding_single_or_two_phase_lateral | 1 | 1319573.45 | 1319573.45 | 0 | 0 | 1324806.41 | 0 | 5232.8007
Circuit | AF04_lateral | distribution_circuit_resiliency | 2 | 265006.46 | 265006.46 | 0 | 0 | 1623434.54 | 0 | 1358427.95
Circuit | AF04_lateral | strategic_undergrounding_three_phase_lateral | 3 | 2651.02 | 2651.02 | 0 | 0 | 2606236.21 | 0 | 2603585.02
Circuit | AF04_main | strategic_undergrounding_main | 1 | 1741801.29 | 1741801.29 | 0 | 0 | 1741801.41 | 0 | 0
Circuit | AF04_main | distribution_circuit_resiliency | 2 | 671527.27 | 671527.27 | 0 | 0 | 2574778.01 | 0 | 1903250.59
Circuit | AF05_lateral | strategic_undergrounding_single_or_two_phase_lateral | 1 | 156774.65 | 156774.65 | 0 | 0 | 180095.138 | 0 | 23320.317
Circuit | AF05_lateral | distribution_circuit_resiliency | 2 | 66114.54 | 66114.54 | 0 | 0 | 186344.413 | 0 | 120229.736
Circuit | AF05_lateral | strategic_undergrounding_three_phase_lateral | 3 | 11830.61 | 11830.61 | 0 | 0 | 320923.219 | 0 | 309092.472
Circuit | AF05_main | strategic_undergrounding_main | 1 | 1363075.11 | 1363075.11 | 0 | 0 | 1363075.24 | 0 | 0
Circuit | AF05_main | distribution_circuit_resiliency | 2 | 452472.14 | 452472.14 | 0 | 0 | 2108507.81 | 0 | 1656035.52
Circuit | AF06_lateral | strategic_undergrounding_single_or_two_phase_lateral | 1 | 380435.88 | 380435.88 | 0 | 0 | 380436.02 | 0 | 0
Circuit | AF06_lateral | distribution_circuit_resiliency | 2 | 64546.73 | 64546.73 | 0 | 0 | 485466.655 | 0 | 420919.759
Circuit | AF06_main | strategic_undergrounding_main | 1 | 803377.81 | 803377.81 | 0 | 0 | 803377.967 | 0 | 0
Circuit | AF06_main | distribution_circuit_resiliency | 2 | 304823.77 | 304823.77 | 0 | 0 | 1193111.19 | 0 | 888287.282
Circuit | AF07_lateral | strategic_undergrounding_single_or_two_phase_lateral | 1 | 879795.97 | 879795.97 | 0 | 0 | 1122504.59 | 0 | 242708.451
Circuit | AF07_lateral | distribution_circuit_resiliency | 2 | 201269 | 201269 | 0 | 0 | 1278407.19 | 0 | 1077138.06
Circuit | AF07_lateral | strategic_undergrounding_freeway | 3 | 122505.4 | 122505.4 | 0 | 0 | 1859569.77 | 0 | 1737064.22
Circuit | AF07_lateral | strategic_undergrounding_three_phase_lateral | 4 | 479.79 | 479.79 | 0 | 0 | 1978358.05 | 0 | 1977878.11
Circuit | AF07_main | strategic_undergrounding_main | 1 | 870471.55 | 870471.55 | 0 | 0 | 1384978.84 | 0 | 514507.13
Circuit | AF07_main | distribution_circuit_resiliency | 2 | 294112.36 | 294112.36 | 0 | 0 | 1854598.2 | 0 | 1560485.7
Circuit | AF07_main | strategic_undergrounding_freeway | 3 | 260694.57 | 260694.57 | 0 | 0 | 1978415.61 | 0 | 1717720.89
Circuit | AF08_lateral | strategic_undergrounding_single_or_two_phase_lateral | 1 | 3029612.37 | 3029612.37 | 0 | 0 | 3077405.64 | 0 | 47793.1062
Circuit | AF08_lateral | distribution_circuit_resiliency | 2 | 621887.56 | 621887.56 | 0 | 0 | 4065653.67 | 0 | 3443765.97
Circuit | AF08_lateral | strategic_undergrounding_three_phase_lateral | 3 | 24246.01 | 24246.01 | 0 | 0 | 5995736.77 | 0 | 5971490.61
Circuit | AF08_main | strategic_undergrounding_main | 1 | 1887321.39 | 1887321.39 | 0 | 0 | 1887321.54 | 0 | 0
Circuit | AF08_main | distribution_circuit_resiliency | 2 | 445581.03 | 445581.03 | 0 | 0 | 3148540.07 | 0 | 2702958.93
Circuit | AF09_lateral | strategic_undergrounding_single_or_two_phase_lateral | 1 | 934967.94 | 934967.94 | 0 | 0 | 934968.076 | 0 | 0
Circuit | AF09_lateral | distribution_circuit_resiliency | 2 | 155673.73 | 155673.73 | 0 | 0 | 1295247.33 | 0 | 1139573.46
Circuit | AF09_main | strategic_undergrounding_main | 1 | 2786908.68 | 2786908.68 | 0 | 0 | 2786908.82 | 0 | 0
Circuit | AF09_main | distribution_circuit_resiliency | 2 | 940825.89 | 940825.89 | 0 | 0 | 4281767.89 | 0 | 3340941.86
Circuit | AF10_lateral | strategic_undergrounding_single_or_two_phase_lateral | 1 | 1329566.63 | 1329566.63 | 0 | 0 | 1330033.41 | 0 | 466.6305
Circuit | AF10_lateral | distribution_circuit_resiliency | 2 | 444881.04 | 444881.04 | 0 | 0 | 1591371.55 | 0 | 1146490.38
Circuit | AF10_lateral | strategic_undergrounding_three_phase_lateral | 3 | 236.57 | 236.57 | 0 | 0 | 2619476.84 | 0 | 2619240.12
Circuit | AF10_main | strategic_undergrounding_main | 1 | 1298759.48 | 1298759.48 | 0 | 0 | 1298759.64 | 0 | 0
Circuit | AF10_main | distribution_circuit_resiliency | 2 | 480127.91 | 480127.91 | 0 | 0 | 1943571.84 | 0 | 1463443.81
Circuit | AF11_lateral | strategic_undergrounding_single_or_two_phase_lateral | 1 | 401132.65 | 401132.65 | 0 | 0 | 401132.812 | 0 | 0
Circuit | AF11_lateral | distribution_circuit_resiliency | 2 | 108208.68 | 108208.68 | 0 | 0 | 467540.552 | 0 | 359331.766
Circuit | AF11_lateral | strategic_undergrounding_three_phase_lateral | 3 | 0 | 0 | 0 | 0 | 791087.186 | 0 | 791087.186
Circuit | AF11_main | strategic_undergrounding_main | 1 | 277406.69 | 277406.69 | 0 | 0 | 277406.822 | 0 | 0
Circuit | AF11_main | distribution_circuit_resiliency | 2 | 109375.36 | 109375.36 | 0 | 0 | 406909.333 | 0 | 297533.846
Circuit | AF12_lateral | strategic_undergrounding_single_or_two_phase_lateral | 1 | 82472.84 | 82472.84 | 0 | 0 | 98003.6521 | 0 | 15530.6576
Circuit | AF12_lateral | distribution_circuit_resiliency | 2 | 15966.95 | 15966.95 | 0 | 0 | 108640.206 | 0 | 92673.1334
Circuit | AF12_lateral | strategic_undergrounding_three_phase_lateral | 3 | 7387.04 | 7387.04 | 0 | 0 | 171065.109 | 0 | 163677.951
Circuit | AF12_lateral | strategic_undergrounding_freeway | 4 | 490.93 | 490.93 | 0 | 0 | 177760.993 | 0 | 177269.863
Circuit | AF12_main | strategic_undergrounding_main | 1 | 136424.93 | 136424.93 | 0 | 0 | 140856.484 | 0 | 4431.4178
Circuit | AF12_main | distribution_circuit_resiliency | 2 | 57407.92 | 57407.92 | 0 | 0 | 199884.816 | 0 | 142476.783
Circuit | AF12_main | strategic_undergrounding_freeway | 3 | 2245 | 2245 | 0 | 0 | 271283.133 | 0 | 269037.966
Circuit | AI05_lateral | strategic_undergrounding_single_or_two_phase_lateral | 1 | 392262.75 | 392262.75 | 0 | 0 | 529503.698 | 0 | 137240.783
Circuit | AI05_lateral | distribution_circuit_resiliency | 2 | 184404.81 | 184404.81 | 0 | 0 | 543217.329 | 0 | 358812.411
Circuit | AI05_lateral | strategic_undergrounding_freeway | 3 | 69802.87 | 69802.87 | 0 | 0 | 840783.105 | 0 | 770980.092
Circuit | AI05_main | strategic_undergrounding_main | 1 | 610799.32 | 610799.32 | 0 | 0 | 1053909.44 | 0 | 443109.986
Circuit | AI05_main | distribution_circuit_resiliency | 2 | 351271.98 | 351271.98 | 0 | 0 | 1196442.88 | 0 | 845170.761
Circuit | AI05_main | strategic_undergrounding_freeway | 3 | 225398.3 | 225398.3 | 0 | 0 | 1426018.14 | 0 | 1200619.69
Circuit | AI06_lateral | strategic_undergrounding_single_or_two_phase_lateral | 1 | 1112576.99 | 1112576.99 | 0 | 0 | 2373322.53 | 0 | 1260745.37
Circuit | AI06_lateral | strategic_undergrounding_freeway | 2 | 640100.06 | 640100.06 | 0 | 0 | 2831463.97 | 0 | 2191363.77
Circuit | AI06_lateral | distribution_circuit_resiliency | 3 | 330048.17 | 330048.17 | 0 | 0 | 2572522.87 | 0 | 2242474.57
Circuit | AI06_lateral | strategic_undergrounding_three_phase_lateral | 4 | 0 | 0 | 0 | 0 | 3452109.13 | 0 | 3452109.13
Circuit | AI06_main | strategic_undergrounding_main | 1 | 890774.47 | 890774.47 | 0 | 0 | 2322582.92 | 0 | 1431808.31
Circuit | AI06_main | strategic_undergrounding_freeway | 2 | 727072 | 727072 | 0 | 0 | 2481280.93 | 0 | 1754208.78
Circuit | AI06_main | distribution_circuit_resiliency | 3 | 344318.05 | 344318.05 | 0 | 0 | 2746370.16 | 0 | 2402051.98
Circuit | AI07_lateral | strategic_undergrounding_single_or_two_phase_lateral | 1 | 865629.81 | 865629.81 | 0 | 0 | 1185544.57 | 0 | 319914.605
Circuit | AI07_lateral | distribution_circuit_resiliency | 2 | 353462 | 353462 | 0 | 0 | 1159190.95 | 0 | 805728.801
Circuit | AI07_lateral | strategic_undergrounding_freeway | 3 | 144302.29 | 144302.29 | 0 | 0 | 1880672.16 | 0 | 1736369.71
Circuit | AI07_lateral | strategic_undergrounding_three_phase_lateral | 4 | 18514.42 | 18514.42 | 0 | 0 | 2002142.32 | 0 | 1983627.75
Circuit | AI07_main | strategic_undergrounding_main | 1 | 504396.16 | 504396.16 | 0 | 0 | 522244.391 | 0 | 17848.0903
Circuit | AI07_main | distribution_circuit_resiliency | 2 | 279140.24 | 279140.24 | 0 | 0 | 653653.108 | 0 | 374512.734
Circuit | AI07_main | strategic_undergrounding_freeway | 3 | 9081.8 | 9081.8 | 0 | 0 | 1000188.52 | 0 | 991106.546
Circuit | AI08_lateral | strategic_undergrounding_single_or_two_phase_lateral | 1 | 97125.97 | 97125.97 | 0 | 0 | 106852.156 | 0 | 9726.0297
Circuit | AI08_lateral | distribution_circuit_resiliency | 2 | 35390.55 | 35390.55 | 0 | 0 | 110786.575 | 0 | 75395.8629
Circuit | AI08_lateral | strategic_undergrounding_freeway | 3 | 4940.79 | 4940.79 | 0 | 0 | 194719.439 | 0 | 189778.504
Circuit | AI08_main | strategic_undergrounding_main | 1 | 111391.54 | 111391.54 | 0 | 0 | 167202.708 | 0 | 55811.0129
Circuit | AI08_main | distribution_circuit_resiliency | 2 | 44228.79 | 44228.79 | 0 | 0 | 217138.348 | 0 | 172909.462
Circuit | AI08_main | strategic_undergrounding_freeway | 3 | 28373.72 | 28373.72 | 0 | 0 | 244851.326 | 0 | 216477.431
Circuit | AI09_lateral | strategic_undergrounding_single_or_two_phase_lateral | 1 | 24937.43 | 24937.43 | 0 | 0 | 38839.4236 | 0 | 13901.8514
Circuit | AI09_lateral | distribution_circuit_resiliency | 2 | 9794.44 | 9794.44 | 0 | 0 | 40470.2986 | 0 | 30675.7422
Circuit | AI09_lateral | strategic_undergrounding_freeway | 3 | 7072.39 | 7072.39 | 0 | 0 | 56085.608 | 0 | 49013.0746
Circuit | AI09_lateral | strategic_undergrounding_three_phase_lateral | 4 | 0 | 0 | 0 | 0 | 62914.9259 | 0 | 62914.9259
Circuit | AI09_main | strategic_undergrounding_main | 1 | 41791.1 | 41791.1 | 0 | 0 | 58622.1941 | 0 | 16830.9407
Circuit | AI09_main | distribution_circuit_resiliency | 2 | 19893.73 | 19893.73 | 0 | 0 | 73637.7859 | 0 | 53743.9203
Circuit | AI09_main | strategic_undergrounding_freeway | 3 | 8562.67 | 8562.67 | 0 | 0 | 90696.6294 | 0 | 82133.806
Circuit | AI10_lateral | strategic_undergrounding_single_or_two_phase_lateral | 1 | 195115.36 | 195115.36 | 0 | 0 | 195115.518 | 0 | 0
Circuit | AI10_lateral | distribution_circuit_resiliency | 2 | 73178.59 | 73178.59 | 0 | 0 | 208614.859 | 0 | 135436.111
Circuit | AI10_main | strategic_undergrounding_main | 1 | 154371.53 | 154371.53 | 0 | 0 | 154371.663 | 0 | 0
Circuit | AI10_main | distribution_circuit_resiliency | 2 | 72945.58 | 72945.58 | 0 | 0 | 210448.824 | 0 | 137503.098
Circuit | AL05_lateral | strategic_undergrounding_single_or_two_phase_lateral | 1 | 14186325.3 | 14186325.3 | 0 | 0 | 14418760.8 | 0 | 232435.366
Circuit | AL05_lateral | distribution_circuit_resiliency | 2 | 1766506.01 | 1766506.01 | 0 | 0 | 19128968.4 | 0 | 17362462.3
Circuit | AL05_lateral | strategic_undergrounding_three_phase_lateral | 3 | 117430.67 | 117430.67 | 0 | 0 | 27913246.5 | 0 | 27795815.7
Circuit | AL05_lateral | strategic_undergrounding_freeway | 4 | 1395.66 | 1395.66 | 0 | 0 | 28024191.5 | 0 | 28022795.8
Circuit | AL05_main | strategic_undergrounding_main | 1 | 4802337.82 | 4802337.82 | 0 | 0 | 4815976.23 | 0 | 13638.2673
Circuit | AL05_main | distribution_circuit_resiliency | 2 | 1384631.55 | 1384631.55 | 0 | 0 | 7522136.74 | 0 | 6137505.06
Circuit | AL05_main | strategic_undergrounding_freeway | 3 | 6978.81 | 6978.81 | 0 | 0 | 9367066.22 | 0 | 9360087.28
Circuit | AL06_lateral | strategic_undergrounding_single_or_two_phase_lateral | 1 | 4131021.68 | 4131021.68 | 0 | 0 | 5063278.36 | 0 | 932256.525
Circuit | AL06_lateral | distribution_circuit_resiliency | 2 | 555324.7 | 555324.7 | 0 | 0 | 6399141.78 | 0 | 5843816.95
Circuit | AL06_lateral | strategic_undergrounding_freeway | 3 | 282784 | 282784 | 0 | 0 | 8760224.97 | 0 | 8477440.84
Circuit | AL06_lateral | strategic_undergrounding_three_phase_lateral | 4 | 194168.12 | 194168.12 | 0 | 0 | 8845496.46 | 0 | 8651328.19
Circuit | AL06_main | strategic_undergrounding_main | 1 | 1926292.74 | 1926292.74 | 0 | 0 | 2545574.18 | 0 | 619281.301
Circuit | AL06_main | distribution_circuit_resiliency | 2 | 773550.71 | 773550.71 | 0 | 0 | 3396757.34 | 0 | 2623206.48
Circuit | AL06_main | strategic_undergrounding_freeway | 3 | 316896.15 | 316896.15 | 0 | 0 | 4099372.22 | 0 | 3782475.9
Circuit | AL07_lateral | strategic_undergrounding_single_or_two_phase_lateral | 1 | 13438794.3 | 13438794.3 | 0 | 0 | 17134635.2 | 0 | 3695840.68
Circuit | AL07_lateral | distribution_circuit_resiliency | 2 | 3158877.5 | 3158877.5 | 0 | 0 | 20120054.2 | 0 | 16961176.6
Circuit | AL07_lateral | strategic_undergrounding_freeway | 3 | 1379332.08 | 1379332.08 | 0 | 0 | 28755550.7 | 0 | 27376218.5
Circuit | AL07_lateral | strategic_undergrounding_three_phase_lateral | 4 | 510921.64 | 510921.64 | 0 | 0 | 29585571.8 | 0 | 29074650
Circuit | AL07_main | strategic_undergrounding_main | 1 | 8323195.23 | 8323195.23 | 0 | 0 | 11380419.8 | 0 | 3057224.4
Circuit | AL07_main | distribution_circuit_resiliency | 2 | 2987962.97 | 2987962.97 | 0 | 0 | 15374832.8 | 0 | 12386869.7
Circuit | AL07_main | strategic_undergrounding_freeway | 3 | 1563624.63 | 1563624.63 | 0 | 0 | 17859263.5 | 0 | 16295638.7
Circuit | AL08_lateral | strategic_undergrounding_single_or_two_phase_lateral | 1 | 15793218.6 | 15793218.6 | 0 | 0 | 30882866 | 0 | 15089647.3
Circuit | AL08_lateral | strategic_undergrounding_freeway | 2 | 7679492.83 | 7679492.83 | 0 | 0 | 38707148.6 | 0 | 31027655.6
Circuit | AL08_lateral | distribution_circuit_resiliency | 3 | 2753938.13 | 2753938.13 | 0 | 0 | 35908029.8 | 0 | 33154091.5
Circuit | AL08_lateral | strategic_undergrounding_three_phase_lateral | 4 | 33156.02 | 33156.02 | 0 | 0 | 46019612.7 | 0 | 45986456.6
Circuit | AL08_main | strategic_undergrounding_main | 1 | 11024031.7 | 11024031.7 | 0 | 0 | 24665541.9 | 0 | 13641510.1
Circuit | AL08_main | strategic_undergrounding_freeway | 2 | 6974018.3 | 6974018.3 | 0 | 0 | 28536671.8 | 0 | 21562653.4
Circuit | AL08_main | distribution_circuit_resiliency | 3 | 4590055.46 | 4590055.46 | 0 | 0 | 29043124.8 | 0 | 24453069.2
Circuit | AL09_lateral | strategic_undergrounding_single_or_two_phase_lateral | 1 | 4467552.21 | 4467552.21 | 0 | 0 | 5842986.75 | 0 | 1375434.39
Circuit | AL09_lateral | distribution_circuit_resiliency | 2 | 748508.25 | 748508.25 | 0 | 0 | 6917317.22 | 0 | 6168808.83
Circuit | AL09_lateral | strategic_undergrounding_freeway | 3 | 703207.45 | 703207.45 | 0 | 0 | 9631065.93 | 0 | 8927858.33
Circuit | AL09_lateral | strategic_undergrounding_three_phase_lateral | 4 | 1001.7 | 1001.7 | 0 | 0 | 10300382.4 | 0 | 10299380.6
Circuit | AL09_main | strategic_undergrounding_main | 1 | 2690837.35 | 2690837.35 | 0 | 0 | 3262059.63 | 0 | 571222.158
Circuit | AL09_main | distribution_circuit_resiliency | 2 | 887287.21 | 887287.21 | 0 | 0 | 4703787.99 | 0 | 3816500.64
Circuit | AL09_main | strategic_undergrounding_freeway | 3 | 292434.74 | 292434.74 | 0 | 0 | 5699539.14 | 0 | 5407104.24
Circuit | AL10_lateral | strategic_undergrounding_single_or_two_phase_lateral | 1 | 41537852.1 | 41537852.1 | 0 | 0 | 52039427.1 | 0 | 10501574.9
Circuit | AL10_lateral | distribution_circuit_resiliency | 2 | 5426035.52 | 5426035.52 | 0 | 0 | 66033372.8 | 0 | 60607337.1
Circuit | AL10_lateral | strategic_undergrounding_freeway | 3 | 5336862.5 | 5336862.5 | 0 | 0 | 86865952.8 | 0 | 81529090.1
Circuit | AL10_main | strategic_undergrounding_main | 1 | 17205725 | 17205725 | 0 | 0 | 23400602.9 | 0 | 6194877.68
Circuit | AL10_main | distribution_circuit_resiliency | 2 | 4693203.55 | 4693203.55 | 0 | 0 | 33602410.6 | 0 | 28909206.9
Circuit | AL10_main | strategic_undergrounding_freeway | 3 | 3154576.51 | 3154576.51 | 0 | 0 | 36863285.6 | 0 | 33708709
Circuit | AL11_lateral | strategic_undergrounding_single_or_two_phase_lateral | 1 | 3074114.4 | 3074114.4 | 0 | 0 | 3715085.71 | 0 | 640971.17
Circuit | AL11_lateral | distribution_circuit_resiliency | 2 | 444554.2 | 444554.2 | 0 | 0 | 4735400.9 | 0 | 4290846.6
Circuit | AL11_lateral | strategic_undergrounding_three_phase_lateral | 3 | 316594.84 | 316594.84 | 0 | 0 | 6360530.71 | 0 | 6043935.7
Circuit | AL11_lateral | strategic_undergrounding_freeway | 4 | 10985.92 | 10985.92 | 0 | 0 | 6652928.64 | 0 | 6641942.55
Circuit | AL11_main | strategic_undergrounding_main | 1 | 1687883.48 | 1687883.48 | 0 | 0 | 1697536.26 | 0 | 9652.5952
Circuit | AL11_main | distribution_circuit_resiliency | 2 | 613240.41 | 613240.41 | 0 | 0 | 2488723.62 | 0 | 1875483.07
Circuit | AL11_main | strategic_undergrounding_freeway | 3 | 4938.21 | 4938.21 | 0 | 0 | 3307088.38 | 0 | 3302150.01
Circuit | AL12_lateral | strategic_undergrounding_single_or_two_phase_lateral | 1 | 1302337.08 | 1302337.08 | 0 | 0 | 1341164.25 | 0 | 38826.9891
Circuit | AL12_lateral | distribution_circuit_resiliency | 2 | 79887.61 | 79887.61 | 0 | 0 | 1776834.81 | 0 | 1696947.09
Circuit | AL12_lateral | strategic_undergrounding_freeway | 3 | 19868.3 | 19868.3 | 0 | 0 | 2609949.19 | 0 | 2590080.76
Circuit | AL12_main | strategic_undergrounding_main | 1 | 1503120.39 | 1503120.39 | 0 | 0 | 1543056.88 | 0 | 39936.3318
Circuit | AL12_main | distribution_circuit_resiliency | 2 | 596582.04 | 596582.04 | 0 | 0 | 2245841.16 | 0 | 1649258.99
Circuit | AL12_main | strategic_undergrounding_freeway | 3 | 20435.95 | 20435.95 | 0 | 0 | 3073558.15 | 0 | 3053122.05
Circuit | AM01_lateral | strategic_undergrounding_single_or_two_phase_lateral | 1 | 260489.34 | 260489.34 | 0 | 0 | 263316.484 | 0 | 2827.0027
Circuit | AM01_lateral | distribution_circuit_resiliency | 2 | 126546.42 | 126546.42 | 0 | 0 | 244735.864 | 0 | 118189.316
Circuit | AM01_lateral | strategic_undergrounding_three_phase_lateral | 3 | 1436.17 | 1436.17 | 0 | 0 | 514141.371 | 0 | 512705.044
Circuit | AM01_main | strategic_undergrounding_main | 1 | 339056.97 | 339056.97 | 0 | 0 | 341177.351 | 0 | 2120.252
Circuit | AM01_main | distribution_circuit_resiliency | 2 | 153688.86 | 153688.86 | 0 | 0 | 473171.092 | 0 | 319482.106
Circuit | AM01_main | strategic_undergrounding_freeway | 3 | 1077.1 | 1077.1 | 0 | 0 | 668529.228 | 0 | 667451.983
Circuit | AM02_lateral | strategic_undergrounding_single_or_two_phase_lateral | 1 | 2947302.31 | 2947302.31 | 0 | 0 | 2952508.34 | 0 | 5205.8759
Circuit | AM02_lateral | distribution_circuit_resiliency | 2 | 469884.21 | 469884.21 | 0 | 0 | 3892066.65 | 0 | 3422182.32
Circuit | AM02_lateral | strategic_undergrounding_three_phase_lateral | 3 | 2649.95 | 2649.95 | 0 | 0 | 5795610.89 | 0 | 5792960.8
Circuit | AM02_main | strategic_undergrounding_main | 1 | 2659810.27 | 2659810.27 | 0 | 0 | 2659810.39 | 0 | 0
Circuit | AM02_main | distribution_circuit_resiliency | 2 | 1038014.9 | 1038014.9 | 0 | 0 | 3904081.7 | 0 | 2866066.64
Circuit | AM03_lateral | strategic_undergrounding_single_or_two_phase_lateral | 1 | 509702.12 | 509702.12 | 0 | 0 | 631423.357 | 0 | 121721.07
Circuit | AM03_lateral | distribution_circuit_resiliency | 2 | 290800.32 | 290800.32 | 0 | 0 | 585516.848 | 0 | 294716.38
Circuit | AM03_lateral | strategic_undergrounding_three_phase_lateral | 3 | 61963.35 | 61963.35 | 0 | 0 | 1067375.54 | 0 | 1005412.04
Circuit | AM03_main | strategic_undergrounding_main | 1 | 729908.93 | 729908.93 | 0 | 0 | 729909.092 | 0 | 0
Circuit | AM03_main | distribution_circuit_resiliency | 2 | 358638 | 358638 | 0 | 0 | 977516.078 | 0 | 618877.951
Circuit | AM04_lateral | strategic_undergrounding_single_or_two_phase_lateral | 1 | 3504100.72 | 3504100.72 | 0 | 0 | 4443301.54 | 0 | 939200.664
Circuit | AM04_lateral | distribution_circuit_resiliency | 2 | 608906.27 | 608906.27 | 0 | 0 | 5355215.14 | 0 | 4746308.74
Circuit | AM04_lateral | strategic_undergrounding_three_phase_lateral | 3 | 477758.98 | 477758.98 | 0 | 0 | 7363226.3 | 0 | 6885467.16
Circuit | AM04_main | strategic_undergrounding_main | 1 | 2516667.33 | 2516667.33 | 0 | 0 | 2516667.47 | 0 | 0
Circuit | AM04_main | distribution_circuit_resiliency | 2 | 633495.71 | 633495.71 | 0 | 0 | 4140430.97 | 0 | 3506935.11
Circuit | AM05_lateral | strategic_undergrounding_single_or_two_phase_lateral | 1 | 615658.62 | 615658.62 | 0 | 0 | 1282801.13 | 0 | 667142.332
Circuit | AM05_lateral | strategic_undergrounding_three_phase_lateral | 2 | 339203.52 | 339203.52 | 0 | 0 | 1550832 | 0 | 1211628.32
Circuit | AM05_lateral | distribution_circuit_resiliency | 3 | 3909.08 | 3909.08 | 0 | 0 | 1529866.8 | 0 | 1525957.56
Circuit | AM05_main | strategic_undergrounding_main | 1 | 1058349.39 | 1058349.39 | 0 | 0 | 1058349.52 | 0 | 0
Circuit | AM05_main | distribution_circuit_resiliency | 2 | 285877.41 | 285877.41 | 0 | 0 | 1717402.55 | 0 | 1431525.02
Circuit | AM06_lateral | strategic_undergrounding_single_or_two_phase_lateral | 1 | 4095269.87 | 4095269.87 | 0 | 0 | 4103306.27 | 0 | 8036.2671
Circuit | AM06_lateral | distribution_circuit_resiliency | 2 | 778813.95 | 778813.95 | 0 | 0 | 5183304.67 | 0 | 4404490.6
Circuit | AM06_lateral | strategic_undergrounding_three_phase_lateral | 3 | 4091.1 | 4091.1 | 0 | 0 | 8064772.23 | 0 | 8060680.95
Circuit | AM06_main | strategic_undergrounding_main | 1 | 2172859.89 | 2172859.89 | 0 | 0 | 2172860 | 0 | 0
Circuit | AM06_main | distribution_circuit_resiliency | 2 | 762553.17 | 762553.17 | 0 | 0 | 3303148.7 | 0 | 2540595.41
Circuit | AM07_lateral | strategic_undergrounding_single_or_two_phase_lateral | 1 | 319983.72 | 319983.72 | 0 | 0 | 319983.87 | 0 | 0
Circuit | AM07_lateral | distribution_circuit_resiliency | 2 | 101494.97 | 101494.97 | 0 | 0 | 337342.655 | 0 | 235847.541
Circuit | AM07_main | strategic_undergrounding_main | 1 | 326452.49 | 326452.49 | 0 | 0 | 326452.623 | 0 | 0
Circuit | AM07_main | distribution_circuit_resiliency | 2 | 140346.81 | 140346.81 | 0 | 0 | 463193.051 | 0 | 322846.112
Circuit | AM08_lateral | strategic_undergrounding_single_or_two_phase_lateral | 1 | 13519043.5 | 13519043.5 | 0 | 0 | 22903354.2 | 0 | 9384310.49
Circuit | AM08_lateral | strategic_undergrounding_three_phase_lateral | 2 | 4527867.33 | 4527867.33 | 0 | 0 | 31588307 | 0 | 27060439.5
Circuit | AM08_lateral | distribution_circuit_resiliency | 3 | 2804033.55 | 2804033.55 | 0 | 0 | 27151343.5 | 0 | 24347309.8
Circuit | AM08_lateral | strategic_undergrounding_freeway | 4 | 247884.94 | 247884.94 | 0 | 0 | 35718753.3 | 0 | 35470868.2
Circuit | AM08_main | strategic_undergrounding_main | 1 | 12843369.2 | 12843369.2 | 0 | 0 | 12843369.4 | 0 | 0
Circuit | AM08_main | distribution_circuit_resiliency | 2 | 5810026.91 | 5810026.91 | 0 | 0 | 17997183.9 | 0 | 12187156.9
Circuit | AM09_lateral | strategic_undergrounding_single_or_two_phase_lateral | 1 | 7453043.84 | 7453043.84 | 0 | 0 | 7496952.49 | 0 | 43908.4713
Circuit | AM09_lateral | distribution_circuit_resiliency | 2 | 1527139.08 | 1527139.08 | 0 | 0 | 9587176.06 | 0 | 8060036.86
Circuit | AM09_lateral | strategic_undergrounding_three_phase_lateral | 3 | 22353.72 | 22353.72 | 0 | 0 | 14662533.2 | 0 | 14640179.3
Circuit | AM09_main | strategic_undergrounding_main | 1 | 5781046.66 | 5781046.66 | 0 | 0 | 5781046.79 | 0 | 0
Circuit | AM09_main | distribution_circuit_resiliency | 2 | 2074085.48 | 2074085.48 | 0 | 0 | 8717477.06 | 0 | 6643391.45
Circuit | AM10_lateral | strategic_undergrounding_single_or_two_phase_lateral | 1 | 2401378.03 | 2401378.03 | 0 | 0 | 2401378.19 | 0 | 0
Circuit | AM10_lateral | distribution_circuit_resiliency | 2 | 647197.46 | 647197.46 | 0 | 0 | 2858929.29 | 0 | 2211731.68
Circuit | AM10_main | strategic_undergrounding_main | 1 | 4284262.2 | 4284262.2 | 0 | 0 | 4284262.35 | 0 | 0
Circuit | AM10_main | distribution_circuit_resiliency | 2 | 1662466.8 | 1662466.8 | 0 | 0 | 6301221.05 | 0 | 4638754.1
Circuit | AN01_lateral | strategic_undergrounding_single_or_two_phase_lateral | 1 | 4377019.13 | 4377019.13 | 0 | 0 | 5129504.19 | 0 | 752484.871
Circuit | AN01_lateral | distribution_circuit_resiliency | 2 | 1131658.91 | 1131658.91 | 0 | 0 | 6263414.62 | 0 | 5131755.58
Circuit | AN01_lateral | strategic_undergrounding_freeway | 3 | 374747.71 | 374747.71 | 0 | 0 | 9051361.43 | 0 | 8676613.55
Circuit | AN01_lateral | strategic_undergrounding_three_phase_lateral | 4 | 5333.56 | 5333.56 | 0 | 0 | 9413319.24 | 0 | 9407985.56
Circuit | AN01_main | strategic_undergrounding_main | 1 | 1995689.59 | 1995689.59 | 0 | 0 | 2383917.15 | 0 | 388227.379
Circuit | AN01_main | distribution_circuit_resiliency | 2 | 500512.32 | 500512.32 | 0 | 0 | 3692338.4 | 0 | 3191825.96
Circuit | AN01_main | strategic_undergrounding_freeway | 3 | 196092.55 | 196092.55 | 0 | 0 | 4147342.14 | 0 | 3951249.41
Circuit | AN02_lateral | strategic_undergrounding_single_or_two_phase_lateral | 1 | 1764022.37 | 1764022.37 | 0 | 0 | 2357350.42 | 0 | 593327.871
Circuit | AN02_lateral | distribution_circuit_resiliency | 2 | 270635.47 | 270635.47 | 0 | 0 | 2901092.12 | 0 | 2630456.53
Circuit | AN02_lateral | strategic_undergrounding_three_phase_lateral | 3 | 237038.09 | 237038.09 | 0 | 0 | 3851233.26 | 0 | 3614195.02
Circuit | AN02_lateral | strategic_undergrounding_freeway | 4 | 62781.69 | 62781.69 | 0 | 0 | 4021755.71 | 0 | 3958973.89
Circuit | AN02_main | strategic_undergrounding_main | 1 | 1286169.6 | 1286169.6 | 0 | 0 | 2110136.64 | 0 | 823966.889
Circuit | AN02_main | distribution_circuit_resiliency | 2 | 464506.3 | 464506.3 | 0 | 0 | 2769085.78 | 0 | 2304579.31
Circuit | AN02_main | strategic_undergrounding_freeway | 3 | 416334.51 | 416334.51 | 0 | 0 | 2961481.51 | 0 | 2545146.83
Circuit | AN03_lateral | strategic_undergrounding_single_or_two_phase_lateral | 1 | 3258336.75 | 3258336.75 | 0 | 0 | 5037687.64 | 0 | 1779350.76
Circuit | AN03_lateral | strategic_undergrounding_freeway | 2 | 889604.05 | 889604.05 | 0 | 0 | 7364487.84 | 0 | 6474883.65
Circuit | AN03_lateral | distribution_circuit_resiliency | 3 | 507101.53 | 507101.53 | 0 | 0 | 5818850.72 | 0 | 5311749.04
Circuit | AN03_lateral | strategic_undergrounding_three_phase_lateral | 4 | 14311.71 | 14311.71 | 0 | 0 | 8211873.39 | 0 | 8197561.53
Circuit | AN03_main | strategic_undergrounding_main | 1 | 1742963.85 | 1742963.85 | 0 | 0 | 2679250.68 | 0 | 936286.698
Circuit | AN03_main | strategic_undergrounding_freeway | 2 | 473721.74 | 473721.74 | 0 | 0 | 3921479.54 | 0 | 3447757.66
Circuit | AN03_main | distribution_circuit_resiliency | 3 | 229942.11 | 229942.11 | 0 | 0 | 4087297.51 | 0 | 3857355.24
Circuit | AN04_lateral | strategic_undergrounding_single_or_two_phase_lateral | 1 | 1035578.56 | 1035578.56 | 0 | 0 | 1435987.33 | 0 | 400408.638
Circuit | AN04_lateral | strategic_undergrounding_freeway | 2 | 168686.54 | 168686.54 | 0 | 0 | 2281695.92 | 0 | 2113009.25
Circuit | AN04_lateral | distribution_circuit_resiliency | 3 | 166511.61 | 166511.61 | 0 | 0 | 1717026.39 | 0 | 1550514.65
Circuit | AN04_lateral | strategic_undergrounding_three_phase_lateral | 4 | 33900.22 | 33900.22 | 0 | 0 | 2413709.36 | 0 | 2379809.01
Circuit | AN04_main | strategic_undergrounding_main | 1 | 449834.28 | 449834.28 | 0 | 0 | 651219.827 | 0 | 201385.407
Circuit | AN04_main | distribution_circuit_resiliency | 2 | 167091.44 | 167091.44 | 0 | 0 | 875165.671 | 0 | 708074.119
Circuit | AN04_main | strategic_undergrounding_freeway | 3 | 101789.52 | 101789.52 | 0 | 0 | 990860.514 | 0 | 889070.839
Circuit | AN05_lateral | strategic_undergrounding_single_or_two_phase_lateral | 1 | 2001428.57 | 2001428.57 | 0 | 0 | 2081863.56 | 0 | 80434.8204
Circuit | AN05_lateral | distribution_circuit_resiliency | 2 | 453547.04 | 453547.04 | 0 | 0 | 2712464.58 | 0 | 2258917.41
Circuit | AN05_lateral | strategic_undergrounding_three_phase_lateral | 3 | 40627.2 | 40627.2 | 0 | 0 | 4003372.09 | 0 | 3962744.76
Circuit | AN05_main | strategic_undergrounding_main | 1 | 1219804.09 | 1219804.09 | 0 | 0 | 1219804.24 | 0 | 0
Circuit | AN05_main | distribution_circuit_resiliency | 2 | 467699.45 | 467699.45 | 0 | 0 | 1810369.33 | 0 | 1342669.73
Circuit | AN06_lateral | strategic_undergrounding_single_or_two_phase_lateral | 1 | 2909615.55 | 2909615.55 | 0 | 0 | 4461141.27 | 0 | 1551525.62
Circuit | AN06_lateral | strategic_undergrounding_freeway | 2 | 437886.78 | 437886.78 | 0 | 0 | 6877563.05 | 0 | 6439676.12
Circuit | AN06_lateral | strategic_undergrounding_three_phase_lateral | 3 | 342727.27 | 342727.27 | 0 | 0 | 6963082.48 | 0 | 6620355.08
Circuit | AN06_lateral | distribution_circuit_resiliency | 4 | 180792.43 | 180792.43 | 0 | 0 | 5409656.69 | 0 | 5228864.12
Circuit | AN06_main | strategic_undergrounding_main | 1 | 1862260.15 | 1862260.15 | 0 | 0 | 1883052.69 | 0 | 20792.3885
Circuit | AN06_main | distribution_circuit_resiliency | 2 | 550965.02 | 550965.02 | 0 | 0 | 2994888.02 | 0 | 2443922.86
Circuit | AN06_main | strategic_undergrounding_freeway | 3 | 10512.2 | 10512.2 | 0 | 0 | 3696628.5 | 0 | 3686116.15
Circuit | AN07_lateral | strategic_undergrounding_single_or_two_phase_lateral | 1 | 5388423.61 | 5388423.61 | 0 | 0 | 6549315.05 | 0 | 1160891.29
Circuit | AN07_lateral | distribution_circuit_resiliency | 2 | 560905.21 | 560905.21 | 0 | 0 | 7857765.42 | 0 | 7296860.09
Circuit | AN07_lateral | strategic_undergrounding_three_phase_lateral | 3 | 401845.38 | 401845.38 | 0 | 0 | 11411653.7 | 0 | 11009808.1
Circuit | AN07_lateral | strategic_undergrounding_freeway | 4 | 184812.51 | 184812.51 | 0 | 0 | 11623997.8 | 0 | 11439185.1
Circuit | AN07_main | strategic_undergrounding_main | 1 | 1828129.27 | 1828129.27 | 0 | 0 | 2164660.82 | 0 | 336531.37
Circuit | AN07_main | distribution_circuit_resiliency | 2 | 269122.2 | 269122.2 | 0 | 0 | 3603044.49 | 0 | 3333922.17
Circuit | AN07_main | strategic_undergrounding_freeway | 3 | 170017.7 | 170017.7 | 0 | 0 | 3783353.65 | 0 | 3613335.8
Circuit | AN08_lateral | strategic_undergrounding_single_or_two_phase_lateral | 1 | 2408032.13 | 2408032.13 | 0 | 0 | 3035203.34 | 0 | 627171.071
Circuit | AN08_lateral | distribution_circuit_resiliency | 2 | 585487.18 | 585487.18 | 0 | 0 | 3588666.22 | 0 | 3003178.91
Circuit | AN08_lateral | strategic_undergrounding_freeway | 3 | 267735.89 | 267735.89 | 0 | 0 | 5132141.44 | 0 | 4864405.42
Circuit | AN08_lateral | strategic_undergrounding_three_phase_lateral | 4 | 49015.13 | 49015.13 | 0 | 0 | 5346478.39 | 0 | 5297463.09
Circuit | AN08_main | strategic_undergrounding_main | 1 | 1149802.42 | 1149802.42 | 0 | 0 | 1416789.09 | 0 | 266986.554
Circuit | AN08_main | distribution_circuit_resiliency | 2 | 257075.75 | 257075.75 | 0 | 0 | 2210697.42 | 0 | 1953621.54
Circuit | AN08_main | strategic_undergrounding_freeway | 3 | 134829.54 | 134829.54 | 0 | 0 | 2410982.33 | 0 | 2276152.61
Circuit | AN09_lateral | strategic_undergrounding_single_or_two_phase_lateral | 1 | 1993591.05 | 1993591.05 | 0 | 0 | 2401798.77 | 0 | 408207.553
Circuit | AN09_lateral | distribution_circuit_resiliency | 2 | 215634.05 | 215634.05 | 0 | 0 | 3166498.48 | 0 | 2950864.31
Circuit | AN09_lateral | strategic_undergrounding_three_phase_lateral | 3 | 137120.49 | 137120.49 | 0 | 0 | 4220789.69 | 0 | 4083669.04
Circuit | AN09_lateral | strategic_undergrounding_freeway | 4 | 69064.91 | 69064.91 | 0 | 0 | 4287470.98 | 0 | 4218405.93
Circuit | AN09_main | strategic_undergrounding_main | 1 | 1380927.93 | 1380927.93 | 0 | 0 | 1607735.11 | 0 | 226807.022
Circuit | AN09_main | distribution_circuit_resiliency | 2 | 486422.45 | 486422.45 | 0 | 0 | 2331823.48 | 0 | 1845400.87
Circuit | AN09_main | strategic_undergrounding_freeway | 3 | 114560.17 | 114560.17 | 0 | 0 | 2848536.57 | 0 | 2733976.28
Circuit | AN10_lateral | strategic_undergrounding_single_or_two_phase_lateral | 1 | 2727127.82 | 2727127.82 | 0 | 0 | 2761753.81 | 0 | 34625.8431
Circuit | AN10_lateral | distribution_circuit_resiliency | 2 | 263852.94 | 263852.94 | 0 | 0 | 3228379.94 | 0 | 2964526.85
Circuit | AN10_lateral | strategic_undergrounding_three_phase_lateral | 3 | 17489.21 | 17489.21 | 0 | 0 | 5415613 | 0 | 5398123.59
Circuit | AN10_main | strategic_undergrounding_main | 1 | 2775465.87 | 2775465.87 | 0 | 0 | 2775466.01 | 0 | 0
Circuit | AN10_main | distribution_circuit_resiliency | 2 | 1110338.09 | 1110338.09 | 0 | 0 | 4059044.9 | 0 | 2948706.66
Circuit | AN11_lateral | strategic_undergrounding_single_or_two_phase_lateral | 1 | 2742866.96 | 2742866.96 | 0 | 0 | 3588970.14 | 0 | 846103.017
Circuit | AN11_lateral | strategic_undergrounding_three_phase_lateral | 2 | 357587.65 | 357587.65 | 0 | 0 | 5925388.58 | 0 | 5567800.76
Circuit | AN11_lateral | distribution_circuit_resiliency | 3 | 351738.88 | 351738.88 | 0 | 0 | 4415925.71 | 0 | 4064186.7
Circuit | AN11_lateral | strategic_undergrounding_freeway | 4 | 69977.22 | 69977.22 | 0 | 0 | 6206871.02 | 0 | 6136893.64
Circuit | AN11_main | strategic_undergrounding_main | 1 | 1691062.47 | 1691062.47 | 0 | 0 | 2043418.52 | 0 | 352355.896
Circuit | AN11_main | distribution_circuit_resiliency | 2 | 572544.48 | 572544.48 | 0 | 0 | 2959062.83 | 0 | 2386518.22
Circuit | AN11_main | strategic_undergrounding_freeway | 3 | 178054.85 | 178054.85 | 0 | 0 | 3524116.86 | 0 | 3346061.86
Circuit | AN12_lateral | strategic_undergrounding_single_or_two_phase_lateral | 1 | 4495561.8 | 4495561.8 | 0 | 0 | 6349561.04 | 0 | 1853999.08
Circuit | AN12_lateral | distribution_circuit_resiliency | 2 | 1245458.88 | 1245458.88 | 0 | 0 | 7045513.08 | 0 | 5800054.04
Circuit | AN12_lateral | strategic_undergrounding_three_phase_lateral | 3 | 734571.97 | 734571.97 | 0 | 0 | 10035705.1 | 0 | 9301132.93
Circuit | AN12_lateral | strategic_undergrounding_freeway | 4 | 202272.81 | 202272.81 | 0 | 0 | 10556773.1 | 0 | 10354500.1
Circuit | AN12_main | strategic_undergrounding_main | 1 | 2070065.06 | 2070065.06 | 0 | 0 | 2108914.34 | 0 | 38849.1437
Circuit | AN12_main | distribution_circuit_resiliency | 2 | 585795.89 | 585795.89 | 0 | 0 | 3378545.65 | 0 | 2792749.61
Circuit | AN12_main | strategic_undergrounding_freeway | 3 | 19623.92 | 19623.92 | 0 | 0 | 4116161.37 | 0 | 4096537.28
Circuit | AR41_lateral | strategic_undergrounding_single_or_two_phase_lateral | 1 | 2018284.33 | 2018284.33 | 0 | 0 | 3453252.07 | 0 | 1434967.58
Circuit | AR41_lateral | distribution_circuit_resiliency | 2 | 453240.24 | 453240.24 | 0 | 0 | 3922124.73 | 0 | 3468884.35
Circuit | AR41_lateral | strategic_undergrounding_freeway | 3 | 387683.1 | 387683.1 | 0 | 0 | 5012785.64 | 0 | 4625102.42
Circuit | AR41_lateral | strategic_undergrounding_three_phase_lateral | 4 | 343859.46 | 343859.46 | 0 | 0 | 5056232.1 | 0 | 4712372.47
Circuit | AR41_main | strategic_undergrounding_main | 1 | 2518583.87 | 2518583.87 | 0 | 0 | 2651539.22 | 0 | 132955.232
Circuit | AR41_main | distribution_circuit_resiliency | 2 | 951661.85 | 951661.85 | 0 | 0 | 3867935.82 | 0 | 2916273.84
Circuit | AR41_main | strategic_undergrounding_freeway | 3 | 67752.71 | 67752.71 | 0 | 0 | 5014268.71 | 0 | 4946515.82
Circuit | AR42_lateral | strategic_undergrounding_single_or_two_phase_lateral | 1 | 12179707.1 | 12179707.1 | 0 | 0 | 13594440.8 | 0 | 1414733.55
Circuit | AR42_lateral | distribution_circuit_resiliency | 2 | 2738852.65 | 2738852.65 | 0 | 0 | 16574405.5 | 0 | 13835552.7
Circuit | AR42_lateral | strategic_undergrounding_freeway | 3 | 497902.1 | 497902.1 | 0 | 0 | 24864709.4 | 0 | 24366807.1
Circuit | AR42_lateral | strategic_undergrounding_three_phase_lateral | 4 | 222666.01 | 222666.01 | 0 | 0 | 25129955.8 | 0 | 24907289.6
Circuit | AR42_main | strategic_undergrounding_main | 1 | 13392542.4 | 13392542.4 | 0 | 0 | 14462888 | 0 | 1070345.46
Circuit | AR42_main | distribution_circuit_resiliency | 2 | 5608394.91 | 5608394.91 | 0 | 0 | 20230017 | 0 | 14621621.9
Circuit | AR42_main | strategic_undergrounding_freeway | 3 | 545219.46 | 545219.46 | 0 | 0 | 26839277.8 | 0 | 26294058.2
Circuit | AR43_lateral | strategic_undergrounding_single_or_two_phase_lateral | 1 | 4216240.81 | 4216240.81 | 0 | 0 | 6299590.35 | 0 | 2083349.39
Circuit | AR43_lateral | distribution_circuit_resiliency | 2 | 1164134.19 | 1164134.19 | 0 | 0 | 7295642.12 | 0 | 6131507.82
Circuit | AR43_lateral | strategic_undergrounding_freeway | 3 | 1060933.51 | 1060933.51 | 0 | 0 | 9333026.38 | 0 | 8272092.72
Circuit | AR43_lateral | strategic_undergrounding_three_phase_lateral | 4 | 1.15 | 1.15 | 0 | 0 | 10355427.9 | 0 | 10355426.7
Circuit | AR43_main | strategic_undergrounding_main | 1 | 4068701.03 | 4068701.03 | 0 | 0 | 5488674.99 | 0 | 1419973.79
Circuit | AR43_main | distribution_circuit_resiliency | 2 | 1746637.98 | 1746637.98 | 0 | 0 | 7169199.01 | 0 | 5422560.92
Circuit | AR43_main | strategic_undergrounding_freeway | 3 | 723121.7 | 723121.7 | 0 | 0 | 8706678.27 | 0 | 7983556.43
Circuit | AR44_lateral | strategic_undergrounding_single_or_two_phase_lateral | 1 | 3942951.25 | 3942951.25 | 0 | 0 | 4972025.27 | 0 | 1029073.88
Circuit | AR44_lateral | distribution_circuit_resiliency | 2 | 1153905.48 | 1153905.48 | 0 | 0 | 5933537.89 | 0 | 4779632.29
Circuit | AR44_lateral | strategic_undergrounding_three_phase_lateral | 3 | 497553.99 | 497553.99 | 0 | 0 | 8271581.36 | 0 | 7774027.22
Circuit | AR44_lateral | strategic_undergrounding_freeway | 4 | 27306.63 | 27306.63 | 0 | 0 | 8723181.75 | 0 | 8695874.96
Circuit | AR44_main | strategic_undergrounding_main | 1 | 9001680.27 | 9001680.27 | 0 | 0 | 9054221.2 | 0 | 52540.8127
Circuit | AR44_main | distribution_circuit_resiliency | 2 | 3918214.49 | 3918214.49 | 0 | 0 | 12721732.9 | 0 | 8803518.31
Circuit | AR44_main | strategic_undergrounding_freeway | 3 | 26760.49 | 26760.49 | 0 | 0 | 17655184.4 | 0 | 17628423.8
Circuit | AR45_lateral | strategic_undergrounding_single_or_two_phase_lateral | 1 | 199816513 | 199816513 | 0 | 0 | 221317227 | 0 | 21500714.1
Circuit | AR45_lateral | distribution_circuit_resiliency | 2 | 105233007 | 105233007 | 0 | 0 | 231142066 | 0 | 125909059
Circuit | AR45_lateral | strategic_undergrounding_freeway | 3 | 6494456.99 | 6494456.99 | 0 | 0 | 407877535 | 0 | 401383078
Circuit | AR45_lateral | strategic_undergrounding_three_phase_lateral | 4 | 4269088.62 | 4269088.62 | 0 | 0 | 409653374 | 0 | 405384286
Circuit | AR45_main | strategic_undergrounding_main | 1 | 155957109 | 155957109 | 0 | 0 | 193905883 | 0 | 37948774.5
Circuit | AR45_main | distribution_circuit_resiliency | 2 | 68026087.5 | 68026087.5 | 0 | 0 | 253694111 | 0 | 185668024
Circuit | AR45_main | strategic_undergrounding_freeway | 3 | 19336318.9 | 19336318.9 | 0 | 0 | 325537409 | 0 | 306201090
Circuit | AR46_lateral | strategic_undergrounding_single_or_two_phase_lateral | 1 | 24600045.1 | 24600045.1 | 0 | 0 | 38731215.5 | 0 | 14131170.3
Circuit | AR46_lateral | strategic_undergrounding_freeway | 2 | 6907286.66 | 6907286.66 | 0 | 0 | 55783311.6 | 0 | 48876024.8
Circuit | AR46_lateral | distribution_circuit_resiliency | 3 | 4651363.2 | 4651363.2 | 0 | 0 | 45575027.4 | 0 | 40923664.1
Circuit | AR46_lateral | strategic_undergrounding_three_phase_lateral | 4 | 291291.63 | 291291.63 | 0 | 0 | 62154841.5 | 0 | 61863549.8
Circuit | AR46_main | strategic_undergrounding_main | 1 | 17289847.2 | 17289847.2 | 0 | 0 | 31836084.5 | 0 | 14546237.2
Circuit | AR46_main | strategic_undergrounding_freeway | 2 | 7409722.56 | 7409722.56 | 0 | 0 | 41354437.7 | 0 | 33944715
Circuit | AR46_main | distribution_circuit_resiliency | 3 | 7268277.4 | 7268277.4 | 0 | 0 | 39248292 | 0 | 31980014.5
Circuit | AR47_lateral | strategic_undergrounding_single_or_two_phase_lateral | 1 | 31346065.9 | 31346065.9 | 0 | 0 | 59845499.9 | 0 | 28499433.8
Circuit | AR47_lateral | strategic_undergrounding_three_phase_lateral | 2 | 14313512.2 | 14313512.2 | 0 | 0 | 76278450.8 | 0 | 61964938.4
Circuit | AR47_lateral | distribution_circuit_resiliency | 3 | 9385506.56 | 9385506.56 | 0 | 0 | 67298770 | 0 | 57913263.3
Circuit | AR47_lateral | strategic_undergrounding_freeway | 4 | 150526.81 | 150526.81 | 0 | 0 | 90023722.4 | 0 | 89873195.4
Circuit | AR47_main | strategic_undergrounding_main | 1 | 21865032.3 | 21865032.3 | 0 | 0 | 26017286.8 | 0 | 4152254.35
Circuit | AR47_main | distribution_circuit_resiliency | 2 | 7723487.14 | 7723487.14 | 0 | 0 | 36718759.1 | 0 | 28995271.8
Circuit | AR47_main | strategic_undergrounding_freeway | 3 | 2113011.5 | 2113011.5 | 0 | 0 | 45042212.4 | 0 | 42929200.7
Circuit | AT41_lateral | strategic_undergrounding_single_or_two_phase_lateral | 1 | 18501944.3 | 18501944.3 | 0 | 0 | 24646596.7 | 0 | 6144652.2
Circuit | AT41_lateral | distribution_circuit_resiliency | 2 | 2499632.08 | 2499632.08 | 0 | 0 | 30304858.3 | 0 | 27805226.1
Circuit | AT41_lateral | strategic_undergrounding_freeway | 3 | 2082825.25 | 2082825.25 | 0 | 0 | 40672224.9 | 0 | 38589399.4
Circuit | AT41_lateral | strategic_undergrounding_three_phase_lateral | 4 | 1030419.68 | 1030419.68 | 0 | 0 | 41692873.8 | 0 | 40662453.9
Circuit | AT41_main | strategic_undergrounding_main | 1 | 15571559.6 | 15571559.6 | 0 | 0 | 20832247 | 0 | 5260687.27
Circuit | AT41_main | distribution_circuit_resiliency | 2 | 5310046.56 | 5310046.56 | 0 | 0 | 29155716.2 | 0 | 23845669.5
Circuit | AT41_main | strategic_undergrounding_freeway | 3 | 2660220.7 | 2660220.7 | 0 | 0 | 33437570.6 | 0 | 30777349.7
Circuit | AT42_lateral | strategic_undergrounding_single_or_two_phase_lateral | 1 | 21895898.6 | 21895898.6 | 0 | 0 | 25158139 | 0 | 3262240.26
Circuit | AT42_lateral | distribution_circuit_resiliency | 2 | 4778223.87 | 4778223.87 | 0 | 0 | 30423719.6 | 0 | 25645495.6
Circuit | AT42_lateral | strategic_undergrounding_three_phase_lateral | 3 | 1643013.55 | 1643013.55 | 0 | 0 | 44109540.3 | 0 | 42466526.6
Circuit | AT42_lateral | strategic_undergrounding_freeway | 4 | 18744.44 | 18744.44 | 0 | 0 | 45674022.2 | 0 | 45655277.6
Circuit | AT42_main | strategic_undergrounding_main | 1 | 8807173.42 | 8807173.42 | 0 | 0 | 8996652.88 | 0 | 189479.291
Circuit | AT42_main | distribution_circuit_resiliency | 2 | 2213267.99 | 2213267.99 | 0 | 0 | 14360394 | 0 | 12147125.9
Circuit | AT42_main | strategic_undergrounding_freeway | 3 | 96635.12 | 96635.12 | 0 | 0 | 17211714.1 | 0 | 17115078.9
Circuit | AT43_lateral | strategic_undergrounding_single_or_two_phase_lateral | 1 | 1533760.66 | 1533760.66 | 0 | 0 | 1876544.98 | 0 | 342784.165
Circuit | AT43_lateral | distribution_circuit_resiliency | 2 | 175628.48 | 175628.48 | 0 | 0 | 2346414.48 | 0 | 2170785.88
Circuit | AT43_lateral | strategic_undergrounding_freeway | 3 | 162418.98 | 162418.98 | 0 | 0 | 3184970.75 | 0 | 3022551.6
Circuit | AT43_lateral | strategic_undergrounding_three_phase_lateral | 4 | 19104.42 | 19104.42 | 0 | 0 | 3309518.84 | 0 | 3290414.25
Circuit | AT43_main | strategic_undergrounding_main | 1 | 1284440.22 | 1284440.22 | 0 | 0 | 1694810.77 | 0 | 410370.401
Circuit | AT43_main | distribution_circuit_resiliency | 2 | 412457.93 | 412457.93 | 0 | 0 | 2366108.99 | 0 | 1953650.93
Circuit | AT43_main | strategic_undergrounding_freeway | 3 | 209367.64 | 209367.64 | 0 | 0 | 2717447.23 | 0 | 2508079.43
Circuit | AV02_lateral | strategic_undergrounding_single_or_two_phase_lateral | 1 | 4001581.73 | 4001581.73 | 0 | 0 | 4065681.86 | 0 | 64099.9916
Circuit | AV02_lateral | distribution_circuit_resiliency | 2 | 875139.82 | 875139.82 | 0 | 0 | 4499078.72 | 0 | 3623938.78
Circuit | AV02_lateral | strategic_undergrounding_three_phase_lateral | 3 | 31503.6 | 31503.6 | 0 | 0 | 7884425.37 | 0 | 7852921.61
Circuit | AV02_lateral | strategic_undergrounding_freeway | 4 | 917.02 | 917.02 | 0 | 0 | 7914334.57 | 0 | 7913417.4
Circuit | AV02_main | strategic_undergrounding_main | 1 | 1892024.13 | 1892024.13 | 0 | 0 | 1892024.28 | 0 | 0
Circuit | AV02_main | distribution_circuit_resiliency | 2 | 577257.39 | 577257.39 | 0 | 0 | 2933194.59 | 0 | 2355937.05
Circuit | AV03_lateral | strategic_undergrounding_single_or_two_phase_lateral | 1 | 7621799.19 | 7621799.19 | 0 | 0 | 8953893.56 | 0 | 1332094.22
Circuit | AV03_lateral | distribution_circuit_resiliency | 2 | 421669.03 | 421669.03 | 0 | 0 | 11859830.8 | 0 | 11438161.7
Circuit | AV03_lateral | strategic_undergrounding_freeway | 3 | 387858.75 | 387858.75 | 0 | 0 | 15947797.5 | 0 | 15559938.6
Circuit | AV03_lateral | strategic_undergrounding_three_phase_lateral | 4 | 291370.5 | 291370.5 | 0 | 0 | 16038571.7 | 0 | 15747201
Circuit | AV03_main | strategic_undergrounding_main | 1 | 5695413.08 | 5695413.08 | 0 | 0 | 7171150.46 | 0 | 1475737.21
Circuit | AV03_main | distribution_circuit_resiliency | 2 | 2404586.22 | 2404586.22 | 0 | 0 | 9447716.12 | 0 | 7043129.78
Circuit | AV03_main | strategic_undergrounding_freeway | 3 | 753326.23 | 753326.23 | 0 | 0 | 12055115.4 | 0 | 11301789
Circuit | BA01_lateral | strategic_undergrounding_single_or_two_phase_lateral | 1 | 549237.97 | 549237.97 | 0 | 0 | 1419370.58 | 0 | 870132.456
Circuit | BA01_lateral | strategic_undergrounding_freeway | 2 | 440052.08 | 440052.08 | 0 | 0 | 1526082.22 | 0 | 1086029.99
Circuit | BA01_lateral | distribution_circuit_resiliency | 3 | 232762.49 | 232762.49 | 0 | 0 | 1406273.15 | 0 | 1173510.56
Circuit | BA01_main | strategic_undergrounding_main | 1 | 865924.33 | 865924.33 | 0 | 0 | 1577171.31 | 0 | 711246.83
Circuit | BA01_main | strategic_undergrounding_freeway | 2 | 359698.84 | 359698.84 | 0 | 0 | 2071925.25 | 0 | 1712226.27
Circuit | BA01_main | distribution_circuit_resiliency | 3 | 259713.94 | 259713.94 | 0 | 0 | 2088767.99 | 0 | 1829053.94
Circuit | BA02_lateral | strategic_undergrounding_single_or_two_phase_lateral | 1 | 534936.73 | 534936.73 | 0 | 0 | 715008.082 | 0 | 180071.188
Circuit | BA02_lateral | strategic_undergrounding_three_phase_lateral | 2 | 54720.36 | 54720.36 | 0 | 0 | 1184149.79 | 0 | 1129429.3
Circuit | BA02_lateral | distribution_circuit_resiliency | 3 | 41614.72 | 41614.72 | 0 | 0 | 960121.569 | 0 | 918506.737
Circuit | BA02_lateral | strategic_undergrounding_freeway | 4 | 36349.69 | 36349.69 | 0 | 0 | 1202098.5 | 0 | 1165748.69
Circuit | BA02_main | strategic_undergrounding_main | 1 | 422086.72 | 422086.72 | 0 | 0 | 577523.978 | 0 | 155437.143
Circuit | BA02_main | distribution_circuit_resiliency | 2 | 146132.13 | 146132.13 | 0 | 0 | 801656.733 | 0 | 655524.48
Circuit | BA02_main | strategic_undergrounding_freeway | 3 | 78609.09 | 78609.09 | 0 | 0 | 913089.18 | 0 | 834479.927
Circuit | BA03_lateral | strategic_undergrounding_single_or_two_phase_lateral | 1 | 528805.59 | 528805.59 | 0 | 0 | 940134.489 | 0 | 411328.74
Circuit | BA03_lateral | strategic_undergrounding_freeway | 2 | 208021.21 | 208021.21 | 0 | 0 | 1253649.6 | 0 | 1045628.24
Circuit | BA03_lateral | distribution_circuit_resiliency | 3 | 118874.06 | 118874.06 | 0 | 0 | 963984.537 | 0 | 845110.366
Circuit | BA03_main | strategic_undergrounding_main | 1 | 1015681.4 | 1015681.4 | 0 | 0 | 2793008.09 | 0 | 1777326.53
Circuit | BA03_main | strategic_undergrounding_freeway | 2 | 898847.51 | 898847.51 | 0 | 0 | 2907194.44 | 0 | 2008346.79
Circuit | BA03_main | distribution_circuit_resiliency | 3 | 369635.25 | 369635.25 | 0 | 0 | 3309307.7 | 0 | 2939672.33
Circuit | BA04_lateral | strategic_undergrounding_single_or_two_phase_lateral | 1 | 1313905.37 | 1313905.37 | 0 | 0 | 1477228.09 | 0 | 163322.58
Circuit | BA04_lateral | distribution_circuit_resiliency | 2 | 265500.81 | 265500.81 | 0 | 0 | 1561502.84 | 0 | 1296001.87
Circuit | BA04_lateral | strategic_undergrounding_three_phase_lateral | 3 | 78096.41 | 78096.41 | 0 | 0 | 2681980.3 | 0 | 2603883.72
Circuit | BA04_lateral | strategic_undergrounding_freeway | 4 | 5121.87 | 5121.87 | 0 | 0 | 2752072.34 | 0 | 2746950.31
Circuit | BA04_main | strategic_undergrounding_main | 1 | 2511420.19 | 2511420.19 | 0 | 0 | 2544969.35 | 0 | 33548.9914
Circuit | BA04_main | distribution_circuit_resiliency | 2 | 869771.08 | 869771.08 | 0 | 0 | 3874843.62 | 0 | 3005072.44
Circuit | BA04_main | strategic_undergrounding_freeway | 3 | 16966.6 | 16966.6 | 0 | 0 | 4975424.25 | 0 | 4958457.52
Circuit | BA41_lateral | strategic_undergrounding_single_or_two_phase_lateral | 1 | 1566330.82 | 1566330.82 | 0 | 0 | 3420835.88 | 0 | 1854504.87
Circuit | BA41_lateral | strategic_undergrounding_freeway | 2 | 938410.85 | 938410.85 | 0 | 0 | 4031630.4 | 0 | 3093219.4
Circuit | BA41_lateral | distribution_circuit_resiliency | 3 | 544876 | 544876 | 0 | 0 | 3509317.4 | 0 | 2964441.26
Circuit | BA41_lateral | strategic_undergrounding_three_phase_lateral | 4 | 0 | 0 | 0 | 0 | 4947724.28 | 0 | 4947724.28
Circuit | BA41_main | strategic_undergrounding_main | 1 | 2624096.23 | 2624096.23 | 0 | 0 | 4797947.94 | 0 | 2173851.56
Circuit | BA41_main | strategic_undergrounding_freeway | 2 | 1099841.38 | 1099841.38 | 0 | 0 | 6279736.62 | 0 | 5179895.1
Circuit | BA41_main | distribution_circuit_resiliency | 3 | 910336.37 | 910336.37 | 0 | 0 | 6183954.44 | 0 | 5273617.97
Circuit | BA42_lateral | strategic_undergrounding_single_or_two_phase_lateral | 1 | 1645233.92 | 1645233.92 | 0 | 0 | 1763303.1 | 0 | 118069.012
Circuit | BA42_lateral | distribution_circuit_resiliency | 2 | 417919.39 | 417919.39 | 0 | 0 | 2114171.39 | 0 | 1696251.85
Circuit | BA42_lateral | strategic_undergrounding_three_phase_lateral | 3 | 59715.5 | 59715.5 | 0 | 0 | 3312207.91 | 0 | 3252492.24
Circuit | BA42_main | strategic_undergrounding_main | 1 | 2466467.14 | 2466467.14 | 0 | 0 | 2466467.28 | 0 | 0
Circuit | BA42_main | distribution_circuit_resiliency | 2 | 1029431.11 | 1029431.11 | 0 | 0 | 3549585.55 | 0 | 2520154.33
Circuit | BA43_lateral | strategic_undergrounding_single_or_two_phase_lateral | 1 | 393121.05 | 393121.05 | 0 | 0 | 420412.826 | 0 | 27291.6249
Circuit | BA43_lateral | distribution_circuit_resiliency | 2 | 94672.01 | 94672.01 | 0 | 0 | 485912.143 | 0 | 391240.042
Circuit | BA43_lateral | strategic_undergrounding_three_phase_lateral | 3 | 13810.12 | 13810.12 | 0 | 0 | 790594.761 | 0 | 776784.493
Circuit | BA43_main | strategic_undergrounding_main | 1 | 819417.22 | 819417.22 | 0 | 0 | 819417.377 | 0 | 0
Circuit | BA43_main | distribution_circuit_resiliency | 2 | 369551.95 | 369551.95 | 0 | 0 | 1143723.63 | 0 | 774171.541
Circuit | BA44_lateral | strategic_undergrounding_single_or_two_phase_lateral | 1 | 3153089.56 | 3153089.56 | 0 | 0 | 3297287.59 | 0 | 144197.906
Circuit | BA44_lateral | distribution_circuit_resiliency | 2 | 422855.83 | 422855.83 | 0 | 0 | 4528787.93 | 0 | 4105931.95
Circuit | BA44_lateral | strategic_undergrounding_three_phase_lateral | 3 | 73038.25 | 73038.25 | 0 | 0 | 6306473.74 | 0 | 6233435.34
Circuit | BA44_main | strategic_undergrounding_main | 1 | 4115090.6 | 4115090.6 | 0 | 0 | 4115090.73 | 0 | 0
Circuit | BA44_main | distribution_circuit_resiliency | 2 | 1679068.06 | 1679068.06 | 0 | 0 | 5970310.19 | 0 | 4291242.01
Circuit | BA45_lateral | strategic_undergrounding_single_or_two_phase_lateral | 1 | 3502050.96 | 3502050.96 | 0 | 0 | 3673675.55 | 0 | 171624.444
Circuit | BA45_lateral | distribution_circuit_resiliency | 2 | 615198.03 | 615198.03 | 0 | 0 | 4725446.75 | 0 | 4110248.55
Circuit | BA45_lateral | strategic_undergrounding_freeway | 3 | 86496.49 | 86496.49 | 0 | 0 | 6977336.88 | 0 | 6890840.23
Circuit | BA45_lateral | strategic_undergrounding_three_phase_lateral | 4 | 301.27 | 301.27 | 0 | 0 | 7061583.59 | 0 | 7061282.18
Circuit | BA45_main | strategic_undergrounding_main | 1 | 2503408.87 | 2503408.87 | 0 | 0 | 2841692.39 | 0 | 338283.352
Circuit | BA45_main | distribution_circuit_resiliency | 2 | 1016052.97 | 1016052.97 | 0 | 0 | 3968326.38 | 0 | 2952273.29
Circuit | BA45_main | strategic_undergrounding_freeway | 3 | 171079.92 | 171079.92 | 0 | 0 | 5096454.32 | 0 | 4925374.22
Circuit | BA46_lateral | strategic_undergrounding_single_or_two_phase_lateral | 1 | 2512440.81 | 2512440.81 | 0 | 0 | 2910786.33 | 0 | 398345.377
Circuit | BA46_lateral | distribution_circuit_resiliency | 2 | 750680.95 | 750680.95 | 0 | 0 | 3463072.8 | 0 | 2712391.7
Circuit | BA46_lateral | strategic_undergrounding_three_phase_lateral | 3 | 133432.9 | 133432.9 | 0 | 0 | 5235084.42 | 0 | 5101651.37
Circuit | BA46_lateral | strategic_undergrounding_freeway | 4 | 68018.11 | 68018.11 | 0 | 0 | 5298807.42 | 0 | 5230789.17
Circuit | BA46_main | strategic_undergrounding_main | 1 | 2439060.28 | 2439060.28 | 0 | 0 | 2587727.36 | 0 | 148666.932
Circuit | BA46_main | distribution_circuit_resiliency | 2 | 1016245.29 | 1016245.29 | 0 | 0 | 3659055.64 | 0 | 2642810.21
Circuit | BA46_main | strategic_undergrounding_freeway | 3 | 75130.11 | 75130.11 | 0 | 0 | 4896633.54 | 0 | 4821503.25
Circuit | BA47_lateral | strategic_undergrounding_single_or_two_phase_lateral | 1 | 2502907.35 | 2502907.35 | 0 | 0 | 3579171.17 | 0 | 1076263.68
Circuit | BA47_lateral | distribution_circuit_resiliency | 2 | 423776.89 | 423776.89 | 0 | 0 | 4213680.78 | 0 | 3789903.78
Circuit | BA47_lateral | strategic_undergrounding_freeway | 3 | 314894.28 | 314894.28 | 0 | 0 | 5691560.89 | 0 | 5376666.44
Circuit | BA47_lateral | strategic_undergrounding_three_phase_lateral | 4 | 230598.86 | 230598.86 | 0 | 0 | 5776257.62 | 0 | 5545658.61
Circuit | BA47_main | strategic_undergrounding_main | 1 | 2832858.9 | 2832858.9 | 0 | 0 | 3675596.44 | 0 | 842737.369
Circuit | BA47_main | distribution_circuit_resiliency | 2 | 987723.32 | 987723.32 | 0 | 0 | 5157918.11 | 0 | 4170194.65
Circuit | BA47_main | strategic_undergrounding_freeway | 3 | 426223.14 | 426223.14 | 0 | 0 | 6001779.38 | 0 | 5575556.09
Circuit | BAR41_lateral | strategic_undergrounding_single_or_two_phase_lateral | 1 | 4646660.7 | 4646660.7 | 0 | 0 | 5676633.99 | 0 | 1029973.14
Circuit | BAR41_lateral | distribution_circuit_resiliency | 2 | 1295391.57 | 1295391.57 | 0 | 0 | 6182083.82 | 0 | 4886692.12
Circuit | BAR41_lateral | strategic_undergrounding_freeway | 3 | 522102.48 | 522102.48 | 0 | 0 | 9695984.5 | 0 | 9173881.87
Circuit | BAR41_main | strategic_undergrounding_main | 1 | 9710965.73 | 9710965.73 | 0 | 0 | 12735133 | 0 | 3024167.17
Circuit | BAR41_main | distribution_circuit_resiliency | 2 | 3724377.73 | 3724377.73 | 0 | 0 | 17408775.4 | 0 | 13684397.6
Circuit | BAR41_main | strategic_undergrounding_freeway | 3 | 1532582.94 | 1532582.94 | 0 | 0 | 20705126.9 | 0 | 19172543.8
Circuit | BAR42_lateral | strategic_undergrounding_single_or_two_phase_lateral | 1 | 2455678 | 2455678 | 0 | 0 | 2482528.28 | 0 | 26850.1255
Circuit | BAR42_lateral | distribution_circuit_resiliency | 2 | 500382.88 | 500382.88 | 0 | 0 | 3071146.28 | 0 | 2570763.27
Circuit | BAR42_lateral | strategic_undergrounding_freeway | 3 | 13616.13 | 13616.13 | 0 | 0 | 4845931.63 | 0 | 4832315.34
Circuit | BAR42_main | strategic_undergrounding_main | 1 | 7231325.68 | 7231325.68 | 0 | 0 | 7342688.06 | 0 | 111362.225
Circuit | BAR42_main | distribution_circuit_resiliency | 2 | 2850599.77 | 2850599.77 | 0 | 0 | 10704622.5 | 0 | 7854022.6
Circuit | BAR42_main | strategic_undergrounding_freeway | 3 | 56489.68 | 56489.68 | 0 | 0 | 14294438.2 | 0 | 14237948.4
Circuit | BAR43_lateral | strategic_undergrounding_single_or_two_phase_lateral | 1 | 13191565.9 | 13191565.9 | 0 | 0 | 22737329.2 | 0 | 9545763.16
Circuit | BAR43_lateral | strategic_undergrounding_freeway | 2 | 4841461 | 4841461 | 0 | 0 | 30851987.4 | 0 | 26010526.3
Circuit | BAR43_lateral | distribution_circuit_resiliency | 3 | 4050208.33 | 4050208.33 | 0 | 0 | 24344313.1 | 0 | 20294104.6
Circuit | BAR43_lateral | strategic_undergrounding_three_phase_lateral | 4 | 0 | 0 | 0 | 0 | 35556289.4 | 0 | 35556289.4
Circuit | BAR43_main | strategic_undergrounding_main | 1 | 22942953.2 | 22942953.2 | 0 | 0 | 31369405.6 | 0 | 8426452.27
Circuit | BAR43_main | distribution_circuit_resiliency | 2 | 10158960.1 | 10158960.1 | 0 | 0 | 40642140.5 | 0 | 30483180.3
Circuit | BAR43_main | strategic_undergrounding_freeway | 3 | 4273701.81 | 4273701.81 | 0 | 0 | 49516673.7 | 0 | 45242971.7
Circuit | BAR44_lateral | strategic_undergrounding_single_or_two_phase_lateral | 1 | 1453601.46 | 1453601.46 | 0 | 0 | 1473748.26 | 0 | 20146.6237
Circuit | BAR44_lateral | distribution_circuit_resiliency | 2 | 629867.97 | 629867.97 | 0 | 0 | 1503164.55 | 0 | 873296.474
Circuit | BAR44_lateral | strategic_undergrounding_freeway | 3 | 10216.66 | 10216.66 | 0 | 0 | 2873562.22 | 0 | 2863345.42
Circuit | BAR44_main | strategic_undergrounding_main | 1 | 9431795 | 9431795 | 0 | 0 | 10144701.2 | 0 | 712906.06
Circuit | BAR44_main | distribution_circuit_resiliency | 2 | 3791764.67 | 3791764.67 | 0 | 0 | 14441197.9 | 0 | 10649433.1
Circuit | BAR44_main | strategic_undergrounding_freeway | 3 | 361531.73 | 361531.73 | 0 | 0 | 18946603.5 | 0 | 18585071.6
Circuit | BAR45_lateral | strategic_undergrounding_single_or_two_phase_lateral | 1 | 936302.45 | 936302.45 | 0 | 0 | 937677.051 | 0 | 1374.4539
Circuit | BAR45_lateral | distribution_circuit_resiliency | 2 | 196588.45 | 196588.45 | 0 | 0 | 1049386.64 | 0 | 852798.048
Circuit | BAR45_lateral | strategic_undergrounding_freeway | 3 | 697.22 | 697.22 | 0 | 0 | 1845625.53 | 0 | 1844928.18
Circuit | BAR45_main | strategic_undergrounding_main | 1 | 1630791.98 | 1630791.98 | 0 | 0 | 1632954.55 | 0 | 2162.441
Circuit | BAR45_main | distribution_circuit_resiliency | 2 | 697520.68 | 697520.68 | 0 | 0 | 2322287.78 | 0 | 1624766.97
Circuit | BAR45_main | strategic_undergrounding_freeway | 3 | 1097.03 | 1097.03 | 0 | 0 | 3214616.74 | 0 | 3213519.57
Circuit | BAR46_lateral | strategic_undergrounding_single_or_two_phase_lateral | 1 | 3881224.43 | 3881224.43 | 0 | 0 | 4524492.85 | 0 | 643268.29
Circuit | BAR46_lateral | distribution_circuit_resiliency | 2 | 1540260.21 | 1540260.21 | 0 | 0 | 4929138.14 | 0 | 3388877.81
Circuit | BAR46_lateral | strategic_undergrounding_freeway | 3 | 326377.3 | 326377.3 | 0 | 0 | 7976402.17 | 0 | 7650024.75
Circuit | BAR46_main | strategic_undergrounding_main | 1 | 9823487.41 | 9823487.41 | 0 | 0 | 12974866.7 | 0 | 3151379.12
Circuit | BAR46_main | distribution_circuit_resiliency | 2 | 4092546.07 | 4092546.07 | 0 | 0 | 17266099.1 | 0 | 13173552.9
Circuit | BAR46_main | strategic_undergrounding_freeway | 3 | 1598801.29 | 1598801.29 | 0 | 0 | 20966374.1 | 0 | 19367572.7
Circuit | BAR47_lateral | strategic_undergrounding_single_or_two_phase_lateral | 1 | 4323198.64 | 4323198.64 | 0 | 0 | 4387180.64 | 0 | 63981.8396
Circuit | BAR47_lateral | distribution_circuit_resiliency | 2 | 1739252.69 | 1739252.69 | 0 | 0 | 4977399.72 | 0 | 3238146.87
Circuit | BAR47_lateral | strategic_undergrounding_three_phase_lateral | 3 | 17149.77 | 17149.77 | 0 | 0 | 8555372.94 | 0 | 8538223.01
Circuit | BAR47_lateral | strategic_undergrounding_freeway | 4 | 15314.51 | 15314.51 | 0 | 0 | 8557155.06 | 0 | 8541840.4
Circuit | BAR47_main | strategic_undergrounding_main | 1 | 5344254.98 | 5344254.98 | 0 | 0 | 5677923.54 | 0 | 333668.425
Circuit | BAR47_main | distribution_circuit_resiliency | 2 | 1856939.16 | 1856939.16 | 0 | 0 | 8479838.65 | 0 | 6622899.39
Circuit | BAR47_main | strategic_undergrounding_freeway | 3 | 169337.12 | 169337.12 | 0 | 0 | 10688081.2 | 0 | 10518743.9
Circuit | BAR48_lateral | strategic_undergrounding_single_or_two_phase_lateral | 1 | 66148.19 | 66148.19 | 0 | 0 | 70811.4575 | 0 | 4663.0968
Circuit | BAR48_lateral | distribution_circuit_resiliency | 2 | 28554.69 | 28554.69 | 0 | 0 | 76180.2371 | 0 | 47625.4072
Circuit | BAR48_lateral | strategic_undergrounding_freeway | 3 | 2369.74 | 2369.74 | 0 | 0 | 132712.722 | 0 | 130342.834
Circuit | BAR48_main | strategic_undergrounding_main | 1 | 76938.09 | 76938.09 | 0 | 0 | 104760.637 | 0 | 27822.3951
Circuit | BAR48_main | distribution_circuit_resiliency | 2 | 29295.61 | 29295.61 | 0 | 0 | 141908.771 | 0 | 112613.05
Circuit | BAR48_main | strategic_undergrounding_freeway | 3 | 14122.47 | 14122.47 | 0 | 0 | 165714.812 | 0 | 151592.206
Circuit | BAR49_lateral | strategic_undergrounding_freeway | 1 | 469.36 | 469.36 | 0 | 0 | 469.5272 | 0 | 0
Circuit | BAR49_lateral | distribution_circuit_resiliency | 2 | 0 | 0 | 0 | 0 | 925.8664 | 0 | 925.8664
Circuit | BAR49_lateral | strategic_undergrounding_single_or_two_phase_lateral | 3 | 0 | 0 | 0 | 0 | 925.8664 | 0 | 925.8664
Circuit | BAR49_main | strategic_undergrounding_main | 1 | 0 | 0 | 0 | 0 | 0 | 0 | 0
Circuit | BAR50_lateral | strategic_undergrounding_single_or_two_phase_lateral | 1 | 469.36 | 469.36 | 0 | 0 | 469.5272 | 0 | 0
Circuit | BAR50_lateral | distribution_circuit_resiliency | 2 | 405.56 | 405.56 | 0 | 0 | 405.6997 | 0 | 0
Circuit | BAR50_lateral | strategic_undergrounding_freeway | 3 | 0 | 0 | 0 | 0 | 925.8664 | 0 | 925.8664
Circuit | BAR50_main | strategic_undergrounding_main | 1 | 469.36 | 469.36 | 0 | 0 | 469.5272 | 0 | 0
Circuit | BAR50_main | distribution_circuit_resiliency | 2 | 0 | 0 | 0 | 0 | 925.8664 | 0 | 925.8664
Circuit | BAR50_main | strategic_undergrounding_freeway | 3 | 0 | 0 | 0 | 0 | 925.8664 | 0 | 925.8664
Circuit | BC08_lateral | strategic_undergrounding_single_or_two_phase_lateral | 1 | 7323456.13 | 7323456.13 | 0 | 0 | 9270899.05 | 0 | 1947442.75
Circuit | BC08_lateral | distribution_circuit_resiliency | 2 | 1825645.48 | 1825645.48 | 0 | 0 | 10629950.3 | 0 | 8804304.63
Circuit | BC08_lateral | strategic_undergrounding_three_phase_lateral | 3 | 652277.61 | 652277.61 | 0 | 0 | 15722559 | 0 | 15070281.2
Circuit | BC08_lateral | strategic_undergrounding_freeway | 4 | 337837.2 | 337837.2 | 0 | 0 | 16026751.2 | 0 | 15688913.8
Circuit | BC08_main | strategic_undergrounding_main | 1 | 8103297.61 | 8103297.61 | 0 | 0 | 10270156.5 | 0 | 2166858.73
Circuit | BC08_main | distribution_circuit_resiliency | 2 | 3560089.4 | 3560089.4 | 0 | 0 | 13561887.4 | 0 | 10001797.8
Circuit | BC08_main | strategic_undergrounding_freeway | 3 | 1101809.12 | 1101809.12 | 0 | 0 | 17045937.5 | 0 | 15944128.2
Circuit | BC09_lateral | strategic_undergrounding_single_or_two_phase_lateral | 1 | 7123760.66 | 7123760.66 | 0 | 0 | 7163897.86 | 0 | 40137.0589
Circuit | BC09_lateral | distribution_circuit_resiliency | 2 | 1649611.37 | 1649611.37 | 0 | 0 | 8416299.12 | 0 | 6766687.62
Circuit | BC09_lateral | strategic_undergrounding_three_phase_lateral | 3 | 20390.15 | 20390.15 | 0 | 0 | 14014711.9 | 0 | 13994321.6
Circuit | BC09_main | strategic_undergrounding_main | 1 | 3524930.32 | 3524930.32 | 0 | 0 | 3524930.5 | 0 | 0
Circuit | BC09_main | distribution_circuit_resiliency | 2 | 2004870.8 | 2004870.8 | 0 | 0 | 4308487.23 | 0 | 2303616.32
Circuit | BE01_lateral | strategic_undergrounding_single_or_two_phase_lateral | 1 | 4469635.24 | 4469635.24 | 0 | 0 | 4470383.46 | 0 | 748.0429
Circuit | BE01_lateral | distribution_circuit_resiliency | 2 | 217316.35 | 217316.35 | 0 | 0 | 6106958.38 | 0 | 5889641.88
Circuit | BE01_lateral | strategic_undergrounding_three_phase_lateral | 3 | 378.45 | 378.45 | 0 | 0 | 8829096.62 | 0 | 8828718.04
Circuit | BE01_main | strategic_undergrounding_main | 1 | 1489682.27 | 1489682.27 | 0 | 0 | 1489682.42 | 0 | 0
Circuit | BE01_main | distribution_circuit_resiliency | 2 | 496116.73 | 496116.73 | 0 | 0 | 2304584.78 | 0 | 1808467.94
Circuit | BE02_lateral | strategic_undergrounding_single_or_two_phase_lateral | 1 | 10746138.4 | 10746138.4 | 0 | 0 | 10751015.7 | 0 | 4877.2213
Circuit | BE02_lateral | distribution_circuit_resiliency | 2 | 1320329.49 | 1320329.49 | 0 | 0 | 13326538.1 | 0 | 12006208.5
Circuit | BE02_lateral | strategic_undergrounding_three_phase_lateral | 3 | 2467.28 | 2467.28 | 0 | 0 | 21261369.5 | 0 | 21258902
Circuit | BE02_main | strategic_undergrounding_main | 1 | 4375899.1 | 4375899.1 | 0 | 0 | 4375899.25 | 0 | 0
Circuit | BE02_main | distribution_circuit_resiliency | 2 | 805345.56 | 805345.56 | 0 | 0 | 7615640.78 | 0 | 6810295.08
Circuit | BE03_lateral | strategic_undergrounding_single_or_two_phase_lateral | 1 | 3281589.27 | 3281589.27 | 0 | 0 | 3487035.29 | 0 | 205445.887
Circuit | BE03_lateral | distribution_circuit_resiliency | 2 | 285180.26 | 285180.26 | 0 | 0 | 4350287.32 | 0 | 4065106.94
Circuit | BE03_lateral | strategic_undergrounding_three_phase_lateral | 3 | 103845.78 | 103845.78 | 0 | 0 | 6595673.39 | 0 | 6491827.45
Circuit | BE03_main | strategic_undergrounding_main | 1 | 1603950.21 | 1603950.21 | 0 | 0 | 1603950.39 | 0 | 0
Circuit | BE03_main | distribution_circuit_resiliency | 2 | 594120.75 | 594120.75 | 0 | 0 | 2405846.11 | 0 | 1811725.24
Circuit | BE04_lateral | strategic_undergrounding_single_or_two_phase_lateral | 1 | 7157980.75 | 7157980.75 | 0 | 0 | 7157980.92 | 0 | 0
Circuit | BE04_lateral | distribution_circuit_resiliency | 2 | 1637000.39 | 1637000.39 | 0 | 0 | 8239079.88 | 0 | 6602079.34
Circuit | BE04_main | strategic_undergrounding_main | 1 | 3244704.2 | 3244704.2 | 0 | 0 | 3244704.35 | 0 | 0
Circuit | BE04_main | distribution_circuit_resiliency | 2 | 707093.56 | 707093.56 | 0 | 0 | 5501701.06 | 0 | 4794607.41
Circuit | BG01_lateral | strategic_undergrounding_single_or_two_phase_lateral | 1 | 2901014.62 | 2901014.62 | 0 | 0 | 3320926.51 | 0 | 419911.743
Circuit | BG01_lateral | distribution_circuit_resiliency | 2 | 223906.17 | 223906.17 | 0 | 0 | 3713703.44 | 0 | 3489797.14
Circuit | BG01_lateral | strategic_undergrounding_freeway | 3 | 209889.67 | 209889.67 | 0 | 0 | 5936556.8 | 0 | 5726667
Circuit | BG01_lateral | strategic_undergrounding_three_phase_lateral | 4 | 2914.63 | 2914.63 | 0 | 0 | 6137995.55 | 0 | 6135080.77
Circuit | BG01_main | strategic_undergrounding_main | 1 | 2065709.81 | 2065709.81 | 0 | 0 | 2655321.46 | 0 | 589611.518
Circuit | BG01_main | distribution_circuit_resiliency | 2 | 402514.72 | 402514.72 | 0 | 0 | 4147105.14 | 0 | 3744590.29
Circuit | BG01_main | strategic_undergrounding_freeway | 3 | 298967.9 | 298967.9 | 0 | 0 | 4372790.42 | 0 | 4073822.35
Circuit | BG02_lateral | strategic_undergrounding_single_or_two_phase_lateral | 1 | 1216000.43 | 1216000.43 | 0 | 0 | 1518235.94 | 0 | 302235.366
Circuit | BG02_lateral | strategic_undergrounding_three_phase_lateral | 2 | 146208.25 | 146208.25 | 0 | 0 | 2559618.8 | 0 | 2413410.4
Circuit | BG02_lateral | distribution_circuit_resiliency | 3 | 120820.37 | 120820.37 | 0 | 0 | 1772899.54 | 0 | 1652079.05
Circuit | BG02_lateral | strategic_undergrounding_freeway | 4 | 7052.49 | 7052.49 | 0 | 0 | 2694882.35 | 0 | 2687829.71
Circuit | BG02_main | strategic_undergrounding_main | 1 | 831860.66 | 831860.66 | 0 | 0 | 1308298.62 | 0 | 476437.832
Circuit | BG02_main | strategic_undergrounding_freeway | 2 | 241526.6 | 241526.6 | 0 | 0 | 1882201.84 | 0 | 1640675.09
Circuit | BG02_main | distribution_circuit_resiliency | 3 | 236138.31 | 236138.31 | 0 | 0 | 1814135.66 | 0 | 1577997.24
Circuit | BG03_lateral | strategic_undergrounding_single_or_two_phase_lateral | 1 | 150438.62 | 150438.62 | 0 | 0 | 174639.905 | 0 | 24201.1488
Circuit | BG03_lateral | distribution_circuit_resiliency | 2 | 31854.73 | 31854.73 | 0 | 0 | 206436.135 | 0 | 174581.276
Circuit | BG03_lateral | strategic_undergrounding_three_phase_lateral | 3 | 12265.73 | 12265.73 | 0 | 0 | 309003.777 | 0 | 296737.893
Circuit | BG03_main | strategic_undergrounding_main | 1 | 114465.57 | 114465.57 | 0 | 0 | 114465.701 | 0 | 0
Circuit | BG03_main | distribution_circuit_resiliency | 2 | 35100.32 | 35100.32 | 0 | 0 | 180754.624 | 0 | 145654.158
Circuit | BG04_lateral | strategic_undergrounding_single_or_two_phase_lateral | 1 | 193543.59 | 193543.59 | 0 | 0 | 347122.466 | 0 | 153578.725
Circuit | BG04_lateral | strategic_undergrounding_freeway | 2 | 68807.47 | 68807.47 | 0 | 0 | 468275.869 | 0 | 399468.236
Circuit | BG04_lateral | distribution_circuit_resiliency | 3 | 60416.71 | 60416.71 | 0 | 0 | 392432.201 | 0 | 332015.318
Circuit | BG04_lateral | strategic_undergrounding_three_phase_lateral | 4 | 9166.3 | 9166.3 | 0 | 0 | 526104.79 | 0 | 516938.375
Circuit | BG04_main | strategic_undergrounding_main | 1 | 148374.05 | 148374.05 | 0 | 0 | 251854.24 | 0 | 103480.016
Circuit | BG04_main | distribution_circuit_resiliency | 2 | 76564.77 | 76564.77 | 0 | 0 | 297775.637 | 0 | 221210.743
Circuit | BG04_main | strategic_undergrounding_freeway | 3 | 52538.07 | 52538.07 | 0 | 0 | 344988.26 | 0 | 292450.021
Circuit | BG05_lateral | strategic_undergrounding_single_or_two_phase_lateral | 1 | 855137.35 | 855137.35 | 0 | 0 | 856186.098 | 0 | 1048.5851
Circuit | BG05_lateral | distribution_circuit_resiliency | 2 | 349071.16 | 349071.16 | 0 | 0 | 822929.473 | 0 | 473858.19
Circuit | BG05_lateral | strategic_undergrounding_three_phase_lateral | 3 | 531.58 | 531.58 | 0 | 0 | 1685870.99 | 0 | 1685339.27
Circuit | BG05_main | strategic_undergrounding_main | 1 | 648029.61 | 648029.61 | 0 | 0 | 648029.755 | 0 | 0
Circuit | BG05_main | distribution_circuit_resiliency | 2 | 196799.25 | 196799.25 | 0 | 0 | 1025452.9 | 0 | 828653.532
Circuit | BG06_lateral | strategic_undergrounding_single_or_two_phase_lateral | 1 | 3111534.81 | 3111534.81 | 0 | 0 | 3937606.34 | 0 | 826071.401
Circuit | BG06_lateral | distribution_circuit_resiliency | 2 | 561343.73 | 561343.73 | 0 | 0 | 4778375.37 | 0 | 4217031.51
Circuit | BG06_lateral | strategic_undergrounding_three_phase_lateral | 3 | 418994.27 | 418994.27 | 0 | 0 | 6553411.99 | 0 | 6134417.59
Circuit | BG06_main | strategic_undergrounding_main | 1 | 2067558.42 | 2067558.42 | 0 | 0 | 2067558.59 | 0 | 0
Circuit | BG06_main | distribution_circuit_resiliency | 2 | 371491.37 | 371491.37 | 0 | 0 | 3600150.77 | 0 | 3228659.26
Circuit | BG07_lateral | strategic_undergrounding_single_or_two_phase_lateral | 1 | 7280541.83 | 7280541.83 | 0 | 0 | 10086916.2 | 0 | 2806374.17
Circuit | BG07_lateral | strategic_undergrounding_freeway | 2 | 1346290.08 | 1346290.08 | 0 | 0 | 15849225.6 | 0 | 14502935.3
Circuit | BG07_lateral | strategic_undergrounding_three_phase_lateral | 3 | 77745.19 | 77745.19 | 0 | 0 | 17080427.4 | 0 | 17002682
Circuit | BG07_lateral | distribution_circuit_resiliency | 4 | 72077.35 | 72077.35 | 0 | 0 | 13335309.8 | 0 | 13263232.3
Circuit | BG07_main | strategic_undergrounding_main | 1 | 4450593.84 | 4450593.84 | 0 | 0 | 4759960.42 | 0 | 309366.423
Circuit | BG07_main | distribution_circuit_resiliency | 2 | 503433.75 | 503433.75 | 0 | 0 | 8434984.56 | 0 | 7931550.69
Circuit | BG07_main | strategic_undergrounding_freeway | 3 | 157069.5 | 157069.5 | 0 | 0 | 8927358.89 | 0 | 8770289.26
Circuit | BG08_lateral | strategic_undergrounding_single_or_two_phase_lateral | 1 | 531.58 | 531.58 | 0 | 0 | 531.7283 | 0 | 0
Circuit | BG08_lateral | distribution_circuit_resiliency | 2 | 0 | 0 | 0 | 0 | 531.7283 | 0 | 531.7283
Circuit | BG08_main | strategic_undergrounding_main | 1 | 1063.31 | 1063.31 | 0 | 0 | 1063.4566 | 0 | 0
Circuit | BG08_main | distribution_circuit_resiliency | 2 | 459.23 | 459.23 | 0 | 0 | 1507.9436 | 0 | 1048.5851
Circuit | BG09_lateral | strategic_undergrounding_single_or_two_phase_lateral | 1 | 1447391 | 1447391 | 0 | 0 | 1517646.36 | 0 | 70255.1994
Circuit | BG09_lateral | strategic_undergrounding_three_phase_lateral | 2 | 35625.63 | 35625.63 | 0 | 0 | 2889618.31 | 0 | 2853992.51
Circuit | BG09_lateral | distribution_circuit_resiliency | 3 | 16996.11 | 16996.11 | 0 | 0 | 1692260.36 | 0 | 1675264.09
Circuit | BG09_main | strategic_undergrounding_main | 1 | 1007692.66 | 1007692.66 | 0 | 0 | 1007692.81 | 0 | 0
Circuit | BG09_main | distribution_circuit_resiliency | 2 | 550855.1 | 550855.1 | 0 | 0 | 1280717.16 | 0 | 729861.919
Circuit | BG10_lateral | strategic_undergrounding_single_or_two_phase_lateral | 1 | 3063219.15 | 3063219.15 | 0 | 0 | 3745493.3 | 0 | 682274
Circuit | BG10_lateral | distribution_circuit_resiliency | 2 | 889245.07 | 889245.07 | 0 | 0 | 3781570.5 | 0 | 2892325.29
Circuit | BG10_lateral | strategic_undergrounding_three_phase_lateral | 3 | 339241.65 | 339241.65 | 0 | 0 | 6391160.86 | 0 | 6051919.1
Circuit | BG10_lateral | strategic_undergrounding_freeway | 4 | 6990.77 | 6990.77 | 0 | 0 | 6713645.1 | 0 | 6706654.15
Circuit | BG10_main | strategic_undergrounding_main | 1 | 2100979.67 | 2100979.67 | 0 | 0 | 2202549.74 | 0 | 101569.916
Circuit | BG10_main | distribution_circuit_resiliency | 2 | 709089.16 | 709089.16 | 0 | 0 | 3334435.48 | 0 | 2625346.19
Circuit | BG10_main | strategic_undergrounding_freeway | 3 | 51557.77 | 51557.77 | 0 | 0 | 4192539.11 | 0 | 4140981.18
Circuit | BG11_lateral | strategic_undergrounding_single_or_two_phase_lateral | 1 | 2723166.28 | 2723166.28 | 0 | 0 | 3027494.72 | 0 | 304328.292
Circuit | BG11_lateral | distribution_circuit_resiliency | 2 | 267340.09 | 267340.09 | 0 | 0 | 3574258.87 | 0 | 3306918.65
Circuit | BG11_lateral | strategic_undergrounding_three_phase_lateral | 3 | 148253.68 | 148253.68 | 0 | 0 | 5530915.52 | 0 | 5382661.69
Circuit | BG11_lateral | strategic_undergrounding_freeway | 4 | 5951.66 | 5951.66 | 0 | 0 | 5669449.77 | 0 | 5663497.98
Circuit | BG11_main | strategic_undergrounding_main | 1 | 922508.27 | 922508.27 | 0 | 0 | 922508.422 | 0 | 0
Circuit | BG11_main | distribution_circuit_resiliency | 2 | 314790.67 | 314790.67 | 0 | 0 | 1415693.79 | 0 | 1100902.97
Circuit | BG12_lateral | strategic_undergrounding_single_or_two_phase_lateral | 1 | 114321.45 | 114321.45 | 0 | 0 | 114321.588 | 0 | 0
Circuit | BG12_lateral | distribution_circuit_resiliency | 2 | 459.23 | 459.23 | 0 | 0 | 187126.022 | 0 | 186666.663
Circuit | BG12_main | strategic_undergrounding_main | 1 | 149947.22 | 149947.22 | 0 | 0 | 149947.386 | 0 | 0
Circuit | BG12_main | distribution_circuit_resiliency | 2 | 64769.43 | 64769.43 | 0 | 0 | 212620.055 | 0 | 147850.497
Circuit | BH04_lateral | strategic_undergrounding_single_or_two_phase_lateral | 1 | 1126255.42 | 1126255.42 | 0 | 0 | 2747593.7 | 0 | 1621338.12
Circuit | BH04_lateral | strategic_undergrounding_three_phase_lateral | 2 | 824359.32 | 824359.32 | 0 | 0 | 3046180.76 | 0 | 2221821.28
Circuit | BH04_lateral | distribution_circuit_resiliency | 3 | 592115.32 | 592115.32 | 0 | 0 | 2729034.85 | 0 | 2136919.39
Circuit | BH04_main | strategic_undergrounding_main | 1 | 786960.48 | 786960.48 | 0 | 0 | 796200.952 | 0 | 9240.3194
Circuit | BH04_main | distribution_circuit_resiliency | 2 | 287814.62 | 287814.62 | 0 | 0 | 1193016.64 | 0 | 905201.879
Circuit | BH04_main | strategic_undergrounding_freeway | 3 | 4679.62 | 4679.62 | 0 | 0 | 1558550.23 | 0 | 1553870.45
Circuit | BH05_lateral | strategic_undergrounding_single_or_two_phase_lateral | 1 | 1657956.12 | 1657956.12 | 0 | 0 | 1937545.36 | 0 | 279589.078
Circuit | BH05_lateral | distribution_circuit_resiliency | 2 | 240522.3 | 240522.3 | 0 | 0 | 2514404.9 | 0 | 2273882.46
Circuit | BH05_lateral | strategic_undergrounding_freeway | 3 | 127332.82 | 127332.82 | 0 | 0 | 3429171.34 | 0 | 3301838.36
Circuit | BH05_lateral | strategic_undergrounding_three_phase_lateral | 4 | 14265.37 | 14265.37 | 0 | 0 | 3539357.84 | 0 | 3525092.32
Circuit | BH05_main | strategic_undergrounding_main | 1 | 1987895.1 | 1987895.1 | 0 | 0 | 2308170.8 | 0 | 320275.55
Circuit | BH05_main | distribution_circuit_resiliency | 2 | 822758.72 | 822758.72 | 0 | 0 | 3187776.58 | 0 | 2365017.71
Circuit | BH05_main | strategic_undergrounding_freeway | 3 | 162204.1 | 162204.1 | 0 | 0 | 4088035.46 | 0 | 3925831.2
Circuit | BH06_lateral | strategic_undergrounding_single_or_two_phase_lateral | 1 | 83982.23 | 83982.23 | 0 | 0 | 87905.4445 | 0 | 3923.0878
Circuit | BH06_lateral | distribution_circuit_resiliency | 2 | 12530.99 | 12530.99 | 0 | 0 | 87615.3207 | 0 | 75084.1997
Circuit | BH06_lateral | strategic_undergrounding_three_phase_lateral | 3 | 1986.74 | 1986.74 | 0 | 0 | 167808.632 | 0 | 165821.746
Circuit | BH06_main | strategic_undergrounding_main | 1 | 47521.93 | 47521.93 | 0 | 0 | 47522.0988 | 0 | 0
Circuit | BH06_main | distribution_circuit_resiliency | 2 | 15628.85 | 15628.85 | 0 | 0 | 73746.68 | 0 | 58117.7025
Circuit | BH07_lateral | strategic_undergrounding_single_or_two_phase_lateral | 1 | 3374741.87 | 3374741.87 | 0 | 0 | 4348417.83 | 0 | 973675.806
Circuit | BH07_lateral | distribution_circuit_resiliency | 2 | 797429.02 | 797429.02 | 0 | 0 | 5010222.62 | 0 | 4212793.45
Circuit | BH07_lateral | strategic_undergrounding_freeway | 3 | 428753.25 | 428753.25 | 0 | 0 | 7222966.29 | 0 | 6794212.89
Circuit | BH07_lateral | strategic_undergrounding_three_phase_lateral | 4 | 64122.82 | 64122.82 | 0 | 0 | 7578747.2 | 0 | 7514624.23
Circuit | BH07_main | strategic_undergrounding_main | 1 | 2476769.85 | 2476769.85 | 0 | 0 | 2749742.32 | 0 | 272972.295
Circuit | BH07_main | distribution_circuit_resiliency | 2 | 238527.88 | 238527.88 | 0 | 0 | 4858746.19 | 0 | 4620218.16
Circuit | BH07_main | strategic_undergrounding_freeway | 3 | 138175.29 | 138175.29 | 0 | 0 | 5030994.94 | 0 | 4892819.49
Circuit | BH08_lateral | strategic_undergrounding_single_or_two_phase_lateral | 1 | 5501925.88 | 5501925.88 | 0 | 0 | 5611902.35 | 0 | 109976.299
Circuit | BH08_lateral | distribution_circuit_resiliency | 2 | 264398.51 | 264398.51 | 0 | 0 | 7158712.63 | 0 | 6894314
Circuit | BH08_lateral | strategic_undergrounding_three_phase_lateral | 3 | 42983.67 | 42983.67 | 0 | 0 | 10946018 | 0 | 10903034.2
Circuit | BH08_lateral | strategic_undergrounding_freeway | 4 | 12656.03 | 12656.03 | 0 | 0 | 10975659.6 | 0 | 10963003.5
Circuit | BH08_main | strategic_undergrounding_main | 1 | 4129220.33 | 4129220.33 | 0 | 0 | 4155005.37 | 0 | 25784.879
Circuit | BH08_main | distribution_circuit_resiliency | 2 | 1095560.46 | 1095560.46 | 0 | 0 | 6774757.44 | 0 | 5679196.86
Circuit | BH08_main | strategic_undergrounding_freeway | 3 | 13051.54 | 13051.54 | 0 | 0 | 8173993.85 | 0 | 8160942.17
Circuit | BH09_lateral | strategic_undergrounding_single_or_two_phase_lateral | 1 | 572410.37 | 572410.37 | 0 | 0 | 666772.972 | 0 | 94362.4604
Circuit | BH09_lateral | distribution_circuit_resiliency | 2 | 106898.81 | 106898.81 | 0 | 0 | 799022.03 | 0 | 692123.114
Circuit | BH09_lateral | strategic_undergrounding_freeway | 3 | 47373.4 | 47373.4 | 0 | 0 | 1178592.12 | 0 | 1131218.54
Circuit | BH09_lateral | strategic_undergrounding_three_phase_lateral | 4 | 412.72 | 412.72 | 0 | 0 | 1224361.51 | 0 | 1223948.65
Circuit | BH09_main | strategic_undergrounding_main | 1 | 238991.18 | 238991.18 | 0 | 0 | 251876.853 | 0 | 12885.5328
Circuit | BH09_main | distribution_circuit_resiliency | 2 | 62393.97 | 62393.97 | 0 | 0 | 404666.008 | 0 | 342271.919
Circuit | BH09_main | strategic_undergrounding_freeway | 3 | 6524.8 | 6524.8 | 0 | 0 | 478579.593 | 0 | 472054.641
Circuit | BI01_lateral | strategic_undergrounding_single_or_two_phase_lateral | 1 | 187479.27 | 187479.27 | 0 | 0 | 187479.439 | 0 | 0
Circuit | BI01_lateral | distribution_circuit_resiliency | 2 | 3076.94 | 3076.94 | 0 | 0 | 186994.784 | 0 | 183917.71
Circuit | BI01_lateral | strategic_undergrounding_freeway | 3 | 0 | 0 | 0 | 0 | 370442.527 | 0 | 370442.527
Circuit | BI01_main | strategic_undergrounding_main | 1 | 739366.62 | 739366.62 | 0 | 0 | 739366.77 | 0 | 0
Circuit | BI01_main | distribution_circuit_resiliency | 2 | 318489.56 | 318489.56 | 0 | 0 | 1050650.96 | 0 | 732161.267
Circuit | BI02_lateral | strategic_undergrounding_single_or_two_phase_lateral | 1 | 1083394.96 | 1083394.96 | 0 | 0 | 1138568.6 | 0 | 55173.4832
Circuit | BI02_lateral | distribution_circuit_resiliency | 2 | 160050.08 | 160050.08 | 0 | 0 | 1483636.48 | 0 | 1323586.27
Circuit | BI02_lateral | strategic_undergrounding_freeway | 3 | 27922.41 | 27922.41 | 0 | 0 | 2168653.7 | 0 | 2140731.14
Circuit | BI02_main | strategic_undergrounding_main | 1 | 912330.15 | 912330.15 | 0 | 0 | 959714.575 | 0 | 47384.2855
Circuit | BI02_main | distribution_circuit_resiliency | 2 | 31287.73 | 31287.73 | 0 | 0 | 1809821.3 | 0 | 1778533.45
Circuit | BI02_main | strategic_undergrounding_freeway | 3 | 23980.4 | 23980.4 | 0 | 0 | 1826685.5 | 0 | 1802704.95
Circuit | BI03_lateral | strategic_undergrounding_single_or_two_phase_lateral | 1 | 641684.01 | 641684.01 | 0 | 0 | 723196.569 | 0 | 81512.3977
Circuit | BI03_lateral | distribution_circuit_resiliency | 2 | 329777.55 | 329777.55 | 0 | 0 | 797957.549 | 0 | 468179.905
Circuit | BI03_lateral | strategic_undergrounding_freeway | 3 | 41329.12 | 41329.12 | 0 | 0 | 1307178.33 | 0 | 1265849.05
Circuit | BI03_lateral | strategic_undergrounding_three_phase_lateral | 4 | 0 | 0 | 0 | 0 | 1347361.45 | 0 | 1347361.45
Circuit | BI03_main | strategic_undergrounding_main | 1 | 405016.87 | 405016.87 | 0 | 0 | 506907.505 | 0 | 101890.497
Circuit | BI03_main | strategic_undergrounding_freeway | 2 | 51661.47 | 51661.47 | 0 | 0 | 850465.39 | 0 | 798803.788
Circuit | BI03_main | distribution_circuit_resiliency | 3 | 28113.52 | 28113.52 | 0 | 0 | 864616.928 | 0 | 836503.272
Circuit | BI04_lateral | strategic_undergrounding_single_or_two_phase_lateral | 1 | 193760.64 | 193760.64 | 0 | 0 | 361691.81 | 0 | 167931.024
Circuit | BI04_lateral | distribution_circuit_resiliency | 2 | 53866.18 | 53866.18 | 0 | 0 | 388115.899 | 0 | 334249.571
Circuit | BI04_lateral | strategic_undergrounding_freeway | 3 | 45723.11 | 45723.11 | 0 | 0 | 506192.497 | 0 | 460469.241
Circuit | BI04_lateral | strategic_undergrounding_three_phase_lateral | 4 | 39266.31 | 39266.31 | 0 | 0 | 512480.075 | 0 | 473213.608
Circuit | BI04_main | strategic_undergrounding_main | 1 | 351445.54 | 351445.54 | 0 | 0 | 365933.196 | 0 | 14487.5042
Circuit | BI04_main | distribution_circuit_resiliency | 2 | 145936.87 | 145936.87 | 0 | 0 | 521021.113 | 0 | 375084.131
Circuit | BI04_main | strategic_undergrounding_freeway | 3 | 7336.57 | 7336.57 | 0 | 0 | 701766.957 | 0 | 694430.25
Circuit | BI05_lateral | strategic_undergrounding_single_or_two_phase_lateral | 1 | 486746.08 | 486746.08 | 0 | 0 | 1223291.79 | 0 | 736545.54
Circuit | BI05_lateral | strategic_undergrounding_three_phase_lateral | 2 | 360250.85 | 360250.85 | 0 | 0 | 1346074.3 | 0 | 985823.33
Circuit | BI05_lateral | distribution_circuit_resiliency | 3 | 224162.42 | 224162.42 | 0 | 0 | 1202472.4 | 0 | 978309.847
Circuit | BI05_lateral | strategic_undergrounding_freeway | 4 | 12775.46 | 12775.46 | 0 | 0 | 1684671.65 | 0 | 1671896.02
Circuit | BI05_main | strategic_undergrounding_main | 1 | 560773.64 | 560773.64 | 0 | 0 | 619011.711 | 0 | 58237.9045
Circuit | BI05_main | distribution_circuit_resiliency | 2 | 124955.7 | 124955.7 | 0 | 0 | 1004868.17 | 0 | 879912.356
Circuit | BI05_main | strategic_undergrounding_freeway | 3 | 29482.06 | 29482.06 | 0 | 0 | 1136671.86 | 0 | 1107189.64
Circuit | BI06_lateral | strategic_undergrounding_single_or_two_phase_lateral | 1 | 415253.14 | 415253.14 | 0 | 0 | 415253.308 | 0 | 0
Circuit | BI06_lateral | distribution_circuit_resiliency | 2 | 58723.14 | 58723.14 | 0 | 0 | 541166.757 | 0 | 482443.508
Circuit | BI06_lateral | strategic_undergrounding_three_phase_lateral | 3 | 0 | 0 | 0 | 0 | 818990.14 | 0 | 818990.14
Circuit | BI06_main | strategic_undergrounding_main | 1 | 340906.57 | 340906.57 | 0 | 0 | 340906.733 | 0 | 0
Circuit | BI06_main | distribution_circuit_resiliency | 2 | 121417.47 | 121417.47 | 0 | 0 | 516484.67 | 0 | 395067.097
Circuit | BI07_lateral | strategic_undergrounding_single_or_two_phase_lateral | 1 | 1741644.9 | 1741644.9 | 0 | 0 | 1869278.18 | 0 | 127633.126
Circuit | BI07_lateral | distribution_circuit_resiliency | 2 | 256933.89 | 256933.89 | 0 | 0 | 2503139.12 | 0 | 2246205.1
Circuit | BI07_lateral | strategic_undergrounding_three_phase_lateral | 3 | 64740.98 | 64740.98 | 0 | 0 | 3499439.29 | 0 | 3434698.16
Circuit | BI07_main | strategic_undergrounding_main | 1 | 942288.59 | 942288.59 | 0 | 0 | 942288.752 | 0 | 0
Circuit | BI07_main | distribution_circuit_resiliency | 2 | 136951.99 | 136951.99 | 0 | 0 | 1682737.9 | 0 | 1545785.75
Circuit | BI08_lateral | strategic_undergrounding_single_or_two_phase_lateral | 1 | 3984451.12 | 3984451.12 | 0 | 0 | 4055361.31 | 0 | 70910.0561
Circuit | BI08_lateral | distribution_circuit_resiliency | 2 | 49224.83 | 49224.83 | 0 | 0 | 5555091.55 | 0 | 5505866.6
Circuit | BI08_lateral | strategic_undergrounding_three_phase_lateral | 3 | 35953.86 | 35953.86 | 0 | 0 | 7892840.59 | 0 | 7856886.61
Circuit | BI08_main | strategic_undergrounding_main | 1 | 3306548.35 | 3306548.35 | 0 | 0 | 3306548.49 | 0 | 0
Circuit | BI08_main | distribution_circuit_resiliency | 2 | 1234195.75 | 1234195.75 | 0 | 0 | 4936964.77 | 0 | 3702768.88
Circuit | BI09_lateral | strategic_undergrounding_single_or_two_phase_lateral | 1 | 1235204.85 | 1235204.85 | 0 | 0 | 1276083.79 | 0 | 40878.7851
Circuit | BI09_lateral | distribution_circuit_resiliency | 2 | 242424.71 | 242424.71 | 0 | 0 | 1750643.01 | 0 | 1508218.19
Circuit | BI09_lateral | strategic_undergrounding_freeway | 3 | 20166.48 | 20166.48 | 0 | 0 | 2457426.07 | 0 | 2437259.46
Circuit | BI09_lateral | strategic_undergrounding_three_phase_lateral | 4 | 560.03 | 560.03 | 0 | 0 | 2476488.76 | 0 | 2475928.58
Circuit | BI09_main | strategic_undergrounding_main | 1 | 1019534.15 | 1019534.15 | 0 | 0 | 1075328.3 | 0 | 55794.0177
Circuit | BI09_main | distribution_circuit_resiliency | 2 | 431622.51 | 431622.51 | 0 | 0 | 1512700.76 | 0 | 1081078.14
Circuit | BI09_main | strategic_undergrounding_freeway | 3 | 28289.12 | 28289.12 | 0 | 0 | 2039083.56 | 0 | 2010794.29
Circuit | BI10_lateral | strategic_undergrounding_single_or_two_phase_lateral | 1 | 23150.41 | 23150.41 | 0 | 0 | 24143.1667 | 0 | 992.6016
Circuit | BI10_lateral | distribution_circuit_resiliency | 2 | 7389.35 | 7389.35 | 0 | 0 | 29351.9096 | 0 | 21962.4458
Circuit | BI10_lateral | strategic_undergrounding_freeway | 3 | 502.19 | 502.19 | 0 | 0 | 46240.9255 | 0 | 45738.5832
Circuit | BI10_main | strategic_undergrounding_main | 1 | 17624.64 | 17624.64 | 0 | 0 | 21595.2065 | 0 | 3970.4064
Circuit | BI10_main | distribution_circuit_resiliency | 2 | 7389.35 | 7389.35 | 0 | 0 | 29279.3053 | 0 | 21889.8417
Circuit | BI10_main | strategic_undergrounding_freeway | 3 | 2009.2 | 2009.2 | 0 | 0 | 36829.3348 | 0 | 34819.9657
Circuit | BI11_lateral | strategic_undergrounding_freeway | 1 | 281010.42 | 281010.42 | 0 | 0 | 843673.11 | 0 | 562662.54
Circuit | BI11_lateral | strategic_undergrounding_single_or_two_phase_lateral | 2 | 224184.97 | 224184.97 | 0 | 0 | 898521.587 | 0 | 674336.49
Circuit | BI11_lateral | strategic_undergrounding_three_phase_lateral | 3 | 60783.25 | 60783.25 | 0 | 0 | 1057572.86 | 0 | 996789.446
Circuit | BI11_lateral | distribution_circuit_resiliency | 4 | 49918.22 | 49918.22 | 0 | 0 | 933302.867 | 0 | 883384.523
Circuit | BI11_main | strategic_undergrounding_freeway | 1 | 417661.82 | 417661.82 | 0 | 0 | 1107675.15 | 0 | 690013.207
Circuit | BI11_main | strategic_undergrounding_main | 2 | 349611.2 | 349611.2 | 0 | 0 | 1173856.99 | 0 | 824245.635
Circuit | BI11_main | distribution_circuit_resiliency | 3 | 21583.18 | 21583.18 | 0 | 0 | 1486520.81 | 0 | 1464937.48
Circuit | BI41_lateral | strategic_undergrounding_single_or_two_phase_lateral | 1 | 3930316.6 | 3930316.6 | 0 | 0 | 4265217.15 | 0 | 334900.422
Circuit | BI41_lateral | distribution_circuit_resiliency | 2 | 792259.13 | 792259.13 | 0 | 0 | 5355604.99 | 0 | 4563345.72
Circuit | BI41_lateral | strategic_undergrounding_freeway | 3 | 147807.33 | 147807.33 | 0 | 0 | 7954540.58 | 0 | 7806733.1
Circuit | BI41_lateral | strategic_undergrounding_three_phase_lateral | 4 | 21741.14 | 21741.14 | 0 | 0 | 8077458.65 | 0 | 8055717.38
Circuit | BI41_main | strategic_undergrounding_main | 1 | 2155748.9 | 2155748.9 | 0 | 0 | 2268428.74 | 0 | 112679.682
Circuit | BI41_main | distribution_circuit_resiliency | 2 | 582263.71 | 582263.71 | 0 | 0 | 3621263.95 | 0 | 3039000.11
Circuit | BI41_main | strategic_undergrounding_freeway | 3 | 57057.15 | 57057.15 | 0 | 0 | 4316433.15 | 0 | 4259375.85
Circuit | BI42_lateral | strategic_undergrounding_single_or_two_phase_lateral | 1 | 664519.43 | 664519.43 | 0 | 0 | 785317.4 | 0 | 120797.827
Circuit | BI42_lateral | distribution_circuit_resiliency | 2 | 117600.58 | 117600.58 | 0 | 0 | 773839.704 | 0 | 656238.996
Circuit | BI42_lateral | strategic_undergrounding_freeway | 3 | 60643.58 | 60643.58 | 0 | 0 | 1374664.18 | 0 | 1314020.45
Circuit | BI42_lateral | strategic_undergrounding_three_phase_lateral | 4 | 502.19 | 502.19 | 0 | 0 | 1433335.42 | 0 | 1432833.08
Circuit | BI42_main | strategic_undergrounding_main | 1 | 1756883.52 | 1756883.52 | 0 | 0 | 2187073.59 | 0 | 430189.96
Circuit | BI42_main | distribution_circuit_resiliency | 2 | 591672.08 | 591672.08 | 0 | 0 | 3139976.55 | 0 | 2548304.32
Circuit | BI42_main | strategic_undergrounding_freeway | 3 | 217737.03 | 217737.03 | 0 | 0 | 3689200.65 | 0 | 3471463.48
Circuit | BI43_lateral | strategic_undergrounding_single_or_two_phase_lateral | 1 | 2960612 | 2960612 | 0 | 0 | 3039050.1 | 0 | 78437.9734
Circuit | BI43_lateral | distribution_circuit_resiliency | 2 | 416764.48 | 416764.48 | 0 | 0 | 3862872.07 | 0 | 3446107.48
Circuit | BI43_lateral | strategic_undergrounding_freeway | 3 | 39262.68 | 39262.68 | 0 | 0 | 5887603.66 | 0 | 5848340.84
Circuit | BI43_lateral | strategic_undergrounding_three_phase_lateral | 4 | 506.51 | 506.51 | 0 | 0 | 5925283.08 | 0 | 5924776.42
Circuit | BI43_main | strategic_undergrounding_main | 1 | 2961294.27 | 2961294.27 | 0 | 0 | 2967407.85 | 0 | 6113.4298
Circuit | BI43_main | distribution_circuit_resiliency | 2 | 1171043.01 | 1171043.01 | 0 | 0 | 4349241.71 | 0 | 3178198.57
Circuit | BI43_main | strategic_undergrounding_freeway | 3 | 3099.56 | 3099.56 | 0 | 0 | 5854020.46 | 0 | 5850920.76
Circuit | BI44_lateral | strategic_undergrounding_single_or_two_phase_lateral | 1 | 4621.69 | 4621.69 | 0 | 0 | 6659.6437 | 0 | 2037.8099
Circuit | BI44_lateral | strategic_undergrounding_freeway | 2 | 1033.09 | 1033.09 | 0 | 0 | 10153.3431 | 0 | 9120.111
Circuit | BI44_lateral | distribution_circuit_resiliency | 3 | 880.08 | 880.08 | 0 | 0 | 6520.8849 | 0 | 5640.6854
Circuit | BI44_main | strategic_undergrounding_main | 1 | 388984.86 | 388984.86 | 0 | 0 | 391022.807 | 0 | 2037.8099
Circuit | BI44_main | distribution_circuit_resiliency | 2 | 306114.89 | 306114.89 | 0 | 0 | 376395.732 | 0 | 70280.7121
Circuit | BI44_main | strategic_undergrounding_freeway | 3 | 1033.09 | 1033.09 | 0 | 0 | 768221.217 | 0 | 767187.985
Circuit | BI45_lateral | strategic_undergrounding_single_or_two_phase_lateral | 1 | 1327188.81 | 1327188.81 | 0 | 0 | 1327188.95 | 0 | 0
Circuit | BI45_lateral | distribution_circuit_resiliency | 2 | 47412.71 | 47412.71 | 0 | 0 | 1736338.39 | 0 | 1688925.57
Circuit | BI45_main | strategic_undergrounding_main | 1 | 5059738.66 | 5059738.66 | 0 | 0 | 5074510.43 | 0 | 14771.6353
Circuit | BI45_main | distribution_circuit_resiliency | 2 | 2195487.38 | 2195487.38 | 0 | 0 | 7183035.9 | 0 | 4987548.41
Circuit | BI45_main | strategic_undergrounding_freeway | 3 | 7482.77 | 7482.77 | 0 | 0 | 9996661.27 | 0 | 9989178.36
Circuit | BI46_lateral | strategic_undergrounding_single_or_two_phase_lateral | 1 | 2510729.66 | 2510729.66 | 0 | 0 | 3351485.54 | 0 | 840755.706
Circuit | BI46_lateral | strategic_undergrounding_freeway | 2 | 334602.43 | 334602.43 | 0 | 0 | 5468935.13 | 0 | 5134332.54
Circuit | BI46_lateral | strategic_undergrounding_three_phase_lateral | 3 | 91566.62 | 91566.62 | 0 | 0 | 5705140.39 | 0 | 5613573.63
Circuit | BI46_lateral | distribution_circuit_resiliency | 4 | 22986.13 | 22986.13 | 0 | 0 | 4266439.77 | 0 | 4243453.51
Circuit | BI46_main | strategic_undergrounding_main | 1 | 1950878.7 | 1950878.7 | 0 | 0 | 2564466.6 | 0 | 613587.73
Circuit | BI46_main | distribution_circuit_resiliency | 2 | 649120.87 | 649120.87 | 0 | 0 | 3629837.44 | 0 | 2980716.44
Circuit | BI46_main | strategic_undergrounding_freeway | 3 | 311092.03 | 311092.03 | 0 | 0 | 4161239.59 | 0 | 3850147.39
Circuit | BI47_lateral | strategic_undergrounding_single_or_two_phase_lateral | 1 | 1033.09 | 1033.09 | 0 | 0 | 2052.137 | 0 | 1018.905
Circuit | BI47_lateral | strategic_undergrounding_freeway | 2 | 516.47 | 516.47 | 0 | 0 | 2554.426 | 0 | 2037.8099
Circuit | BI47_lateral | distribution_circuit_resiliency | 3 | 446.11 | 446.11 | 0 | 0 | 1981.7695 | 0 | 1535.521
Circuit | BI47_main | distribution_circuit_resiliency | 1 | 0 | 0 | 0 | 0 | 0 | 0 | 0
Circuit | BI47_main | strategic_undergrounding_main | 2 | 0 | 0 | 0 | 0 | 0 | 0 | 0
Circuit | BL01_lateral | strategic_undergrounding_single_or_two_phase_lateral | 1 | 1040203.61 | 1040203.61 | 0 | 0 | 1042064.94 | 0 | 1861.1846
Circuit | BL01_lateral | distribution_circuit_resiliency | 2 | 36338.78 | 36338.78 | 0 | 0 | 1452660.58 | 0 | 1416321.68
Circuit | BL01_lateral | strategic_undergrounding_three_phase_lateral | 3 | 947.4 | 947.4 | 0 | 0 | 2044502.46 | 0 | 2043554.91
Circuit | BL01_main | strategic_undergrounding_main | 1 | 1536564.21 | 1536564.21 | 0 | 0 | 2119115.16 | 0 | 582550.793
Circuit | BL01_main | distribution_circuit_resiliency | 2 | 653368.77 | 653368.77 | 0 | 0 | 2769894.58 | 0 | 2116525.68
Circuit | BL01_main | strategic_undergrounding_freeway | 3 | 296582.65 | 296582.65 | 0 | 0 | 3315819.42 | 0 | 3019236.63
Circuit | BL02_lateral | strategic_undergrounding_single_or_two_phase_lateral | 1 | 1584711.24 | 1584711.24 | 0 | 0 | 1954487.2 | 0 | 369775.783
Circuit | BL02_lateral | distribution_circuit_resiliency | 2 | 263252.24 | 263252.24 | 0 | 0 | 2525366.06 | 0 | 2262113.69
Circuit | BL02_lateral | strategic_undergrounding_freeway | 3 | 156579.58 | 156579.58 | 0 | 0 | 3335535.26 | 0 | 3178955.54
Circuit | BL02_lateral | strategic_undergrounding_three_phase_lateral | 4 | 31426.06 | 31426.06 | 0 | 0 | 3456537.48 | 0 | 3425111.27
Circuit | BL02_main | strategic_undergrounding_main | 1 | 1562462.61 | 1562462.61 | 0 | 0 | 1573306.64 | 0 | 10843.8646
Circuit | BL02_main | distribution_circuit_resiliency | 2 | 114840.44 | 114840.44 | 0 | 0 | 2937456.66 | 0 | 2822616.08
Circuit | BL02_main | strategic_undergrounding_freeway | 3 | 5513.21 | 5513.21 | 0 | 0 | 3078622.72 | 0 | 3073109.35
Circuit | BL03_lateral | strategic_undergrounding_single_or_two_phase_lateral | 1 | 484429.81 | 484429.81 | 0 | 0 | 492156.975 | 0 | 7727.03
Circuit | BL03_lateral | distribution_circuit_resiliency | 2 | 131591.13 | 131591.13 | 0 | 0 | 530221.789 | 0 | 398630.528
Circuit | BL03_lateral | strategic_undergrounding_freeway | 3 | 3933.93 | 3933.93 | 0 | 0 | 955610.063 | 0 | 951676.008
Circuit | BL03_main | strategic_undergrounding_main | 1 | 1157427.79 | 1157427.79 | 0 | 0 | 1629920.66 | 0 | 472492.715
Circuit | BL03_main | distribution_circuit_resiliency | 2 | 464883.93 | 464883.93 | 0 | 0 | 2154580.67 | 0 | 1689696.61
Circuit | BL03_main | strategic_undergrounding_freeway | 3 | 240552.27 | 240552.27 | 0 | 0 | 2514105.85 | 0 | 2273553.41
Circuit | BL04_lateral | strategic_undergrounding_single_or_two_phase_lateral | 1 | 3201410.06 | 3201410.06 | 0 | 0 | 5589982.78 | 0 | 2388572.59
Circuit | BL04_lateral | strategic_undergrounding_three_phase_lateral | 2 | 965780.03 | 965780.03 | 0 | 0 | 7743385.64 | 0 | 6777605.44
Circuit | BL04_lateral | strategic_undergrounding_freeway | 3 | 250795.46 | 250795.46 | 0 | 0 | 8431830.17 | 0 | 8181034.58
Circuit | BL04_lateral | distribution_circuit_resiliency | 4 | 113748.92 | 113748.92 | 0 | 0 | 6343654.83 | 0 | 6229905.78
Circuit | BL04_main | strategic_undergrounding_main | 1 | 4547693.17 | 4547693.17 | 0 | 0 | 5089199.21 | 0 | 541505.843
Circuit | BL04_main | distribution_circuit_resiliency | 2 | 1785061.98 | 1785061.98 | 0 | 0 | 7199402.05 | 0 | 5414339.92
Circuit | BL04_main | strategic_undergrounding_freeway | 3 | 275916.11 | 275916.11 | 0 | 0 | 9205902.23 | 0 | 8929985.96
Circuit | BL05_lateral | strategic_undergrounding_single_or_two_phase_lateral | 1 | 695808.47 | 695808.47 | 0 | 0 | 696555.601 | 0 | 747.0232
Circuit | BL05_lateral | distribution_circuit_resiliency | 2 | 208732.86 | 208732.86 | 0 | 0 | 709124.063 | 0 | 500391.076
Circuit | BL05_lateral | strategic_undergrounding_freeway | 3 | 255.81 | 255.81 | 0 | 0 | 1369128.46 | 0 | 1368872.49
Circuit | BL05_lateral | strategic_undergrounding_three_phase_lateral | 4 | 123.63 | 123.63 | 0 | 0 | 1369256.16 | 0 | 1369132.39
Circuit | BL05_main | strategic_undergrounding_main | 1 | 711502.72 | 711502.72 | 0 | 0 | 712509.782 | 0 | 1006.9249
Circuit | BL05_main | distribution_circuit_resiliency | 2 | 217515.58 | 217515.58 | 0 | 0 | 1123126.89 | 0 | 905611.165
Circuit | BL05_main | strategic_undergrounding_freeway | 3 | 511.8 | 511.8 | 0 | 0 | 1400269.7 | 0 | 1399757.74
Circuit | BL06_lateral | strategic_undergrounding_single_or_two_phase_lateral | 1 | 782001.26 | 782001.26 | 0 | 0 | 811104.458 | 0 | 29103.0313
Circuit | BL06_lateral | distribution_circuit_resiliency | 2 | 175209.76 | 175209.76 | 0 | 0 | 932481.092 | 0 | 757271.216
Circuit | BL06_lateral | strategic_undergrounding_freeway | 3 | 14169.05 | 14169.05 | 0 | 0 | 1553642.6 | 0 | 1539473.4
Circuit | BL06_lateral | strategic_undergrounding_three_phase_lateral | 4 | 627.15 | 627.15 | 0 | 0 | 1566734.51 | 0 | 1566107.18
Circuit | BL06_main | strategic_undergrounding_main | 1 | 1327660.68 | 1327660.68 | 0 | 0 | 1492883.82 | 0 | 165222.999
Circuit | BL06_main | distribution_circuit_resiliency | 2 | 505044.14 | 505044.14 | 0 | 0 | 2132232.29 | 0 | 1627188.02
Circuit | BL06_main | strategic_undergrounding_freeway | 3 | 84004.08 | 84004.08 | 0 | 0 | 2694780.06 | 0 | 2610775.84
Circuit | BL07_lateral | strategic_undergrounding_single_or_two_phase_lateral | 1 | 745019.42 | 745019.42 | 0 | 0 | 1195748.03 | 0 | 450728.447
Circuit | BL07_lateral | strategic_undergrounding_freeway | 2 | 224557.2 | 224557.2 | 0 | 0 | 1699095.57 | 0 | 1474538.24
Circuit | BL07_lateral | distribution_circuit_resiliency | 3 | 178573.4 | 178573.4 | 0 | 0 | 1326786.89 | 0 | 1148213.4
Circuit | BL07_lateral | strategic_undergrounding_three_phase_lateral | 4 | 4607.4 | 4607.4 | 0 | 0 | 1911749.7 | 0 | 1907142.16
Circuit | BL07_main | strategic_undergrounding_main | 1 | 1309112.1 | 1309112.1 | 0 | 0 | 1497034.99 | 0 | 187922.759
Circuit | BL07_main | distribution_circuit_resiliency | 2 | 458433.65 | 458433.65 | 0 | 0 | 2178053.98 | 0 | 1719620.2
Circuit | BL07_main | strategic_undergrounding_freeway | 3 | 95545.83 | 95545.83 | 0 | 0 | 2670594.04 | 0 | 2575048.05
Circuit | BL08_lateral | strategic_undergrounding_single_or_two_phase_lateral | 1 | 3313301.78 | 3313301.78 | 0 | 0 | 4110850.74 | 0 | 797548.818
Circuit | BL08_lateral | distribution_circuit_resiliency | 2 | 498048.46 | 498048.46 | 0 | 0 | 4651881.84 | 0 | 4153833.26
Circuit | BL08_lateral | strategic_undergrounding_three_phase_lateral | 3 | 258115.98 | 258115.98 | 0 | 0 | 7063229.79 | 0 | 6805113.67
Circuit | BL08_lateral | strategic_undergrounding_freeway | 4 | 147383.32 | 147383.32 | 0 | 0 | 7170289.34 | 0 | 7022905.86
Circuit | BL08_main | strategic_undergrounding_main | 1 | 3244087.98 | 3244087.98 | 0 | 0 | 3566871.54 | 0 | 322783.423
Circuit | BL08_main | distribution_circuit_resiliency | 2 | 1097486.76 | 1097486.76 | 0 | 0 | 5302958.91 | 0 | 4205472.04
Circuit | BL08_main | strategic_undergrounding_freeway | 3 | 164113.37 | 164113.37 | 0 | 0 | 6543158.05 | 0 | 6379044.55
Circuit | BL09_lateral | strategic_undergrounding_single_or_two_phase_lateral | 1 | 248951.7 | 248951.7 | 0 | 0 | 253155.577 | 0 | 4203.7484
Circuit | BL09_lateral | distribution_circuit_resiliency | 2 | 141672.9 | 141672.9 | 0 | 0 | 231143.698 | 0 | 89470.6685
Circuit | BL09_lateral | strategic_undergrounding_three_phase_lateral | 3 | 1351.65 | 1351.65 | 0 | 0 | 492408.422 | 0 | 491056.622
Circuit | BL09_lateral | strategic_undergrounding_freeway | 4 | 789.35 | 789.35 | 0 | 0 | 492948.375 | 0 | 492158.86
Circuit | BL09_main | strategic_undergrounding_main | 1 | 1046809.78 | 1046809.78 | 0 | 0 | 1398266.44 | 0 | 351456.544
Circuit | BL09_main | distribution_circuit_resiliency | 2 | 489973.1 | 489973.1 | 0 | 0 | 1783827.14 | 0 | 1293853.9
Circuit | BL09_main | strategic_undergrounding_freeway | 3 | 178933.77 | 178933.77 | 0 | 0 | 2235946.18 | 0 | 2057012.27
Circuit | BL10_lateral | strategic_undergrounding_single_or_two_phase_lateral | 1 | 1610073.75 | 1610073.75 | 0 | 0 | 3173144.28 | 0 | 1563070.43
Circuit | BL10_lateral | strategic_undergrounding_freeway | 2 | 793965.41 | 793965.41 | 0 | 0 | 3962680.06 | 0 | 3168714.48
Circuit | BL10_lateral | distribution_circuit_resiliency | 3 | 370194.81 | 370194.81 | 0 | 0 | 3515016.91 | 0 | 3144822
Circuit | BL10_lateral | strategic_undergrounding_three_phase_lateral | 4 | 1365.17 | 1365.17 | 0 | 0 | 4727785.16 | 0 | 4726419.83
Circuit | BL10_main | strategic_undergrounding_main | 1 | 1677525.46 | 1677525.46 | 0 | 0 | 2719501.71 | 0 | 1041976.07
Circuit | BL10_main | distribution_circuit_resiliency | 2 | 720611.95 | 720611.95 | 0 | 0 | 3421245.52 | 0 | 2700633.45
Circuit | BL10_main | strategic_undergrounding_freeway | 3 | 530216.67 | 530216.67 | 0 | 0 | 3828821.99 | 0 | 3298605.16
Circuit | BM01_lateral | strategic_undergrounding_single_or_two_phase_lateral | 1 | 2158339.11 | 2158339.11 | 0 | 0 | 2293845.96 | 0 | 135506.683
Circuit | BM01_lateral | distribution_circuit_resiliency | 2 | 246076.35 | 246076.35 | 0 | 0 | 2837953.99 | 0 | 2591877.51
Circuit | BM01_lateral | strategic_undergrounding_three_phase_lateral | 3 | 65406.76 | 65406.76 | 0 | 0 | 4341490.96 | 0 | 4276084.06
Circuit | BM01_lateral | strategic_undergrounding_freeway | 4 | 3000.69 | 3000.69 | 0 | 0 | 4402714.19 | 0 | 4399713.35
Circuit | BM01_main | strategic_undergrounding_main | 1 | 1052898.71 | 1052898.71 | 0 | 0 | 1086528.64 | 0 | 33629.7812
Circuit | BM01_main | distribution_circuit_resiliency | 2 | 239247.01 | 239247.01 | 0 | 0 | 1807871.19 | 0 | 1568624.02
Circuit | BM01_main | strategic_undergrounding_freeway | 3 | 16995.24 | 16995.24 | 0 | 0 | 2100312.36 | 0 | 2083316.98
Circuit | BM02_lateral | strategic_undergrounding_single_or_two_phase_lateral | 1 | 68064.94 | 68064.94 | 0 | 0 | 75836.3853 | 0 | 7771.2607
Circuit | BM02_lateral | distribution_circuit_resiliency | 2 | 28264.17 | 28264.17 | 0 | 0 | 72658.5279 | 0 | 44394.2432
Circuit | BM02_lateral | strategic_undergrounding_freeway | 3 | 3926.7 | 3926.7 | 0 | 0 | 138628.685 | 0 | 134701.851
Circuit | BM02_main | strategic_undergrounding_main | 1 | 71119.17 | 71119.17 | 0 | 0 | 86661.8497 | 0 | 15542.5213
Circuit | BM02_main | distribution_circuit_resiliency | 2 | 29394.73 | 29394.73 | 0 | 0 | 118332.616 | 0 | 88937.7603
Circuit | BM02_main | strategic_undergrounding_freeway | 3 | 7853.54 | 7853.54 | 0 | 0 | 148599.833 | 0 | 140746.164
Circuit | BM03_lateral | strategic_undergrounding_single_or_two_phase_lateral | 1 | 1827851.81 | 1827851.81 | 0 | 0 | 1827851.96 | 0 | 0
Circuit | BM03_lateral | distribution_circuit_resiliency | 2 | 250956.74 | 250956.74 | 0 | 0 | 2466012.84 | 0 | 2215055.96
Circuit | BM03_main | strategic_undergrounding_main | 1 | 1104714.66 | 1104714.66 | 0 | 0 | 1104714.82 | 0 | 0
Circuit | BM03_main | distribution_circuit_resiliency | 2 | 391975.52 | 391975.52 | 0 | 0 | 1680566.39 | 0 | 1288590.73
Circuit | BM04_lateral | strategic_undergrounding_single_or_two_phase_lateral | 1 | 1241829.69 | 1241829.69 | 0 | 0 | 1241829.86 | 0 | 0
Circuit | BM04_lateral | distribution_circuit_resiliency | 2 | 552067.63 | 552067.63 | 0 | 0 | 1284339.65 | 0 | 732271.87
Circuit | BM04_main | strategic_undergrounding_main | 1 | 717250.79 | 717250.79 | 0 | 0 | 717250.966 | 0 | 0
Circuit | BM04_main | distribution_circuit_resiliency | 2 | 272435.24 | 272435.24 | 0 | 0 | 1068192.03 | 0 | 795756.667
Circuit | BM05_lateral | strategic_undergrounding_single_or_two_phase_lateral | 1 | 215322.72 | 215322.72 | 0 | 0 | 215322.872 | 0 | 0
Circuit | BM05_lateral | distribution_circuit_resiliency | 2 | 76792.66 | 76792.66 | 0 | 0 | 253531.233 | 0 | 176738.449
Circuit | BM05_main | strategic_undergrounding_main | 1 | 228047.86 | 228047.86 | 0 | 0 | 236000.624 | 0 | 7952.6041
Circuit | BM05_main | distribution_circuit_resiliency | 2 | 91688.4 | 91688.4 | 0 | 0 | 340870.152 | 0 | 249181.594
Circuit | BM05_main | strategic_undergrounding_freeway | 3 | 4018.29 | 4018.29 | 0 | 0 | 455328.749 | 0 | 451310.282
Circuit | BM06_lateral | strategic_undergrounding_single_or_two_phase_lateral | 1 | 1647617.31 | 1647617.31 | 0 | 0 | 2541171.51 | 0 | 893554.056
Circuit | BM06_lateral | strategic_undergrounding_freeway | 2 | 447097.05 | 447097.05 | 0 | 0 | 3718046.53 | 0 | 3270949.33
Circuit | BM06_lateral | distribution_circuit_resiliency | 3 | 265412.65 | 265412.65 | 0 | 0 | 2935136.09 | 0 | 2669723.32
Circuit | BM06_lateral | strategic_undergrounding_three_phase_lateral | 4 | 3972.08 | 3972.08 | 0 | 0 | 4152737.88 | 0 | 4148765.64
Circuit | BM06_main | strategic_undergrounding_main | 1 | 1731265.71 | 1731265.71 | 0 | 0 | 1931484.88 | 0 | 200219.06
Circuit | BM06_main | distribution_circuit_resiliency | 2 | 646050.59 | 646050.59 | 0 | 0 | 2793009.35 | 0 | 2146958.65
Circuit | BM06_main | strategic_undergrounding_freeway | 3 | 101071.15 | 101071.15 | 0 | 0 | 3529130.78 | 0 | 3428059.45
Circuit | BM07_lateral | strategic_undergrounding_single_or_two_phase_lateral | 1 | 1021997.52 | 1021997.52 | 0 | 0 | 1039267.15 | 0 | 17269.4681
Circuit | BM07_lateral | distribution_circuit_resiliency | 2 | 82154.73 | 82154.73 | 0 | 0 | 1323867.05 | 0 | 1241712.2
Circuit | BM07_lateral | strategic_undergrounding_freeway | 3 | 8726.13 | 8726.13 | 0 | 0 | 2031182.92 | 0 | 2022456.62
Circuit | BM07_main | strategic_undergrounding_main | 1 | 413752.81 | 413752.81 | 0 | 0 | 599399.749 | 0 | 185646.78
Circuit | BM07_main | distribution_circuit_resiliency | 2 | 172449.08 | 172449.08 | 0 | 0 | 781598.067 | 0 | 609148.868
Circuit | BM07_main | strategic_undergrounding_freeway | 3 | 93807.56 | 93807.56 | 0 | 0 | 912978.233 | 0 | 819170.529
Circuit | BM08_lateral | strategic_undergrounding_single_or_two_phase_lateral | 1 | 2103629.38 | 2103629.38 | 0 | 0 | 2198648.01 | 0 | 95018.4915
Circuit | BM08_lateral | distribution_circuit_resiliency | 2 | 786618.26 | 786618.26 | 0 | 0 | 2420086.71 | 0 | 1633468.35
Circuit | BM08_lateral | strategic_undergrounding_freeway | 3 | 47970.02 | 47970.02 | 0 | 0 | 4208760.93 | 0 | 4160790.78
Circuit | BM08_lateral | strategic_undergrounding_three_phase_lateral | 4 | 0 | 0 | 0 | 0 | 4255809.28 | 0 | 4255809.28
Circuit | BM08_main | strategic_undergrounding_main | 1 | 2144273.34 | 2144273.34 | 0 | 0 | 2666684.96 | 0 | 522411.475
Circuit | BM08_main | distribution_circuit_resiliency | 2 | 676311.9 | 676311.9 | 0 | 0 | 3893991.33 | 0 | 3217679.29
Circuit | BM08_main | strategic_undergrounding_freeway | 3 | 263926.92 | 263926.92 | 0 | 0 | 4509520.18 | 0 | 4245593.12
Circuit | BM09_lateral | strategic_undergrounding_single_or_two_phase_lateral | 1 | 175364.3 | 175364.3 | 0 | 0 | 184726.907 | 0 | 9362.4688
Circuit | BM09_lateral | distribution_circuit_resiliency | 2 | 93812.07 | 93812.07 | 0 | 0 | 169917.987 | 0 | 76105.7745
Circuit | BM09_lateral | strategic_undergrounding_freeway | 3 | 4724.96 | 4724.96 | 0 | 0 | 352039.139 | 0 | 347314.03
Circuit | BM09_main | strategic_undergrounding_main | 1 | 218033.86 | 218033.86 | 0 | 0 | 324425.702 | 0 | 106391.691
Circuit | BM09_main | distribution_circuit_resiliency | 2 | 62093.05 | 62093.05 | 0 | 0 | 457895.56 | 0 | 395802.406
Circuit | BM09_main | strategic_undergrounding_freeway | 3 | 53694.28 | 53694.28 | 0 | 0 | 485540.588 | 0 | 431846.172
Circuit | BM10_lateral | strategic_undergrounding_single_or_two_phase_lateral | 1 | 1582263.24 | 1582263.24 | 0 | 0 | 1658569.11 | 0 | 76305.7216
Circuit | BM10_lateral | distribution_circuit_resiliency | 2 | 294309.68 | 294309.68 | 0 | 0 | 1981868.12 | 0 | 1687558.29
Circuit | BM10_lateral | strategic_undergrounding_three_phase_lateral | 3 | 38533.7 | 38533.7 | 0 | 0 | 3171342.09 | 0 | 3132808.25
Circuit | BM10_main | strategic_undergrounding_main | 1 | 1541850.92 | 1541850.92 | 0 | 0 | 1541851.11 | 0 | 0
Circuit | BM10_main | distribution_circuit_resiliency | 2 | 672876.9 | 672876.9 | 0 | 0 | 2182708.48 | 0 | 1509831.45
Circuit | BR01_lateral | strategic_undergrounding_single_or_two_phase_lateral | 1 | 256066.99 | 256066.99 | 0 | 0 | 389917.407 | 0 | 133850.23
Circuit | BR01_lateral | strategic_undergrounding_freeway | 2 | 67671.37 | 67671.37 | 0 | 0 | 572863.199 | 0 | 505191.67
Circuit | BR01_lateral | distribution_circuit_resiliency | 3 | 20577.39 | 20577.39 | 0 | 0 | 472772.368 | 0 | 452194.826
Circuit | BR01_lateral | strategic_undergrounding_three_phase_lateral | 4 | 235.63 | 235.63 | 0 | 0 | 638348.174 | 0 | 638112.385
Circuit | BR01_main | strategic_undergrounding_main | 1 | 242391.24 | 242391.24 | 0 | 0 | 418069.825 | 0 | 175678.428
Circuit | BR01_main | strategic_undergrounding_freeway | 2 | 89128.21 | 89128.21 | 0 | 0 | 566899.317 | 0 | 477770.963
Circuit | BR01_main | distribution_circuit_resiliency | 3 | 2037.25 | 2037.25 | 0 | 0 | 650839.194 | 0 | 648801.813
Circuit | BR02_lateral | strategic_undergrounding_single_or_two_phase_lateral | 1 | 465080.73 | 465080.73 | 0 | 0 | 724937.105 | 0 | 259856.217
Circuit | BR02_lateral | strategic_undergrounding_three_phase_lateral | 2 | 131831.01 | 131831.01 | 0 | 0 | 1048611.33 | 0 | 916780.197
Circuit | BR02_lateral | distribution_circuit_resiliency | 3 | 67722.21 | 67722.21 | 0 | 0 | 928957.655 | 0 | 861235.306
Circuit | BR02_main | strategic_undergrounding_main | 1 | 544502.93 | 544502.93 | 0 | 0 | 544503.09 | 0 | 0
Circuit | BR02_main | distribution_circuit_resiliency | 2 | 116087.72 | 116087.72 | 0 | 0 | 924612.442 | 0 | 808524.595
Circuit | BR03_lateral | strategic_undergrounding_single_or_two_phase_lateral | 1 | 3249946.45 | 3249946.45 | 0 | 0 | 3278931.37 | 0 | 28984.7695
Circuit | BR03_lateral | distribution_circuit_resiliency | 2 | 888555.18 | 888555.18 | 0 | 0 | 4796102.47 | 0 | 3907547.17
Circuit | BR03_lateral | strategic_undergrounding_three_phase_lateral | 3 | 14702.2 | 14702.2 | 0 | 0 | 6421989.85 | 0 | 6407287.5
Circuit | BR03_main | strategic_undergrounding_main | 1 | 3544673.85 | 3544673.85 | 0 | 0 | 3544673.99 | 0 | 0
Circuit | BR03_main | distribution_circuit_resiliency | 2 | 893176.32 | 893176.32 | 0 | 0 | 5843782.98 | 0 | 4950606.52
Circuit | BR04_lateral | strategic_undergrounding_single_or_two_phase_lateral | 1 | 810001.57 | 810001.57 | 0 | 0 | 863271.564 | 0 | 53269.8238
Circuit | BR04_lateral | strategic_undergrounding_three_phase_lateral | 2 | 27020.64 | 27020.64 | 0 | 0 | 1624004.07 | 0 | 1596983.27
Circuit | BR04_lateral | distribution_circuit_resiliency | 3 | 23342.86 | 23342.86 | 0 | 0 | 1244222.03 | 0 | 1220879.03
Circuit | BR04_main | strategic_undergrounding_main | 1 | 1324242.48 | 1324242.48 | 0 | 0 | 1324242.64 | 0 | 0
Circuit | BR04_main | distribution_circuit_resiliency | 2 | 238650.47 | 238650.47 | 0 | 0 | 2304702.03 | 0 | 2066051.41
Circuit | BR05_lateral | strategic_undergrounding_single_or_two_phase_lateral | 1 | 618755.24 | 618755.24 | 0 | 0 | 635494.175 | 0 | 16738.7705
Circuit | BR05_lateral | distribution_circuit_resiliency | 2 | 130654.21 | 130654.21 | 0 | 0 | 714917.56 | 0 | 584263.227
Circuit | BR05_lateral | strategic_undergrounding_three_phase_lateral | 3 | 8490.53 | 8490.53 | 0 | 0 | 1228328.55 | 0 | 1219837.91
Circuit | BR05_main | strategic_undergrounding_main | 1 | 491492.63 | 491492.63 | 0 | 0 | 491492.765 | 0 | 0
Circuit | BR05_main | distribution_circuit_resiliency | 2 | 145366.35 | 145366.35 | 0 | 0 | 782580.904 | 0 | 637214.434
Circuit | BR06_lateral | strategic_undergrounding_single_or_two_phase_lateral | 1 | 19300.13 | 19300.13 | 0 | 0 | 19300.2653 | 0 | 0
Circuit | BR06_lateral | distribution_circuit_resiliency | 2 | 9828.92 | 9828.92 | 0 | 0 | 17753.9511 | 0 | 7924.8753
Circuit | BR06_main | strategic_undergrounding_main | 1 | 37625.67 | 37625.67 | 0 | 0 | 37625.8117 | 0 | 0
Circuit | BR06_main | distribution_circuit_resiliency | 2 | 16256.37 | 16256.37 | 0 | 0 | 53331.0238 | 0 | 37074.5247
Circuit | BR07_lateral | strategic_undergrounding_single_or_two_phase_lateral | 1 | 3657678.44 | 3657678.44 | 0 | 0 | 4234091.3 | 0 | 576412.711
Circuit | BR07_lateral | strategic_undergrounding_three_phase_lateral | 2 | 292547.7 | 292547.7 | 0 | 0 | 7500954.55 | 0 | 7208406.7
Circuit | BR07_lateral | distribution_circuit_resiliency | 3 | 198636.1 | 198636.1 | 0 | 0 | 5865589.86 | 0 | 5666953.61
Circuit | BR07_main | strategic_undergrounding_main | 1 | 2251731.08 | 2251731.08 | 0 | 0 | 2702861.49 | 0 | 451130.276
Circuit | BR07_main | distribution_circuit_resiliency | 2 | 648035.08 | 648035.08 | 0 | 0 | 4058738.06 | 0 | 3410702.85
Circuit | BR07_main | strategic_undergrounding_freeway | 3 | 228995.98 | 228995.98 | 0 | 0 | 4666779.02 | 0 | 4437782.92
Circuit | BR08_lateral | strategic_undergrounding_single_or_two_phase_lateral | 1 | 1172648.25 | 1172648.25 | 0 | 0 | 1913407.92 | 0 | 740759.519
Circuit | BR08_lateral | distribution_circuit_resiliency | 2 | 437893.31 | 437893.31 | 0 | 0 | 1959318.82 | 0 | 1521425.37
Circuit | BR08_lateral | strategic_undergrounding_three_phase_lateral | 3 | 279979 | 279979 | 0 | 0 | 2779103.34 | 0 | 2499124.19
Circuit | BR08_lateral | strategic_undergrounding_freeway | 4 | 96006.81 | 96006.81 | 0 | 0 | 2957430.52 | 0 | 2861423.55
Circuit | BR08_main | strategic_undergrounding_main | 1 | 1188733.5 | 1188733.5 | 0 | 0 | 1589779.19 | 0 | 401045.562
Circuit | BR08_main | distribution_circuit_resiliency | 2 | 352218.74 | 352218.74 | 0 | 0 | 2292045.69 | 0 | 1939826.8
Circuit | BR08_main | strategic_undergrounding_freeway | 3 | 203566.2 | 203566.2 | 0 | 0 | 2545137.43 | 0 | 2341571.09
Circuit | BR09_lateral | strategic_undergrounding_single_or_two_phase_lateral | 1 | 1017196.4 | 1017196.4 | 0 | 0 | 1244425.65 | 0 | 227229.118
Circuit | BR09_lateral | distribution_circuit_resiliency | 2 | 165081.41 | 165081.41 | 0 | 0 | 1561061.72 | 0 | 1395980.21
Circuit | BR09_lateral | strategic_undergrounding_freeway | 3 | 108279.66 | 108279.66 | 0 | 0 | 2126344.1 | 0 | 2018064.27
Circuit | BR09_lateral | strategic_undergrounding_three_phase_lateral | 4 | 7095.78 | 7095.78 | 0 | 0 | 2224441.5 | 0 | 2217345.56
Circuit | BR09_main | strategic_undergrounding_main | 1 | 740790.26 | 740790.26 | 0 | 0 | 1023489.6 | 0 | 282699.195
Circuit | BR09_main | strategic_undergrounding_freeway | 2 | 143511.28 | 143511.28 | 0 | 0 | 1603101.9 | 0 | 1459590.48
Circuit | BR09_main | distribution_circuit_resiliency | 3 | 135946.96 | 135946.96 | 0 | 0 | 1568378.1 | 0 | 1432431
Circuit | BR10_lateral | strategic_undergrounding_single_or_two_phase_lateral | 1 | 716629.58 | 716629.58 | 0 | 0 | 912950.099 | 0 | 196320.359
Circuit | BR10_lateral | distribution_circuit_resiliency | 2 | 183809.61 | 183809.61 | 0 | 0 | 1096679.26 | 0 | 912869.501
Circuit | BR10_lateral | strategic_undergrounding_freeway | 3 | 96971.4 | 96971.4 | 0 | 0 | 1514042.26 | 0 | 1417070.71
Circuit | BR10_lateral | strategic_undergrounding_three_phase_lateral | 4 | 2629.68 | 2629.68 | 0 | 0 | 1605653.71 | 0 | 1603023.87
Circuit | BR10_main | strategic_undergrounding_main | 1 | 832902.4 | 832902.4 | 0 | 0 | 1024662.2 | 0 | 191759.644
Circuit | BR10_main | distribution_circuit_resiliency | 2 | 227931 | 227931 | 0 | 0 | 1541224.71 | 0 | 1313293.6
Circuit | BR10_main | strategic_undergrounding_freeway | 3 | 97289.19 | 97289.19 | 0 | 0 | 1738521.71 | 0 | 1641232.37
Circuit | BR11_lateral | strategic_undergrounding_single_or_two_phase_lateral | 1 | 3822698.19 | 3822698.19 | 0 | 0 | 3822698.33 | 0 | 0
Circuit | BR11_lateral | distribution_circuit_resiliency | 2 | 903663.04 | 903663.04 | 0 | 0 | 5082124.95 | 0 | 4178461.76
Circuit | BR11_main | strategic_undergrounding_main | 1 | 4834849.72 | 4834849.72 | 0 | 0 | 6009836.24 | 0 | 1174986.38
Circuit | BR11_main | distribution_circuit_resiliency | 2 | 1556027.03 | 1556027.03 | 0 | 0 | 8709780.97 | 0 | 7153753.81
Circuit | BR11_main | strategic_undergrounding_freeway | 3 | 596429.11 | 596429.11 | 0 | 0 | 10123347.8 | 0 | 9526918.52
Circuit | BR12_lateral | strategic_undergrounding_single_or_two_phase_lateral | 1 | 1943998.17 | 1943998.17 | 0 | 0 | 1967910.13 | 0 | 23911.8251
Circuit | BR12_lateral | distribution_circuit_resiliency | 2 | 20243.42 | 20243.42 | 0 | 0 | 2879123.87 | 0 | 2858880.34
Circuit | BR12_lateral | strategic_undergrounding_freeway | 3 | 11714.86 | 11714.86 | 0 | 0 | 3843839.61 | 0 | 3832124.62
Circuit | BR12_lateral | strategic_undergrounding_three_phase_lateral | 4 | 418.23 | 418.23 | 0 | 0 | 3854805.75 | 0 | 3854387.35
Circuit | BR12_main | strategic_undergrounding_main | 1 | 1366017.66 | 1366017.66 | 0 | 0 | 1383333.28 | 0 | 17315.4595
Circuit | BR12_main | distribution_circuit_resiliency | 2 | 79221.38 | 79221.38 | 0 | 0 | 2608031.2 | 0 | 2528809.67
Circuit | BR12_main | strategic_undergrounding_freeway | 3 | 8786.1 | 8786.1 | 0 | 0 | 2700992.96 | 0 | 2692206.72
Circuit | BR13_lateral | strategic_undergrounding_single_or_two_phase_lateral | 1 | 1527062.87 | 1527062.87 | 0 | 0 | 1530105.09 | 0 | 3042.0564
Circuit | BR13_lateral | distribution_circuit_resiliency | 2 | 524222.05 | 524222.05 | 0 | 0 | 1725776.77 | 0 | 1201554.57
Circuit | BR13_lateral | strategic_undergrounding_three_phase_lateral | 3 | 1028.09 | 1028.09 | 0 | 0 | 3010344.27 | 0 | 3009316.01
Circuit | BR13_lateral | strategic_undergrounding_freeway | 4 | 515.41 | 515.41 | 0 | 0 | 3010841.22 | 0 | 3010325.66
Circuit | BR13_main | strategic_undergrounding_main | 1 | 1405331.04 | 1405331.04 | 0 | 0 | 1668863.05 | 0 | 263531.827
Circuit | BR13_main | distribution_circuit_resiliency | 2 | 313434.97 | 313434.97 | 0 | 0 | 2631307.61 | 0 | 2317872.5
Circuit | BR13_main | strategic_undergrounding_freeway | 3 | 133820.09 | 133820.09 | 0 | 0 | 2902808.27 | 0 | 2768988.02
Circuit | BR14_lateral | strategic_undergrounding_single_or_two_phase_lateral | 1 | 1920388.9 | 1920388.9 | 0 | 0 | 1920389.06 | 0 | 0
Circuit | BR14_lateral | distribution_circuit_resiliency | 2 | 637690.06 | 637690.06 | 0 | 0 | 1998119.44 | 0 | 1360429.22
Circuit | BR14_main | strategic_undergrounding_main | 1 | 1846068.99 | 1846068.99 | 0 | 0 | 2103607.46 | 0 | 257538.337
Circuit | BR14_main | distribution_circuit_resiliency | 2 | 603988.69 | 603988.69 | 0 | 0 | 3122066.9 | 0 | 2518078.05
Circuit | BR14_main | strategic_undergrounding_freeway | 3 | 130727.67 | 130727.67 | 0 | 0 | 3768562.83 | 0 | 3637835.02
Circuit | BS01_lateral | strategic_undergrounding_single_or_two_phase_lateral | 1 | 1871.64 | 1871.64 | 0 | 0 | 1871.795 | 0 | 0
Circuit | BS01_lateral | distribution_circuit_resiliency | 2 | 1077.66 | 1077.66 | 0 | 0 | 1702.8204 | 0 | 625.0285
Circuit | BS01_main | strategic_undergrounding_main | 1 | 2493.37 | 2493.37 | 0 | 0 | 2493.533 | 0 | 0
Circuit | BS01_main | distribution_circuit_resiliency | 2 | 537.33 | 537.33 | 0 | 0 | 4207.6372 | 0 | 3670.202
Circuit | BT01_lateral | strategic_undergrounding_single_or_two_phase_lateral | 1 | 3809955.84 | 3809955.84 | 0 | 0 | 5475284.98 | 0 | 1665328.99
Circuit | BT01_lateral | strategic_undergrounding_three_phase_lateral | 2 | 599598.94 | 599598.94 | 0 | 0 | 8544142.71 | 0 | 7944543.6
Circuit | BT01_lateral | distribution_circuit_resiliency | 3 | 521215.47 | 521215.47 | 0 | 0 | 6360998.43 | 0 | 5839782.81
Circuit | BT01_lateral | strategic_undergrounding_freeway | 4 | 252166.18 | 252166.18 | 0 | 0 | 8876714 | 0 | 8624547.64
Circuit | BT01_main | strategic_undergrounding_main | 1 | 1922450.1 | 1922450.1 | 0 | 0 | 2281097.25 | 0 | 358646.998
Circuit | BT01_main | distribution_circuit_resiliency | 2 | 579561.04 | 579561.04 | 0 | 0 | 3333765.28 | 0 | 2754204.09
Circuit | BT01_main | strategic_undergrounding_freeway | 3 | 183554.65 | 183554.65 | 0 | 0 | 3944872.36 | 0 | 3761317.58
Circuit | BT02_lateral | strategic_undergrounding_single_or_two_phase_lateral | 1 | 90294.98 | 90294.98 | 0 | 0 | 90322.9289 | 0 | 27.8001
Circuit | BT02_lateral | distribution_circuit_resiliency | 2 | 18002.74 | 18002.74 | 0 | 0 | 96823.3971 | 0 | 78820.5332
Circuit | BT02_lateral | strategic_undergrounding_three_phase_lateral | 3 | 14.03 | 14.03 | 0 | 0 | 176494.791 | 0 | 176480.611
Circuit | BT02_main | strategic_undergrounding_main | 1 | 171606.38 | 171606.38 | 0 | 0 | 365148.994 | 0 | 193542.487
Circuit | BT02_main | strategic_undergrounding_freeway | 2 | 98843.33 | 98843.33 | 0 | 0 | 434618.389 | 0 | 335774.919
Circuit | BT02_main | distribution_circuit_resiliency | 3 | 93177.47 | 93177.47 | 0 | 0 | 406673.341 | 0 | 313495.736
Circuit | BT03_lateral | strategic_undergrounding_single_or_two_phase_lateral | 1 | 6004788.79 | 6004788.79 | 0 | 0 | 8161703.18 | 0 | 2156914.24
Circuit | BT03_lateral | distribution_circuit_resiliency | 2 | 1573490.21 | 1573490.21 | 0 | 0 | 9710795.07 | 0 | 8137304.73
Circuit | BT03_lateral | strategic_undergrounding_freeway | 3 | 610639.11 | 610639.11 | 0 | 0 | 13839079.5 | 0 | 13228440.3
Circuit | BT03_lateral | strategic_undergrounding_three_phase_lateral | 4 | 492875.72 | 492875.72 | 0 | 0 | 13950590.1 | 0 | 13457714.2
Circuit | BT03_main | strategic_undergrounding_main | 1 | 5361228.21 | 5361228.21 | 0 | 0 | 6091450.72 | 0 | 730222.361
Circuit | BT03_main | distribution_circuit_resiliency | 2 | 1659387.97 | 1659387.97 | 0 | 0 | 9228784.54 | 0 | 7569396.44
Circuit | BT03_main | strategic_undergrounding_freeway | 3 | 372675.59 | 372675.59 | 0 | 0 | 11122094.6 | 0 | 10749418.9
Circuit | BT04_lateral | strategic_undergrounding_single_or_two_phase_lateral | 1 | 2956722.32 | 2956722.32 | 0 | 0 | 4796452.28 | 0 | 1839729.8
Circuit | BT04_lateral | strategic_undergrounding_freeway | 2 | 534535.49 | 534535.49 | 0 | 0 | 7135512.38 | 0 | 6600976.74
Circuit | BT04_lateral | strategic_undergrounding_three_phase_lateral | 3 | 406972.31 | 406972.31 | 0 | 0 | 7256153.21 | 0 | 6849180.75
Circuit | BT04_lateral | distribution_circuit_resiliency | 4 | 248288.67 | 248288.67 | 0 | 0 | 5944179.63 | 0 | 5695890.84
Circuit | BT04_main | strategic_undergrounding_main | 1 | 2448146.55 | 2448146.55 | 0 | 0 | 3933764.11 | 0 | 1485617.4
Circuit | BT04_main | strategic_undergrounding_freeway | 2 | 760544.1 | 760544.1 | 0 | 0 | 5557883 | 0 | 4797338.75
Circuit | BT04_main | distribution_circuit_resiliency | 3 | 371860.74 | 371860.74 | 0 | 0 | 5772795.3 | 0 | 5400934.43
Circuit | BT05_lateral | strategic_undergrounding_single_or_two_phase_lateral | 1 | 2787198.91 | 2787198.91 | 0 | 0 | 3652530.74 | 0 | 865331.732
Circuit | BT05_lateral | distribution_circuit_resiliency | 2 | 543476.83 | 543476.83 | 0 | 0 | 3936042.28 | 0 | 3392565.32
Circuit | BT05_lateral | strategic_undergrounding_three_phase_lateral | 3 | 314131.63 | 314131.63 | 0 | 0 | 6026403.54 | 0 | 5712271.75
Circuit | BT05_lateral | strategic_undergrounding_freeway | 4 | 126791.81 | 126791.81 | 0 | 0 | 6208468.36 | 0 | 6081676.38
Circuit | BT05_main | strategic_undergrounding_main | 1 | 1813622.13 | 1813622.13 | 0 | 0 | 2465701.38 | 0 | 652079.104
Circuit | BT05_main | distribution_circuit_resiliency | 2 | 454551.93 | 454551.93 | 0 | 0 | 3604512.09 | 0 | 3149960.04
Circuit | BT05_main | strategic_undergrounding_freeway | 3 | 333457.77 | 333457.77 | 0 | 0 | 3888688.53 | 0 | 3555230.59
Circuit | BT06_lateral | strategic_undergrounding_single_or_two_phase_lateral | 1 | 5981776.82 | 5981776.82 | 0 | 0 | 6249544.52 | 0 | 267767.564
Circuit | BT06_lateral | distribution_circuit_resiliency | 2 | 313159.56 | 313159.56 | 0 | 0 | 7663978.16 | 0 | 7350818.45
Circuit | BT06_lateral | strategic_undergrounding_three_phase_lateral | 3 | 135926.38 | 135926.38 | 0 | 0 | 11939555.9 | 0 | 11803629.4
Circuit | BT06_main | strategic_undergrounding_main | 1 | 4201056.4 | 4201056.4 | 0 | 0 | 4201056.55 | 0 | 0
Circuit | BT06_main | distribution_circuit_resiliency | 2 | 1503903.94 | 1503903.94 | 0 | 0 | 6363709.99 | 0 | 4859805.94
Circuit | BT07_lateral | strategic_undergrounding_single_or_two_phase_lateral | 1 | 15019466.3 | 15019466.3 | 0 | 0 | 15209852.4 | 0 | 190385.96
Circuit | BT07_lateral | distribution_circuit_resiliency | 2 | 3909049.06 | 3909049.06 | 0 | 0 | 18869243 | 0 | 14960193.8
Circuit | BT07_lateral | strategic_undergrounding_freeway | 3 | 56242.19 | 56242.19 | 0 | 0 | 29630747.9 | 0 | 29574505.6
Circuit | BT07_lateral | strategic_undergrounding_three_phase_lateral | 4 | 40805.96 | 40805.96 | 0 | 0 | 29645644.2 | 0 | 29604838
Circuit | BT07_main | strategic_undergrounding_main | 1 | 11425422.3 | 11425422.3 | 0 | 0 | 11659800.1 | 0 | 234377.719
Circuit | BT07_main | distribution_circuit_resiliency | 2 | 3225492.85 | 3225492.85 | 0 | 0 | 18566320.4 | 0 | 15340827.4
Circuit | BT07_main | strategic_undergrounding_freeway | 3 | 119237.77 | 119237.77 | 0 | 0 | 22571413.9 | 0 | 22452176
Circuit | BU01_lateral | strategic_undergrounding_single_or_two_phase_lateral | 1 | 448032.31 | 448032.31 | 0 | 0 | 463439.347 | 0 | 15406.9059
Circuit | BU01_lateral | distribution_circuit_resiliency | 2 | 60889.07 | 60889.07 | 0 | 0 | 623147.948 | 0 | 562258.752
Circuit | BU01_lateral | strategic_undergrounding_freeway | 3 | 5449.95 | 5449.95 | 0 | 0 | 894143.998 | 0 | 888693.891
Circuit | BU01_lateral | strategic_undergrounding_three_phase_lateral | 4 | 2369.47 | 2369.47 | 0 | 0 | 897132.89 | 0 | 894763.278
Circuit | BU01_main | strategic_undergrounding_main | 1 | 510454.09 | 510454.09 | 0 | 0 | 530529.883 | 0 | 20075.6653
Circuit | BU01_main | distribution_circuit_resiliency | 2 | 266063.34 | 266063.34 | 0 | 0 | 685672.549 | 0 | 419609.07
Circuit | BU01_main | strategic_undergrounding_freeway | 3 | 10189.16 | 10189.16 | 0 | 0 | 1017029.12 | 0 | 1006839.79
Circuit | BU02_lateral | strategic_undergrounding_single_or_two_phase_lateral | 1 | 350713.08 | 350713.08 | 0 | 0 | 426005.362 | 0 | 75292.1161
Circuit | BU02_lateral | distribution_circuit_resiliency | 2 | 191948.2 | 191948.2 | 0 | 0 | 446201.711 | 0 | 254253.363
Circuit | BU02_lateral | strategic_undergrounding_freeway | 3 | 38112.19 | 38112.19 | 0 | 0 | 730956.755 | 0 | 692844.436
Circuit | BU02_main | strategic_undergrounding_main | 1 | 139791.57 | 139791.57 | 0 | 0 | 241973.857 | 0 | 102182.157
Circuit | BU02_main | distribution_circuit_resiliency | 2 | 52926.24 | 52926.24 | 0 | 0 | 310230.61 | 0 | 257304.251
Circuit | BU02_main | strategic_undergrounding_freeway | 3 | 51723.7 | 51723.7 | 0 | 0 | 327882.361 | 0 | 276158.499
Circuit | BU03_lateral | strategic_undergrounding_single_or_two_phase_lateral | 1 | 33541.61 | 33541.61 | 0 | 0 | 33541.7622 | 0 | 0
Circuit | BU03_lateral | distribution_circuit_resiliency | 2 | 6584.24 | 6584.24 | 0 | 0 | 32503.6796 | 0 | 25919.2981
Circuit | BU03_main | strategic_undergrounding_main | 1 | 54610.7 | 54610.7 | 0 | 0 | 54610.8437 | 0 | 0
Circuit | BU03_main | distribution_circuit_resiliency | 2 | 22390.55 | 22390.55 | 0 | 0 | 79067.5747 | 0 | 56676.8962
Circuit | BU04_lateral | strategic_undergrounding_single_or_two_phase_lateral | 1 | 118162.87 | 118162.87 | 0 | 0 | 118163.046 | 0 | 0
Circuit | BU04_lateral | distribution_circuit_resiliency | 2 | 49694.71 | 49694.71 | 0 | 0 | 111923.253 | 0 | 62228.426
Circuit | BU04_main | strategic_undergrounding_main | 1 | 79635.95 | 79635.95 | 0 | 0 | 79636.1068 | 0 | 0
Circuit | BU04_main | distribution_circuit_resiliency | 2 | 26963.66 | 26963.66 | 0 | 0 | 122617.455 | 0 | 95653.6334
Circuit | BV41_lateral | strategic_undergrounding_single_or_two_phase_lateral | 1 | 3197916.3 | 3197916.3 | 0 | 0 | 3866250.39 | 0 | 668333.93
Circuit | BV41_lateral | distribution_circuit_resiliency | 2 | 467394.21 | 467394.21 | 0 | 0 | 4883561.7 | 0 | 4416167.37
Circuit | BV41_lateral | strategic_undergrounding_three_phase_lateral | 3 | 241215.32 | 241215.32 | 0 | 0 | 6729857.41 | 0 | 6488641.91
Circuit | BV41_lateral | strategic_undergrounding_freeway | 4 | 98141.05 | 98141.05 | 0 | 0 | 6867841.8 | 0 | 6769700.61
Circuit | BV41_main | strategic_undergrounding_main | 1 | 4002642.62 | 4002642.62 | 0 | 0 | 4585321.82 | 0 | 582679.027
Circuit | BV41_main | distribution_circuit_resiliency | 2 | 1753903.61 | 1753903.61 | 0 | 0 | 6218313 | 0 | 4464409.25
Circuit | BV41_main | strategic_undergrounding_freeway | 3 | 295565.51 | 295565.51 | 0 | 0 | 8171293.08 | 0 | 7875727.43
Circuit | BV42_lateral | strategic_undergrounding_single_or_two_phase_lateral | 1 | 7206935.43 | 7206935.43 | 0 | 0 | 8822116.23 | 0 | 1615180.64
Circuit | BV42_lateral | distribution_circuit_resiliency | 2 | 1104564.3 | 1104564.3 | 0 | 0 | 11276852.6 | 0 | 10172288.2
Circuit | BV42_lateral | strategic_undergrounding_freeway | 3 | 557390.53 | 557390.53 | 0 | 0 | 15291077.8 | 0 | 14733687.1
Circuit | BV42_lateral | strategic_undergrounding_three_phase_lateral | 4 | 259919.45 | 259919.45 | 0 | 0 | 15576186.2 | 0 | 15316266.7
Circuit | BV42_main | strategic_undergrounding_main | 1 | 6310421.71 | 6310421.71 | 0 | 0 | 7615331.69 | 0 | 1304909.83
Circuit | BV42_main | distribution_circuit_resiliency | 2 | 2855470.58 | 2855470.58 | 0 | 0 | 10082348 | 0 | 7226877.27
Circuit | BV42_main | strategic_undergrounding_freeway | 3 | 661639.8 | 661639.8 | 0 | 0 | 13104109.6 | 0 | 12442469.7
Circuit | BV43_lateral | strategic_undergrounding_single_or_two_phase_lateral | 1 | 1998786.75 | 1998786.75 | 0 | 0 | 1998786.89 | 0 | 0
Circuit | BV43_lateral | distribution_circuit_resiliency | 2 | 231977.27 | 231977.27 | 0 | 0 | 2578000.82 | 0 | 2346023.42
Circuit | BV43_lateral | strategic_undergrounding_three_phase_lateral | 3 | 0 | 0 | 0 | 0 | 3942573.6 | 0 | 3942573.6
Circuit | BV43_main | strategic_undergrounding_main | 1 | 1374851.34 | 1374851.34 | 0 | 0 | 1441810.1 | 0 | 66958.6168
Circuit | BV43_main | distribution_circuit_resiliency | 2 | 500900.7 | 500900.7 | 0 | 0 | 2136344.82 | 0 | 1635443.99
Circuit | BV43_main | strategic_undergrounding_freeway | 3 | 33965.15 | 33965.15 | 0 | 0 | 2746196.85 | 0 | 2712231.54
Circuit | BW01_lateral | strategic_undergrounding_single_or_two_phase_lateral | 1 | 87059.17 | 87059.17 | 0 | 0 | 200898.96 | 0 | 113839.632
Circuit | BW01_lateral | strategic_undergrounding_freeway | 2 | 57960.91 | 57960.91 | 0 | 0 | 228598.412 | 0 | 170637.361
Circuit | BW01_lateral | distribution_circuit_resiliency | 3 | 44260.67 | 44260.67 | 0 | 0 | 195806.227 | 0 | 151545.43
Circuit | BW01_main | strategic_undergrounding_main | 1 | 132459.75 | 132459.75 | 0 | 0 | 312653.534 | 0 | 180193.626
Circuit | BW01_main | strategic_undergrounding_freeway | 2 | 91832.09 | 91832.09 | 0 | 0 | 350828.447 | 0 | 258996.197
Circuit | BW01_main | distribution_circuit_resiliency | 3 | 67547.19 | 67547.19 | 0 | 0 | 354260.732 | 0 | 286713.403
Circuit | BW02_lateral | strategic_undergrounding_single_or_two_phase_lateral | 1 | 13576.04 | 13576.04 | 0 | 0 | 13576.1774 | 0 | 0
Circuit | BW02_lateral | distribution_circuit_resiliency | 2 | 8876.92 | 8876.92 | 0 | 0 | 12192.5955 | 0 | 3315.5304
Circuit | BW02_main | strategic_undergrounding_main | 1 | 80691.39 | 80691.39 | 0 | 0 | 80691.5179 | 0 | 0
Circuit | BW02_main | distribution_circuit_resiliency | 2 | 46033.81 | 46033.81 | 0 | 0 | 99891.2999 | 0 | 53857.3666
Circuit | BW03_lateral | strategic_undergrounding_single_or_two_phase_lateral | 1 | 25197.89 | 25197.89 | 0 | 0 | 25198.0306 | 0 | 0
Circuit | BW03_lateral | distribution_circuit_resiliency | 2 | 10893.25 | 10893.25 | 0 | 0 | 24132.076 | 0 | 13238.7182
Circuit | BW03_main | strategic_undergrounding_main | 1 | 37133.77 | 37133.77 | 0 | 0 | 37133.9396 | 0 | 0
Circuit | BW03_main | distribution_circuit_resiliency | 2 | 19493.24 | 19493.24 | 0 | 0 | 48155.173 | 0 | 28661.7958
Circuit | BW04_lateral | strategic_undergrounding_single_or_two_phase_lateral | 1 | 3207.77 | 3207.77 | 0 | 0 | 4465.717 | 0 | 1257.8098
Circuit | BW04_lateral | distribution_circuit_resiliency | 2 | 2219.67 | 2219.67 | 0 | 0 | 4119.1598 | 0 | 1899.3912
Circuit | BW04_lateral | strategic_undergrounding_freeway | 3 | 641.42 | 641.42 | 0 | 0 | 6930.6303 | 0 | 6289.0489
Circuit | BW04_main | strategic_undergrounding_main | 1 | 23712.2 | 23712.2 | 0 | 0 | 23712.3328 | 0 | 0
Circuit | BW04_main | distribution_circuit_resiliency | 2 | 17182.66 | 17182.66 | 0 | 0 | 24729.6635 | 0 | 7546.8586
Circuit | BW04_main | strategic_undergrounding_freeway | 3 | 0 | 0 | 0 | 0 | 46423.6736 | 0 | 46423.6736
Circuit | BW05_lateral | strategic_undergrounding_single_or_two_phase_lateral | 1 | 20139699 | 20139699 | 0 | 0 | 31878745.3 | 0 | 11739046.1
Circuit | BW05_lateral | distribution_circuit_resiliency | 2 | 4425807.51 | 4425807.51 | 0 | 0 | 36322706.5 | 0 | 31896898.9
Circuit | BW05_lateral | strategic_undergrounding_freeway | 3 | 4064230.18 | 4064230.18 | 0 | 0 | 47183915.8 | 0 | 43119685.4
Circuit | BW05_lateral | strategic_undergrounding_three_phase_lateral | 4 | 1928917.87 | 1928917.87 | 0 | 0 | 49237691.2 | 0 | 47308773.1
Circuit | BW05_main | strategic_undergrounding_main | 1 | 23881550.8 | 23881550.8 | 0 | 0 | 31306862.8 | 0 | 7425311.84
Circuit | BW05_main | distribution_circuit_resiliency | 2 | 10530677.8 | 10530677.8 | 0 | 0 | 40438628.9 | 0 | 29907951
Circuit | BW05_main | strategic_undergrounding_freeway | 3 | 3789494.58 | 3789494.58 | 0 | 0 | 50496071.8 | 0 | 46706577.1
Circuit | BW06_lateral | strategic_undergrounding_single_or_two_phase_lateral | 1 | 1954.28 | 1954.28 | 0 | 0 | 1954.4132 | 0 | 0
Circuit | BW06_lateral | distribution_circuit_resiliency | 2 | 1116.91 | 1116.91 | 0 | 0 | 1780.1464 | 0 | 663.1061
Circuit | BW06_main | strategic_undergrounding_main | 1 | 26349.49 | 26349.49 | 0 | 0 | 26349.6288 | 0 | 0
Circuit | BW06_main | distribution_circuit_resiliency | 2 | 14976.21 | 14976.21 | 0 | 0 | 32662.4762 | 0 | 17686.1323
Circuit | BW07_lateral | strategic_undergrounding_three_phase_lateral | 1 | 205895.78 | 205895.78 | 0 | 0 | 250701.862 | 0 | 44805.9267
Circuit | BW07_lateral | strategic_undergrounding_single_or_two_phase_lateral | 2 | 22919.78 | 22919.78 | 0 | 0 | 424368.229 | 0 | 401448.294
Circuit | BW07_lateral | distribution_circuit_resiliency | 3 | 9117.39 | 9117.39 | 0 | 0 | 422947.963 | 0 | 413830.422
Circuit | BW07_main | strategic_undergrounding_main | 1 | 53370.37 | 53370.37 | 0 | 0 | 53370.5127 | 0 | 0
Circuit | BW07_main | distribution_circuit_resiliency | 2 | 29216.72 | 29216.72 | 0 | 0 | 67515.4815 | 0 | 38298.6575
Circuit | BW08_lateral | strategic_undergrounding_single_or_two_phase_lateral | 1 | 18566.8 | 18566.8 | 0 | 0 | 18566.97 | 0 | 0
Circuit | BW08_lateral | distribution_circuit_resiliency | 2 | 9746.56 | 9746.56 | 0 | 0 | 17040.8554 | 0 | 7294.1668
Circuit | BW08_main | strategic_undergrounding_main | 1 | 25197.89 | 25197.89 | 0 | 0 | 25198.0307 | 0 | 0
Circuit | BW08_main | distribution_circuit_resiliency | 2 | 12039.9 | 12039.9 | 0 | 0 | 34187.7786 | 0 | 22147.7514
Circuit | BW09_lateral | strategic_undergrounding_single_or_two_phase_lateral | 1 | 145149.95 | 145149.95 | 0 | 0 | 232440.869 | 0 | 87290.7605
Circuit | BW09_lateral | distribution_circuit_resiliency | 2 | 50054.01 | 50054.01 | 0 | 0 | 252985.612 | 0 | 202931.499
Circuit | BW09_lateral | strategic_undergrounding_freeway | 3 | 44427.21 | 44427.21 | 0 | 0 | 329485.878 | 0 | 285058.538
Circuit | BW09_main | strategic_undergrounding_main | 1 | 147274.4 | 147274.4 | 0 | 0 | 233127.371 | 0 | 85852.8187
Circuit | BW09_main | distribution_circuit_resiliency | 2 | 69074.86 | 69074.86 | 0 | 0 | 287288.347 | 0 | 218213.359
Circuit | BW09_main | strategic_undergrounding_freeway | 3 | 43677.3 | 43677.3 | 0 | 0 | 332850.899 | 0 | 289173.439
Circuit | BW10_lateral | strategic_undergrounding_single_or_two_phase_lateral | 1 | 166867.56 | 166867.56 | 0 | 0 | 176930.201 | 0 | 10062.4782
Circuit | BW10_lateral | strategic_undergrounding_freeway | 2 | 5132.51 | 5132.51 | 0 | 0 | 332290.366 | 0 | 327157.714
Circuit | BW10_lateral | distribution_circuit_resiliency | 3 | 2227.59 | 2227.59 | 0 | 0 | 200614.379 | 0 | 198386.658
Circuit | BW10_main | strategic_undergrounding_main | 1 | 217862.44 | 217862.44 | 0 | 0 | 348820.628 | 0 | 130958.053
Circuit | BW10_main | distribution_circuit_resiliency | 2 | 138881 | 138881 | 0 | 0 | 382187.357 | 0 | 243306.216
Circuit | BW10_main | strategic_undergrounding_freeway | 3 | 66841.44 | 66841.44 | 0 | 0 | 494000.298 | 0 | 427158.699
Circuit | BW11_lateral | strategic_undergrounding_single_or_two_phase_lateral | 1 | 9025.02 | 9025.02 | 0 | 0 | 9025.1895 | 0 | 0
Circuit | BW11_lateral | distribution_circuit_resiliency | 2 | 2774.59 | 2774.59 | 0 | 0 | 8591.993 | 0 | 5817.2823
Circuit | BW11_main | strategic_undergrounding_main | 1 | 16276.14 | 16276.14 | 0 | 0 | 16276.3071 | 0 | 0
Circuit | BW11_main | distribution_circuit_resiliency | 2 | 9044.49 | 9044.49 | 0 | 0 | 20454.8929 | 0 | 11410.2862
Circuit | BW12_lateral | strategic_undergrounding_single_or_two_phase_lateral | 1 | 128630.21 | 128630.21 | 0 | 0 | 133841.617 | 0 | 5211.2356
Circuit | BW12_lateral | distribution_circuit_resiliency | 2 | 63910.23 | 63910.23 | 0 | 0 | 123848.483 | 0 | 59938.1123
Circuit | BW12_lateral | strategic_undergrounding_freeway | 3 | 2652.29 | 2652.29 | 0 | 0 | 255188.14 | 0 | 252535.716
Circuit | BW12_main | strategic_undergrounding_main | 1 | 257502.67 | 257502.67 | 0 | 0 | 385178.116 | 0 | 127675.273
Circuit | BW12_main | distribution_circuit_resiliency | 2 | 111978.91 | 111978.91 | 0 | 0 | 490908.454 | 0 | 378929.426
Circuit | BW12_main | strategic_undergrounding_freeway | 3 | 64984.24 | 64984.24 | 0 | 0 | 570286.713 | 0 | 505302.318
Circuit | BY02_lateral | strategic_undergrounding_single_or_two_phase_lateral | 1 | 2187041.57 | 2187041.57 | 0 | 0 | 2922983.41 | 0 | 735941.684
Circuit | BY02_lateral | strategic_undergrounding_freeway | 2 | 371963.01 | 371963.01 | 0 | 0 | 4698614.24 | 0 | 4326651.08
Circuit | BY02_lateral | distribution_circuit_resiliency | 3 | 362864.93 | 362864.93 | 0 | 0 | 3499225.93 | 0 | 3136360.86
Circuit | BY02_main | strategic_undergrounding_main | 1 | 1229580.73 | 1229580.73 | 0 | 0 | 1240205.61 | 0 | 10624.7287
Circuit | BY02_main | distribution_circuit_resiliency | 2 | 421260.26 | 421260.26 | 0 | 0 | 1899194.71 | 0 | 1477934.3
Circuit | BY02_main | strategic_undergrounding_freeway | 3 | 5369.57 | 5369.57 | 0 | 0 | 2438011.45 | 0 | 2432641.73
Circuit | BY03_lateral | strategic_undergrounding_single_or_two_phase_lateral | 1 | 2738683.87 | 2738683.87 | 0 | 0 | 2876885.05 | 0 | 138201.046
Circuit | BY03_lateral | distribution_circuit_resiliency | 2 | 311922.49 | 311922.49 | 0 | 0 | 3635359.72 | 0 | 3323437.11
Circuit | BY03_lateral | strategic_undergrounding_freeway | 3 | 69470.01 | 69470.01 | 0 | 0 | 5490776.25 | 0 | 5421306.11
Circuit | BY03_lateral | strategic_undergrounding_three_phase_lateral | 4 | 376.07 | 376.07 | 0 | 0 | 5558393.5 | 0 | 5558017.32
Circuit | BY03_main | strategic_undergrounding_main | 1 | 1344159.6 | 1344159.6 | 0 | 0 | 1591882.88 | 0 | 247723.123
Circuit | BY03_main | distribution_circuit_resiliency | 2 | 331065.62 | 331065.62 | 0 | 0 | 2480193.15 | 0 | 2149127.4
Circuit | BY03_main | strategic_undergrounding_freeway | 3 | 125198.78 | 125198.78 | 0 | 0 | 2785339.82 | 0 | 2660140.9
Circuit | BY04_lateral | strategic_undergrounding_single_or_two_phase_lateral | 1 | 624626.38 | 624626.38 | 0 | 0 | 836117.699 | 0 | 211491.179
Circuit | BY04_lateral | strategic_undergrounding_three_phase_lateral | 2 | 106886.09 | 106886.09 | 0 | 0 | 1342787.24 | 0 | 1235901.01
Circuit | BY04_lateral | distribution_circuit_resiliency | 3 | 77271.75 | 77271.75 | 0 | 0 | 970907.647 | 0 | 893635.763
Circuit | BY04_main | strategic_undergrounding_main | 1 | 353453.83 | 353453.83 | 0 | 0 | 353453.991 | 0 | 0
Circuit | BY04_main | distribution_circuit_resiliency | 2 | 103202.79 | 103202.79 | 0 | 0 | 566063.189 | 0 | 462860.268
Circuit | BY05_lateral | strategic_undergrounding_single_or_two_phase_lateral | 1 | 2700927.37 | 2700927.37 | 0 | 0 | 3446893.31 | 0 | 745965.787
Circuit | BY05_lateral | strategic_undergrounding_freeway | 2 | 290230.68 | 290230.68 | 0 | 0 | 5806047.18 | 0 | 5515816.35
Circuit | BY05_lateral | distribution_circuit_resiliency | 3 | 271135.74 | 271135.74 | 0 | 0 | 4304920.07 | 0 | 4033784.21
Circuit | BY05_lateral | strategic_undergrounding_three_phase_lateral | 4 | 86813.28 | 86813.28 | 0 | 0 | 6005047.64 | 0 | 5918234.25
Circuit | BY05_main | strategic_undergrounding_main | 1 | 1518360.8 | 1518360.8 | 0 | 0 | 1518360.94 | 0 | 0
Circuit | BY05_main | distribution_circuit_resiliency | 2 | 409908.47 | 409908.47 | 0 | 0 | 2474846.6 | 0 | 2064937.99
Circuit | BY06_lateral | strategic_undergrounding_single_or_two_phase_lateral | 1 | 3229263.17 | 3229263.17 | 0 | 0 | 3272276.44 | 0 | 43013.1044
Circuit | BY06_lateral | distribution_circuit_resiliency | 2 | 1032013.41 | 1032013.41 | 0 | 0 | 3974389.84 | 0 | 2942376.28
Circuit | BY06_lateral | strategic_undergrounding_freeway | 3 | 21472.34 | 21472.34 | 0 | 0 | 6411761.9 | 0 | 6390289.43
Circuit | BY06_lateral | strategic_undergrounding_three_phase_lateral | 4 | 267.01 | 267.01 | 0 | 0 | 6432512.6 | 0 | 6432245.44
Circuit | BY06_main | strategic_undergrounding_main | 1 | 912982.44 | 912982.44 | 0 | 0 | 957223.401 | 0 | 44240.8217
Circuit | BY06_main | distribution_circuit_resiliency | 2 | 167692.32 | 167692.32 | 0 | 0 | 1634195.94 | 0 | 1466503.5
Circuit | BY06_main | strategic_undergrounding_freeway | 3 | 22360.9 | 22360.9 | 0 | 0 | 1829039.55 | 0 | 1806678.49
Circuit | BY07_lateral | strategic_undergrounding_single_or_two_phase_lateral | 1 | 1729567.42 | 1729567.42 | 0 | 0 | 1913029.27 | 0 | 183461.719
Circuit | BY07_lateral | distribution_circuit_resiliency | 2 | 207735.24 | 207735.24 | 0 | 0 | 2419865.58 | 0 | 2212130.2
Circuit | BY07_lateral | strategic_undergrounding_three_phase_lateral | 3 | 92732.9 | 92732.9 | 0 | 0 | 3514272.29 | 0 | 3421539.23
Circuit | BY07_main | strategic_undergrounding_main | 1 | 782289.44 | 782289.44 | 0 | 0 | 782289.589 | 0 | 0
Circuit | BY07_main | distribution_circuit_resiliency | 2 | 144375.51 | 144375.51 | 0 | 0 | 1361309.73 | 0 | 1216934.09
Circuit | BY08_lateral | strategic_undergrounding_single_or_two_phase_lateral | 1 | 3968307.68 | 3968307.68 | 0 | 0 | 4455268.51 | 0 | 486960.694
Circuit | BY08_lateral | distribution_circuit_resiliency | 2 | 531574.86 | 531574.86 | 0 | 0 | 5313026.04 | 0 | 4781451.05
Circuit | BY08_lateral | strategic_undergrounding_freeway | 3 | 244005.38 | 244005.38 | 0 | 0 | 8103421.43 | 0 | 7859415.9
Circuit | BY08_lateral | strategic_undergrounding_three_phase_lateral | 4 | 2101.95 | 2101.95 | 0 | 0 | 8340153.63 | 0 | 8338051.53
Circuit | BY08_main | strategic_undergrounding_main | 1 | 1922136.55 | 1922136.55 | 0 | 0 | 2247941.05 | 0 | 325804.354
Circuit | BY08_main | strategic_undergrounding_freeway | 2 | 164660.94 | 164660.94 | 0 | 0 | 3969479.34 | 0 | 3804818.27
Circuit | BY08_main | distribution_circuit_resiliency | 3 | 134195.12 | 134195.12 | 0 | 0 | 3957243.46 | 0 | 3823048.21
Circuit | BY09_lateral | strategic_undergrounding_single_or_two_phase_lateral | 1 | 7378545.03 | 7378545.03 | 0 | 0 | 9055133.66 | 0 | 1676588.46
Circuit | BY09_lateral | distribution_circuit_resiliency | 2 | 2826025.69 | 2826025.69 | 0 | 0 | 10175463.9 | 0 | 7349438.06
Circuit | BY09_lateral | strategic_undergrounding_three_phase_lateral | 3 | 521742.44 | 521742.44 | 0 | 0 | 15748091.1 | 0 | 15226348.5
Circuit | BY09_lateral | strategic_undergrounding_freeway | 4 | 325196.74 | 325196.74 | 0 | 0 | 15941241.2 | 0 | 15616044.3
Circuit | BY09_main | strategic_undergrounding_main | 1 | 3223485.13 | 3223485.13 | 0 | 0 | 3697724.81 | 0 | 474239.496
Circuit | BY09_main | distribution_circuit_resiliency | 2 | 1197611.83 | 1197611.83 | 0 | 0 | 5307609.24 | 0 | 4109997.29
Circuit | BY09_main | strategic_undergrounding_freeway | 3 | 239679.85 | 239679.85 | 0 | 0 | 6620549.44 | 0 | 6380869.45
Circuit | BY10_lateral | strategic_undergrounding_single_or_two_phase_lateral | 1 | 14596464.6 | 14596464.6 | 0 | 0 | 24807475 | 0 | 10211010.3
Circuit | BY10_lateral | strategic_undergrounding_freeway | 2 | 5162061.55 | 5162061.55 | 0 | 0 | 34051077.5 | 0 | 28889015.8
Circuit | BY10_lateral | distribution_circuit_resiliency | 3 | 856653.22 | 856653.22 | 0 | 0 | 30367113.6 | 0 | 29510460.2
Circuit | BY10_lateral | strategic_undergrounding_three_phase_lateral | 4 | 0 | 0 | 0 | 0 | 39100026.1 | 0 | 39100026.1
Circuit | BY10_main | strategic_undergrounding_freeway | 1 | 6208154.79 | 6208154.79 | 0 | 0 | 15771648.9 | 0 | 9563493.96
Circuit | BY10_main | strategic_undergrounding_main | 2 | 4834915.37 | 4834915.37 | 0 | 0 | 17115029.4 | 0 | 12280113.9
Circuit | BY10_main | distribution_circuit_resiliency | 3 | 1304224.49 | 1304224.49 | 0 | 0 | 20160059.3 | 0 | 18855834.7
Circuit | BZ01_lateral | strategic_undergrounding_single_or_two_phase_lateral | 1 | 3165091.42 | 3165091.42 | 0 | 0 | 3609862.05 | 0 | 444770.486
Circuit | BZ01_lateral | distribution_circuit_resiliency | 2 | 821846.41 | 821846.41 | 0 | 0 | 4066016.11 | 0 | 3244169.55
Circuit | BZ01_lateral | strategic_undergrounding_freeway | 3 | 158198.28 | 158198.28 | 0 | 0 | 6494863.7 | 0 | 6336665.27
Circuit | BZ01_lateral | strategic_undergrounding_three_phase_lateral | 4 | 68764.07 | 68764.07 | 0 | 0 | 6580775.45 | 0 | 6512011.23
Circuit | BZ01_main | strategic_undergrounding_main | 1 | 1639239.48 | 1639239.48 | 0 | 0 | 2266790.81 | 0 | 627551.181
Circuit | BZ01_main | distribution_circuit_resiliency | 2 | 598617.27 | 598617.27 | 0 | 0 | 3026205.01 | 0 | 2427587.62
Circuit | BZ01_main | strategic_undergrounding_freeway | 3 | 320193.87 | 320193.87 | 0 | 0 | 3532360.28 | 0 | 3212166.25
Circuit | BZ02_lateral | strategic_undergrounding_single_or_two_phase_lateral | 1 | 289209.31 | 289209.31 | 0 | 0 | 354695.52 | 0 | 65486.0503
Circuit | BZ02_lateral | distribution_circuit_resiliency | 2 | 79477.95 | 79477.95 | 0 | 0 | 400469.864 | 0 | 320991.796
Circuit | BZ02_lateral | strategic_undergrounding_freeway | 3 | 23016.95 | 23016.95 | 0 | 0 | 610576.003 | 0 | 587558.9
Circuit | BZ02_lateral | strategic_undergrounding_three_phase_lateral | 4 | 10372.36 | 10372.36 | 0 | 0 | 622730.866 | 0 | 612358.351
Circuit | BZ02_main | strategic_undergrounding_main | 1 | 207261.39 | 207261.39 | 0 | 0 | 424011.398 | 0 | 216749.884
Circuit | BZ02_main | strategic_undergrounding_freeway | 2 | 110508.76 | 110508.76 | 0 | 0 | 517012.449 | 0 | 406503.512
Circuit | BZ02_main | distribution_circuit_resiliency | 3 | 78283.4 | 78283.4 | 0 | 0 | 516723.388 | 0 | 438439.88
Circuit | BZ03_lateral | strategic_undergrounding_single_or_two_phase_lateral | 1 | 8316597.7 | 8316597.7 | 0 | 0 | 13188673.2 | 0 | 4872075.37
Circuit | BZ03_lateral | strategic_undergrounding_freeway | 2 | 2490217.68 | 2490217.68 | 0 | 0 | 18761479.9 | 0 | 16271262.1
Circuit | BZ03_lateral | distribution_circuit_resiliency | 3 | 880838.29 | 880838.29 | 0 | 0 | 15585828.2 | 0 | 14704989.7
Circuit | BZ03_main | strategic_undergrounding_main | 1 | 20034470.1 | 20034470.1 | 0 | 0 | 22404746.6 | 0 | 2370276.41
Circuit | BZ03_main | distribution_circuit_resiliency | 2 | 7594522.58 | 7594522.58 | 0 | 0 | 31303151.4 | 0 | 23708628.7
Circuit | BZ03_main | strategic_undergrounding_freeway | 3 | 1211380.4 | 1211380.4 | 0 | 0 | 40414296 | 0 | 39202915.4
Circuit | BZ04_lateral | strategic_undergrounding_single_or_two_phase_lateral | 1 | 1304317.4 | 1304317.4 | 0 | 0 | 1304317.54 | 0 | 0
Circuit | BZ04_lateral | distribution_circuit_resiliency | 2 | 818899.98 | 818899.98 | 0 | 0 | 1166866.02 | 0 | 347965.893
Circuit | BZ04_main | strategic_undergrounding_main | 1 | 4027997.3 | 4027997.3 | 0 | 0 | 4027997.46 | 0 | 0
Circuit | BZ04_main | distribution_circuit_resiliency | 2 | 1960496.2 | 1960496.2 | 0 | 0 | 5231861.69 | 0 | 3271365.34
Circuit | BZ05_lateral | strategic_undergrounding_single_or_two_phase_lateral | 1 | 4426709.07 | 4426709.07 | 0 | 0 | 7208616.57 | 0 | 2781907.37
Circuit | BZ05_lateral | strategic_undergrounding_three_phase_lateral | 2 | 1414302.4 | 1414302.4 | 0 | 0 | 10099842.1 | 0 | 8685539.55
Circuit | BZ05_lateral | strategic_undergrounding_freeway | 3 | 7649.55 | 7649.55 | 0 | 0 | 11445165.2 | 0 | 11437515.5
Circuit | BZ05_lateral | distribution_circuit_resiliency | 4 | 6179.81 | 6179.81 | 0 | 0 | 7210019.79 | 0 | 7203839.85
Circuit | BZ05_main | strategic_undergrounding_main | 1 | 11107349.6 | 11107349.6 | 0 | 0 | 13826119.2 | 0 | 2718769.36
Circuit | BZ05_main | distribution_circuit_resiliency | 2 | 5048766.92 | 5048766.92 | 0 | 0 | 17626296.3 | 0 | 12577529.2
Circuit | BZ05_main | strategic_undergrounding_freeway | 3 | 1389696.21 | 1389696.21 | 0 | 0 | 23137384.8 | 0 | 21747688.5
Circuit | BZ06_lateral | strategic_undergrounding_single_or_two_phase_lateral | 1 | 75001670.9 | 75001670.9 | 0 | 0 | 87142533.4 | 0 | 12140862.4
Circuit | BZ06_lateral | strategic_undergrounding_freeway | 2 | 6183146.27 | 6183146.27 | 0 | 0 | 153063985 | 0 | 146880838
Circuit | BZ06_lateral | distribution_circuit_resiliency | 3 | 3854890.94 | 3854890.94 | 0 | 0 | 114319306 | 0 | 110464415
Circuit | BZ06_lateral | strategic_undergrounding_three_phase_lateral | 4 | 20438.23 | 20438.23 | 0 | 0 | 158961651 | 0 | 158941212
Circuit | BZ06_main | strategic_undergrounding_main | 1 | 36602561.5 | 36602561.5 | 0 | 0 | 62994649.9 | 0 | 26392088.2
Circuit | BZ06_main | strategic_undergrounding_freeway | 2 | 13457155.9 | 13457155.9 | 0 | 0 | 85131989.5 | 0 | 71674833.5
Circuit | BZ06_main | distribution_circuit_resiliency | 3 | 1672846.16 | 1672846.16 | 0 | 0 | 95801664.4 | 0 | 94128818.1
Circuit | BZ07_lateral | strategic_undergrounding_single_or_two_phase_lateral | 1 | 465824.37 | 465824.37 | 0 | 0 | 465824.513 | 0 | 0
Circuit | BZ07_lateral | distribution_circuit_resiliency | 2 | 140724.06 | 140724.06 | 0 | 0 | 542752.99 | 0 | 402028.808
Circuit | BZ07_main | strategic_undergrounding_main | 1 | 3265063.62 | 3265063.62 | 0 | 0 | 3265063.77 | 0 | 0
Circuit | BZ07_main | distribution_circuit_resiliency | 2 | 2014486.2 | 2014486.2 | 0 | 0 | 3662858.31 | 0 | 1648371.99
Circuit | BZ08_lateral | strategic_undergrounding_single_or_two_phase_lateral | 1 | 35338155.7 | 35338155.7 | 0 | 0 | 36034081 | 0 | 695925.207
Circuit | BZ08_lateral | distribution_circuit_resiliency | 2 | 5714325.06 | 5714325.06 | 0 | 0 | 45411867.4 | 0 | 39697542.1
Circuit | BZ08_lateral | strategic_undergrounding_freeway | 3 | 354838.31 | 354838.31 | 0 | 0 | 69588599.6 | 0 | 69233761.2
Circuit | BZ08_main | strategic_undergrounding_main | 1 | 13471156.7 | 13471156.7 | 0 | 0 | 21550767.3 | 0 | 8079610.52
Circuit | BZ08_main | distribution_circuit_resiliency | 2 | 4623377.17 | 4623377.17 | 0 | 0 | 28192705.6 | 0 | 23569328.3
Circuit | BZ08_main | strategic_undergrounding_freeway | 3 | 4119416.82 | 4119416.82 | 0 | 0 | 30514883.2 | 0 | 26395466.3
Circuit | BZ09_lateral | strategic_undergrounding_single_or_two_phase_lateral | 1 | 17182595 | 17182595 | 0 | 0 | 20922193.3 | 0 | 3739598.17
Circuit | BZ09_lateral | strategic_undergrounding_freeway | 2 | 1779427.57 | 1779427.57 | 0 | 0 | 35657642 | 0 | 33878214.3
Circuit | BZ09_lateral | distribution_circuit_resiliency | 3 | 1687682.93 | 1687682.93 | 0 | 0 | 25614131.3 | 0 | 23926448.2
Circuit | BZ09_lateral | strategic_undergrounding_three_phase_lateral | 4 | 132075.91 | 132075.91 | 0 | 0 | 37233152.2 | 0 | 37101076.1
Circuit | BZ09_main | strategic_undergrounding_main | 1 | 15235963.9 | 15235963.9 | 0 | 0 | 21148310.7 | 0 | 5912346.64
Circuit | BZ09_main | distribution_circuit_resiliency | 2 | 4094054.28 | 4094054.28 | 0 | 0 | 30192035.9 | 0 | 26097981.5
Circuit | BZ09_main | strategic_undergrounding_freeway | 3 | 3020930.61 | 3020930.61 | 0 | 0 | 32833867.3 | 0 | 29812936.6
Circuit | CA01_lateral | strategic_undergrounding_single_or_two_phase_lateral | 1 | 10330297.7 | 10330297.7 | 0 | 0 | 13206781.3 | 0 | 2876483.52
Circuit | CA01_lateral | distribution_circuit_resiliency | 2 | 2140110.06 | 2140110.06 | 0 | 0 | 16036862.1 | 0 | 13896751.9
Circuit | CA01_lateral | strategic_undergrounding_freeway | 3 | 1021638.69 | 1021638.69 | 0 | 0 | 22158659.8 | 0 | 21137021
Circuit | CA01_lateral | strategic_undergrounding_three_phase_lateral | 4 | 442803.63 | 442803.63 | 0 | 0 | 22718847.8 | 0 | 22276044
Circuit | CA01_main | strategic_undergrounding_main | 1 | 6401218.63 | 6401218.63 | 0 | 0 | 7269949 | 0 | 868730.231
Circuit | CA01_main | distribution_circuit_resiliency | 2 | 2449585.44 | 2449585.44 | 0 | 0 | 10318524.6 | 0 | 7868939
Circuit | CA01_main | strategic_undergrounding_freeway | 3 | 442803.63 | 442803.63 | 0 | 0 | 13000095.9 | 0 | 12557292.1
Circuit | CA02_lateral | strategic_undergrounding_single_or_two_phase_lateral | 1 | 18813096 | 18813096 | 0 | 0 | 31827781.3 | 0 | 13014685.1
Circuit | CA02_lateral | strategic_undergrounding_freeway | 2 | 6635184.17 | 6635184.17 | 0 | 0 | 43541247.9 | 0 | 36906063.6
Circuit | CA02_lateral | distribution_circuit_resiliency | 3 | 1902883.81 | 1902883.81 | 0 | 0 | 37938654.1 | 0 | 36035770.2
Circuit | CA02_lateral | strategic_undergrounding_three_phase_lateral | 4 | 3942.33 | 3942.33 | 0 | 0 | 49909234.3 | 0 | 49905291.8
Circuit | CA02_main | strategic_undergrounding_main | 1 | 24195053.7 | 24195053.7 | 0 | 0 | 33237323.2 | 0 | 9042269.3
Circuit | CA02_main | distribution_circuit_resiliency | 2 | 12217809.1 | 12217809.1 | 0 | 0 | 40975789.7 | 0 | 28757980.5
Circuit | CA02_main | strategic_undergrounding_freeway | 3 | 4612694.83 | 4612694.83 | 0 | 0 | 52167931.6 | 0 | 47555236.6
Circuit | CA03_lateral | strategic_undergrounding_single_or_two_phase_lateral | 1 | 1899376.44 | 1899376.44 | 0 | 0 | 1899376.58 | 0 | 0
Circuit | CA03_lateral | distribution_circuit_resiliency | 2 | 355883.27 | 355883.27 | 0 | 0 | 2400082.99 | 0 | 2044199.58
Circuit | CA03_main | strategic_undergrounding_main | 1 | 1886151.59 | 1886151.59 | 0 | 0 | 1886151.75 | 0 | 0
Circuit | CA03_main | distribution_circuit_resiliency | 2 | 707772.58 | 707772.58 | 0 | 0 | 2804488.9 | 0 | 2096716.17
Circuit | CA04_lateral | strategic_undergrounding_single_or_two_phase_lateral | 1 | 656229.88 | 656229.88 | 0 | 0 | 656230.018 | 0 | 0
Circuit | CA04_lateral | distribution_circuit_resiliency | 2 | 11647.81 | 11647.81 | 0 | 0 | 657989.817 | 0 | 646341.893
Circuit | CA04_main | strategic_undergrounding_main | 1 | 2278276.84 | 2278276.84 | 0 | 0 | 2278276.98 | 0 | 0
Circuit | CA04_main | distribution_circuit_resiliency | 2 | 999951.43 | 999951.43 | 0 | 0 | 3202444.71 | 0 | 2202493.16
Circuit | CA05_lateral | strategic_undergrounding_single_or_two_phase_lateral | 1 | 3502013.23 | 3502013.23 | 0 | 0 | 4809501.81 | 0 | 1307488.43
Circuit | CA05_lateral | distribution_circuit_resiliency | 2 | 2671056.52 | 2671056.52 | 0 | 0 | 4452968.61 | 0 | 1781911.97
Circuit | CA05_lateral | strategic_undergrounding_freeway | 3 | 654614.36 | 654614.36 | 0 | 0 | 7551037.68 | 0 | 6896423.17
Circuit | CA05_lateral | strategic_undergrounding_three_phase_lateral | 4 | 11830.24 | 11830.24 | 0 | 0 | 8169322.27 | 0 | 8157491.89
Circuit | CA05_main | strategic_undergrounding_main | 1 | 4731317.27 | 4731317.27 | 0 | 0 | 4731317.42 | 0 | 0
Circuit | CA05_main | distribution_circuit_resiliency | 2 | 1820262.29 | 1820262.29 | 0 | 0 | 6983510.46 | 0 | 5163248.04
Circuit | CA06_lateral | strategic_undergrounding_single_or_two_phase_lateral | 1 | 1029807.26 | 1029807.26 | 0 | 0 | 1029807.4 | 0 | 0
Circuit | CA06_lateral | distribution_circuit_resiliency | 2 | 220223.52 | 220223.52 | 0 | 0 | 1047167.17 | 0 | 826943.51
Circuit | CA06_main | strategic_undergrounding_main | 1 | 1208910.44 | 1208910.44 | 0 | 0 | 1208910.56 | 0 | 0
Circuit | CA06_main | distribution_circuit_resiliency | 2 | 430949.88 | 430949.88 | 0 | 0 | 1827434.48 | 0 | 1396484.46
Circuit | CA07_lateral | strategic_undergrounding_single_or_two_phase_lateral | 1 | 631734.07 | 631734.07 | 0 | 0 | 965452.187 | 0 | 333717.973
Circuit | CA07_lateral | distribution_circuit_resiliency | 2 | 304350.53 | 304350.53 | 0 | 0 | 968287.14 | 0 | 663936.467
Circuit | CA07_lateral | strategic_undergrounding_freeway | 3 | 169820.29 | 169820.29 | 0 | 0 | 1419584.72 | 0 | 1249764.27
Circuit | CA07_main | strategic_undergrounding_main | 1 | 1977774.87 | 1977774.87 | 0 | 0 | 3854128.96 | 0 | 1876353.95
Circuit | CA07_main | strategic_undergrounding_freeway | 2 | 951840.29 | 951840.29 | 0 | 0 | 4902240.31 | 0 | 3950399.87
Circuit | CA07_main | distribution_circuit_resiliency | 3 | 753088.52 | 753088.52 | 0 | 0 | 4825003.17 | 0 | 4071914.52
Circuit | CA08_lateral | strategic_undergrounding_single_or_two_phase_lateral | 1 | 9462103 | 9462103 | 0 | 0 | 15380173.3 | 0 | 5918070.18
Circuit | CA08_lateral | strategic_undergrounding_freeway | 2 | 3000539.53 | 3000539.53 | 0 | 0 | 21617609.7 | 0 | 18617070
Circuit | CA08_lateral | distribution_circuit_resiliency | 3 | 1900975.8 | 1900975.8 | 0 | 0 | 18227431.4 | 0 | 16326455.4
Circuit | CA08_main | strategic_undergrounding_main | 1 | 7714713.58 | 7714713.58 | 0 | 0 | 13105104.9 | 0 | 5390391.18
Circuit | CA08_main | distribution_circuit_resiliency | 2 | 3716964.58 | 3716964.58 | 0 | 0 | 15808494.9 | 0 | 12091530.2
Circuit | CA08_main | strategic_undergrounding_freeway | 3 | 2731890.02 | 2731890.02 | 0 | 0 | 17904475.7 | 0 | 15172585.6
Circuit | CA09_lateral | strategic_undergrounding_single_or_two_phase_lateral | 1 | 2483746.71 | 2483746.71 | 0 | 0 | 2483746.86 | 0 | 0
Circuit | CA09_lateral | distribution_circuit_resiliency | 2 | 1443729.75 | 1443729.75 | 0 | 0 | 2261784.95 | 0 | 818055.105
Circuit | CA09_main | strategic_undergrounding_main | 1 | 2025540.27 | 2025540.27 | 0 | 0 | 2025540.41 | 0 | 0
Circuit | CA09_main | distribution_circuit_resiliency | 2 | 1001665.26 | 1001665.26 | 0 | 0 | 2703229.51 | 0 | 1701564.11
Circuit | CB01_lateral | strategic_undergrounding_single_or_two_phase_lateral | 1 | 1432950.84 | 1432950.84 | 0 | 0 | 1433443.23 | 0 | 492.2495
Circuit | CB01_lateral | distribution_circuit_resiliency | 2 | 141937.91 | 141937.91 | 0 | 0 | 2011696.25 | 0 | 1869758.2
Circuit | CB01_lateral | strategic_undergrounding_three_phase_lateral | 3 | 248.01 | 248.01 | 0 | 0 | 2841796.23 | 0 | 2841548.07
Circuit | CB01_main | strategic_undergrounding_main | 1 | 1055050.4 | 1055050.4 | 0 | 0 | 1055050.54 | 0 | 0
Circuit | CB01_main | distribution_circuit_resiliency | 2 | 262187.15 | 262187.15 | 0 | 0 | 1752556.84 | 0 | 1490369.56
Circuit | CB02_lateral | strategic_undergrounding_single_or_two_phase_lateral | 1 | 2160325.38 | 2160325.38 | 0 | 0 | 2167225.74 | 0 | 6900.2131
Circuit | CB02_lateral | distribution_circuit_resiliency | 2 | 7308.29 | 7308.29 | 0 | 0 | 3240261.69 | 0 | 3232953.27
Circuit | CB02_lateral | strategic_undergrounding_three_phase_lateral | 3 | 3484.27 | 3484.27 | 0 | 0 | 4284553.64 | 0 | 4281069.24
Circuit | CB02_main | strategic_undergrounding_main | 1 | 1235222.17 | 1235222.17 | 0 | 0 | 1235222.31 | 0 | 0
Circuit | CB02_main | distribution_circuit_resiliency | 2 | 254003.14 | 254003.14 | 0 | 0 | 2119160.85 | 0 | 1865157.59
Circuit | CB03_lateral | strategic_undergrounding_single_or_two_phase_lateral | 1 | 1277734.62 | 1277734.62 | 0 | 0 | 1277734.79 | 0 | 0
Circuit | CB03_lateral | distribution_circuit_resiliency | 2 | 161576.17 | 161576.17 | 0 | 0 | 1593719.13 | 0 | 1432142.84
Circuit | CB03_main | strategic_undergrounding_main | 1 | 1265283.94 | 1265283.94 | 0 | 0 | 1265284.12 | 0 | 0
Circuit | CB03_main | distribution_circuit_resiliency | 2 | 448981.95 | 448981.95 | 0 | 0 | 1927010.89 | 0 | 1478028.81
Circuit | CB04_lateral | strategic_undergrounding_single_or_two_phase_lateral | 1 | 146271.64 | 146271.64 | 0 | 0 | 146271.79 | 0 | 0
Circuit | CB04_lateral | distribution_circuit_resiliency | 2 | 30804.96 | 30804.96 | 0 | 0 | 147389.372 | 0 | 116584.274
Circuit | CB04_main | strategic_undergrounding_main | 1 | 357170.23 | 357170.23 | 0 | 0 | 357170.391 | 0 | 0
Circuit | CB04_main | distribution_circuit_resiliency | 2 | 134679.17 | 134679.17 | 0 | 0 | 533740.329 | 0 | 399061.058
Circuit | CB05_lateral | strategic_undergrounding_single_or_two_phase_lateral | 1 | 717009.45 | 717009.45 | 0 | 0 | 717009.579 | 0 | 0
Circuit | CB05_lateral | distribution_circuit_resiliency | 2 | 95187.42 | 95187.42 | 0 | 0 | 892984.421 | 0 | 797796.874
Circuit | CB05_main | strategic_undergrounding_main | 1 | 362582.14 | 362582.14 | 0 | 0 | 362582.257 | 0 | 0
Circuit | CB05_main | distribution_circuit_resiliency | 2 | 41980.42 | 41980.42 | 0 | 0 | 664621.121 | 0 | 622640.549
Circuit | CB06_lateral | strategic_undergrounding_single_or_two_phase_lateral | 1 | 1165405.8 | 1165405.8 | 0 | 0 | 1250736.28 | 0 | 85330.3402
Circuit | CB06_lateral | distribution_circuit_resiliency | 2 | 78386.67 | 78386.67 | 0 | 0 | 1718541.62 | 0 | 1640154.82
Circuit | CB06_lateral | strategic_undergrounding_three_phase_lateral | 3 | 43022.84 | 43022.84 | 0 | 0 | 2354337.64 | 0 | 2311314.66
Circuit | CB06_main | strategic_undergrounding_main | 1 | 670614 | 670614 | 0 | 0 | 670614.171 | 0 | 0
Circuit | CB06_main | distribution_circuit_resiliency | 2 | 132428.36 | 132428.36 | 0 | 0 | 1158282.08 | 0 | 1025853.56
Circuit | CB07_lateral | strategic_undergrounding_single_or_two_phase_lateral | 1 | 6909781.86 | 6909781.86 | 0 | 0 | 6909782.02 | 0 | 0
Circuit | CB07_lateral | distribution_circuit_resiliency | 2 | 682869.81 | 682869.81 | 0 | 0 | 9186359.22 | 0 | 8503489.25
Circuit | CB07_lateral | strategic_undergrounding_three_phase_lateral | 3 | 0 | 0 | 0 | 0 | 13704834.1 | 0 | 13704834.1
Circuit | CB07_main | strategic_undergrounding_main | 1 | 5889252.32 | 5889252.32 | 0 | 0 | 5889252.49 | 0 | 0
Circuit | CB07_main | distribution_circuit_resiliency | 2 | 1320737.43 | 1320737.43 | 0 | 0 | 9966816.24 | 0 | 8646078.71
Circuit | CB08_lateral | strategic_undergrounding_single_or_two_phase_lateral | 1 | 1481077.33 | 1481077.33 | 0 | 0 | 1481077.48 | 0 | 0
Circuit | CB08_lateral | distribution_circuit_resiliency | 2 | 173194.41 | 173194.41 | 0 | 0 | 1993319.39 | 0 | 1820124.86
Circuit | CB08_main | strategic_undergrounding_main | 1 | 643039.55 | 643039.55 | 0 | 0 | 643039.715 | 0 | 0
Circuit | CB08_main | distribution_circuit_resiliency | 2 | 122582.42 | 122582.42 | 0 | 0 | 1116348.27 | 0 | 993765.723
Circuit | CB09_lateral | strategic_undergrounding_single_or_two_phase_lateral | 1 | 2115523.28 | 2115523.28 | 0 | 0 | 2115523.45 | 0 | 0
Circuit | CB09_lateral | distribution_circuit_resiliency | 2 | 259019.55 | 259019.55 | 0 | 0 | 2730232.1 | 0 | 2471212.42
Circuit | CB09_main | strategic_undergrounding_main | 1 | 1667585.56 | 1667585.56 | 0 | 0 | 1799907.48 | 0 | 132321.774
Circuit | CB09_main | distribution_circuit_resiliency | 2 | 542450.19 | 542450.19 | 0 | 0 | 2736096.45 | 0 | 2193646.13
Circuit | CB09_main | strategic_undergrounding_freeway | 3 | 66780.84 | 66780.84 | 0 | 0 | 3373704.68 | 0 | 3306923.71
Circuit | CB10_lateral | strategic_undergrounding_single_or_two_phase_lateral | 1 | 2726103.76 | 2726103.76 | 0 | 0 | 2726103.91 | 0 | 0
Circuit | CB10_lateral | distribution_circuit_resiliency | 2 | 609979.78 | 609979.78 | 0 | 0 | 3444506.63 | 0 | 2834526.74
Circuit | CB10_main | strategic_undergrounding_main | 1 | 2214304.55 | 2214304.55 | 0 | 0 | 2214304.68 | 0 | 0
Circuit | CB10_main | distribution_circuit_resiliency | 2 | 828797.58 | 828797.58 | 0 | 0 | 3316896.16 | 0 | 2488098.45
Circuit | CB11_lateral | strategic_undergrounding_single_or_two_phase_lateral | 1 | 399534.16 | 399534.16 | 0 | 0 | 399534.323 | 0 | 0
Circuit | CB11_lateral | distribution_circuit_resiliency | 2 | 13103.32 | 13103.32 | 0 | 0 | 492253.538 | 0 | 479150.087
Circuit | CB11_main | strategic_undergrounding_main | 1 | 382649.24 | 382649.24 | 0 | 0 | 382649.374 | 0 | 0
Circuit | CB11_main | distribution_circuit_resiliency | 2 | 29902.26 | 29902.26 | 0 | 0 | 720226.881 | 0 | 690324.495
Circuit | CB12_lateral | strategic_undergrounding_single_or_two_phase_lateral | 1 | 1578893.55 | 1578893.55 | 0 | 0 | 1580941.41 | 0 | 2047.7564
Circuit | CB12_lateral | distribution_circuit_resiliency | 2 | 567611.11 | 567611.11 | 0 | 0 | 1921689.06 | 0 | 1354077.81
Circuit | CB12_lateral | strategic_undergrounding_three_phase_lateral | 3 | 1032.19 | 1032.19 | 0 | 0 | 3122667.8 | 0 | 3121635.48
Circuit | CB12_main | strategic_undergrounding_main | 1 | 486645.08 | 486645.08 | 0 | 0 | 486645.257 | 0 | 0
Circuit | CB12_main | distribution_circuit_resiliency | 2 | 77930.39 | 77930.39 | 0 | 0 | 863712.453 | 0 | 785781.908
Circuit | CC01_lateral | strategic_undergrounding_single_or_two_phase_lateral | 1 | 2654746.3 | 2654746.3 | 0 | 0 | 2930283.57 | 0 | 275537.113
Circuit | CC01_lateral | distribution_circuit_resiliency | 2 | 447677.59 | 447677.59 | 0 | 0 | 3802793.15 | 0 | 3355115.4
Circuit | CC01_lateral | strategic_undergrounding_three_phase_lateral | 3 | 139919.32 | 139919.32 | 0 | 0 | 5363182.29 | 0 | 5223262.81
Circuit | CC01_main | strategic_undergrounding_main | 1 | 2420948.58 | 2420948.58 | 0 | 0 | 2420948.72 | 0 | 0
Circuit | CC01_main | distribution_circuit_resiliency | 2 | 535581.44 | 535581.44 | 0 | 0 | 4079666.52 | 0 | 3544084.96
Circuit | CC02_lateral | strategic_undergrounding_single_or_two_phase_lateral | 1 | 2985995.45 | 2985995.45 | 0 | 0 | 2990292.92 | 0 | 4297.3361
Circuit | CC02_lateral | distribution_circuit_resiliency | 2 | 356525.93 | 356525.93 | 0 | 0 | 4200451.01 | 0 | 3843924.95
Circuit | CC02_lateral | strategic_undergrounding_three_phase_lateral | 3 | 2186.28 | 2186.28 | 0 | 0 | 5871044.17 | 0 | 5868857.72
Circuit | CC02_main | strategic_undergrounding_main | 1 | 1471814.44 | 1471814.44 | 0 | 0 | 1471814.6 | 0 | 0
Circuit | CC02_main | distribution_circuit_resiliency | 2 | 277228.31 | 277228.31 | 0 | 0 | 2539584.48 | 0 | 2262356.02
Circuit | CC03_lateral | strategic_undergrounding_single_or_two_phase_lateral | 1 | 10724117.3 | 10724117.3 | 0 | 0 | 12316497.6 | 0 | 1592380.13
Circuit | CC03_lateral | distribution_circuit_resiliency | 2 | 2840784.68 | 2840784.68 | 0 | 0 | 14159835.1 | 0 | 11319050.3
Circuit | CC03_lateral | strategic_undergrounding_three_phase_lateral | 3 | 809513.74 | 809513.74 | 0 | 0 | 21897350.4 | 0 | 21087836.5
Circuit | CC03_main | strategic_undergrounding_main | 1 | 6967011.83 | 6967011.83 | 0 | 0 | 6967011.97 | 0 | 0
Circuit | CC03_main | distribution_circuit_resiliency | 2 | 2582206.83 | 2582206.83 | 0 | 0 | 10409257.4 | 0 | 7827050.49
Circuit | CC04_lateral | strategic_undergrounding_single_or_two_phase_lateral | 1 | 2358227.23 | 2358227.23 | 0 | 0 | 2619999.15 | 0 | 261771.781
Circuit | CC04_lateral | distribution_circuit_resiliency | 2 | 486376.16 | 486376.16 | 0 | 0 | 2988219.78 | 0 | 2501843.48
Circuit | CC04_lateral | strategic_undergrounding_three_phase_lateral | 3 | 132968.34 | 132968.34 | 0 | 0 | 4774576.38 | 0 | 4641607.88
Circuit | CC04_main | strategic_undergrounding_main | 1 | 1524487.03 | 1524487.03 | 0 | 0 | 1524487.18 | 0 | 0
Circuit | CC04_main | distribution_circuit_resiliency | 2 | 600358.78 | 600358.78 | 0 | 0 | 2233592.25 | 0 | 1633233.34
Circuit | CD01_lateral | strategic_undergrounding_single_or_two_phase_lateral | 1 | 2590485.37 | 2590485.37 | 0 | 0 | 2590485.52 | 0 | 0
Circuit | CD01_lateral | distribution_circuit_resiliency | 2 | 1653138.3 | 1653138.3 | 0 | 0 | 2358966.09 | 0 | 705827.657
Circuit | CD01_main | strategic_undergrounding_main | 1 | 3653750.56 | 3653750.56 | 0 | 0 | 3653750.73 | 0 | 0
Circuit | CD01_main | distribution_circuit_resiliency | 2 | 1689813.93 | 1689813.93 | 0 | 0 | 4831472.37 | 0 | 3141658.28
Circuit | CD02_lateral | strategic_undergrounding_single_or_two_phase_lateral | 1 | 6243045.22 | 6243045.22 | 0 | 0 | 7163935.39 | 0 | 920890.023
Circuit | CD02_lateral | distribution_circuit_resiliency | 2 | 1320265.15 | 1320265.15 | 0 | 0 | 8495819.53 | 0 | 7175554.23
Circuit | CD02_lateral | strategic_undergrounding_three_phase_lateral | 3 | 470625.74 | 470625.74 | 0 | 0 | 12680774.1 | 0 | 12210148.2
Circuit | CD02_main | strategic_undergrounding_main | 1 | 4865606.1 | 4865606.1 | 0 | 0 | 4865606.24 | 0 | 0
Circuit | CD02_main | distribution_circuit_resiliency | 2 | 1385513.12 | 1385513.12 | 0 | 0 | 7639076.31 | 0 | 6253563.05
Circuit | CD03_lateral | strategic_undergrounding_single_or_two_phase_lateral | 1 | 624992.51 | 624992.51 | 0 | 0 | 677868.083 | 0 | 52875.402
Circuit | CD03_lateral | distribution_circuit_resiliency | 2 | 101852.16 | 101852.16 | 0 | 0 | 866557.53 | 0 | 764705.231
Circuit | CD03_lateral | strategic_undergrounding_three_phase_lateral | 3 | 27031.56 | 27031.56 | 0 | 0 | 1249477.14 | 0 | 1222445.41
Circuit | CD03_main | strategic_undergrounding_main | 1 | 558339.42 | 558339.42 | 0 | 0 | 558339.543 | 0 | 0
Circuit | CD03_main | distribution_circuit_resiliency | 2 | 206912.83 | 206912.83 | 0 | 0 | 812812.444 | 0 | 605899.477
Circuit | CD04_lateral | strategic_undergrounding_single_or_two_phase_lateral | 1 | 3240184.03 | 3240184.03 | 0 | 0 | 4572613.91 | 0 | 1332429.72
Circuit | CD04_lateral | distribution_circuit_resiliency | 2 | 598339.57 | 598339.57 | 0 | 0 | 5568664.69 | 0 | 4970324.96
Circuit | CD04_lateral | strategic_undergrounding_three_phase_lateral | 3 | 412540.37 | 412540.37 | 0 | 0 | 7277598.43 | 0 | 6865057.92
Circuit | CD04_lateral | strategic_undergrounding_freeway | 4 | 268453.18 | 268453.18 | 0 | 0 | 7415412.91 | 0 | 7146959.6
Circuit | CD04_main | strategic_undergrounding_main | 1 | 2525842.69 | 2525842.69 | 0 | 0 | 2777556.18 | 0 | 251713.334
Circuit | CD04_main | distribution_circuit_resiliency | 2 | 1105049.53 | 1105049.53 | 0 | 0 | 3709339.18 | 0 | 2604289.51
Circuit | CD04_main | strategic_undergrounding_freeway | 3 | 128585.88 | 128585.88 | 0 | 0 | 5073959.48 | 0 | 4945373.46
Circuit | CD05_lateral | strategic_undergrounding_single_or_two_phase_lateral | 1 | 3944935.81 | 3944935.81 | 0 | 0 | 4935382.49 | 0 | 990446.532
Circuit | CD05_lateral | strategic_undergrounding_freeway | 2 | 394600.48 | 394600.48 | 0 | 0 | 8341046.82 | 0 | 7946446.2
Circuit | CD05_lateral | distribution_circuit_resiliency | 3 | 242558.91 | 242558.91 | 0 | 0 | 6511786.68 | 0 | 6269227.65
Circuit | CD05_lateral | strategic_undergrounding_three_phase_lateral | 4 | 112211 | 112211 | 0 | 0 | 8610715.67 | 0 | 8498504.53
Circuit | CD05_main | strategic_undergrounding_main | 1 | 2896628.14 | 2896628.14 | 0 | 0 | 3284020.5 | 0 | 387392.2
Circuit | CD05_main | distribution_circuit_resiliency | 2 | 785509.93 | 785509.93 | 0 | 0 | 4992091.91 | 0 | 4206581.83
Circuit | CD05_main | strategic_undergrounding_freeway | 3 | 198196.13 | 198196.13 | 0 | 0 | 5871887.2 | 0 | 5673690.93
Circuit | CD06_lateral | strategic_undergrounding_single_or_two_phase_lateral | 1 | 9950818.31 | 9950818.31 | 0 | 0 | 17234686.4 | 0 | 7283867.91
Circuit | CD06_lateral | strategic_undergrounding_three_phase_lateral | 2 | 3019796.62 | 3019796.62 | 0 | 0 | 23870478.2 | 0 | 20850681.5
Circuit | CD06_lateral | distribution_circuit_resiliency | 3 | 706814.9 | 706814.9 | 0 | 0 | 21423127.6 | 0 | 20716312.5
Circuit | CD06_lateral | strategic_undergrounding_freeway | 4 | 704196.27 | 704196.27 | 0 | 0 | 26084012.7 | 0 | 25379816.2
Circuit | CD06_main | strategic_undergrounding_main | 1 | 10194162.3 | 10194162.3 | 0 | 0 | 11489925.6 | 0 | 1295763.17
Circuit | CD06_main | distribution_circuit_resiliency | 2 | 3265986 | 3265986 | 0 | 0 | 16806204.8 | 0 | 13540218.7
Circuit | CD06_main | strategic_undergrounding_freeway | 3 | 662475.48 | 662475.48 | 0 | 0 | 20611024.3 | 0 | 19948548.6
Circuit | CD07_lateral | strategic_undergrounding_single_or_two_phase_lateral | 1 | 755105.86 | 755105.86 | 0 | 0 | 1424736.09 | 0 | 669630.055
Circuit | CD07_lateral | strategic_undergrounding_three_phase_lateral | 2 | 214600.71 | 214600.71 | 0 | 0 | 1942253.54 | 0 | 1727652.7
Circuit | CD07_lateral | strategic_undergrounding_freeway | 3 | 127835.75 | 127835.75 | 0 | 0 | 2025037.39 | 0 | 1897201.48
Circuit | CD07_lateral | distribution_circuit_resiliency | 4 | 75981.34 | 75981.34 | 0 | 0 | 1640102.08 | 0 | 1564120.6
Circuit | CD07_main | strategic_undergrounding_main | 1 | 517604.91 | 517604.91 | 0 | 0 | 781643.115 | 0 | 264038.077
Circuit | CD07_main | distribution_circuit_resiliency | 2 | 144872.78 | 144872.78 | 0 | 0 | 1079729.3 | 0 | 934856.384
Circuit | CD07_main | strategic_undergrounding_freeway | 3 | 134995.95 | 134995.95 | 0 | 0 | 1147118.95 | 0 | 1012122.84
Circuit | CD08_lateral | strategic_undergrounding_single_or_two_phase_lateral | 1 | 4829177.31 | 4829177.31 | 0 | 0 | 7556534.6 | 0 | 2727357.11
Circuit | CD08_lateral | strategic_undergrounding_three_phase_lateral | 2 | 1343112.52 | 1343112.52 | 0 | 0 | 10912922 | 0 | 9569809.29
Circuit | CD08_lateral | distribution_circuit_resiliency | 3 | 415747.18 | 415747.18 | 0 | 0 | 9407084.1 | 0 | 8991336.78
Circuit | CD08_lateral | strategic_undergrounding_freeway | 4 | 51160.38 | 51160.38 | 0 | 0 | 12147882 | 0 | 12096721.5
Circuit | CD08_main | strategic_undergrounding_main | 1 | 2882087.61 | 2882087.61 | 0 | 0 | 4271982.33 | 0 | 1389894.56
Circuit | CD08_main | distribution_circuit_resiliency | 2 | 742730.2 | 742730.2 | 0 | 0 | 6018861.95 | 0 | 5276131.59
Circuit | CD08_main | strategic_undergrounding_freeway | 3 | 710633.62 | 710633.62 | 0 | 0 | 6347522.97 | 0 | 5636889.21
Circuit | CD09_lateral | strategic_undergrounding_single_or_two_phase_lateral | 1 | 41440873.9 | 41440873.9 | 0 | 0 | 64600685.6 | 0 | 23159811.5
Circuit | CD09_lateral | strategic_undergrounding_three_phase_lateral | 2 | 11780893.2 | 11780893.2 | 0 | 0 | 92948098.9 | 0 | 81167205.5
Circuit | CD09_lateral | distribution_circuit_resiliency | 3 | 6962647.33 | 6962647.33 | 0 | 0 | 78930504.9 | 0 | 71967857.4
Circuit | CD09_lateral | strategic_undergrounding_freeway | 4 | 58022.74 | 58022.74 | 0 | 0 | 104158072 | 0 | 104100049
Circuit | CD09_main | strategic_undergrounding_main | 1 | 25766548.2 | 25766548.2 | 0 | 0 | 25993516 | 0 | 226967.627
Circuit | CD09_main | distribution_circuit_resiliency | 2 | 5412273.15 | 5412273.15 | 0 | 0 | 43284173.6 | 0 | 37871900.3
Circuit | CD09_main | strategic_undergrounding_freeway | 3 | 116045.62 | 116045.62 | 0 | 0 | 50516722.1 | 0 | 50400676.3
Circuit | CD10_lateral | strategic_undergrounding_single_or_two_phase_lateral | 1 | 1250229.66 | 1250229.66 | 0 | 0 | 1678994.53 | 0 | 428764.726
Circuit | CD10_lateral | distribution_circuit_resiliency | 2 | 189430.79 | 189430.79 | 0 | 0 | 2063580.54 | 0 | 1874149.63
Circuit | CD10_lateral | strategic_undergrounding_three_phase_lateral | 3 | 170997.45 | 170997.45 | 0 | 0 | 2709848.38 | 0 | 2538850.77
Circuit | CD10_lateral | strategic_undergrounding_freeway | 4 | 48318.24 | 48318.24 | 0 | 0 | 2826966.35 | 0 | 2778647.95
Circuit | CD10_main | strategic_undergrounding_main | 1 | 694682.72 | 694682.72 | 0 | 0 | 744886.655 | 0 | 50203.758
Circuit | CD10_main | distribution_circuit_resiliency | 2 | 101055.93 | 101055.93 | 0 | 0 | 1271917.82 | 0 | 1170861.77
Circuit | CD10_main | strategic_undergrounding_freeway | 3 | 25678.14 | 25678.14 | 0 | 0 | 1384678.1 | 0 | 1358999.8
Circuit | CD11_lateral | strategic_undergrounding_single_or_two_phase_lateral | 1 | 3789989.25 | 3789989.25 | 0 | 0 | 6682974.7 | 0 | 2892985.27
Circuit | CD11_lateral | strategic_undergrounding_three_phase_lateral | 2 | 771723.5 | 771723.5 | 0 | 0 | 9546468.92 | 0 | 8774745.27
Circuit | CD11_lateral | strategic_undergrounding_freeway | 3 | 708206.14 | 708206.14 | 0 | 0 | 9606156.68 | 0 | 8897950.35
Circuit | CD11_lateral | distribution_circuit_resiliency | 4 | 586464.73 | 586464.73 | 0 | 0 | 7415653.99 | 0 | 6829189.1
Circuit | CD11_main | strategic_undergrounding_main | 1 | 2486269.82 | 2486269.82 | 0 | 0 | 3151585.17 | 0 | 665315.217
Circuit | CD11_main | distribution_circuit_resiliency | 2 | 544048.25 | 544048.25 | 0 | 0 | 4793202.61 | 0 | 4249154.23
Circuit | CD11_main | strategic_undergrounding_freeway | 3 | 340350.68 | 340350.68 | 0 | 0 | 5203985.65 | 0 | 4863634.8
Circuit | CD12_lateral | strategic_undergrounding_single_or_two_phase_lateral | 1 | 10703052.8 | 10703052.8 | 0 | 0 | 13877277.4 | 0 | 3174224.41
Circuit | CD12_lateral | strategic_undergrounding_freeway | 2 | 1164848.76 | 1164848.76 | 0 | 0 | 23001290.4 | 0 | 21836441.5
Circuit | CD12_lateral | distribution_circuit_resiliency | 3 | 1096844.73 | 1096844.73 | 0 | 0 | 17818150.8 | 0 | 16721306
Circuit | CD12_lateral | strategic_undergrounding_three_phase_lateral | 4 | 456653.81 | 456653.81 | 0 | 0 | 23679366.8 | 0 | 23222712.9
Circuit | CD12_main | strategic_undergrounding_main | 1 | 6229534.77 | 6229534.77 | 0 | 0 | 6229534.92 | 0 | 0
Circuit | CD12_main | distribution_circuit_resiliency | 2 | 1994833.32 | 1994833.32 | 0 | 0 | 9483540.27 | 0 | 7488706.81
Circuit | CE01_lateral | strategic_undergrounding_single_or_two_phase_lateral | 1 | 364633.84 | 364633.84 | 0 | 0 | 364633.984 | 0 | 0
Circuit | CE01_lateral | distribution_circuit_resiliency | 2 | 7840.86 | 7840.86 | 0 | 0 | 363951.415 | 0 | 356110.421
Circuit | CE01_main | strategic_undergrounding_main | 1 | 2179982.11 | 2179982.11 | 0 | 0 | 2179982.27 | 0 | 0
Circuit | CE01_main | distribution_circuit_resiliency | 2 | 931671.36 | 931671.36 | 0 | 0 | 3101479.54 | 0 | 2169808.04
Circuit | CE02_lateral | strategic_undergrounding_single_or_two_phase_lateral | 1 | 729021.57 | 729021.57 | 0 | 0 | 729021.731 | 0 | 0
Circuit | CE02_lateral | distribution_circuit_resiliency | 2 | 222705.86 | 222705.86 | 0 | 0 | 845598.54 | 0 | 622892.552
Circuit | CE02_main | strategic_undergrounding_main | 1 | 3109030.59 | 3109030.59 | 0 | 0 | 3109030.74 | 0 | 0
Circuit | CE02_main | distribution_circuit_resiliency | 2 | 1259104.17 | 1259104.17 | 0 | 0 | 4509731.51 | 0 | 3250627.2
Circuit | CE03_lateral | strategic_undergrounding_single_or_two_phase_lateral | 1 | 2160267.68 | 2160267.68 | 0 | 0 | 2250213.09 | 0 | 89945.2614
Circuit | CE03_lateral | distribution_circuit_resiliency | 2 | 655306.93 | 655306.93 | 0 | 0 | 2592173.28 | 0 | 1936866.22
Circuit | CE03_lateral | strategic_undergrounding_three_phase_lateral | 3 | 45773.13 | 45773.13 | 0 | 0 | 4293515.85 | 0 | 4247742.59
Circuit | CE03_main | strategic_undergrounding_main | 1 | 3412563.58 | 3412563.58 | 0 | 0 | 3412563.72 | 0 | 0
Circuit | CE03_main | distribution_circuit_resiliency | 2 | 1333984.95 | 1333984.95 | 0 | 0 | 5009546.85 | 0 | 3675561.78
Circuit | CE04_lateral | strategic_undergrounding_single_or_two_phase_lateral | 1 | 180415.33 | 180415.33 | 0 | 0 | 180415.467 | 0 | 0
Circuit | CE04_lateral | distribution_circuit_resiliency | 2 | 61268.54 | 61268.54 | 0 | 0 | 217188.523 | 0 | 155919.858
Circuit | CE04_main | strategic_undergrounding_main | 1 | 588338.71 | 588338.71 | 0 | 0 | 588338.854 | 0 | 0
Circuit | CE04_main | distribution_circuit_resiliency | 2 | 243849.62 | 243849.62 | 0 | 0 | 846217.295 | 0 | 602367.552
Circuit | CE05_lateral | strategic_undergrounding_single_or_two_phase_lateral | 1 | 337385.25 | 337385.25 | 0 | 0 | 337385.414 | 0 | 0
Circuit | CE05_lateral | distribution_circuit_resiliency | 2 | 179786.38 | 179786.38 | 0 | 0 | 310481.042 | 0 | 130694.544
Circuit | CE05_main | strategic_undergrounding_main | 1 | 863533.45 | 863533.45 | 0 | 0 | 863533.618 | 0 | 0
Circuit | CE05_main | distribution_circuit_resiliency | 2 | 443680.23 | 443680.23 | 0 | 0 | 1132435.6 | 0 | 688755.26
Circuit | CE06_lateral | strategic_undergrounding_single_or_two_phase_lateral | 1 | 241575.17 | 241575.17 | 0 | 0 | 241575.315 | 0 | 0
Circuit | CE06_lateral | distribution_circuit_resiliency | 2 | 89262.84 | 89262.84 | 0 | 0 | 228073.496 | 0 | 138810.531
Circuit | CE06_main | strategic_undergrounding_main | 1 | 504171.18 | 504171.18 | 0 | 0 | 504171.327 | 0 | 0
Circuit | CE06_main | distribution_circuit_resiliency | 2 | 200993.22 | 200993.22 | 0 | 0 | 735853.818 | 0 | 534860.466
Circuit | CE07_lateral | strategic_undergrounding_single_or_two_phase_lateral | 1 | 484184.94 | 484184.94 | 0 | 0 | 486561.425 | 0 | 2376.3587
Circuit | CE07_lateral | distribution_circuit_resiliency | 2 | 209184.85 | 209184.85 | 0 | 0 | 496408.365 | 0 | 287223.37
Circuit | CE07_lateral | strategic_undergrounding_three_phase_lateral | 3 | 1206.2 | 1206.2 | 0 | 0 | 955152.016 | 0 | 953945.667
Circuit | CE07_main | strategic_undergrounding_main | 1 | 2942262.3 | 2942262.3 | 0 | 0 | 2942262.47 | 0 | 0
Circuit | CE07_main | distribution_circuit_resiliency | 2 | 1199455.99 | 1199455.99 | 0 | 0 | 4260898.23 | 0 | 3061442.1
Circuit | CE08_lateral | strategic_undergrounding_single_or_two_phase_lateral | 1 | 525445.89 | 525445.89 | 0 | 0 | 525446.033 | 0 | 0
Circuit | CE08_lateral | distribution_circuit_resiliency | 2 | 79790.39 | 79790.39 | 0 | 0 | 702660.461 | 0 | 622869.925
Circuit | CE08_main | strategic_undergrounding_main | 1 | 1658286.14 | 1658286.14 | 0 | 0 | 1739539.25 | 0 | 81252.9642
Circuit | CE08_main | distribution_circuit_resiliency | 2 | 709828.74 | 709828.74 | 0 | 0 | 2439479.55 | 0 | 1729650.67
Circuit | CE08_main | strategic_undergrounding_freeway | 3 | 41315.03 | 41315.03 | 0 | 0 | 3307648.88 | 0 | 3266333.71
Circuit | CE09_lateral | strategic_undergrounding_single_or_two_phase_lateral | 1 | 394807.48 | 394807.48 | 0 | 0 | 394807.617 | 0 | 0
Circuit | CE09_lateral | distribution_circuit_resiliency | 2 | 56534.89 | 56534.89 | 0 | 0 | 492766.273 | 0 | 436231.29
Circuit | CE09_main | strategic_undergrounding_main | 1 | 667722.51 | 667722.51 | 0 | 0 | 667722.659 | 0 | 0
Circuit | CE09_main | distribution_circuit_resiliency | 2 | 253216.65 | 253216.65 | 0 | 0 | 989970.459 | 0 | 736753.671
Circuit | CE10_lateral | strategic_undergrounding_single_or_two_phase_lateral | 1 | 616114.38 | 616114.38 | 0 | 0 | 617920.554 | 0 | 1806.0288
Circuit | CE10_lateral | distribution_circuit_resiliency | 2 | 137098.68 | 137098.68 | 0 | 0 | 722197.079 | 0 | 585098.272
Circuit | CE10_lateral | strategic_undergrounding_three_phase_lateral | 3 | 918.9 | 918.9 | 0 | 0 | 1211965.52 | 0 | 1211046.43
Circuit | CE10_main | strategic_undergrounding_main | 1 | 1242352.04 | 1242352.04 | 0 | 0 | 1242352.18 | 0 | 0
Circuit | CE10_main | distribution_circuit_resiliency | 2 | 622378.87 | 622378.87 | 0 | 0 | 1649271.95 | 0 | 1026892.97
Circuit | CE11_lateral | strategic_undergrounding_single_or_two_phase_lateral | 1 | 200278.67 | 200278.67 | 0 | 0 | 203807.803 | 0 | 3528.9883
Circuit | CE11_lateral | distribution_circuit_resiliency | 2 | 54234.73 | 54234.73 | 0 | 0 | 219921.525 | 0 | 165686.678
Circuit | CE11_lateral | strategic_undergrounding_three_phase_lateral | 3 | 1791.29 | 1791.29 | 0 | 0 | 396204.273 | 0 | 394412.796
Circuit | CE11_main | strategic_undergrounding_main | 1 | 377818.04 | 377818.04 | 0 | 0 | 377818.202 | 0 | 0
Circuit | CE11_main | distribution_circuit_resiliency | 2 | 142353.5 | 142353.5 | 0 | 0 | 561960.851 | 0 | 419607.235
Circuit | CE12_lateral | strategic_undergrounding_single_or_two_phase_lateral | 1 | 1702422.17 | 1702422.17 | 0 | 0 | 1702422.3 | 0 | 0
Circuit | CE12_lateral | distribution_circuit_resiliency | 2 | 298843.52 | 298843.52 | 0 | 0 | 1655547.97 | 0 | 1356704.32
Circuit | CE12_main | strategic_undergrounding_main | 1 | 8615141.82 | 8615141.82 | 0 | 0 | 8615141.97 | 0 | 0
Circuit | CE12_main | distribution_circuit_resiliency | 2 | 3362787.28 | 3362787.28 | 0 | 0 | 12650625.3 | 0 | 9287837.89
Circuit | CE13_lateral | strategic_undergrounding_single_or_two_phase_lateral | 1 | 492578.33 | 492578.33 | 0 | 0 | 571704.932 | 0 | 79126.4486
Circuit | CE13_lateral | strategic_undergrounding_freeway | 2 | 40136.74 | 40136.74 | 0 | 0 | 1010886.72 | 0 | 970749.814
Circuit | CE13_lateral | distribution_circuit_resiliency | 3 | 1842.12 | 1842.12 | 0 | 0 | 571415.235 | 0 | 569572.979
Circuit | CE13_main | strategic_undergrounding_main | 1 | 1594702.54 | 1594702.54 | 0 | 0 | 2265040.27 | 0 | 670337.599
Circuit | CE13_main | distribution_circuit_resiliency | 2 | 561332.62 | 561332.62 | 0 | 0 | 3094115.62 | 0 | 2532782.86
Circuit | CE13_main | strategic_undergrounding_freeway | 3 | 339814.57 | 339814.57 | 0 | 0 | 3483160.49 | 0 | 3143345.76
Circuit | CG01_lateral | strategic_undergrounding_single_or_two_phase_lateral | 1 | 971634.21 | 971634.21 | 0 | 0 | 1186792.86 | 0 | 215158.505
Circuit | CG01_lateral | distribution_circuit_resiliency | 2 | 221554.66 | 221554.66 | 0 | 0 | 1438329.86 | 0 | 1216775.06
Circuit | CG01_lateral | strategic_undergrounding_freeway | 3 | 108749.25 | 108749.25 | 0 | 0 | 2020884.06 | 0 | 1912134.65
Circuit | CG01_lateral | strategic_undergrounding_three_phase_lateral | 4 | 632.06 | 632.06 | 0 | 0 | 2125438.18 | 0 | 2124805.97
Circuit | CG01_main | strategic_undergrounding_main | 1 | 1386889.47 | 1386889.47 | 0 | 0 | 1572521.06 | 0 | 185631.433
Circuit | CG01_main | distribution_circuit_resiliency | 2 | 570791.3 | 570791.3 | 0 | 0 | 2177074.2 | 0 | 1606282.78
Circuit | CG01_main | strategic_undergrounding_freeway | 3 | 94382.74 | 94382.74 | 0 | 0 | 2822428.73 | 0 | 2728045.84
Circuit | CG02_lateral | strategic_undergrounding_single_or_two_phase_lateral | 1 | 4017076.15 | 4017076.15 | 0 | 0 | 4017896.18 | 0 | 819.8551
Circuit | CG02_lateral | distribution_circuit_resiliency | 2 | 458733.62 | 458733.62 | 0 | 0 | 5043929.13 | 0 | 4585195.36
Circuit | CG02_lateral | strategic_undergrounding_three_phase_lateral | 3 | 417.24 | 417.24 | 0 | 0 | 7902320.89 | 0 | 7901903.49
Circuit | CG02_main | strategic_undergrounding_main | 1 | 1944694.51 | 1944694.51 | 0 | 0 | 1944694.65 | 0 | 0
Circuit | CG02_main | distribution_circuit_resiliency | 2 | 497729.57 | 497729.57 | 0 | 0 | 3187598.51 | 0 | 2689868.81
Circuit | CG03_lateral | strategic_undergrounding_single_or_two_phase_lateral | 1 | 5423515.31 | 5423515.31 | 0 | 0 | 5446075.7 | 0 | 22560.2416
Circuit | CG03_lateral | distribution_circuit_resiliency | 2 | 1868369.73 | 1868369.73 | 0 | 0 | 5896093.32 | 0 | 4027723.43
Circuit | CG03_lateral | strategic_undergrounding_three_phase_lateral | 3 | 11482.51 | 11482.51 | 0 | 0 | 10674938.8 | 0 | 10663456.1
Circuit | CG03_main | strategic_undergrounding_main | 1 | 2389197.05 | 2389197.05 | 0 | 0 | 2389197.2 | 0 | 0
Circuit | CG03_main | distribution_circuit_resiliency | 2 | 827963.26 | 827963.26 | 0 | 0 | 3642006.66 | 0 | 2814043.27
Circuit | CG04_lateral | strategic_undergrounding_single_or_two_phase_lateral | 1 | 1860410.31 | 1860410.31 | 0 | 0 | 2097517.75 | 0 | 237107.294
Circuit | CG04_lateral | distribution_circuit_resiliency | 2 | 148290.59 | 148290.59 | 0 | 0 | 2766690.41 | 0 | 2618399.7
Circuit | CG04_lateral | strategic_undergrounding_three_phase_lateral | 3 | 120682 | 120682 | 0 | 0 | 3789170.79 | 0 | 3668488.64
Circuit | CG04_main | strategic_undergrounding_main | 1 | 910914.63 | 910914.63 | 0 | 0 | 910914.795 | 0 | 0
Circuit | CG04_main | distribution_circuit_resiliency | 2 | 373473.67 | 373473.67 | 0 | 0 | 1313190.76 | 0 | 939716.957
Circuit | CG05_lateral | strategic_undergrounding_single_or_two_phase_lateral | 1 | 6682803.84 | 6682803.84 | 0 | 0 | 6682804.01 | 0 | 0
Circuit | CG05_lateral | distribution_circuit_resiliency | 2 | 1611856.51 | 1611856.51 | 0 | 0 | 7463127.55 | 0 | 5851270.87
Circuit | CG05_main | strategic_undergrounding_main | 1 | 8751972.97 | 8751972.97 | 0 | 0 | 8751973.11 | 0 | 0
Circuit | CG05_main | distribution_circuit_resiliency | 2 | 2715661.99 | 2715661.99 | 0 | 0 | 13719696.8 | 0 | 11004034.7
Circuit | CG06_lateral | strategic_undergrounding_single_or_two_phase_lateral | 1 | 2150148.45 | 2150148.45 | 0 | 0 | 2150148.6 | 0 | 0
Circuit | CG06_lateral | distribution_circuit_resiliency | 2 | 585150.12 | 585150.12 | 0 | 0 | 2503345.16 | 0 | 1918194.93
Circuit | CG06_main | strategic_undergrounding_main | 1 | 1470787.82 | 1470787.82 | 0 | 0 | 1470787.96 | 0 | 0
Circuit | CG06_main | distribution_circuit_resiliency | 2 | 334430.32 | 334430.32 | 0 | 0 | 2470521.77 | 0 | 2136091.35
Circuit | CG07_lateral | strategic_undergrounding_single_or_two_phase_lateral | 1 | 323898.81 | 323898.81 | 0 | 0 | 419030.741 | 0 | 95131.7933
Circuit | CG07_lateral | distribution_circuit_resiliency | 2 | 75671.67 | 75671.67 | 0 | 0 | 457579.061 | 0 | 381907.256
Circuit | CG07_lateral | strategic_undergrounding_three_phase_lateral | 3 | 47648.87 | 47648.87 | 0 | 0 | 685625.337 | 0 | 637976.292
Circuit | CG07_lateral | strategic_undergrounding_freeway | 4 | 770.55 | 770.55 | 0 | 0 | 730849.775 | 0 | 730079.078
Circuit | CG07_main | strategic_undergrounding_main | 1 | 285863.21 | 285863.21 | 0 | 0 | 483051.723 | 0 | 197188.359
Circuit | CG07_main | distribution_circuit_resiliency | 2 | 108179.97 | 108179.97 | 0 | 0 | 621142.978 | 0 | 512962.881
Circuit | CG07_main | strategic_undergrounding_freeway | 3 | 100344.62 | 100344.62 | 0 | 0 | 662046.508 | 0 | 561701.755
Circuit | CG08_lateral | strategic_undergrounding_single_or_two_phase_lateral | 1 | 22175265.2 | 22175265.2 | 0 | 0 | 22181211.4 | 0 | 5946.0033
Circuit | CG08_lateral | distribution_circuit_resiliency | 2 | 4365097.93 | 4365097.93 | 0 | 0 | 28546659.3 | 0 | 24181561.2
Circuit | CG08_lateral | strategic_undergrounding_freeway | 3 | 3022.66 | 3022.66 | 0 | 0 | 43491728.6 | 0 | 43488705.8
Circuit | CG08_main | strategic_undergrounding_main | 1 | 16372100.2 | 16372100.2 | 0 | 0 | 16383992.3 | 0 | 11892.0067
Circuit | CG08_main | distribution_circuit_resiliency | 2 | 3981160.64 | 3981160.64 | 0 | 0 | 27025901.7 | 0 | 23044740.9
Circuit | CG08_main | strategic_undergrounding_freeway | 3 | 6045.43 | 6045.43 | 0 | 0 | 32093883 | 0 | 32087837.4
Circuit | CK01_lateral | strategic_undergrounding_single_or_two_phase_lateral | 1 | 385888.92 | 385888.92 | 0 | 0 | 636689.159 | 0 | 250800.087
Circuit | CK01_lateral | strategic_undergrounding_three_phase_lateral | 2 | 127939.25 | 127939.25 | 0 | 0 | 883744.168 | 0 | 755804.746
Circuit | CK01_lateral | distribution_circuit_resiliency | 3 | 69921.21 | 69921.21 | 0 | 0 | 625773.171 | 0 | 555851.813
Circuit | CK01_main | strategic_undergrounding_main | 1 | 1415406.43 | 1415406.43 | 0 | 0 | 1415406.58 | 0 | 0
Circuit | CK01_main | distribution_circuit_resiliency | 2 | 538596.17 | 538596.17 | 0 | 0 | 2088843.87 | 0 | 1550247.59
Circuit | CK02_lateral | strategic_undergrounding_single_or_two_phase_lateral | 1 | 673394.06 | 673394.06 | 0 | 0 | 673394.201 | 0 | 0
Circuit | CK02_lateral | distribution_circuit_resiliency | 2 | 550.43 | 550.43 | 0 | 0 | 986878.005 | 0 | 986327.443
Circuit | CK02_main | strategic_undergrounding_main | 1 | 1830044.94 | 1830044.94 | 0 | 0 | 1830045.08 | 0 | 0
Circuit | CK02_main | distribution_circuit_resiliency | 2 | 799350.44 | 799350.44 | 0 | 0 | 2577856.05 | 0 | 1778505.51
Circuit | CK03_lateral | strategic_undergrounding_single_or_two_phase_lateral | 1 | 139783.87 | 139783.87 | 0 | 0 | 332757.784 | 0 | 192973.806
Circuit | CK03_lateral | distribution_circuit_resiliency | 2 | 118730.68 | 118730.68 | 0 | 0 | 314292.695 | 0 | 195561.909
Circuit | CK03_lateral | strategic_undergrounding_freeway | 3 | 98994.77 | 98994.77 | 0 | 0 | 371746.673 | 0 | 272751.751
Circuit | CK03_main | strategic_undergrounding_main | 1 | 2661076.36 | 2661076.36 | 0 | 0 | 3689238.63 | 0 | 1028162.11
Circuit | CK03_main | distribution_circuit_resiliency | 2 | 1372107.18 | 1372107.18 | 0 | 0 | 4505859.74 | 0 | 3133752.43
Circuit | CK03_main | strategic_undergrounding_freeway | 3 | 524873.26 | 524873.26 | 0 | 0 | 5736902.78 | 0 | 5212029.39
Circuit | CK04_lateral | strategic_undergrounding_three_phase_lateral | 1 | 200577.78 | 200577.78 | 0 | 0 | 457489.996 | 0 | 256912.053
Circuit | CK04_lateral | strategic_undergrounding_freeway | 2 | 77654.64 | 77654.64 | 0 | 0 | 573332.579 | 0 | 495677.805
Circuit | CK04_lateral | strategic_undergrounding_single_or_two_phase_lateral | 3 | 53702.95 | 53702.95 | 0 | 0 | 596922.716 | 0 | 543219.589
Circuit | CK04_lateral | distribution_circuit_resiliency | 4 | 0 | 0 | 0 | 0 | 596922.716 | 0 | 596922.716
Circuit | CK04_main | strategic_undergrounding_main | 1 | 2390417.44 | 2390417.44 | 0 | 0 | 3021526.01 | 0 | 631108.402
Circuit | CK04_main | distribution_circuit_resiliency | 2 | 988618.08 | 988618.08 | 0 | 0 | 4054358.76 | 0 | 3065740.56
Circuit | CK04_main | strategic_undergrounding_freeway | 3 | 322878.5 | 322878.5 | 0 | 0 | 4987578.37 | 0 | 4664699.7
Circuit | CK05_lateral | strategic_undergrounding_single_or_two_phase_lateral | 1 | 465926.72 | 465926.72 | 0 | 0 | 465926.864 | 0 | 0
Circuit | CK05_lateral | distribution_circuit_resiliency | 2 | 6606.63 | 6606.63 | 0 | 0 | 557860.346 | 0 | 551253.603
Circuit | CK05_main | strategic_undergrounding_main | 1 | 3177592.49 | 3177592.49 | 0 | 0 | 3177592.64 | 0 | 0
Circuit | CK05_main | distribution_circuit_resiliency | 2 | 1352931.5 | 1352931.5 | 0 | 0 | 4514007.7 | 0 | 3161076.08
Circuit | CK06_lateral | strategic_undergrounding_single_or_two_phase_lateral | 1 | 361518 | 361518 | 0 | 0 | 560210.207 | 0 | 198692.055
Circuit | CK06_lateral | distribution_circuit_resiliency | 2 | 112393.81 | 112393.81 | 0 | 0 | 561505.88 | 0 | 449111.925
Circuit | CK06_lateral | strategic_undergrounding_three_phase_lateral | 3 | 101604.67 | 101604.67 | 0 | 0 | 809220.964 | 0 | 707616.141
Circuit | CK06_main | strategic_undergrounding_main | 1 | 2846372.7 | 2846372.7 | 0 | 0 | 2846372.84 | 0 | 0
Circuit | CK06_main | distribution_circuit_resiliency | 2 | 1258337.91 | 1258337.91 | 0 | 0 | 3982199.35 | 0 | 2723861.3
Circuit | CK07_lateral | strategic_undergrounding_single_or_two_phase_lateral | 1 | 668976.63 | 668976.63 | 0 | 0 | 668976.783 | 0 | 0
Circuit | CK07_lateral | distribution_circuit_resiliency | 2 | 233438.11 | 233438.11 | 0 | 0 | 829354.418 | 0 | 595916.181
Circuit | CK07_main | strategic_undergrounding_main | 1 | 829378.27 | 829378.27 | 0 | 0 | 829378.45 | 0 | 0
Circuit | CK07_main | distribution_circuit_resiliency | 2 | 532393.18 | 532393.18 | 0 | 0 | 951641.249 | 0 | 419247.911
Circuit | CK08_lateral | strategic_undergrounding_single_or_two_phase_lateral | 1 | 304287.3 | 304287.3 | 0 | 0 | 304287.451 | 0 | 0
Circuit | CK08_lateral | distribution_circuit_resiliency | 2 | 185953.29 | 185953.29 | 0 | 0 | 286275.297 | 0 | 100321.884
Circuit | CK08_main | strategic_undergrounding_main | 1 | 1052340.89 | 1052340.89 | 0 | 0 | 1052341.05 | 0 | 0
Circuit | CK08_main | distribution_circuit_resiliency | 2 | 487693.01 | 487693.01 | 0 | 0 | 1446762.25 | 0 | 959069.121
Circuit | CL01_lateral | strategic_undergrounding_single_or_two_phase_lateral | 1 | 587772.29 | 587772.29 | 0 | 0 | 638490.78 | 0 | 50718.3471
Circuit | CL01_lateral | distribution_circuit_resiliency | 2 | 156493.06 | 156493.06 | 0 | 0 | 616968.018 | 0 | 460474.816
Circuit | CL01_lateral | strategic_undergrounding_three_phase_lateral | 3 | 25696.32 | 25696.32 | 0 | 0 | 1185417.45 | 0 | 1159720.99
Circuit | CL01_main | strategic_undergrounding_main | 1 | 305794.03 | 305794.03 | 0 | 0 | 305794.188 | 0 | 0
Circuit | CL01_main | distribution_circuit_resiliency | 2 | 94512.27 | 94512.27 | 0 | 0 | 482111.426 | 0 | 387599.028
Circuit | CL03_lateral | strategic_undergrounding_single_or_two_phase_lateral | 1 | 2940714.16 | 2940714.16 | 0 | 0 | 3118794.08 | 0 | 178079.758
Circuit | CL03_lateral | distribution_circuit_resiliency | 2 | 492390.56 | 492390.56 | 0 | 0 | 3543179.42 | 0 | 3050788.74
Circuit | CL03_lateral | strategic_undergrounding_freeway | 3 | 86359.65 | 86359.65 | 0 | 0 | 5901715.22 | 0 | 5815355.42
Circuit | CL03_lateral | strategic_undergrounding_three_phase_lateral | 4 | 3781.45 | 3781.45 | 0 | 0 | 5982274.39 | 0 | 5978492.77
Circuit | CL03_main | strategic_undergrounding_main | 1 | 1298121.56 | 1298121.56 | 0 | 0 | 1378200.37 | 0 | 80078.6605
Circuit | CL03_main | distribution_circuit_resiliency | 2 | 327759.23 | 327759.23 | 0 | 0 | 2222941.95 | 0 | 1895182.6
Circuit | CL03_main | strategic_undergrounding_freeway | 3 | 40534.82 | 40534.82 | 0 | 0 | 2605647.94 | 0 | 2565112.96
Circuit | CL04_lateral | strategic_undergrounding_single_or_two_phase_lateral | 1 | 70844.35 | 70844.35 | 0 | 0 | 70844.5262 | 0 | 0
Circuit | CL04_lateral | distribution_circuit_resiliency | 2 | 35430.97 | 35430.97 | 0 | 0 | 65260.3543 | 0 | 29829.2743
Circuit | CL04_main | strategic_undergrounding_main | 1 | 133698.95 | 133698.95 | 0 | 0 | 133699.069 | 0 | 0
Circuit | CL04_main | distribution_circuit_resiliency | 2 | 51536 | 51536 | 0 | 0 | 197707.984 | 0 | 146171.867
Circuit | CL05_lateral | strategic_undergrounding_single_or_two_phase_lateral | 1 | 3183251.21 | 3183251.21 | 0 | 0 | 3183251.37 | 0 | 0
Circuit | CL05_lateral | distribution_circuit_resiliency | 2 | 427451.81 | 427451.81 | 0 | 0 | 4095738.23 | 0 | 3668286.3
Circuit | CL05_main | strategic_undergrounding_main | 1 | 1554354.29 | 1554354.29 | 0 | 0 | 1554354.48 | 0 | 0
Circuit | CL05_main | distribution_circuit_resiliency | 2 | 253493.01 | 253493.01 | 0 | 0 | 2741959.77 | 0 | 2488466.64
Circuit | CL06_lateral | strategic_undergrounding_single_or_two_phase_lateral | 1 | 1527217.59 | 1527217.59 | 0 | 0 | 1607130.84 | 0 | 79913.0836
Circuit | CL06_lateral | distribution_circuit_resiliency | 2 | 104281.73 | 104281.73 | 0 | 0 | 1885107.13 | 0 | 1780825.28
Circuit | CL06_lateral | strategic_undergrounding_freeway | 3 | 35545.08 | 35545.08 | 0 | 0 | 3062426.55 | 0 | 3026881.29
Circuit | CL06_lateral | strategic_undergrounding_three_phase_lateral | 4 | 4909.29 | 4909.29 | 0 | 0 | 3092319.26 | 0 | 3087409.83
Circuit | CL06_main | strategic_undergrounding_main | 1 | 301409.32 | 301409.32 | 0 | 0 | 307192.362 | 0 | 5782.8903
Circuit | CL06_main | strategic_undergrounding_freeway | 2 | 2927.12 | 2927.12 | 0 | 0 | 598017.181 | 0 | 595089.924
Circuit | CL06_main | distribution_circuit_resiliency | 3 | 1060.13 | 1060.13 | 0 | 0 | 599510.001 | 0 | 598449.746
Circuit | CL07_lateral | strategic_undergrounding_single_or_two_phase_lateral | 1 | 1838761.55 | 1838761.55 | 0 | 0 | 2672677.47 | 0 | 833915.763
Circuit | CL07_lateral | strategic_undergrounding_freeway | 2 | 422403.67 | 422403.67 | 0 | 0 | 4052513.79 | 0 | 3630109.96
Circuit | CL07_lateral | distribution_circuit_resiliency | 3 | 196481.29 | 196481.29 | 0 | 0 | 3107710.33 | 0 | 2911228.88
Circuit | CL07_main | strategic_undergrounding_main | 1 | 1574026.74 | 1574026.74 | 0 | 0 | 1580336.47 | 0 | 6309.577
Circuit | CL07_main | distribution_circuit_resiliency | 2 | 252618.87 | 252618.87 | 0 | 0 | 2789068.95 | 0 | 2536449.95
Circuit | CL07_main | strategic_undergrounding_freeway | 3 | 3195.82 | 3195.82 | 0 | 0 | 3110662.66 | 0 | 3107466.67
Circuit | CL08_lateral | strategic_undergrounding_single_or_two_phase_lateral | 1 | 82009.32 | 82009.32 | 0 | 0 | 138334.452 | 0 | 56324.9985
Circuit | CL08_lateral | strategic_undergrounding_three_phase_lateral | 2 | 28549.81 | 28549.81 | 0 | 0 | 190444.841 | 0 | 161894.852
Circuit | CL08_lateral | distribution_circuit_resiliency | 3 | 18967.6 | 18967.6 | 0 | 0 | 156735.998 | 0 | 137768.275
Circuit | CL08_main | strategic_undergrounding_main | 1 | 94766.58 | 94766.58 | 0 | 0 | 94766.7425 | 0 | 0
Circuit | CL08_main | distribution_circuit_resiliency | 2 | 40714.98 | 40714.98 | 0 | 0 | 134545.525 | 0 | 93830.4254
Circuit | CL09_lateral | strategic_undergrounding_single_or_two_phase_lateral | 1 | 709536.83 | 709536.83 | 0 | 0 | 710476.483 | 0 | 939.486
Circuit | CL09_lateral | distribution_circuit_resiliency | 2 | 115022.67 | 115022.67 | 0 | 0 | 811570.925 | 0 | 696548.147
Circuit | CL09_lateral | strategic_undergrounding_three_phase_lateral | 3 | 475.42 | 475.42 | 0 | 0 | 1402188.75 | 0 | 1401713.19
Circuit | CL09_main | strategic_undergrounding_main | 1 | 450232.12 | 450232.12 | 0 | 0 | 450232.265 | 0 | 0
Circuit | CL09_main | distribution_circuit_resiliency | 2 | 115271.16 | 115271.16 | 0 | 0 | 740986.474 | 0 | 625715.218
Circuit | CR01_lateral | strategic_undergrounding_single_or_two_phase_lateral | 1 | 4177503.52 | 4177503.52 | 0 | 0 | 5295344.9 | 0 | 1117841.2
Circuit | CR01_lateral | distribution_circuit_resiliency | 2 | 588447.78 | 588447.78 | 0 | 0 | 5954205.12 | 0 | 5365757.21
Circuit | CR01_lateral | strategic_undergrounding_three_phase_lateral | 3 | 293412.3 | 293412.3 | 0 | 0 | 9087813.66 | 0 | 8794401.18
Circuit | CR01_lateral | strategic_undergrounding_freeway | 4 | 272465.85 | 272465.85 | 0 | 0 | 9107861.31 | 0 | 8835395.33
Circuit | CR01_main | strategic_undergrounding_main | 1 | 1852664.29 | 1852664.29 | 0 | 0 | 2344165.95 | 0 | 491501.498
Circuit | CR01_main | distribution_circuit_resiliency | 2 | 457936.46 | 457936.46 | 0 | 0 | 3562481.28 | 0 | 3104544.72
Circuit | CR01_main | strategic_undergrounding_freeway | 3 | 248721.47 | 248721.47 | 0 | 0 | 3909721.33 | 0 | 3660999.73
Circuit | CR02_lateral | strategic_undergrounding_single_or_two_phase_lateral | 1 | 670272.28 | 670272.28 | 0 | 0 | 1098772.61 | 0 | 428500.194
Circuit | CR02_lateral | distribution_circuit_resiliency | 2 | 255777.41 | 255777.41 | 0 | 0 | 1059419.78 | 0 | 803642.253
Circuit | CR02_lateral | strategic_undergrounding_three_phase_lateral | 3 | 216841.62 | 216841.62 | 0 | 0 | 1543837.34 | 0 | 1326995.58
Circuit | CR02_lateral | strategic_undergrounding_freeway | 4 | 1847.4 | 1847.4 | 0 | 0 | 1750041.38 | 0 | 1748193.82
Circuit | CR02_main | strategic_undergrounding_main | 1 | 738128.96 | 738128.96 | 0 | 0 | 746094.882 | 0 | 7965.7618
Circuit | CR02_main | distribution_circuit_resiliency | 2 | 343641.79 | 343641.79 | 0 | 0 | 1023581.56 | 0 | 679939.634
Circuit | CR02_main | strategic_undergrounding_freeway | 3 | 4030.89 | 4030.89 | 0 | 0 | 1461112.39 | 0 | 1457081.36
Circuit | CR03_lateral | strategic_undergrounding_single_or_two_phase_lateral | 1 | 3330376.39 | 3330376.39 | 0 | 0 | 3390703.54 | 0 | 60326.9657
Circuit | CR03_lateral | strategic_undergrounding_three_phase_lateral | 2 | 30739.8 | 30739.8 | 0 | 0 | 6612539.44 | 0 | 6581799.45
Circuit | CR03_lateral | distribution_circuit_resiliency | 3 | 29761.11 | 29761.11 | 0 | 0 | 4333649.46 | 0 | 4303888.21
Circuit | CR03_main | strategic_undergrounding_main | 1 | 1048972 | 1048972 | 0 | 0 | 1482178.63 | 0 | 433206.479
Circuit | CR03_main | distribution_circuit_resiliency | 2 | 338174.06 | 338174.06 | 0 | 0 | 2071496.78 | 0 | 1733322.6
Circuit | CR03_main | strategic_undergrounding_freeway | 3 | 219221.55 | 219221.55 | 0 | 0 | 2294302.47 | 0 | 2075080.73
Circuit | CR04_lateral | strategic_undergrounding_single_or_two_phase_lateral | 1 | 2541184.47 | 2541184.47 | 0 | 0 | 2570057.87 | 0 | 28873.2481
Circuit | CR04_lateral | distribution_circuit_resiliency | 2 | 227788.5 | 227788.5 | 0 | 0 | 3265277.82 | 0 | 3037489.2
Circuit | CR04_lateral | strategic_undergrounding_freeway | 3 | 9082.43 | 9082.43 | 0 | 0 | 5039573.98 | 0 | 5030491.37
Circuit | CR04_lateral | strategic_undergrounding_three_phase_lateral | 4 | 5528.39 | 5528.39 | 0 | 0 | 5043043.14 | 0 | 5037514.59
Circuit | CR04_main | strategic_undergrounding_main | 1 | 784657.93 | 784657.93 | 0 | 0 | 809629.548 | 0 | 24971.4578
Circuit | CR04_main | distribution_circuit_resiliency | 2 | 98208.15 | 98208.15 | 0 | 0 | 1449008.06 | 0 | 1350799.79
Circuit | CR04_main | strategic_undergrounding_freeway | 3 | 12636.53 | 12636.53 | 0 | 0 | 1563208.12 | 0 | 1550571.45
Circuit | CR05_lateral | strategic_undergrounding_single_or_two_phase_lateral | 1 | 1209645.14 | 1209645.14 | 0 | 0 | 1524158.16 | 0 | 314512.893
Circuit | CR05_lateral | distribution_circuit_resiliency | 2 | 283999.66 | 283999.66 | 0 | 0 | 1678023.1 | 0 | 1394023.31
Circuit | CR05_lateral | strategic_undergrounding_freeway | 3 | 150022.82 | 150022.82 | 0 | 0 | 2558708.08 | 0 | 2408685.12
Circuit | CR05_lateral | strategic_undergrounding_three_phase_lateral | 4 | 9241.5 | 9241.5 | 0 | 0 | 2695938.45 | 0 | 2686696.84
Circuit | CR05_main | strategic_undergrounding_main | 1 | 785143.86 | 785143.86 | 0 | 0 | 1381304.16 | 0 | 596160.15
Circuit | CR05_main | strategic_undergrounding_freeway | 2 | 301879.14 | 301879.14 | 0 | 0 | 1852388.6 | 0 | 1550509.3
Circuit | CR05_main | distribution_circuit_resiliency | 3 | 212187.87 | 212187.87 | 0 | 0 | 1873647.73 | 0 | 1661459.75
Circuit | CR06_lateral | strategic_undergrounding_single_or_two_phase_lateral | 1 | 1449427.3 | 1449427.3 | 0 | 0 | 3613848.22 | 0 | 2164420.77
Circuit | CR06_lateral | strategic_undergrounding_freeway | 2 | 1010586.07 | 1010586.07 | 0 | 0 | 4041399.35 | 0 | 3030813.15
Circuit | CR06_lateral | distribution_circuit_resiliency | 3 | 313632.65 | 313632.65 | 0 | 0 | 3958278 | 0 | 3644645.24
Circuit | CR06_lateral | strategic_undergrounding_three_phase_lateral | 4 | 85819.42 | 85819.42 | 0 | 0 | 4942219.71 | 0 | 4856400.12
Circuit | CR06_main | strategic_undergrounding_main | 1 | 896036.96 | 896036.96 | 0 | 0 | 1899405.29 | 0 | 1003368.18
Circuit | CR06_main | strategic_undergrounding_freeway | 2 | 508264.55 | 508264.55 | 0 | 0 | 2277319.15 | 0 | 1769054.45
Circuit | CR06_main | distribution_circuit_resiliency | 3 | 127251.39 | 127251.39 | 0 | 0 | 2608807.11 | 0 | 2481555.58
Circuit | CR07_lateral | strategic_undergrounding_single_or_two_phase_lateral | 1 | 891410.9 | 891410.9 | 0 | 0 | 1025382.03 | 0 | 133970.993
Circuit | CR07_lateral | distribution_circuit_resiliency | 2 | 305078.93 | 305078.93 | 0 | 0 | 977243.506 | 0 | 672164.46
Circuit | CR07_lateral | strategic_undergrounding_three_phase_lateral | 3 | 67864 | 67864 | 0 | 0 | 1827976.3 | 0 | 1760112.14
Circuit | CR07_main | strategic_undergrounding_main | 1 | 1079796.74 | 1079796.74 | 0 | 0 | 1803671.54 | 0 | 723874.65
Circuit | CR07_main | distribution_circuit_resiliency | 2 | 563967.53 | 563967.53 | 0 | 0 | 2130838.59 | 0 | 1566870.94
Circuit | CR07_main | strategic_undergrounding_freeway | 3 | 366312.59 | 366312.59 | 0 | 0 | 2498918.71 | 0 | 2132605.96
Circuit | CR08_lateral | strategic_undergrounding_single_or_two_phase_lateral | 1 | 1402258.92 | 1402258.92 | 0 | 0 | 1433154.4 | 0 | 30895.3097
Circuit | CR08_lateral | distribution_circuit_resiliency | 2 | 431321.02 | 431321.02 | 0 | 0 | 1365610.21 | 0 | 934289.079
Circuit | CR08_lateral | strategic_undergrounding_freeway | 3 | 15637.87 | 15637.87 | 0 | 0 | 2783883.48 | 0 | 2768245.48
Circuit | CR08_main | strategic_undergrounding_main | 1 | 1619487.61 | 1619487.61 | 0 | 0 | 1620487.55 | 0 | 999.7835
Circuit | CR08_main | distribution_circuit_resiliency | 2 | 731562.39 | 731562.39 | 0 | 0 | 2257709.39 | 0 | 1526146.88
Circuit | CR08_main | strategic_undergrounding_freeway | 3 | 506.33 | 506.33 | 0 | 0 | 3197797.42 | 0 | 3197290.97
Circuit | CR09_lateral | strategic_undergrounding_single_or_two_phase_lateral | 1 | 2800855.37 | 2800855.37 | 0 | 0 | 3013787.73 | 0 | 212932.222
Circuit | CR09_lateral | distribution_circuit_resiliency | 2 | 305876.25 | 305876.25 | 0 | 0 | 3906152.22 | 0 | 3600275.84
Circuit | CR09_lateral | strategic_undergrounding_three_phase_lateral | 3 | 103172.29 | 103172.29 | 0 | 0 | 5647762.45 | 0 | 5544590.02
Circuit | CR09_lateral | strategic_undergrounding_freeway | 4 | 4534.66 | 4534.66 | 0 | 0 | 5744134.45 | 0 | 5739599.63
Circuit | CR09_main | strategic_undergrounding_main | 1 | 1154352.61 | 1154352.61 | 0 | 0 | 1929008.17 | 0 | 774655.405
Circuit | CR09_main | strategic_undergrounding_freeway | 2 | 392009.91 | 392009.91 | 0 | 0 | 2673397.63 | 0 | 2281387.56
Circuit | CR09_main | distribution_circuit_resiliency | 3 | 389596.25 | 389596.25 | 0 | 0 | 2553895.43 | 0 | 2164299.07
Circuit | CR10_lateral | strategic_undergrounding_single_or_two_phase_lateral | 1 | 2182472.17 | 2182472.17 | 0 | 0 | 3291325.8 | 0 | 1108853.47
Circuit | CR10_lateral | distribution_circuit_resiliency | 2 | 627228.11 | 627228.11 | 0 | 0 | 3461764.78 | 0 | 2834536.54
Circuit | CR10_lateral | strategic_undergrounding_freeway | 3 | 552610.73 | 552610.73 | 0 | 0 | 4880053.23 | 0 | 4327442.35
Circuit | CR10_lateral | strategic_undergrounding_three_phase_lateral | 4 | 8696.31 | 8696.31 | 0 | 0 | 5410611.85 | 0 | 5401915.4
Circuit | CR10_main | strategic_undergrounding_main | 1 | 1791212.1 | 1791212.1 | 0 | 0 | 3309175.44 | 0 | 1517963.19
Circuit | CR10_main | distribution_circuit_resiliency | 2 | 770132.11 | 770132.11 | 0 | 0 | 4064587.01 | 0 | 3294454.79
Circuit | CR10_main | strategic_undergrounding_freeway | 3 | 768464.82 | 768464.82 | 0 | 0 | 4305798.27 | 0 | 3537333.29
Circuit | CR11_lateral | strategic_undergrounding_single_or_two_phase_lateral | 1 | 3876523.49 | 3876523.49 | 0 | 0 | 4824627.83 | 0 | 948104.205
Circuit | CR11_lateral | strategic_undergrounding_three_phase_lateral | 2 | 470435.74 | 470435.74 | 0 | 0 | 8142341.34 | 0 | 7671905.47
Circuit | CR11_lateral | distribution_circuit_resiliency | 3 | 458773.37 | 458773.37 | 0 | 0 | 5364695.25 | 0 | 4905921.75
Circuit | CR11_lateral | strategic_undergrounding_freeway | 4 | 9622.37 | 9622.37 | 0 | 0 | 8591640.43 | 0 | 8582017.9
Circuit | CR11_main | strategic_undergrounding_main | 1 | 3405410.08 | 3405410.08 | 0 | 0 | 3743337.07 | 0 | 337926.829
Circuit | CR11_main | distribution_circuit_resiliency | 2 | 1404499.28 | 1404499.28 | 0 | 0 | 5255792.99 | 0 | 3851293.59
Circuit | CR11_main | strategic_undergrounding_freeway | 3 | 171179.59 | 171179.59 | 0 | 0 | 6895383.4 | 0 | 6724203.66
Circuit | CR81_main | strategic_undergrounding_main | 1 | 503.73 | 503.73 | 0 | 0 | 503.869 | 0 | 0
Circuit | CR81_main | distribution_circuit_resiliency | 2 | 434.98 | 434.98 | 0 | 0 | 435.1015 | 0 | 0
Circuit | CRB41_lateral | strategic_undergrounding_single_or_two_phase_lateral | 1 | 1655970.57 | 1655970.57 | 0 | 0 | 2410699.5 | 0 | 754728.758
Circuit | CRB41_lateral | distribution_circuit_resiliency | 2 | 339828.87 | 339828.87 | 0 | 0 | 2779653.38 | 0 | 2439824.37
Circuit | CRB41_lateral | strategic_undergrounding_freeway | 3 | 250781.86 | 250781.86 | 0 | 0 | 3767256.15 | 0 | 3516474.13
Circuit | CRB41_lateral | strategic_undergrounding_three_phase_lateral | 4 | 133389.39 | 133389.39 | 0 | 0 | 3880403.5 | 0 | 3747013.93
Circuit | CRB41_main | strategic_undergrounding_main | 1 | 1521430.36 | 1521430.36 | 0 | 0 | 2330293.36 | 0 | 808862.826
Circuit | CRB41_main | distribution_circuit_resiliency | 2 | 680681.14 | 680681.14 | 0 | 0 | 2930850.46 | 0 | 2250169.18
Circuit | CRB41_main | strategic_undergrounding_freeway | 3 | 411530.7 | 411530.7 | 0 | 0 | 3402004.15 | 0 | 2990473.27
Circuit | CRB42_lateral | strategic_undergrounding_single_or_two_phase_lateral | 1 | 2379282.82 | 2379282.82 | 0 | 0 | 2884646.43 | 0 | 505363.462
Circuit | CRB42_lateral | distribution_circuit_resiliency | 2 | 808015.82 | 808015.82 | 0 | 0 | 3247682.61 | 0 | 2439666.68
Circuit | CRB42_lateral | strategic_undergrounding_freeway | 3 | 257629.67 | 257629.67 | 0 | 0 | 4926570.96 | 0 | 4668941.11
Circuit | CRB42_main | strategic_undergrounding_main | 1 | 5902764.99 | 5902764.99 | 0 | 0 | 7618341.07 | 0 | 1715575.95
Circuit | CRB42_main | distribution_circuit_resiliency | 2 | 2409089.77 | 2409089.77 | 0 | 0 | 10239144.3 | 0 | 7830054.36
Circuit | CRB42_main | strategic_undergrounding_freeway | 3 | 874585.35 | 874585.35 | 0 | 0 | 12458779.1 | 0 | 11584193.6
Circuit | CRB43_lateral | strategic_undergrounding_single_or_two_phase_lateral | 1 | 295241.23 | 295241.23 | 0 | 0 | 664012.811 | 0 | 368771.435
Circuit | CRB43_lateral | strategic_undergrounding_three_phase_lateral | 2 | 152932.62 | 152932.62 | 0 | 0 | 801029.479 | 0 | 648096.729
Circuit | CRB43_lateral | distribution_circuit_resiliency | 3 | 80465.04 | 80465.04 | 0 | 0 | 735809.38 | 0 | 655344.231
Circuit | CRB43_lateral | strategic_undergrounding_freeway | 4 | 34726.03 | 34726.03 | 0 | 0 | 915171.746 | 0 | 880445.57
Circuit | CRB43_main | strategic_undergrounding_main | 1 | 524329.03 | 524329.03 | 0 | 0 | 592589.232 | 0 | 68260.0542
Circuit | CRB43_main | distribution_circuit_resiliency | 2 | 222901.86 | 222901.86 | 0 | 0 | 814995.438 | 0 | 592093.46
Circuit | CRB43_main | strategic_undergrounding_freeway | 3 | 34750.84 | 34750.84 | 0 | 0 | 1063591.07 | 0 | 1028840.07
Circuit | CRB44_lateral | strategic_undergrounding_single_or_two_phase_lateral | 1 | 2506735.86 | 2506735.86 | 0 | 0 | 2902198.34 | 0 | 395462.347
Circuit | CRB44_lateral | distribution_circuit_resiliency | 2 | 729330.2 | 729330.2 | 0 | 0 | 3481558.38 | 0 | 2752228.03
Circuit | CRB44_lateral | strategic_undergrounding_freeway | 3 | 201643.49 | 201643.49 | 0 | 0 | 5121612 | 0 | 4919968.35
Circuit | CRB44_lateral | strategic_undergrounding_three_phase_lateral | 4 | 0 | 0 | 0 | 0 | 5315430.7 | 0 | 5315430.7
Circuit | CRB44_main | strategic_undergrounding_main | 1 | 5729204.4 | 5729204.4 | 0 | 0 | 6647149.32 | 0 | 917944.782
Circuit | CRB44_main | distribution_circuit_resiliency | 2 | 2570191.69 | 2570191.69 | 0 | 0 | 8885287.36 | 0 | 6315095.52
Circuit | CRB44_main | strategic_undergrounding_freeway | 3 | 468062.56 | 468062.56 | 0 | 0 | 11709306.6 | 0 | 11241243.9
Circuit | CRB45_lateral | strategic_undergrounding_single_or_two_phase_lateral | 1 | 5062988.23 | 5062988.23 | 0 | 0 | 5062988.38 | 0 | 0
Circuit | CRB45_lateral | distribution_circuit_resiliency | 2 | 1146215.5 | 1146215.5 | 0 | 0 | 6401413.83 | 0 | 5255198.2
Circuit | CRB45_main | strategic_undergrounding_main | 1 | 7133241.76 | 7133241.76 | 0 | 0 | 8122809.68 | 0 | 989567.765
Circuit | CRB45_main | distribution_circuit_resiliency | 2 | 3339653.72 | 3339653.72 | 0 | 0 | 10748819.7 | 0 | 7409165.81
Circuit | CRB45_main | strategic_undergrounding_freeway | 3 | 504548.37 | 504548.37 | 0 | 0 | 14527036 | 0 | 14022487.5
Circuit | CRB46_lateral | strategic_undergrounding_single_or_two_phase_lateral | 1 | 157007.57 | 157007.57 | 0 | 0 | 167465.468 | 0 | 10457.7335
Circuit | CRB46_lateral | distribution_circuit_resiliency | 2 | 35415.05 | 35415.05 | 0 | 0 | 203347.173 | 0 | 167931.99
Circuit | CRB46_lateral | strategic_undergrounding_freeway | 3 | 5331.9 | 5331.9 | 0 | 0 | 313600.511 | 0 | 308268.486
Circuit | CRB46_main | strategic_undergrounding_main | 1 | 476548.44 | 476548.44 | 0 | 0 | 487715.766 | 0 | 11167.1596
Circuit | CRB46_main | distribution_circuit_resiliency | 2 | 200967.79 | 200967.79 | 0 | 0 | 691271.679 | 0 | 490303.737
Circuit | CRB46_main | strategic_undergrounding_freeway | 3 | 5693.54 | 5693.54 | 0 | 0 | 941292.218 | 0 | 935598.533
Circuit | CRB47_lateral | strategic_undergrounding_single_or_two_phase_lateral | 1 | 584452.01 | 584452.01 | 0 | 0 | 787621.604 | 0 | 203169.456
Circuit | CRB47_lateral | distribution_circuit_resiliency | 2 | 175126.69 | 175126.69 | 0 | 0 | 904860.328 | 0 | 729733.497
Circuit | CRB47_lateral | strategic_undergrounding_freeway | 3 | 66036.34 | 66036.34 | 0 | 0 | 1286579 | 0 | 1220542.53
Circuit | CRB47_lateral | strategic_undergrounding_three_phase_lateral | 4 | 37537.14 | 37537.14 | 0 | 0 | 1313983.85 | 0 | 1276446.53
Circuit | CRB47_main | strategic_undergrounding_main | 1 | 1255873.06 | 1255873.06 | 0 | 0 | 1643072.5 | 0 | 387199.298
Circuit | CRB47_main | distribution_circuit_resiliency | 2 | 521643.5 | 521643.5 | 0 | 0 | 2188996.68 | 0 | 1667353.04
Circuit | CRB47_main | strategic_undergrounding_freeway | 3 | 197346.87 | 197346.87 | 0 | 0 | 2661498.25 | 0 | 2464151.23
Circuit | CRB48_lateral | strategic_undergrounding_single_or_two_phase_lateral | 1 | 2616630.77 | 2616630.77 | 0 | 0 | 3085437.74 | 0 | 468806.831
Circuit | CRB48_lateral | distribution_circuit_resiliency | 2 | 1083485.8 | 1083485.8 | 0 | 0 | 3415041.82 | 0 | 2331555.87
Circuit | CRB48_lateral | strategic_undergrounding_freeway | 3 | 238282.4 | 238282.4 | 0 | 0 | 5378463.92 | 0 | 5140181.36
Circuit | CRB48_main | strategic_undergrounding_main | 1 | 3840849.84 | 3840849.84 | 0 | 0 | 4739146.36 | 0 | 898296.396
Circuit | CRB48_main | distribution_circuit_resiliency | 2 | 2000284.73 | 2000284.73 | 0 | 0 | 5878031.28 | 0 | 3877746.42
Circuit | CRB48_main | strategic_undergrounding_freeway | 3 | 457116.93 | 457116.93 | 0 | 0 | 8007944.87 | 0 | 7550827.79
Circuit | CS01_lateral | strategic_undergrounding_single_or_two_phase_lateral | 1 | 6449880.91 | 6449880.91 | 0 | 0 | 6702528.93 | 0 | 252647.886
Circuit | CS01_lateral | distribution_circuit_resiliency | 2 | 1202836.74 | 1202836.74 | 0 | 0 | 7914977.03 | 0 | 6712140.16
Circuit | CS01_lateral | strategic_undergrounding_freeway | 3 | 128424.17 | 128424.17 | 0 | 0 | 12860098.7 | 0 | 12731674.4
Circuit | CS01_lateral | strategic_undergrounding_three_phase_lateral | 4 | 0 | 0 | 0 | 0 | 12984322.2 | 0 | 12984322.2
Circuit | CS01_main | strategic_undergrounding_main | 1 | 2882353.01 | 2882353.01 | 0 | 0 | 2885424.15 | 0 | 3070.9776
Circuit | CS01_main | distribution_circuit_resiliency | 2 | 882595.81 | 882595.81 | 0 | 0 | 4557778.93 | 0 | 3675182.99
Circuit | CS01_main | strategic_undergrounding_freeway | 3 | 1558.97 | 1558.97 | 0 | 0 | 5693115.7 | 0 | 5691556.59
Circuit | CS02_lateral | strategic_undergrounding_single_or_two_phase_lateral | 1 | 2312074.07 | 2312074.07 | 0 | 0 | 2324293.12 | 0 | 12218.8869
Circuit | CS02_lateral | distribution_circuit_resiliency | 2 | 621669.08 | 621669.08 | 0 | 0 | 2740351.72 | 0 | 2118682.5
Circuit | CS02_lateral | strategic_undergrounding_three_phase_lateral | 3 | 6236.66 | 6236.66 | 0 | 0 | 4557638.07 | 0 | 4551401.27
Circuit | CS02_main | strategic_undergrounding_main | 1 | 2277676.12 | 2277676.12 | 0 | 0 | 2277676.29 | 0 | 0
Circuit | CS02_main | distribution_circuit_resiliency | 2 | 1093134.32 | 1093134.32 | 0 | 0 | 3028497.68 | 0 | 1935363.24
Circuit | CS03_lateral | strategic_undergrounding_single_or_two_phase_lateral | 1 | 16164159.5 | 16164159.5 | 0 | 0 | 19811417.9 | 0 | 3647258.21
Circuit | CS03_lateral | distribution_circuit_resiliency | 2 | 2481675.66 | 2481675.66 | 0 | 0 | 24761702.6 | 0 | 22280026.8
Circuit | CS03_lateral | strategic_undergrounding_three_phase_lateral | 3 | 1851427.81 | 1851427.81 | 0 | 0 | 33727704.1 | 0 | 31876276.2
Circuit | CS03_main | strategic_undergrounding_main | 1 | 6506911.67 | 6506911.67 | 0 | 0 | 6506911.8 | 0 | 0
Circuit | CS03_main | distribution_circuit_resiliency | 2 | 1828611.59 | 1828611.59 | 0 | 0 | 10486769.2 | 0 | 8658157.48
Circuit | CS41_lateral | strategic_undergrounding_single_or_two_phase_lateral | 1 | 192097.16 | 192097.16 | 0 | 0 | 192097.311 | 0 | 0
Circuit | CS41_lateral | distribution_circuit_resiliency | 2 | 0 | 0 | 0 | 0 | 192097.311 | 0 | 192097.311
Circuit | CS42_lateral | strategic_undergrounding_single_or_two_phase_lateral | 1 | 245549.41 | 245549.41 | 0 | 0 | 245549.569 | 0 | 0
Circuit | CS42_lateral | distribution_circuit_resiliency | 2 | 0 | 0 | 0 | 0 | 363158.182 | 0 | 363158.182
Circuit | CS42_main | strategic_undergrounding_main | 1 | 134821.07 | 134821.07 | 0 | 0 | 134821.22 | 0 | 0
Circuit | CV01_lateral | strategic_undergrounding_single_or_two_phase_lateral | 1 | 7701017.69 | 7701017.69 | 0 | 0 | 7955232.5 | 0 | 254214.629
Circuit | CV01_lateral | distribution_circuit_resiliency | 2 | 522553.63 | 522553.63 | 0 | 0 | 10767690.2 | 0 | 10245136.5
Circuit | CV01_lateral | strategic_undergrounding_three_phase_lateral | 3 | 129025.86 | 129025.86 | 0 | 0 | 15301719.3 | 0 | 15172693.3
Circuit | CV01_main | strategic_undergrounding_main | 1 | 4662564.99 | 4662564.99 | 0 | 0 | 4662565.15 | 0 | 0
Circuit | CV01_main | distribution_circuit_resiliency | 2 | 1347788.44 | 1347788.44 | 0 | 0 | 7461915.18 | 0 | 6114126.61
Circuit | CV02_lateral | strategic_undergrounding_single_or_two_phase_lateral | 1 | 1034326.43 | 1034326.43 | 0 | 0 | 1105167.99 | 0 | 70841.402
Circuit | CV02_lateral | distribution_circuit_resiliency | 2 | 356224.92 | 356224.92 | 0 | 0 | 1143871.25 | 0 | 787646.207
Circuit | CV02_lateral | strategic_undergrounding_three_phase_lateral | 3 | 34089.73 | 34089.73 | 0 | 0 | 2073467.68 | 0 | 2039377.78
Circuit | CV02_lateral | strategic_undergrounding_freeway | 4 | 1887.31 | 1887.31 | 0 | 0 | 2104679.7 | 0 | 2102792.25
Circuit | CV02_main | strategic_undergrounding_main | 1 | 912126.05 | 912126.05 | 0 | 0 | 1063600.52 | 0 | 151474.319
Circuit | CV02_main | distribution_circuit_resiliency | 2 | 433102.97 | 433102.97 | 0 | 0 | 1393161.32 | 0 | 960058.239
Circuit | CV02_main | strategic_undergrounding_freeway | 3 | 76974.95 | 76974.95 | 0 | 0 | 1871491.75 | 0 | 1794516.67
Circuit | CV03_lateral | strategic_undergrounding_single_or_two_phase_lateral | 1 | 2017049.89 | 2017049.89 | 0 | 0 | 2135653.31 | 0 | 118603.252
Circuit | CV03_lateral | distribution_circuit_resiliency | 2 | 483451 | 483451 | 0 | 0 | 2618549.85 | 0 | 2135098.74
Circuit | CV03_lateral | strategic_undergrounding_three_phase_lateral | 3 | 43875.43 | 43875.43 | 0 | 0 | 4044528.02 | 0 | 4000652.43
Circuit | CV03_lateral | strategic_undergrounding_freeway | 4 | 16413.82 | 16413.82 | 0 | 0 | 4071082.03 | 0 | 4054668.06
Circuit | CV03_main | strategic_undergrounding_main | 1 | 1820957.78 | 1820957.78 | 0 | 0 | 1823961.98 | 0 | 3004.0752
Circuit | CV03_main | distribution_circuit_resiliency | 2 | 737186.82 | 737186.82 | 0 | 0 | 2644862.22 | 0 | 1907675.3
Circuit | CV03_main | strategic_undergrounding_freeway | 3 | 1526.71 | 1526.71 | 0 | 0 | 3584091.95 | 0 | 3582565.06
Circuit | CV04_lateral | strategic_undergrounding_single_or_two_phase_lateral | 1 | 4955818.04 | 4955818.04 | 0 | 0 | 5799530.25 | 0 | 843712.094
Circuit | CV04_lateral | strategic_undergrounding_freeway | 2 | 428649.26 | 428649.26 | 0 | 0 | 10191912.1 | 0 | 9763262.63
Circuit | CV04_lateral | distribution_circuit_resiliency | 3 | 427981.46 | 427981.46 | 0 | 0 | 7506261.57 | 0 | 7078280
Circuit | CV04_main | strategic_undergrounding_main | 1 | 3161410.77 | 3161410.77 | 0 | 0 | 4797349.25 | 0 | 1635938.36
Circuit | CV04_main | distribution_circuit_resiliency | 2 | 1035948.1 | 1035948.1 | 0 | 0 | 6538812.07 | 0 | 5502863.85
Circuit | CV04_main | strategic_undergrounding_freeway | 3 | 830451.95 | 830451.95 | 0 | 0 | 7059033.74 | 0 | 6228581.64
Circuit | CV05_lateral | strategic_undergrounding_single_or_two_phase_lateral | 1 | 5755523.7 | 5755523.7 | 0 | 0 | 5758654.71 | 0 | 3130.8585
Circuit | CV05_lateral | distribution_circuit_resiliency | 2 | 221052.03 | 221052.03 | 0 | 0 | 7279254.3 | 0 | 7058202.13
Circuit | CV05_lateral | strategic_undergrounding_three_phase_lateral | 3 | 1589.06 | 1589.06 | 0 | 0 | 11331745.4 | 0 | 11330156.1
Circuit | CV05_main | strategic_undergrounding_main | 1 | 4247623.39 | 4247623.39 | 0 | 0 | 4247623.55 | 0 | 0
Circuit | CV05_main | distribution_circuit_resiliency | 2 | 1636746.81 | 1636746.81 | 0 | 0 | 6271544.92 | 0 | 4634797.96
Circuit | CV06_lateral | strategic_undergrounding_single_or_two_phase_lateral | 1 | 2744803.55 | 2744803.55 | 0 | 0 | 4651148.93 | 0 | 1906345.23
Circuit | CV06_lateral | strategic_undergrounding_freeway | 2 | 893188.4 | 893188.4 | 0 | 0 | 6444804.42 | 0 | 5551615.85
Circuit | CV06_lateral | distribution_circuit_resiliency | 3 | 733027.21 | 733027.21 | 0 | 0 | 5096136.65 | 0 | 4363109.3
Circuit | CV06_lateral | strategic_undergrounding_three_phase_lateral | 4 | 74439.07 | 74439.07 | 0 | 0 | 7239071.23 | 0 | 7164632
Circuit | CV06_main | strategic_undergrounding_main | 1 | 1903121.51 | 1903121.51 | 0 | 0 | 3620434.76 | 0 | 1717313.1
Circuit | CV06_main | strategic_undergrounding_freeway | 2 | 871790.48 | 871790.48 | 0 | 0 | 4620786.03 | 0 | 3748995.41
Circuit | CV06_main | distribution_circuit_resiliency | 3 | 705275.22 | 705275.22 | 0 | 0 | 4564230.78 | 0 | 3858955.41
Circuit | CV07_lateral | strategic_undergrounding_single_or_two_phase_lateral | 1 | 944447.33 | 944447.33 | 0 | 0 | 1112074.74 | 0 | 167627.268
Circuit | CV07_lateral | distribution_circuit_resiliency | 2 | 151493.02 | 151493.02 | 0 | 0 | 1324783.64 | 0 | 1173290.49
Circuit | CV07_lateral | strategic_undergrounding_three_phase_lateral | 3 | 85078.64 | 85078.64 | 0 | 0 | 1945884.24 | 0 | 1860805.43
Circuit | CV07_main | strategic_undergrounding_main | 1 | 850858.83 | 850858.83 | 0 | 0 | 850858.985 | 0 | 0
Circuit | CV07_main | distribution_circuit_resiliency | 2 | 375866.19 | 375866.19 | 0 | 0 | 1195438.36 | 0 | 819572.027
Circuit | CV08_lateral | strategic_undergrounding_single_or_two_phase_lateral | 1 | 2825952.79 | 2825952.79 | 0 | 0 | 3210329.04 | 0 | 384376.094
Circuit | CV08_lateral | strategic_undergrounding_three_phase_lateral | 2 | 195033.66 | 195033.66 | 0 | 0 | 5758586.16 | 0 | 5563552.36
Circuit | CV08_lateral | distribution_circuit_resiliency | 3 | 52448.61 | 52448.61 | 0 | 0 | 4196760.95 | 0 | 4144312.19
Circuit | CV08_lateral | strategic_undergrounding_freeway | 4 | 692.96 | 692.96 | 0 | 0 | 5945894.19 | 0 | 5945201.07
Circuit | CV08_main | strategic_undergrounding_main | 1 | 1821116.55 | 1821116.55 | 0 | 0 | 1821116.73 | 0 | 0
Circuit | CV08_main | distribution_circuit_resiliency | 2 | 631318.37 | 631318.37 | 0 | 0 | 2778725.04 | 0 | 2147406.55
Circuit | CV09_lateral | strategic_undergrounding_single_or_two_phase_lateral | 1 | 4868583.54 | 4868583.54 | 0 | 0 | 6222126.55 | 0 | 1353542.85
Circuit | CV09_lateral | distribution_circuit_resiliency | 2 | 911646.82 | 911646.82 | 0 | 0 | 7001879.63 | 0 | 6090232.66
Circuit | CV09_lateral | strategic_undergrounding_freeway | 3 | 567859.2 | 567859.2 | 0 | 0 | 10387135.6 | 0 | 9819276.28
Circuit | CV09_lateral | strategic_undergrounding_three_phase_lateral | 4 | 119923.48 | 119923.48 | 0 | 0 | 10820440.6 | 0 | 10700516.9
Circuit | CV09_main | strategic_undergrounding_main | 1 | 2708166.03 | 2708166.03 | 0 | 0 | 3647365.73 | 0 | 939199.548
Circuit | CV09_main | distribution_circuit_resiliency | 2 | 1099859.56 | 1099859.56 | 0 | 0 | 4864070.34 | 0 | 3764210.63
Circuit | CV09_main | strategic_undergrounding_freeway | 3 | 477292.47 | 477292.47 | 0 | 0 | 5805190.79 | 0 | 5327898.18
Circuit | CV10_lateral | strategic_undergrounding_single_or_two_phase_lateral | 1 | 3254093.95 | 3254093.95 | 0 | 0 | 4574096.47 | 0 | 1320002.36
Circuit | CV10_lateral | strategic_undergrounding_three_phase_lateral | 2 | 564124.03 | 564124.03 | 0 | 0 | 7183855.3 | 0 | 6619731.1
Circuit | CV10_lateral | distribution_circuit_resiliency | 3 | 132586.64 | 132586.64 | 0 | 0 | 5754892.34 | 0 | 5622305.55
Circuit | CV10_lateral | strategic_undergrounding_freeway | 4 | 105797.5 | 105797.5 | 0 | 0 | 7628873.57 | 0 | 7523075.94
Circuit | CV10_main | strategic_undergrounding_main | 1 | 933609.99 | 933609.99 | 0 | 0 | 1149043.03 | 0 | 215432.881
Circuit | CV10_main | distribution_circuit_resiliency | 2 | 174629.72 | 174629.72 | 0 | 0 | 1831409.96 | 0 | 1656780.11
Circuit | CV10_main | strategic_undergrounding_freeway | 3 | 109497.92 | 109497.92 | 0 | 0 | 1949015.92 | 0 | 1839517.84
Circuit | CV11_lateral | strategic_undergrounding_single_or_two_phase_lateral | 1 | 6563796.47 | 6563796.47 | 0 | 0 | 7236119.12 | 0 | 672322.508
Circuit | CV11_lateral | distribution_circuit_resiliency | 2 | 537403.69 | 537403.69 | 0 | 0 | 9234042.41 | 0 | 8696638.59
Circuit | CV11_lateral | strategic_undergrounding_freeway | 3 | 340616.05 | 340616.05 | 0 | 0 | 13269851.1 | 0 | 12929234.9
Circuit | CV11_lateral | strategic_undergrounding_three_phase_lateral | 4 | 1158.83 | 1158.83 | 0 | 0 | 13598151.9 | 0 | 13596992.9
Circuit | CV11_main | strategic_undergrounding_main | 1 | 5208104.44 | 5208104.44 | 0 | 0 | 5342824.22 | 0 | 134719.614
Circuit | CV11_main | distribution_circuit_resiliency | 2 | 2605852.44 | 2605852.44 | 0 | 0 | 7057547.04 | 0 | 4451694.46
Circuit | CV11_main | strategic_undergrounding_freeway | 3 | 68473.98 | 68473.98 | 0 | 0 | 10319175.6 | 0 | 10250701.5
Circuit | CYF41_lateral | strategic_undergrounding_single_or_two_phase_lateral | 1 | 418212.5 | 418212.5 | 0 | 0 | 437950.64 | 0 | 19737.9806
Circuit | CYF41_lateral | distribution_circuit_resiliency | 2 | 78832.6 | 78832.6 | 0 | 0 | 553045.881 | 0 | 474213.139
Circuit | CYF41_lateral | strategic_undergrounding_freeway | 3 | 9688.03 | 9688.03 | 0 | 0 | 838524.022 | 0 | 828835.81
Circuit | CYF41_lateral | strategic_undergrounding_three_phase_lateral | 4 | 288.08 | 288.08 | 0 | 0 | 847720.247 | 0 | 847432.02
Circuit | CYF41_main | strategic_undergrounding_main | 1 | 419027.61 | 419027.61 | 0 | 0 | 454659.518 | 0 | 35631.7368
Circuit | CYF41_main | distribution_circuit_resiliency | 2 | 177565.53 | 177565.53 | 0 | 0 | 636057.799 | 0 | 458492.135
Circuit | CYF41_main | strategic_undergrounding_freeway | 3 | 18010.72 | 18010.72 | 0 | 0 | 848332.144 | 0 | 830321.293
Circuit | CYF42_lateral | strategic_undergrounding_single_or_two_phase_lateral | 1 | 3813106.15 | 3813106.15 | 0 | 0 | 3813106.29 | 0 | 0
Circuit | CYF42_lateral | distribution_circuit_resiliency | 2 | 1253372.43 | 1253372.43 | 0 | 0 | 4303939.02 | 0 | 3050566.48
Circuit | CYF42_main | strategic_undergrounding_main | 1 | 5579415.24 | 5579415.24 | 0 | 0 | 5579415.36 | 0 | 0
Circuit | CYF42_main | distribution_circuit_resiliency | 2 | 2275282.85 | 2275282.85 | 0 | 0 | 8105331.26 | 0 | 5830048.28
Circuit | CYF43_lateral | strategic_undergrounding_single_or_two_phase_lateral | 1 | 3729703.61 | 3729703.61 | 0 | 0 | 3902105.42 | 0 | 172401.667
Circuit | CYF43_lateral | distribution_circuit_resiliency | 2 | 686605.08 | 686605.08 | 0 | 0 | 5279958.34 | 0 | 4593353.11
Circuit | CYF43_lateral | strategic_undergrounding_three_phase_lateral | 3 | 86874.64 | 86874.64 | 0 | 0 | 7466605.83 | 0 | 7379731
Circuit | CYF43_main | strategic_undergrounding_main | 1 | 4138981.01 | 4138981.01 | 0 | 0 | 4153367.54 | 0 | 14386.376
Circuit | CYF43_main | distribution_circuit_resiliency | 2 | 1783580.92 | 1783580.92 | 0 | 0 | 5900163.2 | 0 | 4116582.17
Circuit | CYF43_main | strategic_undergrounding_freeway | 3 | 7271.58 | 7271.58 | 0 | 0 | 8196728.99 | 0 | 8189457.25
Circuit | CYF44_lateral | strategic_undergrounding_single_or_two_phase_lateral | 1 | 2963228.01 | 2963228.01 | 0 | 0 | 3388406.17 | 0 | 425178.008
Circuit | CYF44_lateral | distribution_circuit_resiliency | 2 | 1699013.02 | 1699013.02 | 0 | 0 | 3300643.62 | 0 | 1601630.48
Circuit | CYF44_lateral | strategic_undergrounding_freeway | 3 | 214195.5 | 214195.5 | 0 | 0 | 6123054.28 | 0 | 5908858.63
Circuit | CYF44_lateral | strategic_undergrounding_three_phase_lateral | 4 | 761.6 | 761.6 | 0 | 0 | 6331784.44 | 0 | 6331022.69
Circuit | CYF44_main | strategic_undergrounding_main | 1 | 6272716.03 | 6272716.03 | 0 | 0 | 7196952.2 | 0 | 924236.035
Circuit | CYF44_main | distribution_circuit_resiliency | 2 | 2182405.85 | 2182405.85 | 0 | 0 | 10564515.7 | 0 | 8382109.69
Circuit | CYF44_main | strategic_undergrounding_freeway | 3 | 467221.25 | 467221.25 | 0 | 0 | 12959949.3 | 0 | 12492727.9
Circuit | CYF45_lateral | strategic_undergrounding_single_or_two_phase_lateral | 1 | 1526043.17 | 1526043.17 | 0 | 0 | 1526043.33 | 0 | 0
Circuit | CYF45_lateral | distribution_circuit_resiliency | 2 | 385083.94 | 385083.94 | 0 | 0 | 1807360.26 | 0 | 1422276.19
Circuit | CYF45_main | strategic_undergrounding_main | 1 | 5394909.05 | 5394909.05 | 0 | 0 | 5394909.2 | 0 | 0
Circuit | CYF45_main | distribution_circuit_resiliency | 2 | 2606861.97 | 2606861.97 | 0 | 0 | 7312074.32 | 0 | 4705212.2
Circuit | CYF46_lateral | strategic_undergrounding_single_or_two_phase_lateral | 1 | 6709388.1 | 6709388.1 | 0 | 0 | 7343382.51 | 0 | 633994.242
Circuit | CYF46_lateral | distribution_circuit_resiliency | 2 | 1858194.13 | 1858194.13 | 0 | 0 | 8739796.18 | 0 | 6881601.93
Circuit | CYF46_lateral | strategic_undergrounding_freeway | 3 | 191398.17 | 191398.17 | 0 | 0 | 13840468.2 | 0 | 13649069.8
Circuit | CYF46_lateral | strategic_undergrounding_three_phase_lateral | 4 | 128878.43 | 128878.43 | 0 | 0 | 13902172.3 | 0 | 13773293.8
Circuit | CYF46_main | strategic_undergrounding_main | 1 | 6618196.94 | 6618196.94 | 0 | 0 | 7090785.12 | 0 | 472588.027
Circuit | CYF46_main | distribution_circuit_resiliency | 2 | 2475542.15 | 2475542.15 | 0 | 0 | 10417116.5 | 0 | 7941574.2
Circuit | CYF46_main | strategic_undergrounding_freeway | 3 | 238592.28 | 238592.28 | 0 | 0 | 13443244.1 | 0 | 13204651.7
Circuit | CYF47_lateral | strategic_undergrounding_single_or_two_phase_lateral | 1 | 3016594.1 | 3016594.1 | 0 | 0 | 3040401.87 | 0 | 23807.6067
Circuit | CYF47_lateral | distribution_circuit_resiliency | 2 | 1012517.66 | 1012517.66 | 0 | 0 | 3202229.86 | 0 | 2189712.07
Circuit | CYF47_lateral | strategic_undergrounding_three_phase_lateral | 3 | 12008.96 | 12008.96 | 0 | 0 | 5978975.11 | 0 | 5966966
Circuit | CYF47_main | strategic_undergrounding_main | 1 | 5231929.54 | 5231929.54 | 0 | 0 | 5231929.71 | 0 | 0
Circuit | CYF47_main | distribution_circuit_resiliency | 2 | 1952913.68 | 1952913.68 | 0 | 0 | 7834379.12 | 0 | 5881465.31
Circuit | CYF48_lateral | strategic_undergrounding_single_or_two_phase_lateral | 1 | 2499605.22 | 2499605.22 | 0 | 0 | 2499605.38 | 0 | 0
Circuit | CYF48_lateral | distribution_circuit_resiliency | 2 | 907080.32 | 907080.32 | 0 | 0 | 2958384.66 | 0 | 2051304.22
Circuit | CYF48_main | strategic_undergrounding_main | 1 | 2823388.27 | 2823388.27 | 0 | 0 | 2823388.41 | 0 | 0
Circuit | CYF48_main | distribution_circuit_resiliency | 2 | 1326436.49 | 1326436.49 | 0 | 0 | 3875891.15 | 0 | 2549454.53
Circuit | CYF49_lateral | strategic_undergrounding_single_or_two_phase_lateral | 1 | 5430891.42 | 5430891.42 | 0 | 0 | 5439024.15 | 0 | 8132.6003
Circuit | CYF49_lateral | distribution_circuit_resiliency | 2 | 1626838.3 | 1626838.3 | 0 | 0 | 6629289.59 | 0 | 5002451.17
Circuit | CYF49_lateral | strategic_undergrounding_three_phase_lateral | 3 | 3477.18 | 3477.18 | 0 | 0 | 10716163.6 | 0 | 10712686.3
Circuit | CYF49_lateral | strategic_undergrounding_freeway | 4 | 637.24 | 637.24 | 0 | 0 | 10718934.4 | 0 | 10718297
Circuit | CYF49_main | strategic_undergrounding_main | 1 | 4489103.55 | 4489103.55 | 0 | 0 | 4756420.59 | 0 | 267316.893
Circuit | CYF49_main | distribution_circuit_resiliency | 2 | 1808691.53 | 1808691.53 | 0 | 0 | 6807744.1 | 0 | 4999052.45
Circuit | CYF49_main | strategic_undergrounding_freeway | 3 | 135124.89 | 135124.89 | 0 | 0 | 9000281.7 | 0 | 8865156.67
Circuit | CYF50_lateral | strategic_undergrounding_single_or_two_phase_lateral | 1 | 1826614.11 | 1826614.11 | 0 | 0 | 2129973.24 | 0 | 303358.986
Circuit | CYF50_lateral | distribution_circuit_resiliency | 2 | 483427.35 | 483427.35 | 0 | 0 | 2408844.09 | 0 | 1925416.6
Circuit | CYF50_lateral | strategic_undergrounding_three_phase_lateral | 3 | 153074.33 | 153074.33 | 0 | 0 | 3767020.14 | 0 | 3613945.68
Circuit | CYF50_lateral | strategic_undergrounding_freeway | 4 | 985.54 | 985.54 | 0 | 0 | 3914390.18 | 0 | 3913404.49
Circuit | CYF50_main | strategic_undergrounding_main | 1 | 2288212.7 | 2288212.7 | 0 | 0 | 2326636.54 | 0 | 38423.6447
Circuit | CYF50_main | distribution_circuit_resiliency | 2 | 1027433.17 | 1027433.17 | 0 | 0 | 3240087.99 | 0 | 2212654.65
Circuit | CYF50_main | strategic_undergrounding_freeway | 3 | 19422.47 | 19422.47 | 0 | 0 | 4549588.03 | 0 | 4530165.4
Circuit | DA04_lateral | strategic_undergrounding_single_or_two_phase_lateral | 1 | 18403886.6 | 18403886.6 | 0 | 0 | 21026270.3 | 0 | 2622383.51
Circuit | DA04_lateral | distribution_circuit_resiliency | 2 | 1920413.66 | 1920413.66 | 0 | 0 | 28215422.4 | 0 | 26295008.6
Circuit | DA04_lateral | strategic_undergrounding_three_phase_lateral | 3 | 1280780.95 | 1280780.95 | 0 | 0 | 37449138.7 | 0 | 36168357.6
Circuit | DA04_lateral | strategic_undergrounding_freeway | 4 | 52876.28 | 52876.28 | 0 | 0 | 38636413.7 | 0 | 38583537.2
Circuit | DA04_main | strategic_undergrounding_main | 1 | 11732402.5 | 11732402.5 | 0 | 0 | 11835533.6 | 0 | 103131.008
Circuit | DA04_main | distribution_circuit_resiliency | 2 | 4100847.07 | 4100847.07 | 0 | 0 | 17908535.8 | 0 | 13807688.6
Circuit | DA04_main | strategic_undergrounding_freeway | 3 | 52590.14 | 52590.14 | 0 | 0 | 23070835.9 | 0 | 23018245.6
Circuit | DA05_lateral | strategic_undergrounding_single_or_two_phase_lateral | 1 | 30652492.2 | 30652492.2 | 0 | 0 | 40514353.5 | 0 | 9861861.17
Circuit | DA05_lateral | distribution_circuit_resiliency | 2 | 5947398.66 | 5947398.66 | 0 | 0 | 49037779.6 | 0 | 43090380.9
Circuit | DA05_lateral | strategic_undergrounding_three_phase_lateral | 3 | 2695406.11 | 2695406.11 | 0 | 0 | 67451535.7 | 0 | 64756129.4
Circuit | DA05_lateral | strategic_undergrounding_freeway | 4 | 2326829.34 | 2326829.34 | 0 | 0 | 67814177.8 | 0 | 65487348.3
Circuit | DA05_main | strategic_undergrounding_main | 1 | 12283247.1 | 12283247.1 | 0 | 0 | 15005280.9 | 0 | 2722033.57
Circuit | DA05_main | distribution_circuit_resiliency | 2 | 4897088.13 | 4897088.13 | 0 | 0 | 20615157.1 | 0 | 15718068.8
Circuit | DA05_main | strategic_undergrounding_freeway | 3 | 1388252.04 | 1388252.04 | 0 | 0 | 25504660.3 | 0 | 24116408.1
Circuit | DA06_lateral | strategic_undergrounding_single_or_two_phase_lateral | 1 | 16121614.5 | 16121614.5 | 0 | 0 | 17166769.9 | 0 | 1045155.31
Circuit | DA06_lateral | distribution_circuit_resiliency | 2 | 2742343.73 | 2742343.73 | 0 | 0 | 21946815.1 | 0 | 19204471.3
Circuit | DA06_lateral | strategic_undergrounding_freeway | 3 | 373862.47 | 373862.47 | 0 | 0 | 32278483 | 0 | 31904620.3
Circuit | DA06_lateral | strategic_undergrounding_three_phase_lateral | 4 | 159893.5 | 159893.5 | 0 | 0 | 32483508.2 | 0 | 32323614.6
Circuit | DA06_main | strategic_undergrounding_main | 1 | 8855046.36 | 8855046.36 | 0 | 0 | 12631126.2 | 0 | 3776079.73
Circuit | DA06_main | distribution_circuit_resiliency | 2 | 3152212.31 | 3152212.31 | 0 | 0 | 17133486.7 | 0 | 13981274.3
Circuit | DA06_main | strategic_undergrounding_freeway | 3 | 1928468.92 | 1928468.92 | 0 | 0 | 19275481.6 | 0 | 17347012.6
Circuit | DE01_lateral | strategic_undergrounding_single_or_two_phase_lateral | 1 | 2277258.19 | 2277258.19 | 0 | 0 | 2289958.02 | 0 | 12699.6625
Circuit | DE01_lateral | distribution_circuit_resiliency | 2 | 977165.64 | 977165.64 | 0 | 0 | 2373044.85 | 0 | 1395879.08
Circuit | DE01_lateral | strategic_undergrounding_three_phase_lateral | 3 | 3593.37 | 3593.37 | 0 | 0 | 4480247.55 | 0 | 4476654.02
Circuit | DE01_lateral | strategic_undergrounding_freeway | 4 | 2874.68 | 2874.68 | 0 | 0 | 4480939.92 | 0 | 4478065.09
Circuit | DE01_main | strategic_undergrounding_main | 1 | 2939404.42 | 2939404.42 | 0 | 0 | 3616719.89 | 0 | 677315.331
Circuit | DE01_main | distribution_circuit_resiliency | 2 | 1262010.15 | 1262010.15 | 0 | 0 | 4844267.92 | 0 | 3582257.63
Circuit | DE01_main | strategic_undergrounding_freeway | 3 | 344979.52 | 344979.52 | 0 | 0 | 6115767.14 | 0 | 5770787.49
Circuit | DE02_lateral | strategic_undergrounding_single_or_two_phase_lateral | 1 | 2704189.58 | 2704189.58 | 0 | 0 | 4156899.78 | 0 | 1452710.07
Circuit | DE02_lateral | strategic_undergrounding_freeway | 2 | 741064.75 | 741064.75 | 0 | 0 | 6047423.04 | 0 | 5306358.14
Circuit | DE02_lateral | distribution_circuit_resiliency | 3 | 55132.31 | 55132.31 | 0 | 0 | 5051482.8 | 0 | 4996350.37
Circuit | DE02_main | strategic_undergrounding_main | 1 | 2768172.89 | 2768172.89 | 0 | 0 | 2779030.36 | 0 | 10857.325
Circuit | DE02_main | distribution_circuit_resiliency | 2 | 951612.83 | 951612.83 | 0 | 0 | 4235863.22 | 0 | 3284250.28
Circuit | DE02_main | strategic_undergrounding_freeway | 3 | 5538.45 | 5538.45 | 0 | 0 | 5438993.54 | 0 | 5433454.94
Circuit | DE03_lateral | strategic_undergrounding_single_or_two_phase_lateral | 1 | 9840729.95 | 9840729.95 | 0 | 0 | 9904895.57 | 0 | 64165.4725
Circuit | DE03_lateral | distribution_circuit_resiliency | 2 | 2095901.08 | 2095901.08 | 0 | 0 | 11354635.7 | 0 | 9258734.48
Circuit | DE03_lateral | strategic_undergrounding_three_phase_lateral | 3 | 32679.95 | 32679.95 | 0 | 0 | 19368274.5 | 0 | 19335594.4
Circuit | DE03_main | strategic_undergrounding_main | 1 | 4564621.03 | 4564621.03 | 0 | 0 | 4564621.18 | 0 | 0
Circuit | DE03_main | distribution_circuit_resiliency | 2 | 1297952.51 | 1297952.51 | 0 | 0 | 7313471.18 | 0 | 6015518.52
Circuit | DE04_lateral | strategic_undergrounding_single_or_two_phase_lateral | 1 | 1409946.41 | 1409946.41 | 0 | 0 | 1720757.83 | 0 | 310811.251
Circuit | DE04_lateral | distribution_circuit_resiliency | 2 | 185579.68 | 185579.68 | 0 | 0 | 2145459.78 | 0 | 1959879.95
Circuit | DE04_lateral | strategic_undergrounding_three_phase_lateral | 3 | 148035.02 | 148035.02 | 0 | 0 | 2937060.28 | 0 | 2789025.08
Circuit | DE04_lateral | strategic_undergrounding_freeway | 4 | 10215.87 | 10215.87 | 0 | 0 | 3069930.79 | 0 | 3059714.8
Circuit | DE04_main | strategic_undergrounding_main | 1 | 626649.06 | 626649.06 | 0 | 0 | 710314.637 | 0 | 83665.4262
Circuit | DE04_main | distribution_circuit_resiliency | 2 | 271300.49 | 271300.49 | 0 | 0 | 969510.973 | 0 | 698210.352
Circuit | DE04_main | strategic_undergrounding_freeway | 3 | 42608.03 | 42608.03 | 0 | 0 | 1273426.25 | 0 | 1230818.05
Circuit | DE05_lateral | strategic_undergrounding_single_or_two_phase_lateral | 1 | 716458.57 | 716458.57 | 0 | 0 | 1573668.03 | 0 | 857209.307
Circuit | DE05_lateral | strategic_undergrounding_freeway | 2 | 436373.17 | 436373.17 | 0 | 0 | 1843867.15 | 0 | 1407493.79
Circuit | DE05_lateral | distribution_circuit_resiliency | 3 | 214402.11 | 214402.11 | 0 | 0 | 1666669.92 | 0 | 1452267.7
Circuit | DE05_lateral | strategic_undergrounding_three_phase_lateral | 4 | 560.13 | 560.13 | 0 | 0 | 2263065.54 | 0 | 2262505.27
Circuit | DE05_main | strategic_undergrounding_main | 1 | 829384.69 | 829384.69 | 0 | 0 | 2118711.64 | 0 | 1289326.82
Circuit | DE05_main | strategic_undergrounding_freeway | 2 | 657128.04 | 657128.04 | 0 | 0 | 2284945.28 | 0 | 1627817.11
Circuit | DE05_main | distribution_circuit_resiliency | 3 | 267594.44 | 267594.44 | 0 | 0 | 2577353.92 | 0 | 2309759.35
Circuit | DE06_lateral | strategic_undergrounding_single_or_two_phase_lateral | 1 | 8930661.11 | 8930661.11 | 0 | 0 | 9306672.82 | 0 | 376011.566
Circuit | DE06_lateral | distribution_circuit_resiliency | 2 | 2146636.82 | 2146636.82 | 0 | 0 | 11345197.2 | 0 | 9198560.28
Circuit | DE06_lateral | strategic_undergrounding_three_phase_lateral | 3 | 191506.23 | 191506.23 | 0 | 0 | 17727094.7 | 0 | 17535588.3
Circuit | DE06_main | strategic_undergrounding_main | 1 | 8228347.32 | 8228347.32 | 0 | 0 | 8228347.44 | 0 | 0
Circuit | DE06_main | distribution_circuit_resiliency | 2 | 2162431.47 | 2162431.47 | 0 | 0 | 13408582.1 | 0 | 11246150.4
Circuit | DE07_lateral | strategic_undergrounding_single_or_two_phase_lateral | 1 | 4819459.98 | 4819459.98 | 0 | 0 | 4855223.33 | 0 | 35763.2008
Circuit | DE07_lateral | distribution_circuit_resiliency | 2 | 567969.69 | 567969.69 | 0 | 0 | 6107515.13 | 0 | 5539545.31
Circuit | DE07_lateral | strategic_undergrounding_freeway | 3 | 13352.98 | 13352.98 | 0 | 0 | 9488639.68 | 0 | 9475286.57
Circuit | DE07_lateral | strategic_undergrounding_three_phase_lateral | 4 | 4855.54 | 4855.54 | 0 | 0 | 9496831.74 | 0 | 9491976.07
Circuit | DE07_main | strategic_undergrounding_main | 1 | 4173300.89 | 4173300.89 | 0 | 0 | 4199527.37 | 0 | 26226.3472
Circuit | DE07_main | distribution_circuit_resiliency | 2 | 1610258.15 | 1610258.15 | 0 | 0 | 6175143.35 | 0 | 4564885.06
Circuit | DE07_main | strategic_undergrounding_freeway | 3 | 13352.98 | 13352.98 | 0 | 0 | 8209676.93 | 0 | 8196323.82
Circuit | DE08_lateral | strategic_undergrounding_single_or_two_phase_lateral | 1 | 2236264.58 | 2236264.58 | 0 | 0 | 2236264.71 | 0 | 0
Circuit | DE08_lateral | distribution_circuit_resiliency | 2 | 644277.79 | 644277.79 | 0 | 0 | 2491095.53 | 0 | 1846817.63
Circuit | DE08_main | strategic_undergrounding_main | 1 | 2255316.06 | 2255316.06 | 0 | 0 | 2255316.21 | 0 | 0
Circuit | DE08_main | distribution_circuit_resiliency | 2 | 799651.12 | 799651.12 | 0 | 0 | 3412340.11 | 0 | 2612688.87
Circuit | DH01_lateral | strategic_undergrounding_single_or_two_phase_lateral | 1 | 2189696.75 | 2189696.75 | 0 | 0 | 2189696.9 | 0 | 0
Circuit | DH01_lateral | distribution_circuit_resiliency | 2 | 137641.67 | 137641.67 | 0 | 0 | 2897162.62 | 0 | 2759520.81
Circuit | DH01_lateral | strategic_undergrounding_three_phase_lateral | 3 | 0 | 0 | 0 | 0 | 4334526.6 | 0 | 4334526.6
Circuit | DH01_main | strategic_undergrounding_main | 1 | 2159141.4 | 2159141.4 | 0 | 0 | 2159141.55 | 0 | 0
Circuit | DH01_main | distribution_circuit_resiliency | 2 | 705794.21 | 705794.21 | 0 | 0 | 3362003.13 | 0 | 2656208.8
Circuit | DH02_lateral | strategic_undergrounding_single_or_two_phase_lateral | 1 | 542675.19 | 542675.19 | 0 | 0 | 629500.081 | 0 | 86824.7351
Circuit | DH02_lateral | distribution_circuit_resiliency | 2 | 182826.42 | 182826.42 | 0 | 0 | 723914.368 | 0 | 541087.85
Circuit | DH02_lateral | strategic_undergrounding_freeway | 3 | 42584.32 | 42584.32 | 0 | 0 | 1119742.95 | 0 | 1077158.51
Circuit | DH02_lateral | strategic_undergrounding_three_phase_lateral | 4 | 1263.5 | 1263.5 | 0 | 0 | 1160242.57 | 0 | 1158978.93
Circuit | DH02_main | strategic_undergrounding_main | 1 | 419801.67 | 419801.67 | 0 | 0 | 489611.9 | 0 | 69810.0896
Circuit | DH02_main | distribution_circuit_resiliency | 2 | 129317.78 | 129317.78 | 0 | 0 | 733928.964 | 0 | 604611.08
Circuit | DH02_main | strategic_undergrounding_freeway | 3 | 35255.21 | 35255.21 | 0 | 0 | 866625.401 | 0 | 831370.035
Circuit | DH03_lateral | strategic_undergrounding_single_or_two_phase_lateral | 1 | 24552.78 | 24552.78 | 0 | 0 | 24552.9115 | 0 | 0
Circuit | DH03_lateral | distribution_circuit_resiliency | 2 | 10603.16 | 10603.16 | 0 | 0 | 22879.7372 | 0 | 12276.4557
Circuit | DH03_main | strategic_undergrounding_main | 1 | 27183.46 | 27183.46 | 0 | 0 | 27183.5806 | 0 | 0
Circuit | DH03_main | distribution_circuit_resiliency | 2 | 10981.82 | 10981.82 | 0 | 0 | 39640.9089 | 0 | 28658.9389
Circuit | DH04_lateral | strategic_undergrounding_single_or_two_phase_lateral | 1 | 3645196.24 | 3645196.24 | 0 | 0 | 3645196.38 | 0 | 0
Circuit | DH04_lateral | distribution_circuit_resiliency | 2 | 382578.79 | 382578.79 | 0 | 0 | 4651047.33 | 0 | 4268468.43
Circuit | DH04_main | strategic_undergrounding_main | 1 | 2017104.64 | 2017104.64 | 0 | 0 | 2017104.79 | 0 | 0
Circuit | DH04_main | distribution_circuit_resiliency | 2 | 483416.78 | 483416.78 | 0 | 0 | 3367503.47 | 0 | 2884086.56
Circuit | DH05_lateral | strategic_undergrounding_single_or_two_phase_lateral | 1 | 1214211.74 | 1214211.74 | 0 | 0 | 1214211.86 | 0 | 0
Circuit | DH05_lateral | distribution_circuit_resiliency | 2 | 319776.29 | 319776.29 | 0 | 0 | 1321030.6 | 0 | 1001254.18
Circuit | DH05_lateral | strategic_undergrounding_three_phase_lateral | 3 | 0 | 0 | 0 | 0 | 2404081.34 | 0 | 2404081.34
Circuit | DH05_main | strategic_undergrounding_main | 1 | 980936.71 | 980936.71 | 0 | 0 | 980936.875 | 0 | 0
Circuit | DH05_main | distribution_circuit_resiliency | 2 | 360840.51 | 360840.51 | 0 | 0 | 1475568.59 | 0 | 1114727.98
Circuit | DH06_lateral | strategic_undergrounding_single_or_two_phase_lateral | 1 | 6145148.32 | 6145148.32 | 0 | 0 | 6146765.13 | 0 | 1616.6478
Circuit | DH06_lateral | distribution_circuit_resiliency | 2 | 1337045.48 | 1337045.48 | 0 | 0 | 7626279.69 | 0 | 6289234.1
Circuit | DH06_lateral | strategic_undergrounding_three_phase_lateral | 3 | 816.03 | 816.03 | 0 | 0 | 12165438.2 | 0 | 12164622.1
Circuit | DH06_main | strategic_undergrounding_main | 1 | 6612146.28 | 6612146.28 | 0 | 0 | 6612146.43 | 0 | 0
Circuit | DH06_main | distribution_circuit_resiliency | 2 | 2717007.64 | 2717007.64 | 0 | 0 | 9581906.25 | 0 | 6864898.45
Circuit | DH07_lateral | strategic_undergrounding_single_or_two_phase_lateral | 1 | 176491.73 | 176491.73 | 0 | 0 | 288607.048 | 0 | 112115.142
Circuit | DH07_lateral | strategic_undergrounding_three_phase_lateral | 2 | 56602.03 | 56602.03 | 0 | 0 | 406185.178 | 0 | 349583.008
Circuit | DH07_lateral | distribution_circuit_resiliency | 3 | 19158.13 | 19158.13 | 0 | 0 | 330740.269 | 0 | 311581.989
Circuit | DH07_main | strategic_undergrounding_main | 1 | 363038.71 | 363038.71 | 0 | 0 | 363038.881 | 0 | 0
Circuit | DH07_main | distribution_circuit_resiliency | 2 | 139231.29 | 139231.29 | 0 | 0 | 539040.07 | 0 | 399808.66
Circuit | DH08_lateral | strategic_undergrounding_single_or_two_phase_lateral | 1 | 2012028.18 | 2012028.18 | 0 | 0 | 2125295.74 | 0 | 113267.439
Circuit | DH08_lateral | distribution_circuit_resiliency | 2 | 504838.11 | 504838.11 | 0 | 0 | 2380757.44 | 0 | 1875919.2
Circuit | DH08_lateral | strategic_undergrounding_three_phase_lateral | 3 | 57186.09 | 57186.09 | 0 | 0 | 4042467.75 | 0 | 3985281.49
Circuit | DH08_main | strategic_undergrounding_main | 1 | 2018833 | 2018833 | 0 | 0 | 2018833.16 | 0 | 0
Circuit | DH08_main | distribution_circuit_resiliency | 2 | 508542.49 | 508542.49 | 0 | 0 | 3340992.35 | 0 | 2832449.72
Circuit | DH09_lateral | strategic_undergrounding_single_or_two_phase_lateral | 1 | 2370249.7 | 2370249.7 | 0 | 0 | 2370249.85 | 0 | 0
Circuit | DH09_lateral | distribution_circuit_resiliency | 2 | 483453.34 | 483453.34 | 0 | 0 | 2984460.76 | 0 | 2501007.32
Circuit | DH09_lateral | strategic_undergrounding_three_phase_lateral | 3 | 0 | 0 | 0 | 0 | 4687525.54 | 0 | 4687525.54
Circuit | DH09_main | strategic_undergrounding_main | 1 | 1675149.45 | 1675149.45 | 0 | 0 | 1675149.59 | 0 | 0
Circuit | DH09_main | distribution_circuit_resiliency | 2 | 533746.52 | 533746.52 | 0 | 0 | 2625556.38 | 0 | 2091809.75
Circuit | DH10_lateral | strategic_undergrounding_single_or_two_phase_lateral | 1 | 3146592.84 | 3146592.84 | 0 | 0 | 3147231.96 | 0 | 638.9919
Circuit | DH10_lateral | distribution_circuit_resiliency | 2 | 441834.76 | 441834.76 | 0 | 0 | 4102658.7 | 0 | 3660823.82
Circuit | DH10_lateral | strategic_undergrounding_three_phase_lateral | 3 | 322.25 | 322.25 | 0 | 0 | 6231760.96 | 0 | 6231438.59
Circuit | DH10_main | strategic_undergrounding_main | 1 | 3265512.12 | 3265512.12 | 0 | 0 | 3265512.25 | 0 | 0
Circuit | DH10_main | distribution_circuit_resiliency | 2 | 1198146.43 | 1198146.43 | 0 | 0 | 4897363.95 | 0 | 3699217.41
Circuit | DH11_lateral | strategic_undergrounding_single_or_two_phase_lateral | 1 | 2446433 | 2446433 | 0 | 0 | 2654300.14 | 0 | 207866.989
Circuit | DH11_lateral | distribution_circuit_resiliency | 2 | 656307.85 | 656307.85 | 0 | 0 | 3216893.69 | 0 | 2560585.72
Circuit | DH11_lateral | strategic_undergrounding_three_phase_lateral | 3 | 105118.88 | 105118.88 | 0 | 0 | 4938110.86 | 0 | 4832991.83
Circuit | DH11_main | strategic_undergrounding_main | 1 | 1515183.64 | 1515183.64 | 0 | 0 | 1515183.79 | 0 | 0
Circuit | DH11_main | distribution_circuit_resiliency | 2 | 453885.34 | 453885.34 | 0 | 0 | 2411778.76 | 0 | 1957893.3
Circuit | DH12_lateral | strategic_undergrounding_single_or_two_phase_lateral | 1 | 1394221.88 | 1394221.88 | 0 | 0 | 1394222.03 | 0 | 0
Circuit | DH12_lateral | distribution_circuit_resiliency | 2 | 305163.37 | 305163.37 | 0 | 0 | 1840740.83 | 0 | 1535577.33
Circuit | DH12_main | strategic_undergrounding_main | 1 | 1187744.61 | 1187744.61 | 0 | 0 | 1187744.76 | 0 | 0
Circuit | DH12_main | distribution_circuit_resiliency | 2 | 477818.35 | 477818.35 | 0 | 0 | 1734768.33 | 0 | 1256949.88
Circuit | DL41_lateral | strategic_undergrounding_single_or_two_phase_lateral | 1 | 7774604.56 | 7774604.56 | 0 | 0 | 8941619.63 | 0 | 1167014.95
Circuit | DL41_lateral | distribution_circuit_resiliency | 2 | 1572365.53 | 1572365.53 | 0 | 0 | 11327698.2 | 0 | 9755332.56
Circuit | DL41_lateral | strategic_undergrounding_freeway | 3 | 453099.05 | 453099.05 | 0 | 0 | 16000365 | 0 | 15547265.8
Circuit | DL41_lateral | strategic_undergrounding_three_phase_lateral | 4 | 141119.59 | 141119.59 | 0 | 0 | 16301097 | 0 | 16159977.3
Circuit | DL41_main | strategic_undergrounding_main | 1 | 12197420.6 | 12197420.6 | 0 | 0 | 13088429.1 | 0 | 891008.462
Circuit | DL41_main | distribution_circuit_resiliency | 2 | 4458329.69 | 4458329.69 | 0 | 0 | 19177017.4 | 0 | 14718687.6
Circuit | DL41_main | strategic_undergrounding_freeway | 3 | 453682.18 | 453682.18 | 0 | 0 | 24410451 | 0 | 23956768.6
Circuit | DL42_lateral | strategic_undergrounding_single_or_two_phase_lateral | 1 | 1574844.64 | 1574844.64 | 0 | 0 | 1574844.79 | 0 | 0
Circuit | DL42_lateral | distribution_circuit_resiliency | 2 | 663613.57 | 663613.57 | 0 | 0 | 1534240.44 | 0 | 870626.727
Circuit | DL42_main | strategic_undergrounding_main | 1 | 3487078.92 | 3487078.92 | 0 | 0 | 3487079.07 | 0 | 0
Circuit | DL42_main | distribution_circuit_resiliency | 2 | 1570684.39 | 1570684.39 | 0 | 0 | 4846937.44 | 0 | 3276252.94
Circuit | DL43_lateral | strategic_undergrounding_single_or_two_phase_lateral | 1 | 1605181.57 | 1605181.57 | 0 | 0 | 1608811 | 0 | 3629.3131
Circuit | DL43_lateral | distribution_circuit_resiliency | 2 | 462174.22 | 462174.22 | 0 | 0 | 1941442.16 | 0 | 1479267.82
Circuit | DL43_lateral | strategic_undergrounding_freeway | 3 | 1489.72 | 1489.72 | 0 | 0 | 3151969 | 0 | 3150479.11
Circuit | DL43_lateral | strategic_undergrounding_three_phase_lateral | 4 | 360.67 | 360.67 | 0 | 0 | 3153053.68 | 0 | 3152692.85
Circuit | DL43_main | strategic_undergrounding_main | 1 | 2435891.78 | 2435891.78 | 0 | 0 | 3231612.66 | 0 | 795720.727
Circuit | DL43_main | distribution_circuit_resiliency | 2 | 1087048.03 | 1087048.03 | 0 | 0 | 4194830.18 | 0 | 3107782
Circuit | DL43_main | strategic_undergrounding_freeway | 3 | 405753.45 | 405753.45 | 0 | 0 | 5186236.85 | 0 | 4780483.24
Circuit | DL44_lateral | strategic_undergrounding_single_or_two_phase_lateral | 1 | 1003245.77 | 1003245.77 | 0 | 0 | 1751061.74 | 0 | 747815.82
Circuit | DL44_lateral | strategic_undergrounding_freeway | 2 | 381122.57 | 381122.57 | 0 | 0 | 2349524.36 | 0 | 1968401.65
Circuit | DL44_lateral | distribution_circuit_resiliency | 3 | 131853.05 | 131853.05 | 0 | 0 | 1942736.76 | 0 | 1810883.59
Circuit | DL44_main | strategic_undergrounding_main | 1 | 3319806.77 | 3319806.77 | 0 | 0 | 5335617.46 | 0 | 2015810.54
Circuit | DL44_main | distribution_circuit_resiliency | 2 | 1325728.67 | 1325728.67 | 0 | 0 | 6846315.54 | 0 | 5520586.74
Circuit | DL44_main | strategic_undergrounding_freeway | 3 | 1027350.56 | 1027350.56 | 0 | 0 | 7540703.8 | 0 | 6513353.08
Circuit | DL45_lateral | strategic_undergrounding_single_or_two_phase_lateral | 1 | 857248.67 | 857248.67 | 0 | 0 | 1268336.9 | 0 | 411088.069
Circuit | DL45_lateral | distribution_circuit_resiliency | 2 | 272015.35 | 272015.35 | 0 | 0 | 1430255.04 | 0 | 1158239.57
Circuit | DL45_lateral | strategic_undergrounding_freeway | 3 | 209633.24 | 209633.24 | 0 | 0 | 1891078.45 | 0 | 1681445.08
Circuit | DL45_main | strategic_undergrounding_main | 1 | 2003927.25 | 2003927.25 | 0 | 0 | 2579438.14 | 0 | 575510.739
Circuit | DL45_main | distribution_circuit_resiliency | 2 | 904702.9 | 904702.9 | 0 | 0 | 3358471.56 | 0 | 2453768.52
Circuit | DL45_main | strategic_undergrounding_freeway | 3 | 293460.3 | 293460.3 | 0 | 0 | 4224298.79 | 0 | 3930838.34
Circuit | DL46_lateral | strategic_undergrounding_single_or_two_phase_lateral | 1 | 743560.75 | 743560.75 | 0 | 0 | 1147206.51 | 0 | 403645.607
Circuit | DL46_lateral | distribution_circuit_resiliency | 2 | 127901.29 | 127901.29 | 0 | 0 | 1180800.35 | 0 | 1052898.95
Circuit | DL46_lateral | strategic_undergrounding_freeway | 3 | 122310.42 | 122310.42 | 0 | 0 | 1744929.57 | 0 | 1622618.98
Circuit | DL46_lateral | strategic_undergrounding_three_phase_lateral | 4 | 83358.18 | 83358.18 | 0 | 0 | 1782457.79 | 0 | 1699099.49
Circuit | DL46_main | strategic_undergrounding_main | 1 | 2820285.74 | 2820285.74 | 0 | 0 | 3493667.08 | 0 | 673381.19
Circuit | DL46_main | distribution_circuit_resiliency | 2 | 1232952.86 | 1232952.86 | 0 | 0 | 4641747.73 | 0 | 3408794.76
Circuit | DL46_main | strategic_undergrounding_freeway | 3 | 343124.56 | 343124.56 | 0 | 0 | 5876516.63 | 0 | 5533391.94
Circuit | DL47_lateral | strategic_undergrounding_single_or_two_phase_lateral | 1 | 2626363.7 | 2626363.7 | 0 | 0 | 3209338.27 | 0 | 582974.433
Circuit | DL47_lateral | distribution_circuit_resiliency | 2 | 1038266.47 | 1038266.47 | 0 | 0 | 3280311.57 | 0 | 2242044.98
Circuit | DL47_lateral | strategic_undergrounding_freeway | 3 | 296815.95 | 296815.95 | 0 | 0 | 5456452.34 | 0 | 5159636.24
Circuit | DL47_lateral | strategic_undergrounding_three_phase_lateral | 4 | 0 | 0 | 0 | 0 | 5742610.67 | 0 | 5742610.67
Circuit | DL47_main | strategic_undergrounding_main | 1 | 4595094.7 | 4595094.7 | 0 | 0 | 7348207.61 | 0 | 2753112.75
Circuit | DL47_main | distribution_circuit_resiliency | 2 | 2404521.79 | 2404521.79 | 0 | 0 | 8696901.21 | 0 | 6292379.27
Circuit | DL47_main | strategic_undergrounding_freeway | 3 | 1401722.01 | 1401722.01 | 0 | 0 | 10431270 | 0 | 9029547.79
Circuit | DN01_lateral | strategic_undergrounding_single_or_two_phase_lateral | 1 | 290175.75 | 290175.75 | 0 | 0 | 292356.839 | 0 | 2180.9445
Circuit | DN01_lateral | distribution_circuit_resiliency | 2 | 40115.89 | 40115.89 | 0 | 0 | 387318.353 | 0 | 347202.358
Circuit | DN01_lateral | strategic_undergrounding_three_phase_lateral | 3 | 1103.17 | 1103.17 | 0 | 0 | 574691.74 | 0 | 573588.41
Circuit | DN01_main | strategic_undergrounding_main | 1 | 339273.91 | 339273.91 | 0 | 0 | 339274.098 | 0 | 0
Circuit | DN01_main | distribution_circuit_resiliency | 2 | 100528.06 | 100528.06 | 0 | 0 | 541079.001 | 0 | 440550.795
Circuit | DN02_lateral | strategic_undergrounding_single_or_two_phase_lateral | 1 | 904246.97 | 904246.97 | 0 | 0 | 958714.458 | 0 | 54467.3279
Circuit | DN02_lateral | distribution_circuit_resiliency | 2 | 82174.17 | 82174.17 | 0 | 0 | 1161053.71 | 0 | 1078879.41
Circuit | DN02_lateral | strategic_undergrounding_three_phase_lateral | 3 | 27562.6 | 27562.6 | 0 | 0 | 1814146.39 | 0 | 1786583.65
Circuit | DN02_main | strategic_undergrounding_main | 1 | 985735.06 | 985735.06 | 0 | 0 | 985735.198 | 0 | 0
Circuit | DN02_main | distribution_circuit_resiliency | 2 | 272445.48 | 272445.48 | 0 | 0 | 1596809.73 | 0 | 1324364.11
Circuit | DN03_lateral | strategic_undergrounding_single_or_two_phase_lateral | 1 | 1507037.98 | 1507037.98 | 0 | 0 | 1520826.9 | 0 | 13788.7584
Circuit | DN03_lateral | distribution_circuit_resiliency | 2 | 319418.67 | 319418.67 | 0 | 0 | 1814682.39 | 0 | 1495263.59
Circuit | DN03_lateral | strategic_undergrounding_three_phase_lateral | 3 | 6198.5 | 6198.5 | 0 | 0 | 2984430.61 | 0 | 2978231.96
Circuit | DN03_lateral | strategic_undergrounding_freeway | 4 | 779.97 | 779.97 | 0 | 0 | 2989720.26 | 0 | 2988940.15
Circuit | DN03_main | strategic_undergrounding_main | 1 | 559261.39 | 559261.39 | 0 | 0 | 559774.962 | 0 | 513.4279
Circuit | DN03_main | distribution_circuit_resiliency | 2 | 64020.84 | 64020.84 | 0 | 0 | 1022732.44 | 0 | 958711.464
Circuit | DN03_main | strategic_undergrounding_freeway | 3 | 259.89 | 259.89 | 0 | 0 | 1104862.25 | 0 | 1104602.21
Circuit | DN04_lateral | strategic_undergrounding_single_or_two_phase_lateral | 1 | 1588946.39 | 1588946.39 | 0 | 0 | 1669451.45 | 0 | 80504.9113
Circuit | DN04_lateral | distribution_circuit_resiliency | 2 | 191106.25 | 191106.25 | 0 | 0 | 2192322.87 | 0 | 2001216.47
Circuit | DN04_lateral | strategic_undergrounding_three_phase_lateral | 3 | 40765.04 | 40765.04 | 0 | 0 | 3179830.75 | 0 | 3139065.57
Circuit | DN04_main | strategic_undergrounding_main | 1 | 670764.67 | 670764.67 | 0 | 0 | 670764.813 | 0 | 0
Circuit | DN04_main | distribution_circuit_resiliency | 2 | 107939.69 | 107939.69 | 0 | 0 | 1186158.87 | 0 | 1078219.06
Circuit | DN05_lateral | strategic_undergrounding_single_or_two_phase_lateral | 1 | 281867.17 | 281867.17 | 0 | 0 | 291979.234 | 0 | 10111.887
Circuit | DN05_lateral | strategic_undergrounding_three_phase_lateral | 2 | 5115.45 | 5115.45 | 0 | 0 | 562280.527 | 0 | 557164.967
Circuit | DN05_lateral | distribution_circuit_resiliency | 3 | 0 | 0 | 0 | 0 | 341942.505 | 0 | 341942.505
Circuit | DN05_main | strategic_undergrounding_main | 1 | 237361.84 | 237361.84 | 0 | 0 | 237361.975 | 0 | 0
Circuit | DN05_main | distribution_circuit_resiliency | 2 | 156837.92 | 156837.92 | 0 | 0 | 267057.607 | 0 | 110219.567
Circuit | DN06_lateral | strategic_undergrounding_single_or_two_phase_lateral | 1 | 1796236.74 | 1796236.74 | 0 | 0 | 1796236.88 | 0 | 0
Circuit | DN06_lateral | distribution_circuit_resiliency | 2 | 384703.14 | 384703.14 | 0 | 0 | 1972549.14 | 0 | 1587845.87
Circuit | DN06_lateral | strategic_undergrounding_three_phase_lateral | 3 | 0 | 0 | 0 | 0 | 3549858.43 | 0 | 3549858.43
Circuit | DN06_main | strategic_undergrounding_main | 1 | 1350651.65 | 1350651.65 | 0 | 0 | 1350651.81 | 0 | 0
Circuit | DN06_main | distribution_circuit_resiliency | 2 | 529094.19 | 529094.19 | 0 | 0 | 1987601.46 | 0 | 1458507.13
Circuit | DN07_lateral | strategic_undergrounding_single_or_two_phase_lateral | 1 | 2907124.25 | 2907124.25 | 0 | 0 | 4535184.08 | 0 | 1628059.66
Circuit | DN07_lateral | strategic_undergrounding_three_phase_lateral | 2 | 828149.6 | 828149.6 | 0 | 0 | 6570481.31 | 0 | 5742331.57
Circuit | DN07_lateral | distribution_circuit_resiliency | 3 | 624981.81 | 624981.81 | 0 | 0 | 5261847.6 | 0 | 4636865.68
Circuit | DN07_main | strategic_undergrounding_main | 1 | 1737678.68 | 1737678.68 | 0 | 0 | 1737678.82 | 0 | 0
Circuit | DN07_main | distribution_circuit_resiliency | 2 | 486878.11 | 486878.11 | 0 | 0 | 2805741.21 | 0 | 2318862.96
Circuit | DN08_lateral | strategic_undergrounding_single_or_two_phase_lateral | 1 | 2172649.44 | 2172649.44 | 0 | 0 | 2898468.96 | 0 | 725819.384
Circuit | DN08_lateral | strategic_undergrounding_freeway | 2 | 248616.06 | 248616.06 | 0 | 0 | 4776598.88 | 0 | 4527982.67
Circuit | DN08_lateral | distribution_circuit_resiliency | 3 | 231501.64 | 231501.64 | 0 | 0 | 3233865.67 | 0 | 3002363.89
Circuit | DN08_lateral | strategic_undergrounding_three_phase_lateral | 4 | 118605.43 | 118605.43 | 0 | 0 | 4903644.29 | 0 | 4785038.7
Circuit | DN08_main | strategic_undergrounding_main | 1 | 1882118.26 | 1882118.26 | 0 | 0 | 2284571.5 | 0 | 402453.101
Circuit | DN08_main | distribution_circuit_resiliency | 2 | 575599.54 | 575599.54 | 0 | 0 | 3380698.34 | 0 | 2805098.69
Circuit | DN08_main | strategic_undergrounding_freeway | 3 | 203599.1 | 203599.1 | 0 | 0 | 3923609.64 | 0 | 3720010.36
Circuit | DN09_lateral | strategic_undergrounding_single_or_two_phase_lateral | 1 | 216388.03 | 216388.03 | 0 | 0 | 335708.447 | 0 | 119320.266
Circuit | DN09_lateral | distribution_circuit_resiliency | 2 | 78198.01 | 78198.01 | 0 | 0 | 348342.794 | 0 | 270144.673
Circuit | DN09_lateral | strategic_undergrounding_three_phase_lateral | 3 | 60363.47 | 60363.47 | 0 | 0 | 488096.422 | 0 | 427732.817
Circuit | DN09_main | strategic_undergrounding_main | 1 | 232757.82 | 232757.82 | 0 | 0 | 232757.971 | 0 | 0
Circuit | DN09_main | distribution_circuit_resiliency | 2 | 76872.6 | 76872.6 | 0 | 0 | 361016.752 | 0 | 284144.023
Circuit | DN10_lateral | strategic_undergrounding_single_or_two_phase_lateral | 1 | 1527062.63 | 1527062.63 | 0 | 0 | 1528792.79 | 0 | 1730.0215
Circuit | DN10_lateral | distribution_circuit_resiliency | 2 | 226733.08 | 226733.08 | 0 | 0 | 1651562.05 | 0 | 1424828.85
Circuit | DN10_lateral | strategic_undergrounding_three_phase_lateral | 3 | 875.75 | 875.75 | 0 | 0 | 3018963.82 | 0 | 3018087.94
Circuit | DN10_main | strategic_undergrounding_main | 1 | 908808.17 | 908808.17 | 0 | 0 | 908808.31 | 0 | 0
Circuit | DN10_main | distribution_circuit_resiliency | 2 | 109996.88 | 109996.88 | 0 | 0 | 1654580.22 | 0 | 1544583.21
Circuit | DN11_lateral | strategic_undergrounding_single_or_two_phase_lateral | 1 | 1765379.53 | 1765379.53 | 0 | 0 | 2151653.79 | 0 | 386274.082
Circuit | DN11_lateral | distribution_circuit_resiliency | 2 | 508508.56 | 508508.56 | 0 | 0 | 2105336.57 | 0 | 1596827.88
Circuit | DN11_lateral | strategic_undergrounding_freeway | 3 | 180579.1 | 180579.1 | 0 | 0 | 3699515.91 | 0 | 3518936.65
Circuit | DN11_lateral | strategic_undergrounding_three_phase_lateral | 4 | 14834.95 | 14834.95 | 0 | 0 | 3861396.91 | 0 | 3846561.79
Circuit | DN11_main | strategic_undergrounding_main | 1 | 3169089.19 | 3169089.19 | 0 | 0 | 3714120.05 | 0 | 545030.707
Circuit | DN11_main | distribution_circuit_resiliency | 2 | 649000.11 | 649000.11 | 0 | 0 | 5972908.72 | 0 | 5323908.48
Circuit | DN11_main | strategic_undergrounding_freeway | 3 | 275728.53 | 275728.53 | 0 | 0 | 6540042.64 | 0 | 6264313.97
Circuit | DN12_lateral | strategic_undergrounding_single_or_two_phase_lateral | 1 | 429706.4 | 429706.4 | 0 | 0 | 432180.515 | 0 | 2473.9734
Circuit | DN12_lateral | distribution_circuit_resiliency | 2 | 87552.83 | 87552.83 | 0 | 0 | 427320.394 | 0 | 339767.421
Circuit | DN12_lateral | strategic_undergrounding_three_phase_lateral | 3 | 1251.41 | 1251.41 | 0 | 0 | 850649.116 | 0 | 849397.543
Circuit | DN12_main | strategic_undergrounding_main | 1 | 351691.69 | 351691.69 | 0 | 0 | 351691.861 | 0 | 0
Circuit | DN12_main | distribution_circuit_resiliency | 2 | 170782.21 | 170782.21 | 0 | 0 | 475081.076 | 0 | 304298.731
Circuit | DR01_lateral | strategic_undergrounding_single_or_two_phase_lateral | 1 | 3765505.16 | 3765505.16 | 0 | 0 | 3775288.14 | 0 | 9782.8138
Circuit | DR01_lateral | distribution_circuit_resiliency | 2 | 372633.16 | 372633.16 | 0 | 0 | 5042040.99 | 0 | 4669407.7
Circuit | DR01_lateral | strategic_undergrounding_freeway | 3 | 4971.44 | 4971.44 | 0 | 0 | 7415367.53 | 0 | 7410395.96
Circuit | DR01_main | strategic_undergrounding_main | 1 | 2232767.25 | 2232767.25 | 0 | 0 | 2468894.88 | 0 | 236127.47
Circuit | DR01_main | distribution_circuit_resiliency | 2 | 421133.05 | 421133.05 | 0 | 0 | 4092116.86 | 0 | 3670983.68
Circuit | DR01_main | strategic_undergrounding_freeway | 3 | 119900.04 | 119900.04 | 0 | 0 | 4513833.48 | 0 | 4393933.3
Circuit | DR02_lateral | strategic_undergrounding_single_or_two_phase_lateral | 1 | 6780294.28 | 6780294.28 | 0 | 0 | 9076948.89 | 0 | 2296654.44
Circuit | DR02_lateral | strategic_undergrounding_freeway | 2 | 977864.22 | 977864.22 | 0 | 0 | 14688174.6 | 0 | 13710310.2
Circuit | DR02_lateral | distribution_circuit_resiliency | 3 | 300211.78 | 300211.78 | 0 | 0 | 11747981.8 | 0 | 11447769.9
Circuit | DR02_lateral | strategic_undergrounding_three_phase_lateral | 4 | 189694.83 | 189694.83 | 0 | 0 | 15450378.3 | 0 | 15260683.3
Circuit | DR02_main | strategic_undergrounding_main | 1 | 7952404.49 | 7952404.49 | 0 | 0 | 9889057.17 | 0 | 1936652.54
Circuit | DR02_main | strategic_undergrounding_freeway | 2 | 984543.64 | 984543.64 | 0 | 0 | 16627338.1 | 0 | 15642794.3
Circuit | DR02_main | distribution_circuit_resiliency | 3 | 722820.98 | 722820.98 | 0 | 0 | 16657288.8 | 0 | 15934467.7
Circuit | DR03_lateral | strategic_undergrounding_single_or_two_phase_lateral | 1 | 699648.83 | 699648.83 | 0 | 0 | 699648.975 | 0 | 0
Circuit | DR03_lateral | distribution_circuit_resiliency | 2 | 70615.93 | 70615.93 | 0 | 0 | 870708.389 | 0 | 800092.325
Circuit | DR03_main | strategic_undergrounding_main | 1 | 791451.87 | 791451.87 | 0 | 0 | 791452.015 | 0 | 0
Circuit | DR03_main | distribution_circuit_resiliency | 2 | 235072.44 | 235072.44 | 0 | 0 | 1256696.34 | 0 | 1021623.77
Circuit | DR04_lateral | strategic_undergrounding_single_or_two_phase_lateral | 1 | 2619811.01 | 2619811.01 | 0 | 0 | 2620908.89 | 0 | 1097.73
Circuit | DR04_lateral | distribution_circuit_resiliency | 2 | 92493.63 | 92493.63 | 0 | 0 | 3705947.01 | 0 | 3613453.25
Circuit | DR04_lateral | strategic_undergrounding_three_phase_lateral | 3 | 557.91 | 557.91 | 0 | 0 | 5157249.82 | 0 | 5156691.75
Circuit | DR04_main | strategic_undergrounding_main | 1 | 1180793.56 | 1180793.56 | 0 | 0 | 1180793.73 | 0 | 0
Circuit | DR04_main | distribution_circuit_resiliency | 2 | 140570.87 | 140570.87 | 0 | 0 | 2143790.15 | 0 | 2003219.15
Circuit | DR05_lateral | strategic_undergrounding_single_or_two_phase_lateral | 1 | 295136.95 | 295136.95 | 0 | 0 | 295137.118 | 0 | 0
Circuit | DR05_lateral | distribution_circuit_resiliency | 2 | 125261.28 | 125261.28 | 0 | 0 | 325967.214 | 0 | 200705.801
Circuit | DR05_main | strategic_undergrounding_main | 1 | 403604.8 | 403604.8 | 0 | 0 | 403604.944 | 0 | 0
Circuit | DR05_main | distribution_circuit_resiliency | 2 | 119801.92 | 119801.92 | 0 | 0 | 640906.327 | 0 | 521104.281
Circuit | DR06_lateral | strategic_undergrounding_single_or_two_phase_lateral | 1 | 1111561.92 | 1111561.92 | 0 | 0 | 1111562.04 | 0 | 0
Circuit | DR06_lateral | distribution_circuit_resiliency | 2 | 111520.64 | 111520.64 | 0 | 0 | 1438201.76 | 0 | 1326680.97
Circuit | DR06_main | strategic_undergrounding_main | 1 | 974663.31 | 974663.31 | 0 | 0 | 974663.465 | 0 | 0
Circuit | DR06_main | distribution_circuit_resiliency | 2 | 235927.05 | 235927.05 | 0 | 0 | 1616187.25 | 0 | 1380260.09
Circuit | DR07_lateral | strategic_undergrounding_single_or_two_phase_lateral | 1 | 7262787.11 | 7262787.11 | 0 | 0 | 8094436.19 | 0 | 831648.947
Circuit | DR07_lateral | distribution_circuit_resiliency | 2 | 1212921.99 | 1212921.99 | 0 | 0 | 10494667.7 | 0 | 9281745.53
Circuit | DR07_lateral | strategic_undergrounding_three_phase_lateral | 3 | 422801.68 | 422801.68 | 0 | 0 | 14710811.4 | 0 | 14288009.6
Circuit | DR07_main | strategic_undergrounding_main | 1 | 4399699.87 | 4399699.87 | 0 | 0 | 4399700.01 | 0 | 0
Circuit | DR07_main | distribution_circuit_resiliency | 2 | 974244 | 974244 | 0 | 0 | 7411461.08 | 0 | 6437216.95
Circuit | DR08_lateral | strategic_undergrounding_single_or_two_phase_lateral | 1 | 1571223.59 | 1571223.59 | 0 | 0 | 1582509.35 | 0 | 11285.6075
Circuit | DR08_lateral | distribution_circuit_resiliency | 2 | 96512.76 | 96512.76 | 0 | 0 | 2313396.49 | 0 | 2216883.62
Circuit | DR08_lateral | strategic_undergrounding_three_phase_lateral | 3 | 5734.12 | 5734.12 | 0 | 0 | 3097454.53 | 0 | 3091720.27
Circuit | DR08_main | strategic_undergrounding_main | 1 | 1003303.07 | 1003303.07 | 0 | 0 | 1003303.22 | 0 | 0
Circuit | DR08_main | distribution_circuit_resiliency | 2 | 159484.72 | 159484.72 | 0 | 0 | 1770669.01 | 0 | 1611184.14
Circuit | DR09_lateral | strategic_undergrounding_single_or_two_phase_lateral | 1 | 116357.01 | 116357.01 | 0 | 0 | 149533.443 | 0 | 33176.2933
Circuit | DR09_lateral | distribution_circuit_resiliency | 2 | 29342.44 | 29342.44 | 0 | 0 | 179122.536 | 0 | 149779.96
Circuit | DR09_lateral | strategic_undergrounding_three_phase_lateral | 3 | 16843.31 | 16843.31 | 0 | 0 | 245713.758 | 0 | 228870.309
Circuit | DR09_main | strategic_undergrounding_main | 1 | 104925.67 | 104925.67 | 0 | 0 | 104925.832 | 0 | 0
Circuit | DR09_main | distribution_circuit_resiliency | 2 | 25656.04 | 25656.04 | 0 | 0 | 173650.823 | 0 | 147994.67
Circuit | DR10_main | strategic_undergrounding_main | 1 | 386425.01 | 386425.01 | 0 | 0 | 386425.144 | 0 | 0
Circuit | DR10_main | distribution_circuit_resiliency | 2 | 334029.23 | 334029.23 | 0 | 0 | 334029.342 | 0 | 0
Circuit | DR11_lateral | strategic_undergrounding_single_or_two_phase_lateral | 1 | 583.57 | 583.57 | 0 | 0 | 583.7238 | 0 | 0
Circuit | DR11_lateral | distribution_circuit_resiliency | 2 | 0 | 0 | 0 | 0 | 583.7238 | 0 | 583.7238
Circuit | DR11_main | strategic_undergrounding_main | 1 | 40860.52 | 40860.52 | 0 | 0 | 40860.6643 | 0 | 0
Circuit | DR11_main | distribution_circuit_resiliency | 2 | 35320.2 | 35320.2 | 0 | 0 | 35320.323 | 0 | 0
Circuit | DR12_lateral | strategic_undergrounding_single_or_two_phase_lateral | 1 | 741395.46 | 741395.46 | 0 | 0 | 743164.831 | 0 | 1769.2152
Circuit | DR12_lateral | distribution_circuit_resiliency | 2 | 82601.03 | 82601.03 | 0 | 0 | 1061696.28 | 0 | 979095.108
Circuit | DR12_lateral | strategic_undergrounding_freeway | 3 | 720.72 | 720.72 | 0 | 0 | 1459115.44 | 0 | 1458394.57
Circuit | DR12_lateral | strategic_undergrounding_three_phase_lateral | 4 | 178.74 | 178.74 | 0 | 0 | 1459638.82 | 0 | 1459459.9
Circuit | DR12_main | strategic_undergrounding_main | 1 | 586183.04 | 586183.04 | 0 | 0 | 603304.576 | 0 | 17121.3836
Circuit | DR12_main | distribution_circuit_resiliency | 2 | 227409.71 | 227409.71 | 0 | 0 | 879934.814 | 0 | 652524.988
Circuit | DR12_main | strategic_undergrounding_freeway | 3 | 8712.52 | 8712.52 | 0 | 0 | 1161520.16 | 0 | 1152807.47
Circuit | DT21_lateral | distribution_circuit_resiliency | 1 | 0 | 0 | 0 | 0 | 0 | 0 | 0
Circuit | DT21_lateral | strategic_undergrounding_single_or_two_phase_lateral | 2 | 0 | 0 | 0 | 0 | 0 | 0 | 0
Circuit | DT28_lateral | strategic_undergrounding_freeway | 1 | 104328.33 | 104328.33 | 0 | 0 | 104328.481 | 0 | 0
Circuit | DT29_lateral | strategic_undergrounding_freeway | 1 | 66344.64 | 66344.64 | 0 | 0 | 66344.8106 | 0 | 0
Circuit | DT30_lateral | strategic_undergrounding_freeway | 1 | 103821.89 | 103821.89 | 0 | 0 | 103822.033 | 0 | 0
Circuit | DT32_main | strategic_undergrounding_freeway | 1 | 14024.1 | 14024.1 | 0 | 0 | 14024.2248 | 0 | 0
Circuit | DT33_lateral | strategic_undergrounding_freeway | 1 | 3116.32 | 3116.32 | 0 | 0 | 3116.4944 | 0 | 0
Circuit | DT36_lateral | strategic_undergrounding_freeway | 1 | 506.33 | 506.33 | 0 | 0 | 506.4489 | 0 | 0
Circuit | DT37_lateral | strategic_undergrounding_single_or_two_phase_lateral | 1 | 14024.1 | 14024.1 | 0 | 0 | 15048.4208 | 0 | 1024.196
Circuit | DT37_lateral | strategic_undergrounding_freeway | 2 | 519.27 | 519.27 | 0 | 0 | 28172.7079 | 0 | 27653.2921
Circuit | DT37_lateral | distribution_circuit_resiliency | 3 | 0 | 0 | 0 | 0 | 15048.4208 | 0 | 15048.4208
Circuit | DT38_lateral | distribution_circuit_resiliency | 1 | 0 | 0 | 0 | 0 | 0 | 0 | 0
Circuit | DT38_lateral | strategic_undergrounding_single_or_two_phase_lateral | 2 | 0 | 0 | 0 | 0 | 0 | 0 | 0
Circuit | DT38_main | strategic_undergrounding_main | 1 | 103821.89 | 103821.89 | 0 | 0 | 104821.816 | 0 | 999.7835
Circuit | DT38_main | distribution_circuit_resiliency | 2 | 89676.18 | 89676.18 | 0 | 0 | 90676.0842 | 0 | 999.7835
Circuit | DT38_main | strategic_undergrounding_freeway | 3 | 506.33 | 506.33 | 0 | 0 | 205462.073 | 0 | 204955.624
Circuit | DV01_lateral | strategic_undergrounding_single_or_two_phase_lateral | 1 | 113152.51 | 113152.51 | 0 | 0 | 243746.614 | 0 | 130593.945
Circuit | DV01_lateral | strategic_undergrounding_freeway | 2 | 34715.15 | 34715.15 | 0 | 0 | 320159.647 | 0 | 285444.373
Circuit | DV01_lateral | strategic_undergrounding_three_phase_lateral | 3 | 31433.18 | 31433.18 | 0 | 0 | 323357.043 | 0 | 291923.675
Circuit | DV01_lateral | distribution_circuit_resiliency | 4 | 26891.44 | 26891.44 | 0 | 0 | 275106.541 | 0 | 248214.962
Circuit | DV01_main | strategic_undergrounding_main | 1 | 101301.06 | 101301.06 | 0 | 0 | 178044.925 | 0 | 76743.7412
Circuit | DV01_main | strategic_undergrounding_freeway | 2 | 38872.21 | 38872.21 | 0 | 0 | 238861.221 | 0 | 199988.866
Circuit | DV01_main | distribution_circuit_resiliency | 3 | 33432.98 | 33432.98 | 0 | 0 | 233769.034 | 0 | 200335.954
Circuit | DV02_lateral | strategic_undergrounding_single_or_two_phase_lateral | 1 | 87165.98 | 87165.98 | 0 | 0 | 87332.4178 | 0 | 166.3007
Circuit | DV02_lateral | distribution_circuit_resiliency | 2 | 9997.02 | 9997.02 | 0 | 0 | 91412.4702 | 0 | 81415.3083
Circuit | DV02_lateral | strategic_undergrounding_freeway | 3 | 42.62 | 42.62 | 0 | 0 | 172285.055 | 0 | 172242.294
Circuit | DV02_lateral | strategic_undergrounding_three_phase_lateral | 4 | 41.28 | 41.28 | 0 | 0 | 172286.256 | 0 | 172244.834
Circuit | DV02_main | strategic_undergrounding_main | 1 | 173107.08 | 173107.08 | 0 | 0 | 173191.667 | 0 | 84.42
Circuit | DV02_main | distribution_circuit_resiliency | 2 | 73443.72 | 73443.72 | 0 | 0 | 247583.712 | 0 | 174139.843
Circuit | DV02_main | strategic_undergrounding_freeway | 3 | 42.62 | 42.62 | 0 | 0 | 342053.957 | 0 | 342011.196
Circuit | DV03_lateral | strategic_undergrounding_single_or_two_phase_lateral | 1 | 1433012.4 | 1433012.4 | 0 | 0 | 1461211.42 | 0 | 28198.8444
Circuit | DV03_lateral | distribution_circuit_resiliency | 2 | 108591.41 | 108591.41 | 0 | 0 | 1852451.3 | 0 | 1743859.78
Circuit | DV03_lateral | strategic_undergrounding_three_phase_lateral | 3 | 14265.46 | 14265.46 | 0 | 0 | 2847908.39 | 0 | 2833642.77
Circuit | DV03_main | strategic_undergrounding_main | 1 | 1181754.11 | 1181754.11 | 0 | 0 | 1181754.24 | 0 | 0
Circuit | DV03_main | distribution_circuit_resiliency | 2 | 213219.54 | 213219.54 | 0 | 0 | 2061995.36 | 0 | 1848775.7
Circuit | DV04_lateral | strategic_undergrounding_single_or_two_phase_lateral | 1 | 711360.22 | 711360.22 | 0 | 0 | 711360.396 | 0 | 0
Circuit | DV04_lateral | distribution_circuit_resiliency | 2 | 215677.35 | 215677.35 | 0 | 0 | 677340.884 | 0 | 461663.363
Circuit | DV04_lateral | strategic_undergrounding_three_phase_lateral | 3 | 0 | 0 | 0 | 0 | 1406162.9 | 0 | 1406162.9
Circuit | DV04_main | strategic_undergrounding_main | 1 | 1402620.56 | 1402620.56 | 0 | 0 | 1402620.7 | 0 | 0
Circuit | DV04_main | distribution_circuit_resiliency | 2 | 472916.47 | 472916.47 | 0 | 0 | 2163277.46 | 0 | 1690360.86
Circuit | DV05_lateral | strategic_undergrounding_single_or_two_phase_lateral | 1 | 963842.88 | 963842.88 | 0 | 0 | 985777.53 | 0 | 21934.4907
Circuit | DV05_lateral | distribution_circuit_resiliency | 2 | 425814.1 | 425814.1 | 0 | 0 | 1003513.26 | 0 | 577699.042
Circuit | DV05_lateral | strategic_undergrounding_three_phase_lateral | 3 | 11095.37 | 11095.37 | 0 | 0 | 1916467.51 | 0 | 1905371.99
Circuit | DV05_main | strategic_undergrounding_main | 1 | 800485.97 | 800485.97 | 0 | 0 | 800486.13 | 0 | 0
Circuit | DV05_main | distribution_circuit_resiliency | 2 | 285845.71 | 285845.71 | 0 | 0 | 1214137.31 | 0 | 928291.493
Circuit | DV06_lateral | strategic_undergrounding_single_or_two_phase_lateral | 1 | 1376403.64 | 1376403.64 | 0 | 0 | 1379236.51 | 0 | 2832.727
Circuit | DV06_lateral | distribution_circuit_resiliency | 2 | 130439.29 | 130439.29 | 0 | 0 | 1850768.33 | 0 | 1720328.91
Circuit | DV06_lateral | strategic_undergrounding_three_phase_lateral | 3 | 1434.68 | 1434.68 | 0 | 0 | 2719483.3 | 0 | 2718048.46
Circuit | DV06_main | strategic_undergrounding_main | 1 | 1215436.67 | 1215436.67 | 0 | 0 | 1215436.83 | 0 | 0
Circuit | DV06_main | distribution_circuit_resiliency | 2 | 209622.96 | 209622.96 | 0 | 0 | 2131341.25 | 0 | 1921718.15
Circuit | DV07_lateral | strategic_undergrounding_single_or_two_phase_lateral | 1 | 598792.57 | 598792.57 | 0 | 0 | 598792.69 | 0 | 0
Circuit | DV07_lateral | distribution_circuit_resiliency | 2 | 211114.97 | 211114.97 | 0 | 0 | 699157.128 | 0 | 488042.017
Circuit | DV07_main | strategic_undergrounding_main | 1 | 704913.78 | 704913.78 | 0 | 0 | 704913.929 | 0 | 0
Circuit | DV07_main | distribution_circuit_resiliency | 2 | 216506.92 | 216506.92 | 0 | 0 | 1114435.28 | 0 | 897928.232
Circuit | DV08_lateral | strategic_undergrounding_single_or_two_phase_lateral | 1 | 759729.3 | 759729.3 | 0 | 0 | 760708.068 | 0 | 978.6214
Circuit | DV08_lateral | distribution_circuit_resiliency | 2 | 26096.42 | 26096.42 | 0 | 0 | 924643.693 | 0 | 898547.11
Circuit | DV08_lateral | strategic_undergrounding_three_phase_lateral | 3 | 495.55 | 495.55 | 0 | 0 | 1500404.61 | 0 | 1499908.92
Circuit | DV08_main | strategic_undergrounding_main | 1 | 1241709.04 | 1241709.04 | 0 | 0 | 1241709.18 | 0 | 0
Circuit | DV08_main | distribution_circuit_resiliency | 2 | 558889.28 | 558889.28 | 0 | 0 | 1733255.68 | 0 | 1174366.27
Circuit | DV09_lateral | strategic_undergrounding_single_or_two_phase_lateral | 1 | 987104.31 | 987104.31 | 0 | 0 | 1000270.52 | 0 | 13166.0459
Circuit | DV09_lateral | distribution_circuit_resiliency | 2 | 40559.63 | 40559.63 | 0 | 0 | 1163664.41 | 0 | 1123104.63
Circuit | DV09_lateral | strategic_undergrounding_three_phase_lateral | 3 | 6660.47 | 6660.47 | 0 | 0 | 1957868.63 | 0 | 1951208.01
Circuit | DV09_main | strategic_undergrounding_main | 1 | 1300486.69 | 1300486.69 | 0 | 0 | 1300486.83 | 0 | 0
Circuit | DV09_main | distribution_circuit_resiliency | 2 | 304341.99 | 304341.99 | 0 | 0 | 2178528.78 | 0 | 1874186.64
Circuit | DV10_lateral | strategic_undergrounding_single_or_two_phase_lateral | 1 | 1271070.5 | 1271070.5 | 0 | 0 | 1302915.62 | 0 | 31844.9764
Circuit | DV10_lateral | distribution_circuit_resiliency | 2 | 298764.71 | 298764.71 | 0 | 0 | 1592102.91 | 0 | 1293338.07
Circuit | DV10_lateral | strategic_undergrounding_three_phase_lateral | 3 | 16108.58 | 16108.58 | 0 | 0 | 2529043.74 | 0 | 2512935.02
Circuit | DV10_main | strategic_undergrounding_main | 1 | 1848305.01 | 1848305.01 | 0 | 0 | 1848305.17 | 0 | 0
Circuit | DV10_main | distribution_circuit_resiliency | 2 | 683682.07 | 683682.07 | 0 | 0 | 2772780.84 | 0 | 2089098.63
Circuit | DV11_lateral | strategic_undergrounding_single_or_two_phase_lateral | 1 | 836263.53 | 836263.53 | 0 | 0 | 1055997.44 | 0 | 219733.782
Circuit | DV11_lateral | distribution_circuit_resiliency | 2 | 244857.97 | 244857.97 | 0 | 0 | 1166850.46 | 0 | 921992.351
Circuit | DV11_lateral | strategic_undergrounding_three_phase_lateral | 3 | 111151.74 | 111151.74 | 0 | 0 | 1764272.11 | 0 | 1653120.21
Circuit | DV11_main | strategic_undergrounding_main | 1 | 1903828.66 | 1903828.66 | 0 | 0 | 1903828.81 | 0 | 0
Circuit | DV11_main | distribution_circuit_resiliency | 2 | 770470 | 770470 | 0 | 0 | 2770727.4 | 0 | 2000257.27
Circuit | EB05_lateral | strategic_undergrounding_single_or_two_phase_lateral | 1 | 4628368.24 | 4628368.24 | 0 | 0 | 5960874.64 | 0 | 1332506.27
Circuit | EB05_lateral | strategic_undergrounding_freeway | 2 | 675635.76 | 675635.76 | 0 | 0 | 9840553.73 | 0 | 9164917.82
Circuit | EB05_lateral | distribution_circuit_resiliency | 3 | 574315.56 | 574315.56 | 0 | 0 | 7364956.84 | 0 | 6790641.13
Circuit | EB05_lateral | strategic_undergrounding_three_phase_lateral | 4 | 0 | 0 | 0 | 0 | 10497424.1 | 0 | 10497424.1
Circuit | EB05_main | strategic_undergrounding_main | 1 | 1548566.06 | 1548566.06 | 0 | 0 | 2054270.16 | 0 | 505703.971
Circuit | EB05_main | distribution_circuit_resiliency | 2 | 402183.64 | 402183.64 | 0 | 0 | 3054431.78 | 0 | 2652247.99
Circuit | EB05_main | strategic_undergrounding_freeway | 3 | 256620.52 | 256620.52 | 0 | 0 | 3326047.14 | 0 | 3069426.48
Circuit | EB06_lateral | strategic_undergrounding_single_or_two_phase_lateral | 1 | 4074932.64 | 4074932.64 | 0 | 0 | 5176926.13 | 0 | 1101993.33
Circuit | EB06_lateral | strategic_undergrounding_freeway | 2 | 558450.81 | 558450.81 | 0 | 0 | 8586870 | 0 | 8028419.03
Circuit | EB06_lateral | distribution_circuit_resiliency | 3 | 293825.26 | 293825.26 | 0 | 0 | 6689542.9 | 0 | 6395717.52
Circuit | EB06_lateral | strategic_undergrounding_three_phase_lateral | 4 | 0 | 0 | 0 | 0 | 9130412.36 | 0 | 9130412.36
Circuit | EB06_main | strategic_undergrounding_main | 1 | 1364591.78 | 1364591.78 | 0 | 0 | 1621645.24 | 0 | 257053.303
Circuit | EB06_main | distribution_circuit_resiliency | 2 | 476270.8 | 476270.8 | 0 | 0 | 2335162.92 | 0 | 1858892.01
Circuit | EB06_main | strategic_undergrounding_freeway | 3 | 130420.37 | 130420.37 | 0 | 0 | 2819216.62 | 0 | 2688796.09
Circuit | EB07_lateral | strategic_undergrounding_single_or_two_phase_lateral | 1 | 5803936.58 | 5803936.58 | 0 | 0 | 7502846.2 | 0 | 1698909.48
Circuit | EB07_lateral | distribution_circuit_resiliency | 2 | 1042697.34 | 1042697.34 | 0 | 0 | 9052046.98 | 0 | 8009349.48
Circuit | EB07_lateral | strategic_undergrounding_freeway | 3 | 859469.02 | 859469.02 | 0 | 0 | 12318673.4 | 0 | 11459204.2
Circuit | EB07_lateral | strategic_undergrounding_three_phase_lateral | 4 | 555.69 | 555.69 | 0 | 0 | 13156480.9 | 0 | 13155925
Circuit | EB07_main | strategic_undergrounding_main | 1 | 2412805.33 | 2412805.33 | 0 | 0 | 4368140.58 | 0 | 1955335.09
Circuit | EB07_main | distribution_circuit_resiliency | 2 | 991502.48 | 991502.48 | 0 | 0 | 5442103.04 | 0 | 4450600.46
Circuit | EB07_main | strategic_undergrounding_freeway | 3 | 989991.08 | 989991.08 | 0 | 0 | 5753935.3 | 0 | 4763944.04
Circuit | EC01_lateral | strategic_undergrounding_single_or_two_phase_lateral | 1 | 80072.84 | 80072.84 | 0 | 0 | 123293.807 | 0 | 43220.8365
Circuit | EC01_lateral | distribution_circuit_resiliency | 2 | 66001.22 | 66001.22 | 0 | 0 | 113756.662 | 0 | 47755.3041
Circuit | EC01_lateral | strategic_undergrounding_freeway | 3 | 21844.67 | 21844.67 | 0 | 0 | 180260.643 | 0 | 158415.832
Circuit | EC01_main | strategic_undergrounding_main | 1 | 144348.65 | 144348.65 | 0 | 0 | 162404.544 | 0 | 18055.7538
Circuit | EC01_main | distribution_circuit_resiliency | 2 | 25563.96 | 25563.96 | 0 | 0 | 270674.406 | 0 | 245110.313
Circuit | EC01_main | strategic_undergrounding_freeway | 3 | 9121 | 9121 | 0 | 0 | 294760.159 | 0 | 285638.982
Circuit | EC02_lateral | strategic_undergrounding_single_or_two_phase_lateral | 1 | 2584446 | 2584446 | 0 | 0 | 2618019.37 | 0 | 33573.2125
Circuit | EC02_lateral | distribution_circuit_resiliency | 2 | 652634.91 | 652634.91 | 0 | 0 | 3078699.63 | 0 | 2426064.59
Circuit | EC02_lateral | strategic_undergrounding_freeway | 3 | 14582.65 | 14582.65 | 0 | 0 | 5127289.85 | 0 | 5112707.04
Circuit | EC02_lateral | strategic_undergrounding_three_phase_lateral | 4 | 2409.06 | 2409.06 | 0 | 0 | 5139160.11 | 0 | 5136750.9
Circuit | EC02_main | strategic_undergrounding_main | 1 | 2066804.43 | 2066804.43 | 0 | 0 | 2084126.57 | 0 | 17321.9903
Circuit | EC02_main | distribution_circuit_resiliency | 2 | 403213.99 | 403213.99 | 0 | 0 | 3583186.2 | 0 | 3179972.08
Circuit | EC02_main | strategic_undergrounding_freeway | 3 | 8755.55 | 8755.55 | 0 | 0 | 4093788.96 | 0 | 4085033.25
Circuit | EC03_lateral | strategic_undergrounding_single_or_two_phase_lateral | 1 | 895129.9 | 895129.9 | 0 | 0 | 1123673.49 | 0 | 228543.44
Circuit | EC03_lateral | distribution_circuit_resiliency | 2 | 201867.05 | 201867.05 | 0 | 0 | 1288274.13 | 0 | 1086406.92
Circuit | EC03_lateral | strategic_undergrounding_freeway | 3 | 103120.64 | 103120.64 | 0 | 0 | 1898103.01 | 0 | 1794982.23
Circuit | EC03_lateral | strategic_undergrounding_three_phase_lateral | 4 | 12313.3 | 12313.3 | 0 | 0 | 1987133.14 | 0 | 1974819.69
Circuit | EC03_main | strategic_undergrounding_main | 1 | 818186.61 | 818186.61 | 0 | 0 | 824678.82 | 0 | 6492.0614
Circuit | EC03_main | distribution_circuit_resiliency | 2 | 277691.06 | 277691.06 | 0 | 0 | 1266607.78 | 0 | 988916.577
Circuit | EC03_main | strategic_undergrounding_freeway | 3 | 3281.39 | 3281.39 | 0 | 0 | 1621746.17 | 0 | 1618464.64
Circuit | EC04_lateral | strategic_undergrounding_single_or_two_phase_lateral | 1 | 935817.19 | 935817.19 | 0 | 0 | 935817.359 | 0 | 0
Circuit | EC04_lateral | distribution_circuit_resiliency | 2 | 155389.52 | 155389.52 | 0 | 0 | 1187796.91 | 0 | 1032407.26
Circuit | EC04_main | strategic_undergrounding_main | 1 | 975112.49 | 975112.49 | 0 | 0 | 975112.609 | 0 | 0
Circuit | EC04_main | distribution_circuit_resiliency | 2 | 262859.88 | 262859.88 | 0 | 0 | 1592427.33 | 0 | 1329567.34
Circuit | EC05_lateral | strategic_undergrounding_single_or_two_phase_lateral | 1 | 2206551.63 | 2206551.63 | 0 | 0 | 3613283.95 | 0 | 1406732.18
Circuit | EC05_lateral | strategic_undergrounding_three_phase_lateral | 2 | 540343.69 | 540343.69 | 0 | 0 | 5248161.43 | 0 | 4707817.6
Circuit | EC05_lateral | distribution_circuit_resiliency | 3 | 416169.47 | 416169.47 | 0 | 0 | 3888852.61 | 0 | 3472683.04
Circuit | EC05_lateral | strategic_undergrounding_freeway | 4 | 172914.1 | 172914.1 | 0 | 0 | 5608241.27 | 0 | 5435327.03
Circuit | EC05_main | strategic_undergrounding_main | 1 | 1176185.71 | 1176185.71 | 0 | 0 | 1176185.87 | 0 | 0
Circuit | EC05_main | distribution_circuit_resiliency | 2 | 387353.92 | 387353.92 | 0 | 0 | 1829600.66 | 0 | 1442246.6
Circuit | EC05_main | strategic_undergrounding_freeway | 3 | 0 | 0 | 0 | 0 | 2328437.69 | 0 | 2328437.69
Circuit | EC06_lateral | strategic_undergrounding_single_or_two_phase_lateral | 1 | 1241913.36 | 1241913.36 | 0 | 0 | 1498876.43 | 0 | 256962.913
Circuit | EC06_lateral | distribution_circuit_resiliency | 2 | 176555.08 | 176555.08 | 0 | 0 | 1904525.15 | 0 | 1727969.96
Circuit | EC06_lateral | strategic_undergrounding_three_phase_lateral | 3 | 125340.2 | 125340.2 | 0 | 0 | 2590780.59 | 0 | 2465440.23
Circuit | EC06_lateral | strategic_undergrounding_freeway | 4 | 4549.19 | 4549.19 | 0 | 0 | 2708952.01 | 0 | 2704402.69
Circuit | EC06_main | strategic_undergrounding_main | 1 | 605877.14 | 605877.14 | 0 | 0 | 614877.487 | 0 | 9000.2262
Circuit | EC06_main | distribution_circuit_resiliency | 2 | 192543.49 | 192543.49 | 0 | 0 | 959008.804 | 0 | 766465.21
Circuit | EC06_main | strategic_undergrounding_freeway | 3 | 4549.19 | 4549.19 | 0 | 0 | 1202974.65 | 0 | 1198425.33
Circuit | EC07_lateral | strategic_undergrounding_single_or_two_phase_lateral | 1 | 364415.82 | 364415.82 | 0 | 0 | 364764.519 | 0 | 348.5551
Circuit | EC07_lateral | distribution_circuit_resiliency | 2 | 36594.37 | 36594.37 | 0 | 0 | 522821.118 | 0 | 486226.619
Circuit | EC07_lateral | strategic_undergrounding_three_phase_lateral | 3 | 175.86 | 175.86 | 0 | 0 | 721581.017 | 0 | 721404.983
Circuit | EC07_main | strategic_undergrounding_main | 1 | 328736.75 | 328736.75 | 0 | 0 | 368298.561 | 0 | 39561.6479
Circuit | EC07_main | distribution_circuit_resiliency | 2 | 74369.55 | 74369.55 | 0 | 0 | 594243.021 | 0 | 519873.367
Circuit | EC07_main | strategic_undergrounding_freeway | 3 | 19997 | 19997 | 0 | 0 | 670782.53 | 0 | 650785.384
Circuit | EC08_lateral | strategic_undergrounding_single_or_two_phase_lateral | 1 | 4294531.96 | 4294531.96 | 0 | 0 | 4329660.79 | 0 | 35128.6938
Circuit | EC08_lateral | distribution_circuit_resiliency | 2 | 318828.41 | 318828.41 | 0 | 0 | 5959894.31 | 0 | 5641065.78
Circuit | EC08_lateral | strategic_undergrounding_freeway | 3 | 12147.47 | 12147.47 | 0 | 0 | 8523564.62 | 0 | 8511416.99
Circuit | EC08_lateral | strategic_undergrounding_three_phase_lateral | 4 | 5593.83 | 5593.83 | 0 | 0 | 8529989.53 | 0 | 8524395.56
Circuit | EC08_main | strategic_undergrounding_main | 1 | 2150194.21 | 2150194.21 | 0 | 0 | 2150194.37 | 0 | 0
Circuit | EC08_main | distribution_circuit_resiliency | 2 | 786154.18 | 786154.18 | 0 | 0 | 3241080.2 | 0 | 2454925.91
Circuit | EC09_lateral | strategic_undergrounding_single_or_two_phase_lateral | 1 | 656210.83 | 656210.83 | 0 | 0 | 656210.961 | 0 | 0
Circuit | EC09_lateral | distribution_circuit_resiliency | 2 | 137169.66 | 137169.66 | 0 | 0 | 865850.654 | 0 | 728680.841
Circuit | EC09_lateral | strategic_undergrounding_three_phase_lateral | 3 | 0 | 0 | 0 | 0 | 1298326.1 | 0 | 1298326.1
Circuit | EC09_main | strategic_undergrounding_main | 1 | 654326.2 | 654326.2 | 0 | 0 | 654326.362 | 0 | 0
Circuit | EC09_main | distribution_circuit_resiliency | 2 | 240702.37 | 240702.37 | 0 | 0 | 983713.54 | 0 | 743011.035
Circuit | EC10_lateral | strategic_undergrounding_single_or_two_phase_lateral | 1 | 438556.54 | 438556.54 | 0 | 0 | 452666.162 | 0 | 14109.4717
Circuit | EC10_lateral | distribution_circuit_resiliency | 2 | 39711.17 | 39711.17 | 0 | 0 | 482829.672 | 0 | 443118.395
Circuit | EC10_lateral | strategic_undergrounding_freeway | 3 | 7131.73 | 7131.73 | 0 | 0 | 874919.959 | 0 | 867788.073
Circuit | EC10_main | strategic_undergrounding_main | 1 | 888096.48 | 888096.48 | 0 | 0 | 1154622.63 | 0 | 266526.003
Circuit | EC10_main | distribution_circuit_resiliency | 2 | 304724.48 | 304724.48 | 0 | 0 | 1630549.2 | 0 | 1325824.55
Circuit | EC10_main | strategic_undergrounding_freeway | 3 | 134718.86 | 134718.86 | 0 | 0 | 1892726.97 | 0 | 1758007.95
Circuit | EC11_lateral | strategic_undergrounding_single_or_two_phase_lateral | 1 | 2595307.48 | 2595307.48 | 0 | 0 | 2778028.85 | 0 | 182721.22
Circuit | EC11_lateral | distribution_circuit_resiliency | 2 | 348481.33 | 348481.33 | 0 | 0 | 3661084.01 | 0 | 3312602.56
Circuit | EC11_lateral | strategic_undergrounding_three_phase_lateral | 3 | 87180.53 | 87180.53 | 0 | 0 | 5230671.65 | 0 | 5143490.97
Circuit | EC11_lateral | strategic_undergrounding_freeway | 4 | 5178.93 | 5178.93 | 0 | 0 | 5310899.14 | 0 | 5305720.09
Circuit | EC11_main | strategic_undergrounding_main | 1 | 1625814.61 | 1625814.61 | 0 | 0 | 1636060.81 | 0 | 10246.0497
Circuit | EC11_main | distribution_circuit_resiliency | 2 | 506719.57 | 506719.57 | 0 | 0 | 2572420.01 | 0 | 2065700.3
Circuit | EC11_main | strategic_undergrounding_freeway | 3 | 5178.93 | 5178.93 | 0 | 0 | 3220990.31 | 0 | 3215811.26
Circuit | EC12_lateral | strategic_undergrounding_single_or_two_phase_lateral | 1 | 355644.05 | 355644.05 | 0 | 0 | 357444.253 | 0 | 1800.0453
Circuit | EC12_lateral | distribution_circuit_resiliency | 2 | 31929.39 | 31929.39 | 0 | 0 | 473647.773 | 0 | 441718.258
Circuit | EC12_lateral | strategic_undergrounding_freeway | 3 | 909.7 | 909.7 | 0 | 0 | 705100.665 | 0 | 704190.8
Circuit | EC12_lateral | strategic_undergrounding_three_phase_lateral | 4 | 0 | 0 | 0 | 0 | 705990.845 | 0 | 705990.845
Circuit | EC12_main | strategic_undergrounding_main | 1 | 410647.48 | 410647.48 | 0 | 0 | 416055.653 | 0 | 5408.036
Circuit | EC12_main | distribution_circuit_resiliency | 2 | 185863.33 | 185863.33 | 0 | 0 | 578163.901 | 0 | 392300.459
Circuit | EC12_main | strategic_undergrounding_freeway | 3 | 2732.65 | 2732.65 | 0 | 0 | 815719.696 | 0 | 812986.882
Circuit | EC13_lateral | strategic_undergrounding_single_or_two_phase_lateral | 1 | 2308614.2 | 2308614.2 | 0 | 0 | 2311706.19 | 0 | 3091.8572
Circuit | EC13_lateral | distribution_circuit_resiliency | 2 | 437525.63 | 437525.63 | 0 | 0 | 2869380.47 | 0 | 2431854.7
Circuit | EC13_lateral | strategic_undergrounding_three_phase_lateral | 3 | 1563.21 | 1563.21 | 0 | 0 | 4567567 | 0 | 4566003.63
Circuit | EC13_lateral | strategic_undergrounding_freeway | 4 | 0 | 0 | 0 | 0 | 4569095.49 | 0 | 4569095.49
Circuit | EC13_main | strategic_undergrounding_main | 1 | 1729044.58 | 1729044.58 | 0 | 0 | 1729044.76 | 0 | 0
Circuit | EC13_main | distribution_circuit_resiliency | 2 | 475280.43 | 475280.43 | 0 | 0 | 2806635.97 | 0 | 2331355.39
Circuit | EC14_lateral | strategic_undergrounding_single_or_two_phase_lateral | 1 | 2893626.31 | 2893626.31 | 0 | 0 | 3058709.44 | 0 | 165083.004
Circuit | EC14_lateral | strategic_undergrounding_three_phase_lateral | 2 | 82736.87 | 82736.87 | 0 | 0 | 5809546.76 | 0 | 5726809.74
Circuit | EC14_lateral | distribution_circuit_resiliency | 3 | 16266.04 | 16266.04 | 0 | 0 | 4408782.33 | 0 | 4392516.15
Circuit | EC14_lateral | strategic_undergrounding_freeway | 4 | 707.01 | 707.01 | 0 | 0 | 5889801.88 | 0 | 5889094.73
Circuit | EC14_main | strategic_undergrounding_main | 1 | 1595465.69 | 1595465.69 | 0 | 0 | 2672702.42 | 0 | 1077236.56
Circuit | EC14_main | strategic_undergrounding_freeway | 2 | 544508.43 | 544508.43 | 0 | 0 | 3701602.36 | 0 | 3157093.75
Circuit | EC14_main | distribution_circuit_resiliency | 3 | 252814.08 | 252814.08 | 0 | 0 | 3908135.49 | 0 | 3655321.25
Circuit | EC15_lateral | strategic_undergrounding_single_or_two_phase_lateral | 1 | 1591403.82 | 1591403.82 | 0 | 0 | 1592447.08 | 0 | 1043.1162
Circuit | EC15_lateral | distribution_circuit_resiliency | 2 | 451596.37 | 451596.37 | 0 | 0 | 1948960.94 | 0 | 1497364.47
Circuit | EC15_lateral | strategic_undergrounding_freeway | 3 | 527.13 | 527.13 | 0 | 0 | 3150540.58 | 0 | 3150013.32
Circuit | EC15_lateral | strategic_undergrounding_three_phase_lateral | 4 | 0 | 0 | 0 | 0 | 3151056.44 | 0 | 3151056.44
Circuit | EC15_main | strategic_undergrounding_main | 1 | 846428.49 | 846428.49 | 0 | 0 | 848514.853 | 0 | 2086.2324
Circuit | EC15_main | distribution_circuit_resiliency | 2 | 127385.39 | 127385.39 | 0 | 0 | 1512932.53 | 0 | 1385547.01
Circuit | EC15_main | strategic_undergrounding_freeway | 3 | 1054.39 | 1054.39 | 0 | 0 | 1676590.02 | 0 | 1675535.5
Circuit | ED01_lateral | strategic_undergrounding_single_or_two_phase_lateral | 1 | 2807979.49 | 2807979.49 | 0 | 0 | 2823431.71 | 0 | 15452.0434
Circuit | ED01_lateral | distribution_circuit_resiliency | 2 | 1038697.6 | 1038697.6 | 0 | 0 | 3195302.21 | 0 | 2156604.48
Circuit | ED01_lateral | strategic_undergrounding_three_phase_lateral | 3 | 7928.09 | 7928.09 | 0 | 0 | 5479519.66 | 0 | 5471591.44
Circuit | ED01_main | strategic_undergrounding_main | 1 | 2117959.97 | 2117959.97 | 0 | 0 | 2117960.12 | 0 | 0
Circuit | ED01_main | distribution_circuit_resiliency | 2 | 638062.87 | 638062.87 | 0 | 0 | 3280309.38 | 0 | 2642246.4
Circuit | ED02_lateral | strategic_undergrounding_three_phase_lateral | 1 | 281604.59 | 281604.59 | 0 | 0 | 574799.504 | 0 | 293194.747
Circuit | ED02_lateral | strategic_undergrounding_single_or_two_phase_lateral | 2 | 125823.35 | 125823.35 | 0 | 0 | 722881.866 | 0 | 597058.383
Circuit | ED02_lateral | strategic_undergrounding_freeway | 3 | 24586.82 | 24586.82 | 0 | 0 | 818983.836 | 0 | 794396.862
Circuit | ED02_lateral | distribution_circuit_resiliency | 4 | 0 | 0 | 0 | 0 | 722881.866 | 0 | 722881.866
Circuit | ED02_main | strategic_undergrounding_main | 1 | 2612351.78 | 2612351.78 | 0 | 0 | 2776316.59 | 0 | 163964.668
Circuit | ED02_main | distribution_circuit_resiliency | 2 | 870920.4 | 870920.4 | 0 | 0 | 4153049.52 | 0 | 3282128.97
Circuit | ED02_main | strategic_undergrounding_freeway | 3 | 84113.14 | 84113.14 | 0 | 0 | 5183658.97 | 0 | 5099545.64
Circuit | ED03_lateral | strategic_undergrounding_three_phase_lateral | 1 | 287908.93 | 287908.93 | 0 | 0 | 340703.555 | 0 | 52794.4816
Circuit | ED03_lateral | strategic_undergrounding_single_or_two_phase_lateral | 2 | 27087.94 | 27087.94 | 0 | 0 | 588095.351 | 0 | 561007.252
Circuit | ED03_lateral | distribution_circuit_resiliency | 3 | 539.16 | 539.16 | 0 | 0 | 588006.495 | 0 | 587467.213
Circuit | ED03_main | strategic_undergrounding_main | 1 | 2641554.41 | 2641554.41 | 0 | 0 | 2641554.56 | 0 | 0
Circuit | ED03_main | distribution_circuit_resiliency | 2 | 827798.61 | 827798.61 | 0 | 0 | 4052549.29 | 0 | 3224750.56
Circuit | ED04_lateral | strategic_undergrounding_single_or_two_phase_lateral | 1 | 3062812.52 | 3062812.52 | 0 | 0 | 3064095.7 | 0 | 1283.0502
Circuit | ED04_lateral | distribution_circuit_resiliency | 2 | 841683.47 | 841683.47 | 0 | 0 | 3779078.65 | 0 | 2937395.07
Circuit | ED04_lateral | strategic_undergrounding_three_phase_lateral | 3 | 653.63 | 653.63 | 0 | 0 | 5986276.45 | 0 | 5985622.67
Circuit | ED04_main | strategic_undergrounding_main | 1 | 2477117.9 | 2477117.9 | 0 | 0 | 2477118.07 | 0 | 0
Circuit | ED04_main | distribution_circuit_resiliency | 2 | 855892.32 | 855892.32 | 0 | 0 | 3725179.61 | 0 | 2869287.15
Circuit | ED05_lateral | strategic_undergrounding_single_or_two_phase_lateral | 1 | 5286145.22 | 5286145.22 | 0 | 0 | 6200797.46 | 0 | 914652.067
Circuit | ED05_lateral | distribution_circuit_resiliency | 2 | 1700716.02 | 1700716.02 | 0 | 0 | 5920200.05 | 0 | 4219483.91
Circuit | ED05_lateral | strategic_undergrounding_three_phase_lateral | 3 | 430680.84 | 430680.84 | 0 | 0 | 10814468.4 | 0 | 10383787.4
Circuit | ED05_lateral | strategic_undergrounding_freeway | 4 | 38531.14 | 38531.14 | 0 | 0 | 11185711.1 | 0 | 11147179.8
Circuit | ED05_main | strategic_undergrounding_main | 1 | 6171756.31 | 6171756.31 | 0 | 0 | 6173800.51 | 0 | 2044.0487
Circuit | ED05_main | distribution_circuit_resiliency | 2 | 2334403.64 | 2334403.64 | 0 | 0 | 8931729.69 | 0 | 6597325.9
Circuit | ED05_main | strategic_undergrounding_freeway | 3 | 1041.23 | 1041.23 | 0 | 0 | 12029571.2 | 0 | 12028529.8
Circuit | ED06_lateral | strategic_undergrounding_single_or_two_phase_lateral | 1 | 610733.89 | 610733.89 | 0 | 0 | 639185.141 | 0 | 28451.1545
Circuit | ED06_lateral | distribution_circuit_resiliency | 2 | 201185.55 | 201185.55 | 0 | 0 | 606038.111 | 0 | 404852.432
Circuit | ED06_lateral | strategic_undergrounding_freeway | 3 | 8288.77 | 8288.77 | 0 | 0 | 1210848.79 | 0 | 1202559.84
Circuit | ED06_lateral | strategic_undergrounding_three_phase_lateral | 4 | 6315.24 | 6315.24 | 0 | 0 | 1212719.98 | 0 | 1206404.59
Circuit | ED06_main | strategic_undergrounding_main | 1 | 2560200.15 | 2560200.15 | 0 | 0 | 2560200.33 | 0 | 0
Circuit | ED06_main | distribution_circuit_resiliency | 2 | 951563.56 | 951563.56 | 0 | 0 | 3726511.3 | 0 | 2774947.58
Circuit | ED07_lateral | strategic_undergrounding_three_phase_lateral | 1 | 769658.12 | 769658.12 | 0 | 0 | 911301.985 | 0 | 141643.729
Circuit | ED07_lateral | strategic_undergrounding_single_or_two_phase_lateral | 2 | 72675.2 | 72675.2 | 0 | 0 | 1572988.71 | 0 | 1500313.32
Circuit | ED07_lateral | distribution_circuit_resiliency | 3 | 59320.94 | 59320.94 | 0 | 0 | 1563214.58 | 0 | 1503893.5
Circuit | ED07_main | strategic_undergrounding_main | 1 | 1719192.44 | 1719192.44 | 0 | 0 | 1719192.59 | 0 | 0
Circuit | ED07_main | distribution_circuit_resiliency | 2 | 590456.65 | 590456.65 | 0 | 0 | 2592464.91 | 0 | 2002008.14
Circuit | ED08_lateral | strategic_undergrounding_single_or_two_phase_lateral | 1 | 1191480.82 | 1191480.82 | 0 | 0 | 2202807.2 | 0 | 1011326.24
Circuit | ED08_lateral | strategic_undergrounding_three_phase_lateral | 2 | 518896.99 | 518896.99 | 0 | 0 | 2840305.2 | 0 | 2321408.07
Circuit | ED08_lateral | distribution_circuit_resiliency | 3 | 241256.8 | 241256.8 | 0 | 0 | 2206788.15 | 0 | 1965531.19
Circuit | ED08_main | strategic_undergrounding_main | 1 | 5902975.33 | 5902975.33 | 0 | 0 | 5902975.48 | 0 | 0
Circuit | ED08_main | distribution_circuit_resiliency | 2 | 2556907.13 | 2556907.13 | 0 | 0 | 8133809.95 | 0 | 5576902.66
Circuit | EL02_lateral | strategic_undergrounding_single_or_two_phase_lateral | 1 | 119946.98 | 119946.98 | 0 | 0 | 171509.005 | 0 | 51561.8767
Circuit | EL02_lateral | distribution_circuit_resiliency | 2 | 39991 | 39991 | 0 | 0 | 165284.93 | 0 | 125293.793
Circuit | EL02_lateral | strategic_undergrounding_freeway | 3 | 26406.57 | 26406.57 | 0 | 0 | 260572.246 | 0 | 234165.535
Circuit | EL02_main | strategic_undergrounding_main | 1 | 110511.02 | 110511.02 | 0 | 0 | 222581.391 | 0 | 112070.204
Circuit | EL02_main | strategic_undergrounding_freeway | 2 | 57403.79 | 57403.79 | 0 | 0 | 273143.025 | 0 | 215739.092
Circuit | EL02_main | distribution_circuit_resiliency | 3 | 57286.24 | 57286.24 | 0 | 0 | 255843.585 | 0 | 198557.194
Circuit | EL03_lateral | strategic_undergrounding_single_or_two_phase_lateral | 1 | 55344.17 | 55344.17 | 0 | 0 | 75873.1062 | 0 | 20528.8034
Circuit | EL03_lateral | distribution_circuit_resiliency | 2 | 21676.08 | 21676.08 | 0 | 0 | 77526.45 | 0 | 55850.2352
Circuit | EL03_lateral | strategic_undergrounding_freeway | 3 | 5230.1 | 5230.1 | 0 | 0 | 123759.956 | 0 | 118529.713
Circuit | EL03_lateral | strategic_undergrounding_three_phase_lateral | 4 | 5230.1 | 5230.1 | 0 | 0 | 123759.956 | 0 | 118529.713
Circuit | EL03_main | strategic_undergrounding_main | 1 | 326121.08 | 326121.08 | 0 | 0 | 346650.033 | 0 | 20528.8034
Circuit | EL03_main | distribution_circuit_resiliency | 2 | 269884.21 | 269884.21 | 0 | 0 | 318307.951 | 0 | 48423.5868
Circuit | EL03_main | strategic_undergrounding_freeway | 3 | 10460.32 | 10460.32 | 0 | 0 | 647069.054 | 0 | 636608.569
Circuit | EL04_lateral | strategic_undergrounding_single_or_two_phase_lateral | 1 | 1965864.64 | 1965864.64 | 0 | 0 | 1965864.81 | 0 | 0
Circuit | EL04_lateral | distribution_circuit_resiliency | 2 | 702427.26 | 702427.26 | 0 | 0 | 2309977.78 | 0 | 1607550.41
Circuit | EL04_main | strategic_undergrounding_main | 1 | 2119928.96 | 2119928.96 | 0 | 0 | 2119929.11 | 0 | 0
Circuit | EL04_main | distribution_circuit_resiliency | 2 | 1097182.01 | 1097182.01 | 0 | 0 | 2761422.37 | 0 | 1664240.21
Circuit | EL05_lateral | strategic_undergrounding_single_or_two_phase_lateral | 1 | 2481682.26 | 2481682.26 | 0 | 0 | 3223704.24 | 0 | 742021.848
Circuit | EL05_lateral | distribution_circuit_resiliency | 2 | 919244.41 | 919244.41 | 0 | 0 | 3437546.52 | 0 | 2518301.97
Circuit | EL05_lateral | strategic_undergrounding_freeway | 3 | 379976.79 | 379976.79 | 0 | 0 | 5231567.54 | 0 | 4851590.59
Circuit | EL05_main | strategic_undergrounding_main | 1 | 2658174.18 | 2658174.18 | 0 | 0 | 3545902.17 | 0 | 887727.83
Circuit | EL05_main | distribution_circuit_resiliency | 2 | 1010102.88 | 1010102.88 | 0 | 0 | 4813678.62 | 0 | 3803575.62
Circuit | EL05_main | strategic_undergrounding_freeway | 3 | 454874.12 | 454874.12 | 0 | 0 | 5650687.76 | 0 | 5195813.48
Circuit | EL06_lateral | strategic_undergrounding_single_or_two_phase_lateral | 1 | 1165978.6 | 1165978.6 | 0 | 0 | 1170117.39 | 0 | 4138.6295
Circuit | EL06_lateral | distribution_circuit_resiliency | 2 | 563772.57 | 563772.57 | 0 | 0 | 1283119.27 | 0 | 719346.575
Circuit | EL06_lateral | strategic_undergrounding_freeway | 3 | 1568.84 | 1568.84 | 0 | 0 | 2283577.44 | 0 | 2282008.42
Circuit | EL06_lateral | strategic_undergrounding_three_phase_lateral | 4 | 0 | 0 | 0 | 0 | 2284028.21 | 0 | 2284028.21
Circuit | EL06_main | strategic_undergrounding_main | 1 | 1767507.45 | 1767507.45 | 0 | 0 | 1785982.85 | 0 | 18475.2361
Circuit | EL06_main | distribution_circuit_resiliency | 2 | 1071778.12 | 1071778.12 | 0 | 0 | 2124259.94 | 0 | 1052481.69
Circuit | EL06_main | strategic_undergrounding_freeway | 3 | 9413.94 | 9413.94 | 0 | 0 | 3462827.57 | 0 | 3453413.48
Circuit | EL07_lateral | strategic_undergrounding_single_or_two_phase_lateral | 1 | 1241217.9 | 1241217.9 | 0 | 0 | 1677360.02 | 0 | 436141.945
Circuit | EL07_lateral | distribution_circuit_resiliency | 2 | 474947.48 | 474947.48 | 0 | 0 | 1887274.14 | 0 | 1412326.56
Circuit | EL07_lateral | strategic_undergrounding_freeway | 3 | 223483.98 | 223483.98 | 0 | 0 | 2703701.31 | 0 | 2480217.11
Circuit | EL07_main | strategic_undergrounding_main | 1 | 2165360.99 | 2165360.99 | 0 | 0 | 2834112.12 | 0 | 668750.981
Circuit | EL07_main | distribution_circuit_resiliency | 2 | 907199.77 | 907199.77 | 0 | 0 | 3779428.58 | 0 | 2872228.67
Circuit | EL07_main | strategic_undergrounding_freeway | 3 | 342675.61 | 342675.61 | 0 | 0 | 4637717.03 | 0 | 4295041.26
Circuit | EL08_lateral | strategic_undergrounding_single_or_two_phase_lateral | 1 | 143611.3 | 143611.3 | 0 | 0 | 174502.897 | 0 | 30891.4421
Circuit | EL08_lateral | distribution_circuit_resiliency | 2 | 50215.58 | 50215.58 | 0 | 0 | 200081.033 | 0 | 149865.329
Circuit | EL08_lateral | strategic_undergrounding_freeway | 3 | 15740.64 | 15740.64 | 0 | 0 | 297569.757 | 0 | 281828.972
Circuit | EL08_main | strategic_undergrounding_main | 1 | 282336.86 | 282336.86 | 0 | 0 | 383639.116 | 0 | 101302.124
Circuit | EL08_main | distribution_circuit_resiliency | 2 | 163821.73 | 163821.73 | 0 | 0 | 447532.263 | 0 | 283710.43
Circuit | EL08_main | strategic_undergrounding_freeway | 3 | 51571.89 | 51571.89 | 0 | 0 | 604980.139 | 0 | 553408.103
Circuit | EL09_lateral | strategic_undergrounding_single_or_two_phase_lateral | 1 | 2767753.25 | 2767753.25 | 0 | 0 | 5159981.15 | 0 | 2392227.77
Circuit | EL09_lateral | distribution_circuit_resiliency | 2 | 1499903.17 | 1499903.17 | 0 | 0 | 5199256.38 | 0 | 3699353.09
Circuit | EL09_lateral | strategic_undergrounding_freeway | 3 | 1224692.22 | 1224692.22 | 0 | 0 | 6641372.53 | 0 | 5416680.14
Circuit | EL09_main | strategic_undergrounding_main | 1 | 5928508.08 | 5928508.08 | 0 | 0 | 9741230.59 | 0 | 3812722.36
Circuit | EL09_main | distribution_circuit_resiliency | 2 | 2183041.34 | 2183041.34 | 0 | 0 | 12654402.8 | 0 | 10471361.4
Circuit | EL09_main | strategic_undergrounding_freeway | 3 | 1952009.43 | 1952009.43 | 0 | 0 | 13540706.3 | 0 | 11588696.7
Circuit | EL10_lateral | strategic_undergrounding_single_or_two_phase_lateral | 1 | 1732081.04 | 1732081.04 | 0 | 0 | 2743473.02 | 0 | 1011391.84
Circuit | EL10_lateral | strategic_undergrounding_freeway | 2 | 517798.97 | 517798.97 | 0 | 0 | 3899247.01 | 0 | 3381447.88
Circuit | EL10_lateral | distribution_circuit_resiliency | 3 | 461689.84 | 461689.84 | 0 | 0 | 2743379.64 | 0 | 2281689.66
Circuit | EL10_main | strategic_undergrounding_main | 1 | 1363956.52 | 1363956.52 | 0 | 0 | 2294394.79 | 0 | 930438.107
Circuit | EL10_main | distribution_circuit_resiliency | 2 | 802410.84 | 802410.84 | 0 | 0 | 2585015.01 | 0 | 1782604.02
Circuit | EL10_main | strategic_undergrounding_freeway | 3 | 480401.9 | 480401.9 | 0 | 0 | 3142935.44 | 0 | 2662533.4
Circuit | ES01_lateral | strategic_undergrounding_single_or_two_phase_lateral | 1 | 642951.99 | 642951.99 | 0 | 0 | 956438.377 | 0 | 313486.235
Circuit | ES01_lateral | distribution_circuit_resiliency | 2 | 200067.32 | 200067.32 | 0 | 0 | 1053917.66 | 0 | 853850.214
Circuit | ES01_lateral | strategic_undergrounding_three_phase_lateral | 3 | 137795.68 | 137795.68 | 0 | 0 | 1448309.93 | 0 | 1310514.09
Circuit | ES01_lateral | strategic_undergrounding_freeway | 4 | 21147.88 | 21147.88 | 0 | 0 | 1561649.23 | 0 | 1540501.2
Circuit | ES01_main | strategic_undergrounding_main | 1 | 347346.24 | 347346.24 | 0 | 0 | 435054.01 | 0 | 87707.6368
Circuit | ES01_main | distribution_circuit_resiliency | 2 | 147971.71 | 147971.71 | 0 | 0 | 583047.266 | 0 | 435075.425
Circuit | ES01_main | strategic_undergrounding_freeway | 3 | 44441.95 | 44441.95 | 0 | 0 | 729809.839 | 0 | 685367.738
Circuit | ES02_lateral | strategic_undergrounding_single_or_two_phase_lateral | 1 | 6060720.34 | 6060720.34 | 0 | 0 | 6737950.53 | 0 | 677230.022
Circuit | ES02_lateral | distribution_circuit_resiliency | 2 | 1336464.09 | 1336464.09 | 0 | 0 | 7471935.47 | 0 | 6135471.26
Circuit | ES02_lateral | strategic_undergrounding_three_phase_lateral | 3 | 343436.21 | 343436.21 | 0 | 0 | 12303726 | 0 | 11960289.7
Circuit | ES02_main | strategic_undergrounding_main | 1 | 3491680.21 | 3491680.21 | 0 | 0 | 3491680.38 | 0 | 0
Circuit | ES02_main | distribution_circuit_resiliency | 2 | 893347.81 | 893347.81 | 0 | 0 | 5744355.4 | 0 | 4851007.49
Circuit | ES03_lateral | strategic_undergrounding_single_or_two_phase_lateral | 1 | 2467275.93 | 2467275.93 | 0 | 0 | 3009707.83 | 0 | 542431.761
Circuit | ES03_lateral | distribution_circuit_resiliency | 2 | 738521.57 | 738521.57 | 0 | 0 | 3332024.89 | 0 | 2593503.18
Circuit | ES03_lateral | strategic_undergrounding_three_phase_lateral | 3 | 274880.52 | 274880.52 | 0 | 0 | 5143060.39 | 0 | 4868179.74
Circuit | ES03_main | strategic_undergrounding_main | 1 | 1684086.82 | 1684086.82 | 0 | 0 | 1684086.99 | 0 | 0
Circuit | ES03_main | distribution_circuit_resiliency | 2 | 502355.42 | 502355.42 | 0 | 0 | 2678188.14 | 0 | 2175832.61
Circuit | ES04_lateral | strategic_undergrounding_single_or_two_phase_lateral | 1 | 1100285.92 | 1100285.92 | 0 | 0 | 1793307.58 | 0 | 693021.498
Circuit | ES04_lateral | strategic_undergrounding_three_phase_lateral | 2 | 351246.71 | 351246.71 | 0 | 0 | 2521895.49 | 0 | 2170648.64
Circuit | ES04_lateral | distribution_circuit_resiliency | 3 | 129158.77 | 129158.77 | 0 | 0 | 1861105.11 | 0 | 1731946.23
Circuit | ES04_main | strategic_undergrounding_main | 1 | 868102.67 | 868102.67 | 0 | 0 | 868102.811 | 0 | 0
Circuit | ES04_main | distribution_circuit_resiliency | 2 | 287521.91 | 287521.91 | 0 | 0 | 1343641.36 | 0 | 1056119.33
Circuit | ES05_lateral | strategic_undergrounding_single_or_two_phase_lateral | 1 | 2968049.83 | 2968049.83 | 0 | 0 | 6062435.44 | 0 | 3094385.49
Circuit | ES05_lateral | strategic_undergrounding_three_phase_lateral | 2 | 914862.19 | 914862.19 | 0 | 0 | 8062931.27 | 0 | 7148068.94
Circuit | ES05_lateral | distribution_circuit_resiliency | 3 | 816829.97 | 816829.97 | 0 | 0 | 6685117.98 | 0 | 5868287.88
Circuit | ES05_lateral | strategic_undergrounding_freeway | 4 | 653491.39 | 653491.39 | 0 | 0 | 8317573.02 | 0 | 7664081.52
Circuit | ES05_main | strategic_undergrounding_main | 1 | 1952586.59 | 1952586.59 | 0 | 0 | 2231870.63 | 0 | 279283.882
Circuit | ES05_main | distribution_circuit_resiliency | 2 | 483712.1 | 483712.1 | 0 | 0 | 3510786.01 | 0 | 3027073.79
Circuit | ES05_main | strategic_undergrounding_freeway | 3 | 141602.81 | 141602.81 | 0 | 0 | 3993987.19 | 0 | 3852384.23
Circuit | ES06_lateral | strategic_undergrounding_single_or_two_phase_lateral | 1 | 5732666.38 | 5732666.38 | 0 | 0 | 10184907 | 0 | 4452240.43
Circuit | ES06_lateral | strategic_undergrounding_three_phase_lateral | 2 | 2120407.93 | 2120407.93 | 0 | 0 | 13695968.8 | 0 | 11575560.7
Circuit | ES06_lateral | distribution_circuit_resiliency | 3 | 632459.37 | 632459.37 | 0 | 0 | 11430094 | 0 | 10797634.5
Circuit | ES06_lateral | strategic_undergrounding_freeway | 4 | 137422.33 | 137422.33 | 0 | 0 | 15623274.1 | 0 | 15485851.6
Circuit | ES06_main | strategic_undergrounding_main | 1 | 1890377.39 | 1890377.39 | 0 | 0 | 1905051.83 | 0 | 14674.3107
Circuit | ES06_main | distribution_circuit_resiliency | 2 | 255580.48 | 255580.48 | 0 | 0 | 3414617.14 | 0 | 3159036.56
Circuit | ES06_main | strategic_undergrounding_freeway | 3 | 7441.82 | 7441.82 | 0 | 0 | 3735195.99 | 0 | 3727754.04
Circuit | ES07_lateral | strategic_undergrounding_single_or_two_phase_lateral | 1 | 310842.67 | 310842.67 | 0 | 0 | 413339.001 | 0 | 102496.173
Circuit | ES07_lateral | distribution_circuit_resiliency | 2 | 89809.15 | 89809.15 | 0 | 0 | 426465.984 | 0 | 336656.702
Circuit | ES07_lateral | strategic_undergrounding_freeway | 3 | 44703.01 | 44703.01 | 0 | 0 | 671979.726 | 0 | 627276.577
Circuit | ES07_lateral | strategic_undergrounding_three_phase_lateral | 4 | 7277.1 | 7277.1 | 0 | 0 | 708351.078 | 0 | 701073.821
Circuit | ES07_main | strategic_undergrounding_main | 1 | 374951.82 | 374951.82 | 0 | 0 | 456265.629 | 0 | 81313.6298
Circuit | ES07_main | distribution_circuit_resiliency | 2 | 109866.58 | 109866.58 | 0 | 0 | 679745.411 | 0 | 569878.722
Circuit | ES07_main | strategic_undergrounding_freeway | 3 | 41237.66 | 41237.66 | 0 | 0 | 780576.852 | 0 | 739339.064
Circuit | ES08_lateral | strategic_undergrounding_single_or_two_phase_lateral | 1 | 518943.96 | 518943.96 | 0 | 0 | 1339325.14 | 0 | 820380.995
Circuit | ES08_lateral | strategic_undergrounding_three_phase_lateral | 2 | 281003.78 | 281003.78 | 0 | 0 | 1571112.28 | 0 | 1290108.37
Circuit | ES08_lateral | strategic_undergrounding_freeway | 3 | 135047.97 | 135047.97 | 0 | 0 | 1712955.54 | 0 | 1577907.45
Circuit | ES08_lateral | distribution_circuit_resiliency | 4 | 41730 | 41730 | 0 | 0 | 1427143.51 | 0 | 1385413.39
Circuit | ES08_main | strategic_undergrounding_main | 1 | 354760.78 | 354760.78 | 0 | 0 | 498148.384 | 0 | 143387.44
Circuit | ES08_main | distribution_circuit_resiliency | 2 | 139997.71 | 139997.71 | 0 | 0 | 663361.971 | 0 | 523364.159
Circuit | ES08_main | strategic_undergrounding_freeway | 3 | 72718.05 | 72718.05 | 0 | 0 | 772244.073 | 0 | 699525.871
Circuit | EU01_lateral | strategic_undergrounding_single_or_two_phase_lateral | 1 | 1963265.54 | 1963265.54 | 0 | 0 | 3721826.46 | 0 | 1758560.76
Circuit | EU01_lateral | strategic_undergrounding_freeway | 2 | 885897.99 | 885897.99 | 0 | 0 | 4776419.35 | 0 | 3890521.2
Circuit | EU01_lateral | distribution_circuit_resiliency | 3 | 438609.2 | 438609.2 | 0 | 0 | 3985968.32 | 0 | 3547359.02
Circuit | EU01_lateral | strategic_undergrounding_three_phase_lateral | 4 | 3398.81 | 3398.81 | 0 | 0 | 5639026.68 | 0 | 5635627.72
Circuit | EU01_main | strategic_undergrounding_main | 1 | 960581.49 | 960581.49 | 0 | 0 | 2119097.97 | 0 | 1158516.33
Circuit | EU01_main | strategic_undergrounding_freeway | 2 | 585831.47 | 585831.47 | 0 | 0 | 2485961 | 0 | 1900129.38
Circuit | EU01_main | distribution_circuit_resiliency | 3 | 341162.99 | 341162.99 | 0 | 0 | 2618481.94 | 0 | 2277318.83
Circuit | EU02_lateral | strategic_undergrounding_single_or_two_phase_lateral | 1 | 848723.86 | 848723.86 | 0 | 0 | 1150575.27 | 0 | 301851.256
Circuit | EU02_lateral | distribution_circuit_resiliency | 2 | 433610.05 | 433610.05 | 0 | 0 | 1096884.97 | 0 | 663274.81
Circuit | EU02_lateral | strategic_undergrounding_three_phase_lateral | 3 | 152453.24 | 152453.24 | 0 | 0 | 1832643.48 | 0 | 1680190.09
Circuit | EU02_main | strategic_undergrounding_main | 1 | 1665934.44 | 1665934.44 | 0 | 0 | 1756114.22 | 0 | 90179.6273
Circuit | EU02_main | distribution_circuit_resiliency | 2 | 522644.1 | 522644.1 | 0 | 0 | 2712744.21 | 0 | 2190099.99
Circuit | EU02_main | strategic_undergrounding_freeway | 3 | 45546.08 | 45546.08 | 0 | 0 | 3343708.58 | 0 | 3298162.34
Circuit | EU03_lateral | strategic_undergrounding_single_or_two_phase_lateral | 1 | 4787559.2 | 4787559.2 | 0 | 0 | 4798104.63 | 0 | 10545.2713
Circuit | EU03_lateral | distribution_circuit_resiliency | 2 | 135287.92 | 135287.92 | 0 | 0 | 6165999.23 | 0 | 6030711.19
Circuit | EU03_lateral | strategic_undergrounding_three_phase_lateral | 3 | 5333.3 | 5333.3 | 0 | 0 | 9472969.62 | 0 | 9467636.15
Circuit | EU03_main | strategic_undergrounding_main | 1 | 1688745.35 | 1688745.35 | 0 | 0 | 1688745.51 | 0 | 0
Circuit | EU03_main | distribution_circuit_resiliency | 2 | 610045.33 | 610045.33 | 0 | 0 | 2552408.15 | 0 | 1942362.68
Circuit | EU04_lateral | strategic_undergrounding_single_or_two_phase_lateral | 1 | 393407.8 | 393407.8 | 0 | 0 | 519371.196 | 0 | 125963.245
Circuit | EU04_lateral | distribution_circuit_resiliency | 2 | 78647.02 | 78647.02 | 0 | 0 | 578459.128 | 0 | 499811.998
Circuit | EU04_lateral | strategic_undergrounding_freeway | 3 | 61975.72 | 61975.72 | 0 | 0 | 844099.608 | 0 | 782123.745
Circuit | EU04_lateral | strategic_undergrounding_three_phase_lateral | 4 | 1643.14 | 1643.14 | 0 | 0 | 903222.964 | 0 | 901579.664
Circuit | EU04_main | strategic_undergrounding_main | 1 | 722739.38 | 722739.38 | 0 | 0 | 962580.974 | 0 | 239841.456
Circuit | EU04_main | distribution_circuit_resiliency | 2 | 302507.34 | 302507.34 | 0 | 0 | 1279465.28 | 0 | 976957.775
Circuit | EU04_main | strategic_undergrounding_freeway | 3 | 121134.45 | 121134.45 | 0 | 0 | 1551703.92 | 0 | 1430569.28
Circuit | EU05_lateral | strategic_undergrounding_single_or_two_phase_lateral | 1 | 592405.39 | 592405.39 | 0 | 0 | 639624.746 | 0 | 47219.2059
Circuit | EU05_lateral | strategic_undergrounding_three_phase_lateral | 2 | 22377.28 | 22377.28 | 0 | 0 | 1196705.9 | 0 | 1174328.5
Circuit | EU05_lateral | distribution_circuit_resiliency | 3 | 13005.09 | 13005.09 | 0 | 0 | 733977.488 | 0 | 720972.258
Circuit | EU05_lateral | strategic_undergrounding_freeway | 4 | 1565.02 | 1565.02 | 0 | 0 | 1216922.84 | 0 | 1215357.66
Circuit | EU05_main | strategic_undergrounding_main | 1 | 1167754.29 | 1167754.29 | 0 | 0 | 1188012.78 | 0 | 20258.3351
Circuit | EU05_main | distribution_circuit_resiliency | 2 | 502986.17 | 502986.17 | 0 | 0 | 1680915.04 | 0 | 1177928.74
Circuit | EU05_main | strategic_undergrounding_freeway | 3 | 10244.65 | 10244.65 | 0 | 0 | 2318837.21 | 0 | 2308592.43
Circuit | EU06_lateral | strategic_undergrounding_single_or_two_phase_lateral | 1 | 415263.23 | 415263.23 | 0 | 0 | 415263.37 | 0 | 0
Circuit | EU06_lateral | distribution_circuit_resiliency | 2 | 159981.37 | 159981.37 | 0 | 0 | 440545.738 | 0 | 280564.228
Circuit | EU06_main | strategic_undergrounding_main | 1 | 527729.09 | 527729.09 | 0 | 0 | 527729.204 | 0 | 0
Circuit | EU06_main | distribution_circuit_resiliency | 2 | 190604.04 | 190604.04 | 0 | 0 | 798385.503 | 0 | 607781.332
Circuit | EU07_lateral | strategic_undergrounding_single_or_two_phase_lateral | 1 | 810472.29 | 810472.29 | 0 | 0 | 1068837.41 | 0 | 258365.002
Circuit | EU07_lateral | strategic_undergrounding_three_phase_lateral | 2 | 130672.81 | 130672.81 | 0 | 0 | 1733489.6 | 0 | 1602816.65
Circuit | EU07_lateral | distribution_circuit_resiliency | 3 | 91391.97 | 91391.97 | 0 | 0 | 1194500.63 | 0 | 1103108.52
Circuit | EU07_main | strategic_undergrounding_main | 1 | 806208.14 | 806208.14 | 0 | 0 | 846539.913 | 0 | 40331.6258
Circuit | EU07_main | distribution_circuit_resiliency | 2 | 327875.47 | 327875.47 | 0 | 0 | 1211827.37 | 0 | 883951.819
Circuit | EU07_main | strategic_undergrounding_freeway | 3 | 20398.32 | 20398.32 | 0 | 0 | 1614860.2 | 0 | 1594461.72
Circuit | EU08_lateral | strategic_undergrounding_single_or_two_phase_lateral | 1 | 1888431.63 | 1888431.63 | 0 | 0 | 1888431.79 | 0 | 0
Circuit | EU08_lateral | distribution_circuit_resiliency | 2 | 362570.41 | 362570.41 | 0 | 0 | 2398714.44 | 0 | 2036143.91
Circuit | EU08_main | strategic_undergrounding_main | 1 | 2223654.39 | 2223654.39 | 0 | 0 | 2232023.39 | 0 | 8368.8701
Circuit | EU08_main | distribution_circuit_resiliency | 2 | 966441.61 | 966441.61 | 0 | 0 | 3160263.4 | 0 | 2193821.65
Circuit | EU08_main | strategic_undergrounding_freeway | 3 | 4229.95 | 4229.95 | 0 | 0 | 4400465.88 | 0 | 4396235.78
Circuit | EU09_lateral | strategic_undergrounding_single_or_two_phase_lateral | 1 | 3624171.09 | 3624171.09 | 0 | 0 | 4078139.31 | 0 | 453968.053
Circuit | EU09_lateral | distribution_circuit_resiliency | 2 | 450281.07 | 450281.07 | 0 | 0 | 5118752.39 | 0 | 4668471.19
Circuit | EU09_lateral | strategic_undergrounding_three_phase_lateral | 3 | 215860.92 | 215860.92 | 0 | 0 | 7408932.3 | 0 | 7193071.23
Circuit | EU09_lateral | strategic_undergrounding_freeway | 4 | 13740.48 | 13740.48 | 0 | 0 | 7606439.62 | 0 | 7592699.01
Circuit | EU09_main | strategic_undergrounding_main | 1 | 1722326.58 | 1722326.58 | 0 | 0 | 1736028.02 | 0 | 13701.3006
Circuit | EU09_main | distribution_circuit_resiliency | 2 | 503540.13 | 503540.13 | 0 | 0 | 2769710.07 | 0 | 2266169.81
Circuit | EU09_main | strategic_undergrounding_freeway | 3 | 6928.7 | 6928.7 | 0 | 0 | 3412306.01 | 0 | 3405377.17
Circuit | EU10_lateral | strategic_undergrounding_single_or_two_phase_lateral | 1 | 231512.45 | 231512.45 | 0 | 0 | 231512.608 | 0 | 0
Circuit | EU10_lateral | distribution_circuit_resiliency | 2 | 38920.35 | 38920.35 | 0 | 0 | 265788.833 | 0 | 226868.356
Circuit | EU10_lateral | strategic_undergrounding_freeway | 3 | 0 | 0 | 0 | 0 | 458346.106 | 0 | 458346.106
Circuit | EU10_lateral | strategic_undergrounding_three_phase_lateral | 4 | 0 | 0 | 0 | 0 | 458346.106 | 0 | 458346.106
Circuit | EU10_main | strategic_undergrounding_main | 1 | 336496.81 | 336496.81 | 0 | 0 | 336496.952 | 0 | 0
Circuit | EU10_main | distribution_circuit_resiliency | 2 | 109720.19 | 109720.19 | 0 | 0 | 524328.89 | 0 | 414608.585
Circuit | EU11_lateral | strategic_undergrounding_single_or_two_phase_lateral | 1 | 5497587.96 | 5497587.96 | 0 | 0 | 5497588.13 | 0 | 0
Circuit | EU11_lateral | distribution_circuit_resiliency | 2 | 1223929.62 | 1223929.62 | 0 | 0 | 6866286.81 | 0 | 5642357.04
Circuit | EU11_main | strategic_undergrounding_main | 1 | 4234992.98 | 4234992.98 | 0 | 0 | 4234993.12 | 0 | 0
Circuit | EU11_main | distribution_circuit_resiliency | 2 | 1315701.09 | 1315701.09 | 0 | 0 | 6677527.9 | 0 | 5361826.7
Circuit | EU12_lateral | strategic_undergrounding_single_or_two_phase_lateral | 1 | 153641.33 | 153641.33 | 0 | 0 | 153641.48 | 0 | 0
Circuit | EU12_lateral | distribution_circuit_resiliency | 2 | 68643.5 | 68643.5 | 0 | 0 | 146371.95 | 0 | 77728.3306
Circuit | EU12_lateral | strategic_undergrounding_three_phase_lateral | 3 | 0 | 0 | 0 | 0 | 304104.798 | 0 | 304104.798
Circuit | EU12_main | strategic_undergrounding_main | 1 | 131620.65 | 131620.65 | 0 | 0 | 131620.812 | 0 | 0
Circuit | EU12_main | distribution_circuit_resiliency | 2 | 51057.52 | 51057.52 | 0 | 0 | 194550.895 | 0 | 143493.249
Circuit | FAN45_lateral | strategic_undergrounding_single_or_two_phase_lateral | 1 | 248204.77 | 248204.77 | 0 | 0 | 512092.266 | 0 | 263887.355
Circuit | FAN45_lateral | strategic_undergrounding_freeway | 2 | 131207.92 | 131207.92 | 0 | 0 | 625599.16 | 0 | 494391.1
Circuit | FAN45_lateral | strategic_undergrounding_three_phase_lateral | 3 | 2733.33 | 2733.33 | 0 | 0 | 750241.043 | 0 | 747507.542
Circuit | FAN45_lateral | distribution_circuit_resiliency | 4 | 1416.95 | 1416.95 | 0 | 0 | 569151.477 | 0 | 567734.392
Circuit | FAN45_main | strategic_undergrounding_main | 1 | 317632.7 | 317632.7 | 0 | 0 | 827097.006 | 0 | 509464.159
Circuit | FAN45_main | strategic_undergrounding_freeway | 2 | 258589.07 | 258589.07 | 0 | 0 | 884379.231 | 0 | 625790.014
Circuit | FAN45_main | distribution_circuit_resiliency | 3 | 111477.24 | 111477.24 | 0 | 0 | 992538.001 | 0 | 881060.639
Circuit | FAN46_lateral | strategic_undergrounding_single_or_two_phase_lateral | 1 | 85202.13 | 85202.13 | 0 | 0 | 88433.5351 | 0 | 3231.2737
Circuit | FAN46_lateral | distribution_circuit_resiliency | 2 | 8030.04 | 8030.04 | 0 | 0 | 87169.7799 | 0 | 79139.6307
Circuit | FAN46_lateral | strategic_undergrounding_freeway | 3 | 1093.24 | 1093.24 | 0 | 0 | 170040.979 | 0 | 168947.579
Circuit | FAN46_lateral | strategic_undergrounding_three_phase_lateral | 4 | 546.52 | 546.52 | 0 | 0 | 170571.37 | 0 | 170024.67
Circuit | FAN46_main | strategic_undergrounding_main | 1 | 276436.58 | 276436.58 | 0 | 0 | 430460.764 | 0 | 154024.048
Circuit | FAN46_main | strategic_undergrounding_freeway | 2 | 78177.99 | 78177.99 | 0 | 0 | 622822.9 | 0 | 544644.763
Circuit | FAN46_main | distribution_circuit_resiliency | 3 | 26840.37 | 26840.37 | 0 | 0 | 664296.817 | 0 | 637456.315
Circuit | FAN47_lateral | strategic_undergrounding_single_or_two_phase_lateral | 1 | 2464039.01 | 2464039.01 | 0 | 0 | 4645167.28 | 0 | 2181128.13
Circuit | FAN47_lateral | strategic_undergrounding_freeway | 2 | 718449.67 | 718449.67 | 0 | 0 | 6343166.9 | 0 | 5624717.07
Circuit | FAN47_lateral | distribution_circuit_resiliency | 3 | 486354.94 | 486354.94 | 0 | 0 | 4795686.64 | 0 | 4309331.58
Circuit | FAN47_lateral | strategic_undergrounding_three_phase_lateral | 4 | 388124.36 | 388124.36 | 0 | 0 | 6663479.13 | 0 | 6275354.6
Circuit | FAN47_main | strategic_undergrounding_main | 1 | 5797191.84 | 5797191.84 | 0 | 0 | 7273740 | 0 | 1476548.04
Circuit | FAN47_main | distribution_circuit_resiliency | 2 | 1551977.44 | 1551977.44 | 0 | 0 | 10918669.9 | 0 | 9366692.35
Circuit | FAN47_main | strategic_undergrounding_freeway | 3 | 749232.53 | 749232.53 | 0 | 0 | 12181681.5 | 0 | 11432448.8
Circuit | FAN48_lateral | strategic_undergrounding_freeway | 1 | 154705.17 | 154705.17 | 0 | 0 | 193679.541 | 0 | 38974.203
Circuit | FAN48_lateral | strategic_undergrounding_single_or_two_phase_lateral | 2 | 17578.08 | 17578.08 | 0 | 0 | 326708.541 | 0 | 309130.313
Circuit | FAN48_lateral | distribution_circuit_resiliency | 3 | 4746.65 | 4746.65 | 0 | 0 | 325961.383 | 0 | 321214.596
Circuit | FAN48_lateral | strategic_undergrounding_three_phase_lateral | 4 | 2198.63 | 2198.63 | 0 | 0 | 341636.831 | 0 | 339438.056
Circuit | FAN48_main | strategic_undergrounding_main | 1 | 1580013.57 | 1580013.57 | 0 | 0 | 2620639.26 | 0 | 1040625.54
Circuit | FAN48_main | distribution_circuit_resiliency | 2 | 645450.19 | 645450.19 | 0 | 0 | 3327286.02 | 0 | 2681835.7
Circuit | FAN48_main | strategic_undergrounding_freeway | 3 | 528187.13 | 528187.13 | 0 | 0 | 3641236.91 | 0 | 3113049.62
Circuit | FD01_lateral | strategic_undergrounding_single_or_two_phase_lateral | 1 | 683002.06 | 683002.06 | 0 | 0 | 914119.669 | 0 | 231117.463
Circuit | FD01_lateral | distribution_circuit_resiliency | 2 | 224766.77 | 224766.77 | 0 | 0 | 899723.541 | 0 | 674956.642
Circuit | FD01_lateral | strategic_undergrounding_three_phase_lateral | 3 | 117336.74 | 117336.74 | 0 | 0 | 1462762.29 | 0 | 1345425.4
Circuit | FD01_main | strategic_undergrounding_main | 1 | 854503.42 | 854503.42 | 0 | 0 | 854503.551 | 0 | 0
Circuit | FD01_main | distribution_circuit_resiliency | 2 | 169517.46 | 169517.46 | 0 | 0 | 1466440.96 | 0 | 1296923.37
Circuit | FD02_lateral | strategic_undergrounding_single_or_two_phase_lateral | 1 | 772895.94 | 772895.94 | 0 | 0 | 773094.063 | 0 | 197.9737
Circuit | FD02_lateral | distribution_circuit_resiliency | 2 | 238467.97 | 238467.97 | 0 | 0 | 826422.474 | 0 | 587954.369
Circuit | FD02_lateral | strategic_undergrounding_three_phase_lateral | 3 | 100.46 | 100.46 | 0 | 0 | 1521623.56 | 0 | 1521522.96
Circuit | FD02_main | strategic_undergrounding_main | 1 | 1089622.98 | 1089622.98 | 0 | 0 | 1089623.12 | 0 | 0
Circuit | FD02_main | distribution_circuit_resiliency | 2 | 470646.38 | 470646.38 | 0 | 0 | 1543388.78 | 0 | 1072742.28
Circuit | FD03_lateral | strategic_undergrounding_single_or_two_phase_lateral | 1 | 1966775.77 | 1966775.77 | 0 | 0 | 2685580.41 | 0 | 718804.481
Circuit | FD03_lateral | strategic_undergrounding_three_phase_lateral | 2 | 365048.79 | 365048.79 | 0 | 0 | 4238057.57 | 0 | 3873008.61
Circuit | FD03_lateral | distribution_circuit_resiliency | 3 | 256911.57 | 256911.57 | 0 | 0 | 3214175.16 | 0 | 2957263.45
Circuit | FD03_main | strategic_undergrounding_main | 1 | 1652097.51 | 1652097.51 | 0 | 0 | 1652097.68 | 0 | 0
Circuit | FD03_main | distribution_circuit_resiliency | 2 | 339448.71 | 339448.71 | 0 | 0 | 2819416.21 | 0 | 2479967.38
Circuit | FD04_lateral | strategic_undergrounding_single_or_two_phase_lateral | 1 | 3535222.2 | 3535222.2 | 0 | 0 | 4648184.81 | 0 | 1112962.46
Circuit | FD04_lateral | strategic_undergrounding_three_phase_lateral | 2 | 565245.75 | 565245.75 | 0 | 0 | 7526405.28 | 0 | 6961159.38
Circuit | FD04_lateral | distribution_circuit_resiliency | 3 | 540212.55 | 540212.55 | 0 | 0 | 4591110.19 | 0 | 4050897.51
Circuit | FD04_main | strategic_undergrounding_main | 1 | 4119050.93 | 4119050.93 | 0 | 0 | 4119051.07 | 0 | 0
Circuit | FD04_main | distribution_circuit_resiliency | 2 | 1132219.4 | 1132219.4 | 0 | 0 | 6663238.08 | 0 | 5531018.54
Circuit | FD05_lateral | strategic_undergrounding_single_or_two_phase_lateral | 1 | 1260320.25 | 1260320.25 | 0 | 0 | 1270239.87 | 0 | 9919.4445
Circuit | FD05_lateral | distribution_circuit_resiliency | 2 | 6601.47 | 6601.47 | 0 | 0 | 1620331.32 | 0 | 1613729.73
Circuit | FD05_lateral | strategic_undergrounding_three_phase_lateral | 3 | 5037.59 | 5037.59 | 0 | 0 | 2485787.7 | 0 | 2480749.95
Circuit | FD05_main | strategic_undergrounding_main | 1 | 2981033.57 | 2981033.57 | 0 | 0 | 2981033.72 | 0 | 0
Circuit | FD05_main | distribution_circuit_resiliency | 2 | 1504612.69 | 1504612.69 | 0 | 0 | 3945491.17 | 0 | 2440878.34
Circuit | FD06_lateral | strategic_undergrounding_single_or_two_phase_lateral | 1 | 3666174.9 | 3666174.9 | 0 | 0 | 3702409.64 | 0 | 36234.5773
Circuit | FD06_lateral | distribution_circuit_resiliency | 2 | 119891.52 | 119891.52 | 0 | 0 | 4375258.36 | 0 | 4255366.73
Circuit | FD06_lateral | strategic_undergrounding_three_phase_lateral | 3 | 18395.92 | 18395.92 | 0 | 0 | 7236105.23 | 0 | 7217709.16
Circuit | FD06_main | strategic_undergrounding_main | 1 | 4073862.93 | 4073862.93 | 0 | 0 | 4073863.11 | 0 | 0
Circuit | FD06_main | distribution_circuit_resiliency | 2 | 1544651.62 | 1544651.62 | 0 | 0 | 6046439.86 | 0 | 4501788.13
Circuit | FD07_lateral | strategic_undergrounding_single_or_two_phase_lateral | 1 | 957051.76 | 957051.76 | 0 | 0 | 957051.898 | 0 | 0
Circuit | FD07_lateral | distribution_circuit_resiliency | 2 | 160357.22 | 160357.22 | 0 | 0 | 1143062.88 | 0 | 982705.543
Circuit | FD07_lateral | strategic_undergrounding_three_phase_lateral | 3 | 0 | 0 | 0 | 0 | 1885096.56 | 0 | 1885096.56
Circuit | FD07_main | strategic_undergrounding_main | 1 | 805069.13 | 805069.13 | 0 | 0 | 805069.269 | 0 | 0
Circuit | FD07_main | distribution_circuit_resiliency | 2 | 274324.67 | 274324.67 | 0 | 0 | 1234915.92 | 0 | 960591.131
Circuit | FD08_lateral | strategic_undergrounding_single_or_two_phase_lateral | 1 | 791621.12 | 791621.12 | 0 | 0 | 794817.997 | 0 | 3196.7463
Circuit | FD08_lateral | distribution_circuit_resiliency | 2 | 126801.86 | 126801.86 | 0 | 0 | 794808.468 | 0 | 668006.475
Circuit | FD08_lateral | strategic_undergrounding_three_phase_lateral | 3 | 1624.32 | 1624.32 | 0 | 0 | 1559205.75 | 0 | 1557581.3
Circuit | FD08_main | strategic_undergrounding_main | 1 | 3601550.96 | 3601550.96 | 0 | 0 | 3601551.1 | 0 | 0
Circuit | FD08_main | distribution_circuit_resiliency | 2 | 1606371.13 | 1606371.13 | 0 | 0 | 5036167.39 | 0 | 3429796.14
Circuit | FD09_lateral | strategic_undergrounding_single_or_two_phase_lateral | 1 | 1046350.17 | 1046350.17 | 0 | 0 | 1055543.45 | 0 | 9193.1151
Circuit | FD09_lateral | distribution_circuit_resiliency | 2 | 404220.39 | 404220.39 | 0 | 0 | 1181841.68 | 0 | 777621.175
Circuit | FD09_lateral | strategic_undergrounding_three_phase_lateral | 3 | 4664.47 | 4664.47 | 0 | 0 | 2065951.99 | 0 | 2061287.35
Circuit | FD09_main | strategic_undergrounding_main | 1 | 398711.49 | 398711.49 | 0 | 0 | 398711.644 | 0 | 0
Circuit | FD09_main | distribution_circuit_resiliency | 2 | 11261.19 | 11261.19 | 0 | 0 | 771160.349 | 0 | 759899.049
Circuit | FD10_lateral | strategic_undergrounding_single_or_two_phase_lateral | 1 | 107439.91 | 107439.91 | 0 | 0 | 125830.427 | 0 | 18390.3712
Circuit | FD10_lateral | strategic_undergrounding_three_phase_lateral | 2 | 9341.52 | 9341.52 | 0 | 0 | 220843.728 | 0 | 211502.053
Circuit | FD10_lateral | distribution_circuit_resiliency | 3 | 4421.17 | 4421.17 | 0 | 0 | 125134.973 | 0 | 120713.673
Circuit | FD10_main | strategic_undergrounding_main | 1 | 698313.41 | 698313.41 | 0 | 0 | 698313.581 | 0 | 0
Circuit | FD10_main | distribution_circuit_resiliency | 2 | 317556.48 | 317556.48 | 0 | 0 | 968858.442 | 0 | 651301.822
Circuit | FD11_lateral | strategic_undergrounding_single_or_two_phase_lateral | 1 | 2291385.78 | 2291385.78 | 0 | 0 | 2529701.57 | 0 | 238315.635
Circuit | FD11_lateral | distribution_circuit_resiliency | 2 | 418626.71 | 418626.71 | 0 | 0 | 3238536.3 | 0 | 2819909.46
Circuit | FD11_lateral | strategic_undergrounding_three_phase_lateral | 3 | 120975.63 | 120975.63 | 0 | 0 | 4634412.25 | 0 | 4513436.47
Circuit | FD11_main | strategic_undergrounding_main | 1 | 2599432.95 | 2599432.95 | 0 | 0 | 2599433.09 | 0 | 0
Circuit | FD11_main | distribution_circuit_resiliency | 2 | 772096.92 | 772096.92 | 0 | 0 | 4132066.49 | 0 | 3359969.44
Circuit | FD12_lateral | strategic_undergrounding_single_or_two_phase_lateral | 1 | 1884909.78 | 1884909.78 | 0 | 0 | 1884909.9 | 0 | 0
Circuit | FD12_lateral | distribution_circuit_resiliency | 2 | 944455.14 | 944455.14 | 0 | 0 | 1932660.33 | 0 | 988205.062
Circuit | FD12_lateral | strategic_undergrounding_three_phase_lateral | 3 | 0 | 0 | 0 | 0 | 3709291.25 | 0 | 3709291.25
Circuit | FD12_main | strategic_undergrounding_main | 1 | 2857083.87 | 2857083.87 | 0 | 0 | 2857084.03 | 0 | 0
Circuit | FD12_main | distribution_circuit_resiliency | 2 | 1048253.48 | 1048253.48 | 0 | 0 | 4285261.8 | 0 | 3237008.19
Circuit | FD13_lateral | strategic_undergrounding_single_or_two_phase_lateral | 1 | 2200129.33 | 2200129.33 | 0 | 0 | 2513337.49 | 0 | 313207.995
Circuit | FD13_lateral | distribution_circuit_resiliency | 2 | 875851.04 | 875851.04 | 0 | 0 | 2799578.14 | 0 | 1923726.98
Circuit | FD13_lateral | strategic_undergrounding_three_phase_lateral | 3 | 150890.29 | 150890.29 | 0 | 0 | 4496133.06 | 0 | 4345242.64
Circuit | FD13_lateral | strategic_undergrounding_freeway | 4 | 8410.59 | 8410.59 | 0 | 0 | 4633788.57 | 0 | 4625377.84
Circuit | FD13_main | strategic_undergrounding_main | 1 | 2817206.38 | 2817206.38 | 0 | 0 | 3534472.8 | 0 | 717266.268
Circuit | FD13_main | distribution_circuit_resiliency | 2 | 1089099.48 | 1089099.48 | 0 | 0 | 4869612.93 | 0 | 3780513.33
Circuit | FD13_main | strategic_undergrounding_freeway | 3 | 364815.11 | 364815.11 | 0 | 0 | 5906907.98 | 0 | 5542092.7
Circuit | FD14_lateral | strategic_undergrounding_single_or_two_phase_lateral | 1 | 1503753.34 | 1503753.34 | 0 | 0 | 1545731.9 | 0 | 41978.4033
Circuit | FD14_lateral | distribution_circuit_resiliency | 2 | 281160.11 | 281160.11 | 0 | 0 | 1842799.04 | 0 | 1561638.77
Circuit | FD14_lateral | strategic_undergrounding_three_phase_lateral | 3 | 21322.77 | 21322.77 | 0 | 0 | 2981432.3 | 0 | 2960109.39
Circuit | FD14_main | strategic_undergrounding_main | 1 | 1213442.21 | 1213442.21 | 0 | 0 | 1213442.37 | 0 | 0
Circuit | FD14_main | distribution_circuit_resiliency | 2 | 400255.24 | 400255.24 | 0 | 0 | 1877349.48 | 0 | 1477094.1
Circuit | FD15_lateral | strategic_undergrounding_single_or_two_phase_lateral | 1 | 396201.81 | 396201.81 | 0 | 0 | 396201.937 | 0 | 0
Circuit | FD15_lateral | distribution_circuit_resiliency | 2 | 23153.9 | 23153.9 | 0 | 0 | 394158.91 | 0 | 371004.867
Circuit | FD15_main | strategic_undergrounding_main | 1 | 2418608.14 | 2418608.14 | 0 | 0 | 2418608.29 | 0 | 0
Circuit | FD15_main | distribution_circuit_resiliency | 2 | 810540.63 | 810540.63 | 0 | 0 | 3725350.69 | 0 | 2914809.94
Circuit | FD16_lateral | strategic_undergrounding_single_or_two_phase_lateral | 1 | 1446255.82 | 1446255.82 | 0 | 0 | 1463880.14 | 0 | 17624.1561
Circuit | FD16_lateral | distribution_circuit_resiliency | 2 | 186033.56 | 186033.56 | 0 | 0 | 1912741.75 | 0 | 1726708.07
Circuit | FD16_lateral | strategic_undergrounding_three_phase_lateral | 3 | 8952.05 | 8952.05 | 0 | 0 | 2856252.41 | 0 | 2847300.23
Circuit | FD16_main | strategic_undergrounding_main | 1 | 1438090.31 | 1438090.31 | 0 | 0 | 1438090.46 | 0 | 0
Circuit | FD16_main | distribution_circuit_resiliency | 2 | 533159.56 | 533159.56 | 0 | 0 | 2149712.58 | 0 | 1616552.9
Circuit | FL41_lateral | strategic_undergrounding_single_or_two_phase_lateral | 1 | 1490646.84 | 1490646.84 | 0 | 0 | 1490646.96 | 0 | 0
Circuit | FL41_lateral | distribution_circuit_resiliency | 2 | 377567.91 | 377567.91 | 0 | 0 | 1801744.98 | 0 | 1424176.94
Circuit | FL41_main | strategic_undergrounding_main | 1 | 1578778.73 | 1578778.73 | 0 | 0 | 1578778.89 | 0 | 0
Circuit | FL41_main | distribution_circuit_resiliency | 2 | 696020.09 | 696020.09 | 0 | 0 | 2220508.65 | 0 | 1524488.41
Circuit | FL42_lateral | strategic_undergrounding_single_or_two_phase_lateral | 1 | 2532418.02 | 2532418.02 | 0 | 0 | 3260425.69 | 0 | 728007.5
Circuit | FL42_lateral | distribution_circuit_resiliency | 2 | 584777.41 | 584777.41 | 0 | 0 | 3934411.55 | 0 | 3349634
Circuit | FL42_lateral | strategic_undergrounding_three_phase_lateral | 3 | 362712.75 | 362712.75 | 0 | 0 | 5388859.91 | 0 | 5026147.01
Circuit | FL42_lateral | strategic_undergrounding_freeway | 4 | 4438.32 | 4438.32 | 0 | 0 | 5741023.82 | 0 | 5736585.33
Circuit | FL42_main | strategic_undergrounding_main | 1 | 2310517.61 | 2310517.61 | 0 | 0 | 2310517.76 | 0 | 0
Circuit | FL42_main | distribution_circuit_resiliency | 2 | 1008514.37 | 1008514.37 | 0 | 0 | 3271405.28 | 0 | 2262890.8
Circuit | FL43_lateral | strategic_undergrounding_single_or_two_phase_lateral | 1 | 6161246.39 | 6161246.39 | 0 | 0 | 6418169.08 | 0 | 256922.526
Circuit | FL43_lateral | distribution_circuit_resiliency | 2 | 1657817.18 | 1657817.18 | 0 | 0 | 7975365.09 | 0 | 6317547.79
Circuit | FL43_lateral | strategic_undergrounding_three_phase_lateral | 3 | 129999.25 | 129999.25 | 0 | 0 | 12282485 | 0 | 12152485.6
Circuit | FL43_main | strategic_undergrounding_main | 1 | 9410953.2 | 9410953.2 | 0 | 0 | 9410953.36 | 0 | 0
Circuit | FL43_main | distribution_circuit_resiliency | 2 | 4045875.01 | 4045875.01 | 0 | 0 | 13369941.4 | 0 | 9324066.26
Circuit | FL44_lateral | strategic_undergrounding_single_or_two_phase_lateral | 1 | 8600981.06 | 8600981.06 | 0 | 0 | 9024083.94 | 0 | 423102.735
Circuit | FL44_lateral | distribution_circuit_resiliency | 2 | 2861109.42 | 2861109.42 | 0 | 0 | 9999011.21 | 0 | 7137901.65
Circuit | FL44_lateral | strategic_undergrounding_three_phase_lateral | 3 | 214518.99 | 214518.99 | 0 | 0 | 17179691.8 | 0 | 16965172.6
Circuit | FL44_main | strategic_undergrounding_main | 1 | 17353878 | 17353878 | 0 | 0 | 18704538.5 | 0 | 1350660.35
Circuit | FL44_main | distribution_circuit_resiliency | 2 | 7100146.12 | 7100146.12 | 0 | 0 | 26461765.6 | 0 | 19361619.3
Circuit | FL44_main | strategic_undergrounding_freeway | 3 | 685297.01 | 685297.01 | 0 | 0 | 34904442.8 | 0 | 34219145.6
Circuit | FL45_lateral | strategic_undergrounding_single_or_two_phase_lateral | 1 | 6038430.44 | 6038430.44 | 0 | 0 | 6596727.23 | 0 | 558296.638
Circuit | FL45_lateral | distribution_circuit_resiliency | 2 | 2275408.12 | 2275408.12 | 0 | 0 | 7371345.22 | 0 | 5095936.96
Circuit | FL45_lateral | strategic_undergrounding_three_phase_lateral | 3 | 281435.67 | 281435.67 | 0 | 0 | 12208008 | 0 | 11926572.2
Circuit | FL45_lateral | strategic_undergrounding_freeway | 4 | 765.95 | 765.95 | 0 | 0 | 12482621.3 | 0 | 12481855.2
Circuit | FL45_main | strategic_undergrounding_main | 1 | 7702285.88 | 7702285.88 | 0 | 0 | 7702285.99 | 0 | 0
Circuit | FL45_main | distribution_circuit_resiliency | 2 | 3799500.74 | 3799500.74 | 0 | 0 | 10310994.4 | 0 | 6511493.55
Circuit | FL46_lateral | strategic_undergrounding_single_or_two_phase_lateral | 1 | 3263345.67 | 3263345.67 | 0 | 0 | 3544905.93 | 0 | 281560.103
Circuit | FL46_lateral | distribution_circuit_resiliency | 2 | 755530.33 | 755530.33 | 0 | 0 | 4483707.79 | 0 | 3728177.33
Circuit | FL46_lateral | strategic_undergrounding_three_phase_lateral | 3 | 142778.28 | 142778.28 | 0 | 0 | 6589463.79 | 0 | 6446685.38
Circuit | FL46_main | strategic_undergrounding_main | 1 | 4651599.3 | 4651599.3 | 0 | 0 | 4651599.44 | 0 | 0
Circuit | FL46_main | distribution_circuit_resiliency | 2 | 1974834.57 | 1974834.57 | 0 | 0 | 6647914.88 | 0 | 4673080.18
Circuit | FL47_lateral | strategic_undergrounding_single_or_two_phase_lateral | 1 | 1267790.96 | 1267790.96 | 0 | 0 | 1268181.37 | 0 | 390.2502
Circuit | FL47_lateral | distribution_circuit_resiliency | 2 | 317248.54 | 317248.54 | 0 | 0 | 1486241.51 | 0 | 1168992.84
Circuit | FL47_lateral | strategic_undergrounding_three_phase_lateral | 3 | 196.87 | 196.87 | 0 | 0 | 2506739.44 | 0 | 2506542.4
Circuit | FL47_main | strategic_undergrounding_main | 1 | 2934236.71 | 2934236.71 | 0 | 0 | 2934236.85 | 0 | 0
Circuit | FL47_main | distribution_circuit_resiliency | 2 | 1291986.11 | 1291986.11 | 0 | 0 | 4137611.52 | 0 | 2845625.29
Circuit | FL48_lateral | strategic_undergrounding_single_or_two_phase_lateral | 1 | 3362680 | 3362680 | 0 | 0 | 4378598.05 | 0 | 1015917.89
Circuit | FL48_lateral | distribution_circuit_resiliency | 2 | 1133001.94 | 1133001.94 | 0 | 0 | 4947217.02 | 0 | 3814214.97
Circuit | FL48_lateral | strategic_undergrounding_three_phase_lateral | 3 | 514635.32 | 514635.32 | 0 | 0 | 7149016.67 | 0 | 6634381.19
Circuit | FL48_main | strategic_undergrounding_main | 1 | 3830167.25 | 3830167.25 | 0 | 0 | 3830167.41 | 0 | 0
Circuit | FL48_main | distribution_circuit_resiliency | 2 | 1685940.32 | 1685940.32 | 0 | 0 | 5391193.99 | 0 | 3705253.53
Circuit | FL49_lateral | strategic_undergrounding_single_or_two_phase_lateral | 1 | 5464472.73 | 5464472.73 | 0 | 0 | 6009459.19 | 0 | 544986.304
Circuit | FL49_lateral | distribution_circuit_resiliency | 2 | 2382115.11 | 2382115.11 | 0 | 0 | 6516493.11 | 0 | 4134377.87
Circuit | FL49_lateral | strategic_undergrounding_three_phase_lateral | 3 | 275164.57 | 275164.57 | 0 | 0 | 11078284.3 | 0 | 10803119.6
Circuit | FL49_main | strategic_undergrounding_main | 1 | 7652056.91 | 7652056.91 | 0 | 0 | 7652057.07 | 0 | 0
Circuit | FL49_main | distribution_circuit_resiliency | 2 | 3083260 | 3083260 | 0 | 0 | 11153466.6 | 0 | 8070206.46
Circuit | FL50_lateral | strategic_undergrounding_single_or_two_phase_lateral | 1 | 1274813.58 | 1274813.58 | 0 | 0 | 1275306.79 | 0 | 493.0447
Circuit | FL50_lateral | distribution_circuit_resiliency | 2 | 338548.6 | 338548.6 | 0 | 0 | 1657969.55 | 0 | 1319420.83
Circuit | FL50_lateral | strategic_undergrounding_three_phase_lateral | 3 | 249.91 | 249.91 | 0 | 0 | 2518112.56 | 0 | 2517862.51
Circuit | FL50_main | strategic_undergrounding_main | 1 | 1154024.74 | 1154024.74 | 0 | 0 | 1154024.9 | 0 | 0
Circuit | FL50_main | distribution_circuit_resiliency | 2 | 480071.94 | 480071.94 | 0 | 0 | 1661524.2 | 0 | 1181452.12
Circuit | FM01_lateral | strategic_undergrounding_single_or_two_phase_lateral | 1 | 2414070.19 | 2414070.19 | 0 | 0 | 2432721.48 | 0 | 18651.1474
Circuit | FM01_lateral | distribution_circuit_resiliency | 2 | 535253.4 | 535253.4 | 0 | 0 | 3062422.5 | 0 | 2527169
Circuit | FM01_lateral | strategic_undergrounding_three_phase_lateral | 3 | 9342.38 | 9342.38 | 0 | 0 | 4770184.71 | 0 | 4760842.17
Circuit | FM01_main | strategic_undergrounding_main | 1 | 1353648.31 | 1353648.31 | 0 | 0 | 1353648.46 | 0 | 0
Circuit | FM01_main | distribution_circuit_resiliency | 2 | 386546.16 | 386546.16 | 0 | 0 | 2169076.01 | 0 | 1782529.72
Circuit | FM02_lateral | strategic_undergrounding_single_or_two_phase_lateral | 1 | 2604873.68 | 2604873.68 | 0 | 0 | 2605974.6 | 0 | 1100.7561
Circuit | FM02_lateral | distribution_circuit_resiliency | 2 | 552629.16 | 552629.16 | 0 | 0 | 3343774.84 | 0 | 2791145.57
Circuit | FM02_lateral | strategic_undergrounding_three_phase_lateral | 3 | 552.69 | 552.69 | 0 | 0 | 5204029.52 | 0 | 5203476.66
Circuit | FM02_main | strategic_undergrounding_main | 1 | 3854379.06 | 3854379.06 | 0 | 0 | 3854379.21 | 0 | 0
Circuit | FM02_main | distribution_circuit_resiliency | 2 | 1582553.44 | 1582553.44 | 0 | 0 | 5584331.4 | 0 | 4001777.84
Circuit | FM03_lateral | strategic_undergrounding_single_or_two_phase_lateral | 1 | 1466858.48 | 1466858.48 | 0 | 0 | 1480087.55 | 0 | 13228.916
Circuit | FM03_lateral | distribution_circuit_resiliency | 2 | 642387.91 | 642387.91 | 0 | 0 | 1643471.66 | 0 | 1001083.64
Circuit | FM03_lateral | strategic_undergrounding_three_phase_lateral | 3 | 6608.73 | 6608.73 | 0 | 0 | 2916483.9 | 0 | 2909875.01
Circuit | FM03_main | strategic_undergrounding_main | 1 | 471505.23 | 471505.23 | 0 | 0 | 471505.388 | 0 | 0
Circuit | FM03_main | distribution_circuit_resiliency | 2 | 199408.53 | 199408.53 | 0 | 0 | 688654.106 | 0 | 489245.471
Circuit | FP02_lateral | strategic_undergrounding_freeway | 1 | 97244.68 | 97244.68 | 0 | 0 | 200832.631 | 0 | 103587.796
Circuit | FP02_lateral | strategic_undergrounding_single_or_two_phase_lateral | 2 | 53030.34 | 53030.34 | 0 | 0 | 242998.822 | 0 | 189968.321
Circuit | FP02_lateral | distribution_circuit_resiliency | 3 | 22121.69 | 22121.69 | 0 | 0 | 239247.082 | 0 | 217125.253
Circuit | FP02_main | strategic_undergrounding_freeway | 1 | 98915.7 | 98915.7 | 0 | 0 | 249584.295 | 0 | 150668.411
Circuit | FP02_main | strategic_undergrounding_main | 2 | 77131.3 | 77131.3 | 0 | 0 | 270357.665 | 0 | 193226.206
Circuit | FP02_main | distribution_circuit_resiliency | 3 | 20101.87 | 20101.87 | 0 | 0 | 316400.584 | 0 | 296298.597
Circuit | FP03_lateral | strategic_undergrounding_single_or_two_phase_lateral | 1 | 994941.23 | 994941.23 | 0 | 0 | 1428000.61 | 0 | 433059.241
Circuit | FP03_lateral | distribution_circuit_resiliency | 2 | 407033.85 | 407033.85 | 0 | 0 | 1364748.98 | 0 | 957714.974
Circuit | FP03_lateral | strategic_undergrounding_three_phase_lateral | 3 | 134355.37 | 134355.37 | 0 | 0 | 2249177.48 | 0 | 2114821.95
Circuit | FP03_lateral | strategic_undergrounding_freeway | 4 | 87330.92 | 87330.92 | 0 | 0 | 2294014.1 | 0 | 2206683
Circuit | FP03_main | strategic_undergrounding_main | 1 | 685734.28 | 685734.28 | 0 | 0 | 830087.52 | 0 | 144353.08
Circuit | FP03_main | distribution_circuit_resiliency | 2 | 209086.04 | 209086.04 | 0 | 0 | 1198773.94 | 0 | 989687.761
Circuit | FP03_main | strategic_undergrounding_freeway | 3 | 73895.38 | 73895.38 | 0 | 0 | 1413468.34 | 0 | 1339572.81
Circuit | FP04_lateral | strategic_undergrounding_freeway | 1 | 78751.31 | 78751.31 | 0 | 0 | 182112.043 | 0 | 103360.581
Circuit | FP04_lateral | strategic_undergrounding_single_or_two_phase_lateral | 2 | 52911 | 52911 | 0 | 0 | 206750.143 | 0 | 153839.004
Circuit | FP04_lateral | distribution_circuit_resiliency | 3 | 15711.98 | 15711.98 | 0 | 0 | 216999.542 | 0 | 201287.457
Circuit | FP04_main | strategic_undergrounding_freeway | 1 | 75059.84 | 75059.84 | 0 | 0 | 154918.19 | 0 | 79858.2023
Circuit | FP04_main | strategic_undergrounding_main | 2 | 40817.74 | 40817.74 | 0 | 0 | 187445.705 | 0 | 146627.8
Circuit | FP04_main | distribution_circuit_resiliency | 3 | 17117.04 | 17117.04 | 0 | 0 | 203464.761 | 0 | 186347.595
Circuit | FP05_lateral | strategic_undergrounding_single_or_two_phase_lateral | 1 | 2514376.75 | 2514376.75 | 0 | 0 | 2864041.05 | 0 | 349664.144
Circuit | FP05_lateral | distribution_circuit_resiliency | 2 | 1091954.44 | 1091954.44 | 0 | 0 | 3023786.68 | 0 | 1931832.1
Circuit | FP05_lateral | strategic_undergrounding_freeway | 3 | 178982.08 | 178982.08 | 0 | 0 | 5089793.67 | 0 | 4910811.45
Circuit | FP05_main | strategic_undergrounding_main | 1 | 1252629.98 | 1252629.98 | 0 | 0 | 1773668.81 | 0 | 521038.668
Circuit | FP05_main | distribution_circuit_resiliency | 2 | 442557.34 | 442557.34 | 0 | 0 | 2362997.09 | 0 | 1920439.63
Circuit | FP05_main | strategic_undergrounding_freeway | 3 | 266710.49 | 266710.49 | 0 | 0 | 2713640.67 | 0 | 2446930.04
Circuit | FP06_lateral | strategic_undergrounding_single_or_two_phase_lateral | 1 | 5254950.12 | 5254950.12 | 0 | 0 | 5907601.41 | 0 | 652651.127
Circuit | FP06_lateral | strategic_undergrounding_three_phase_lateral | 2 | 334059.09 | 334059.09 | 0 | 0 | 10600913.2 | 0 | 10266854
Circuit | FP06_lateral | distribution_circuit_resiliency | 3 | 295406.05 | 295406.05 | 0 | 0 | 8102376.44 | 0 | 7806970.24
Circuit | FP06_main | strategic_undergrounding_main | 1 | 2356492.89 | 2356492.89 | 0 | 0 | 2788515.22 | 0 | 432022.185
Circuit | FP06_main | distribution_circuit_resiliency | 2 | 453767.8 | 453767.8 | 0 | 0 | 4418318.19 | 0 | 3964550.25
Circuit | FP06_main | strategic_undergrounding_freeway | 3 | 221135.09 | 221135.09 | 0 | 0 | 4826148.92 | 0 | 4605013.68
Circuit | FP07_lateral | strategic_undergrounding_single_or_two_phase_lateral | 1 | 63455298.7 | 63455298.7 | 0 | 0 | 67902909.1 | 0 | 4447610.25
Circuit | FP07_lateral | distribution_circuit_resiliency | 2 | 10216601.2 | 10216601.2 | 0 | 0 | 78112530.3 | 0 | 67895928.9
Circuit | FP07_lateral | strategic_undergrounding_three_phase_lateral | 3 | 1213487.78 | 1213487.78 | 0 | 0 | 127245786 | 0 | 126032298
Circuit | FP07_lateral | strategic_undergrounding_freeway | 4 | 1063246.82 | 1063246.82 | 0 | 0 | 127389103 | 0 | 126325856
Circuit | FP07_main | strategic_undergrounding_main | 1 | 36725028.1 | 36725028.1 | 0 | 0 | 79680572.1 | 0 | 42955543.9
Circuit | FP07_main | strategic_undergrounding_freeway | 2 | 21988275.6 | 21988275.6 | 0 | 0 | 93728015.5 | 0 | 71739739.8
Circuit | FP07_main | distribution_circuit_resiliency | 3 | 9914428.15 | 9914428.15 | 0 | 0 | 101188135 | 0 | 91273706.4
Circuit | FR41_lateral | strategic_undergrounding_single_or_two_phase_lateral | 1 | 1689535.31 | 1689535.31 | 0 | 0 | 1961006.37 | 0 | 271470.91
Circuit | FR41_lateral | distribution_circuit_resiliency | 2 | 657889.82 | 657889.82 | 0 | 0 | 2137189.34 | 0 | 1479299.37
Circuit | FR41_lateral | strategic_undergrounding_freeway | 3 | 88102.59 | 88102.59 | 0 | 0 | 3528720.82 | 0 | 3440618.07
Circuit | FR41_lateral | strategic_undergrounding_three_phase_lateral | 4 | 49303.22 | 49303.22 | 0 | 0 | 3566574.58 | 0 | 3517271.23
Circuit | FR41_main | strategic_undergrounding_main | 1 | 2622165.29 | 2622165.29 | 0 | 0 | 2980257.82 | 0 | 358092.372
Circuit | FR41_main | distribution_circuit_resiliency | 2 | 914786.36 | 914786.36 | 0 | 0 | 4365963.47 | 0 | 3451177
Circuit | FR41_main | strategic_undergrounding_freeway | 3 | 181250.89 | 181250.89 | 0 | 0 | 5369715.07 | 0 | 5188464.06
Circuit | FR42_lateral | strategic_undergrounding_single_or_two_phase_lateral | 1 | 921526.37 | 921526.37 | 0 | 0 | 1096697.57 | 0 | 175171.052
Circuit | FR42_lateral | distribution_circuit_resiliency | 2 | 243110.97 | 243110.97 | 0 | 0 | 1350297.66 | 0 | 1107186.57
Circuit | FR42_lateral | strategic_undergrounding_three_phase_lateral | 3 | 78408.63 | 78408.63 | 0 | 0 | 1921639.73 | 0 | 1843230.97
Circuit | FR42_lateral | strategic_undergrounding_freeway | 4 | 10170.56 | 10170.56 | 0 | 0 | 1988308.99 | 0 | 1978138.27
Circuit | FR42_main | strategic_undergrounding_main | 1 | 1115476.54 | 1115476.54 | 0 | 0 | 1135608.56 | 0 | 20131.8764
Circuit | FR42_main | distribution_circuit_resiliency | 2 | 413888.51 | 413888.51 | 0 | 0 | 1693089.9 | 0 | 1279201.25
Circuit | FR42_main | strategic_undergrounding_freeway | 3 | 10170.56 | 10170.56 | 0 | 0 | 2217039.21 | 0 | 2206868.49
Circuit | FR43_lateral | strategic_undergrounding_single_or_two_phase_lateral | 1 | 10336720.5 | 10336720.5 | 0 | 0 | 11791131.7 | 0 | 1454411.13
Circuit | FR43_lateral | distribution_circuit_resiliency | 2 | 3829473.2 | 3829473.2 | 0 | 0 | 13172063.3 | 0 | 9342590.01
Circuit | FR43_lateral | strategic_undergrounding_freeway | 3 | 729559.46 | 729559.46 | 0 | 0 | 21183231.3 | 0 | 20453671.7
Circuit | FR43_lateral | strategic_undergrounding_three_phase_lateral | 4 | 5407.8 | 5407.8 | 0 | 0 | 21892169 | 0 | 21886761
Circuit | FR43_main | strategic_undergrounding_main | 1 | 10545891.2 | 10545891.2 | 0 | 0 | 14861401.4 | 0 | 4315510.1
Circuit | FR43_main | distribution_circuit_resiliency | 2 | 4071544.05 | 4071544.05 | 0 | 0 | 19925926.5 | 0 | 15854382.3
Circuit | FR43_main | strategic_undergrounding_freeway | 3 | 2181179.69 | 2181179.69 | 0 | 0 | 23046092.8 | 0 | 20864913
Circuit | FR44_lateral | strategic_undergrounding_single_or_two_phase_lateral | 1 | 7920417.05 | 7920417.05 | 0 | 0 | 9617678.04 | 0 | 1697260.82
Circuit | FR44_lateral | distribution_circuit_resiliency | 2 | 2310577.98 | 2310577.98 | 0 | 0 | 11375825.6 | 0 | 9065247.48
Circuit | FR44_lateral | strategic_undergrounding_three_phase_lateral | 3 | 856209.95 | 856209.95 | 0 | 0 | 16540897.6 | 0 | 15684687.6
Circuit | FR44_lateral | strategic_undergrounding_freeway | 4 | 940.34 | 940.34 | 0 | 0 | 17379166.2 | 0 | 17378225.7
Circuit | FR44_main | strategic_undergrounding_main | 1 | 12284395.3 | 12284395.3 | 0 | 0 | 12288118.1 | 0 | 3722.6367
Circuit | FR44_main | distribution_circuit_resiliency | 2 | 3888263.18 | 3888263.18 | 0 | 0 | 19302210.2 | 0 | 15413946.9
Circuit | FR44_main | strategic_undergrounding_freeway | 3 | 1880.81 | 1880.81 | 0 | 0 | 24327841.9 | 0 | 24325961
Circuit | FR45_lateral | strategic_undergrounding_single_or_two_phase_lateral | 1 | 2642923.08 | 2642923.08 | 0 | 0 | 2972771.52 | 0 | 329848.299
Circuit | FR45_lateral | distribution_circuit_resiliency | 2 | 941545.53 | 941545.53 | 0 | 0 | 3120424.53 | 0 | 2178878.86
Circuit | FR45_lateral | strategic_undergrounding_freeway | 3 | 109319.04 | 109319.04 | 0 | 0 | 5451769.73 | 0 | 5342450.52
Circuit | FR45_lateral | strategic_undergrounding_three_phase_lateral | 4 | 57398.98 | 57398.98 | 0 | 0 | 5502602.35 | 0 | 5445203.24
Circuit | FR45_main | strategic_undergrounding_main | 1 | 3273239.36 | 3273239.36 | 0 | 0 | 3803146.47 | 0 | 529906.945
Circuit | FR45_main | distribution_circuit_resiliency | 2 | 974148.87 | 974148.87 | 0 | 0 | 5749887 | 0 | 4775737.99
Circuit | FR45_main | strategic_undergrounding_freeway | 3 | 267813.49 | 267813.49 | 0 | 0 | 6745988.48 | 0 | 6478174.79
Circuit | FR46_lateral | strategic_undergrounding_single_or_two_phase_lateral | 1 | 336060.41 | 336060.41 | 0 | 0 | 390329.633 | 0 | 54269.0861
Circuit | FR46_lateral | distribution_circuit_resiliency | 2 | 65597.08 | 65597.08 | 0 | 0 | 463541.084 | 0 | 397943.863
Circuit | FR46_lateral | strategic_undergrounding_freeway | 3 | 27378.92 | 27378.92 | 0 | 0 | 692644.704 | 0 | 665265.634
Circuit | FR46_lateral | strategic_undergrounding_three_phase_lateral | 4 | 35.68 | 35.68 | 0 | 0 | 719428.746 | 0 | 719392.933
Circuit | FR46_main | strategic_undergrounding_main | 1 | 440292.31 | 440292.31 | 0 | 0 | 491123.205 | 0 | 50830.7442
Circuit | FR46_main | distribution_circuit_resiliency | 2 | 192750.3 | 192750.3 | 0 | 0 | 673519.669 | 0 | 480769.236
Circuit | FR46_main | strategic_undergrounding_freeway | 3 | 25677.8 | 25677.8 | 0 | 0 | 897325.343 | 0 | 871647.393
Circuit | FR47_lateral | strategic_undergrounding_single_or_two_phase_lateral | 1 | 103231.53 | 103231.53 | 0 | 0 | 103231.663 | 0 | 0
Circuit | FR47_lateral | distribution_circuit_resiliency | 2 | 50653.83 | 50653.83 | 0 | 0 | 112089.904 | 0 | 61435.9421
Circuit | FR47_main | strategic_undergrounding_main | 1 | 132273.44 | 132273.44 | 0 | 0 | 132273.615 | 0 | 0
Circuit | FR47_main | distribution_circuit_resiliency | 2 | 54978.3 | 54978.3 | 0 | 0 | 190837.077 | 0 | 135858.648
Circuit | FR48_lateral | strategic_undergrounding_single_or_two_phase_lateral | 1 | 399542.86 | 399542.86 | 0 | 0 | 403578.265 | 0 | 4035.2503
Circuit | FR48_lateral | distribution_circuit_resiliency | 2 | 128818.14 | 128818.14 | 0 | 0 | 467320.93 | 0 | 338502.667
Circuit | FR48_lateral | strategic_undergrounding_freeway | 3 | 1883.72 | 1883.72 | 0 | 0 | 792703.072 | 0 | 790819.169
Circuit | FR48_lateral | strategic_undergrounding_three_phase_lateral | 4 | 155.2 | 155.2 | 0 | 0 | 794394.443 | 0 | 794239.116
Circuit | FR48_main | strategic_undergrounding_main | 1 | 405895.42 | 405895.42 | 0 | 0 | 416012.085 | 0 | 10116.4978
Circuit | FR48_main | distribution_circuit_resiliency | 2 | 160090.02 | 160090.02 | 0 | 0 | 606848.696 | 0 | 446758.533
Circuit | FR48_main | strategic_undergrounding_freeway | 3 | 5111.86 | 5111.86 | 0 | 0 | 808714.043 | 0 | 803602.037
Circuit | FR49_lateral | strategic_undergrounding_single_or_two_phase_lateral | 1 | 533141.82 | 533141.82 | 0 | 0 | 535024.32 | 0 | 1882.3266
Circuit | FR49_lateral | distribution_circuit_resiliency | 2 | 125242.45 | 125242.45 | 0 | 0 | 628495.788 | 0 | 503253.199
Circuit | FR49_lateral | strategic_undergrounding_three_phase_lateral | 3 | 950.45 | 950.45 | 0 | 0 | 1056179.33 | 0 | 1055228.73
Circuit | FR49_main | strategic_undergrounding_main | 1 | 802184.34 | 802184.34 | 0 | 0 | 802184.499 | 0 | 0
Circuit | FR49_main | distribution_circuit_resiliency | 2 | 258487.56 | 258487.56 | 0 | 0 | 1254281.27 | 0 | 995793.56
Circuit | FR50_lateral | strategic_undergrounding_single_or_two_phase_lateral | 1 | 5316126.59 | 5316126.59 | 0 | 0 | 8293662.76 | 0 | 2977536.02
Circuit | FR50_lateral | distribution_circuit_resiliency | 2 | 1686583.87 | 1686583.87 | 0 | 0 | 9112784.34 | 0 | 7426200.32
Circuit | FR50_lateral | strategic_undergrounding_freeway | 3 | 1504986.08 | 1504986.08 | 0 | 0 | 12028549 | 0 | 10523562.8
Circuit | FR50_main | strategic_undergrounding_main | 1 | 6749443.69 | 6749443.69 | 0 | 0 | 10888915.6 | 0 | 4139471.75
Circuit | FR50_main | distribution_circuit_resiliency | 2 | 2665909.44 | 2665909.44 | 0 | 0 | 14056511.1 | 0 | 11390601.5
Circuit | FR50_main | strategic_undergrounding_freeway | 3 | 2092380.86 | 2092380.86 | 0 | 0 | 15452521 | 0 | 13360140
Circuit | FRK42_lateral | strategic_undergrounding_three_phase_lateral | 1 | 27009.49 | 27009.49 | 0 | 0 | 27009.6182 | 0 | 0
Circuit | FRK44_lateral | strategic_undergrounding_freeway | 1 | 14543.49 | 14543.49 | 0 | 0 | 15567.8365 | 0 | 1024.196
Circuit | FRK44_lateral | strategic_undergrounding_single_or_two_phase_lateral | 2 | 519.27 | 519.27 | 0 | 0 | 29196.9038 | 0 | 28677.4881
Circuit | FRK44_lateral | distribution_circuit_resiliency | 3 | 0 | 0 | 0 | 0 | 29196.9038 | 0 | 29196.9038
Circuit | FRK45_lateral | distribution_circuit_resiliency | 1 | 0 | 0 | 0 | 0 | 0 | 0 | 0
Circuit | FRK45_lateral | strategic_undergrounding_freeway | 2 | 0 | 0 | 0 | 0 | 0 | 0 | 0
Circuit | FRK45_lateral | strategic_undergrounding_single_or_two_phase_lateral | 3 | 0 | 0 | 0 | 0 | 0 | 0 | 0
Circuit | FRY41_lateral | strategic_undergrounding_single_or_two_phase_lateral | 1 | 1174509.17 | 1174509.17 | 0 | 0 | 2511200.44 | 0 | 1336691.11
Circuit | FRY41_lateral | strategic_undergrounding_freeway | 2 | 508709.78 | 508709.78 | 0 | 0 | 3162743.88 | 0 | 2654033.96
Circuit | FRY41_lateral | distribution_circuit_resiliency | 3 | 457419.83 | 457419.83 | 0 | 0 | 2573697.03 | 0 | 2116277.07
Circuit | FRY41_lateral | strategic_undergrounding_three_phase_lateral | 4 | 167159.62 | 167159.62 | 0 | 0 | 3496847.82 | 0 | 3329688.04
Circuit | FRY41_main | strategic_undergrounding_main | 1 | 1986839.02 | 1986839.02 | 0 | 0 | 2904706.46 | 0 | 917867.297
Circuit | FRY41_main | distribution_circuit_resiliency | 2 | 830377.75 | 830377.75 | 0 | 0 | 3776014.28 | 0 | 2945636.39
Circuit | FRY41_main | strategic_undergrounding_freeway | 3 | 464059.68 | 464059.68 | 0 | 0 | 4394691.33 | 0 | 3930631.46
Circuit | FRY42_lateral | strategic_undergrounding_single_or_two_phase_lateral | 1 | 418624.91 | 418624.91 | 0 | 0 | 435594.127 | 0 | 16969.0622
Circuit | FRY42_lateral | distribution_circuit_resiliency | 2 | 99569.41 | 99569.41 | 0 | 0 | 532614.885 | 0 | 433045.342
Circuit | FRY42_lateral | strategic_undergrounding_three_phase_lateral | 3 | 8570.55 | 8570.55 | 0 | 0 | 837317.633 | 0 | 828746.942
Circuit | FRY42_main | strategic_undergrounding_main | 1 | 653949.58 | 653949.58 | 0 | 0 | 653949.71 | 0 | 0
Circuit | FRY42_main | distribution_circuit_resiliency | 2 | 275022.9 | 275022.9 | 0 | 0 | 939097.249 | 0 | 664074.226
Circuit | FRY43_lateral | strategic_undergrounding_single_or_two_phase_lateral | 1 | 2069196.62 | 2069196.62 | 0 | 0 | 2728889.97 | 0 | 659693.192
Circuit | FRY43_lateral | distribution_circuit_resiliency | 2 | 1552928.56 | 1552928.56 | 0 | 0 | 2591458.05 | 0 | 1038529.37
Circuit | FRY43_lateral | strategic_undergrounding_three_phase_lateral | 3 | 251552.06 | 251552.06 | 0 | 0 | 4495725.26 | 0 | 4244173.07
Circuit | FRY43_lateral | strategic_undergrounding_freeway | 4 | 82039.46 | 82039.46 | 0 | 0 | 4662091.87 | 0 | 4580052.28
Circuit | FRY43_main | strategic_undergrounding_main | 1 | 974504.97 | 974504.97 | 0 | 0 | 974505.078 | 0 | 0
Circuit | FRY43_main | distribution_circuit_resiliency | 2 | 466146.48 | 466146.48 | 0 | 0 | 1327169.56 | 0 | 861022.948
Circuit | FRY44_lateral | strategic_undergrounding_single_or_two_phase_lateral | 1 | 2438293.71 | 2438293.71 | 0 | 0 | 2783609.21 | 0 | 345315.356
Circuit | FRY44_lateral | distribution_circuit_resiliency | 2 | 1258748.56 | 1258748.56 | 0 | 0 | 2807890.93 | 0 | 1549142.24
Circuit | FRY44_lateral | strategic_undergrounding_three_phase_lateral | 3 | 166143.02 | 166143.02 | 0 | 0 | 5047482.11 | 0 | 4881338.92
Circuit | FRY44_lateral | strategic_undergrounding_freeway | 4 | 6579.95 | 6579.95 | 0 | 0 | 5206782.06 | 0 | 5200201.93
Circuit | FRY44_main | strategic_undergrounding_main | 1 | 4314229.62 | 4314229.62 | 0 | 0 | 6473402.29 | 0 | 2159172.52
Circuit | FRY44_main | distribution_circuit_resiliency | 2 | 1986445.04 | 1986445.04 | 0 | 0 | 8173433.33 | 0 | 6186988.16
Circuit | FRY44_main | strategic_undergrounding_freeway | 3 | 1074206.6 | 1074206.6 | 0 | 0 | 9726737.78 | 0 | 8652531.04
Circuit | FRY45_lateral | strategic_undergrounding_single_or_two_phase_lateral | 1 | 3500910.96 | 3500910.96 | 0 | 0 | 4694491.8 | 0 | 1193580.7
Circuit | FRY45_lateral | distribution_circuit_resiliency | 2 | 1224143.41 | 1224143.41 | 0 | 0 | 5410996.86 | 0 | 4186853.31
Circuit | FRY45_lateral | strategic_undergrounding_three_phase_lateral | 3 | 605869.91 | 605869.91 | 0 | 0 | 7580636.95 | 0 | 6974766.9
Circuit | FRY45_main | strategic_undergrounding_main | 1 | 3925400.16 | 3925400.16 | 0 | 0 | 3946639.28 | 0 | 21238.9874
Circuit | FRY45_main | distribution_circuit_resiliency | 2 | 1426450.95 | 1426450.95 | 0 | 0 | 5985661.84 | 0 | 4559210.78
Circuit | FRY45_main | strategic_undergrounding_freeway | 3 | 10735.01 | 10735.01 | 0 | 0 | 7855438.42 | 0 | 7844703.27
Circuit | FRY46_lateral | strategic_undergrounding_single_or_two_phase_lateral | 1 | 3056721.74 | 3056721.74 | 0 | 0 | 3221967.02 | 0 | 165245.131
Circuit | FRY46_lateral | distribution_circuit_resiliency | 2 | 814533.57 | 814533.57 | 0 | 0 | 3992215.97 | 0 | 3177682.28
Circuit | FRY46_lateral | strategic_undergrounding_three_phase_lateral | 3 | 83159.97 | 83159.97 | 0 | 0 | 6132348.69 | 0 | 6049188.57
Circuit | FRY46_main | strategic_undergrounding_main | 1 | 5849300.57 | 5849300.57 | 0 | 0 | 5849300.7 | 0 | 0
Circuit | FRY46_main | distribution_circuit_resiliency | 2 | 2491820.76 | 2491820.76 | 0 | 0 | 8355834.96 | 0 | 5864014.06
Circuit | FRY47_lateral | strategic_undergrounding_single_or_two_phase_lateral | 1 | 805676.32 | 805676.32 | 0 | 0 | 983684.495 | 0 | 178008.027
Circuit | FRY47_lateral | distribution_circuit_resiliency | 2 | 116898.27 | 116898.27 | 0 | 0 | 1209911.87 | 0 | 1093013.48
Circuit | FRY47_lateral | strategic_undergrounding_freeway | 3 | 89974.68 | 89974.68 | 0 | 0 | 1691627.94 | 0 | 1601653.1
Circuit | FRY47_lateral | strategic_undergrounding_three_phase_lateral | 4 | 0 | 0 | 0 | 0 | 1779661.12 | 0 | 1779661.12
Circuit | FRY47_main | strategic_undergrounding_main | 1 | 1192215.87 | 1192215.87 | 0 | 0 | 1363490.08 | 0 | 171274.053
Circuit | FRY47_main | distribution_circuit_resiliency | 2 | 513941.34 | 513941.34 | 0 | 0 | 1871149.35 | 0 | 1357207.91
Circuit | FRY47_main | strategic_undergrounding_freeway | 3 | 86540.7 | 86540.7 | 0 | 0 | 2457858.45 | 0 | 2371317.61
Circuit | FRY48_lateral | strategic_undergrounding_single_or_two_phase_lateral | 1 | 1558411.4 | 1558411.4 | 0 | 0 | 1765833.27 | 0 | 207421.713
Circuit | FRY48_lateral | distribution_circuit_resiliency | 2 | 756179.97 | 756179.97 | 0 | 0 | 1928886.14 | 0 | 1172706.03
Circuit | FRY48_lateral | strategic_undergrounding_three_phase_lateral | 3 | 104385.48 | 104385.48 | 0 | 0 | 3206107.04 | 0 | 3101721.43
Circuit | FRY48_main | strategic_undergrounding_main | 1 | 658680 | 658680 | 0 | 0 | 658680.141 | 0 | 0
Circuit | FRY48_main | distribution_circuit_resiliency | 2 | 234354.15 | 234354.15 | 0 | 0 | 1006554.72 | 0 | 772200.462
Circuit | FRY49_lateral | strategic_undergrounding_single_or_two_phase_lateral | 1 | 7032826.61 | 7032826.61 | 0 | 0 | 8091310.77 | 0 | 1058484
Circuit | FRY49_lateral | distribution_circuit_resiliency | 2 | 2974724.29 | 2974724.29 | 0 | 0 | 9029588.21 | 0 | 6054863.78
Circuit | FRY49_lateral | strategic_undergrounding_freeway | 3 | 535040.08 | 535040.08 | 0 | 0 | 14443022.9 | 0 | 13907982.7
Circuit | FRY49_lateral | strategic_undergrounding_three_phase_lateral | 4 | 0 | 0 | 0 | 0 | 14966466.7 | 0 | 14966466.7
Circuit | FRY49_main | strategic_undergrounding_main | 1 | 10554696.9 | 10554696.9 | 0 | 0 | 11635312.2 | 0 | 1080615.24
Circuit | FRY49_main | distribution_circuit_resiliency | 2 | 4985184.92 | 4985184.92 | 0 | 0 | 15525052.7 | 0 | 10539867.7
Circuit | FRY49_main | strategic_undergrounding_freeway | 3 | 546223.1 | 546223.1 | 0 | 0 | 21425946.3 | 0 | 20879723
Circuit | FRY50_lateral | strategic_undergrounding_single_or_two_phase_lateral | 1 | 1187.86 | 1187.86 | 0 | 0 | 1974.8834 | 0 | 786.8816
Circuit | FRY50_lateral | distribution_circuit_resiliency | 2 | 1024.3 | 1024.3 | 0 | 0 | 1811.2962 | 0 | 786.8816
Circuit | FRY50_lateral | strategic_undergrounding_three_phase_lateral | 3 | 395.84 | 395.84 | 0 | 0 | 2756.6453 | 0 | 2360.6447
Circuit | FRY50_main | strategic_undergrounding_main | 1 | 1583.86 | 1583.86 | 0 | 0 | 1584.0023 | 0 | 0
Circuit | FRY50_main | distribution_circuit_resiliency | 2 | 1365.76 | 1365.76 | 0 | 0 | 1365.8862 | 0 | 0
Circuit | FT01_lateral | strategic_undergrounding_single_or_two_phase_lateral | 1 | 226470.38 | 226470.38 | 0 | 0 | 230698.092 | 0 | 4227.5313
Circuit | FT01_lateral | distribution_circuit_resiliency | 2 | 28589.49 | 28589.49 | 0 | 0 | 335006.109 | 0 | 306416.518
Circuit | FT01_lateral | strategic_undergrounding_three_phase_lateral | 3 | 2150.15 | 2150.15 | 0 | 0 | 447171.624 | 0 | 445021.328
Circuit | FT01_main | strategic_undergrounding_main | 1 | 437918.12 | 437918.12 | 0 | 0 | 437918.293 | 0 | 0
Circuit | FT01_main | distribution_circuit_resiliency | 2 | 155550.09 | 155550.09 | 0 | 0 | 662479.562 | 0 | 506929.33
Circuit | FT02_lateral | strategic_undergrounding_single_or_two_phase_lateral | 1 | 4671855.34 | 4671855.34 | 0 | 0 | 6785808.68 | 0 | 2113953.22
Circuit | FT02_lateral | distribution_circuit_resiliency | 2 | 1599187.13 | 1599187.13 | 0 | 0 | 7851045.26 | 0 | 6251858
Circuit | FT02_lateral | strategic_undergrounding_freeway | 3 | 1078381.96 | 1078381.96 | 0 | 0 | 10246581.5 | 0 | 9168199.42
Circuit | FT02_main | strategic_undergrounding_main | 1 | 5005384.29 | 5005384.29 | 0 | 0 | 6587497.45 | 0 | 1582112.98
Circuit | FT02_main | distribution_circuit_resiliency | 2 | 2015983.94 | 2015983.94 | 0 | 0 | 8849348.63 | 0 | 6833364.56
Circuit | FT02_main | strategic_undergrounding_freeway | 3 | 807076.5 | 807076.5 | 0 | 0 | 10639023.9 | 0 | 9831947.27
Circuit | FT03_lateral | strategic_undergrounding_single_or_two_phase_lateral | 1 | 4116701.37 | 4116701.37 | 0 | 0 | 6049979.23 | 0 | 1933277.69
Circuit | FT03_lateral | strategic_undergrounding_freeway | 2 | 983758.01 | 983758.01 | 0 | 0 | 9073435.6 | 0 | 8089677.43
Circuit | FT03_lateral | distribution_circuit_resiliency | 3 | 800905.63 | 800905.63 | 0 | 0 | 6776682.2 | 0 | 5975776.43
Circuit | FT03_main | strategic_undergrounding_main | 1 | 2577709.24 | 2577709.24 | 0 | 0 | 4035869.42 | 0 | 1458160.03
Circuit | FT03_main | distribution_circuit_resiliency | 2 | 894946.43 | 894946.43 | 0 | 0 | 5382666.93 | 0 | 4487720.36
Circuit | FT03_main | strategic_undergrounding_freeway | 3 | 741425.6 | 741425.6 | 0 | 0 | 5806752.85 | 0 | 5065327.09
Circuit | FT04_lateral | strategic_undergrounding_single_or_two_phase_lateral | 1 | 3067844.28 | 3067844.28 | 0 | 0 | 3067844.42 | 0 | 0
Circuit | FT04_lateral | distribution_circuit_resiliency | 2 | 526962.59 | 526962.59 | 0 | 0 | 3884478.3 | 0 | 3357515.57
Circuit | FT04_main | strategic_undergrounding_main | 1 | 2546955.64 | 2546955.64 | 0 | 0 | 2546955.78 | 0 | 0
Circuit | FT04_main | distribution_circuit_resiliency | 2 | 517824.83 | 517824.83 | 0 | 0 | 4342273.69 | 0 | 3824448.71
Circuit | FT05_lateral | strategic_undergrounding_single_or_two_phase_lateral | 1 | 1181087.3 | 1181087.3 | 0 | 0 | 1181087.44 | 0 | 0
Circuit | FT05_lateral | distribution_circuit_resiliency | 2 | 521841.4 | 521841.4 | 0 | 0 | 1291501.38 | 0 | 769659.846
Circuit | FT05_main | strategic_undergrounding_main | 1 | 1211024.29 | 1211024.29 | 0 | 0 | 1211024.44 | 0 | 0
Circuit | FT05_main | distribution_circuit_resiliency | 2 | 413600.81 | 413600.81 | 0 | 0 | 1852301.45 | 0 | 1438700.55
Circuit | FT06_lateral | strategic_undergrounding_single_or_two_phase_lateral | 1 | 292320.87 | 292320.87 | 0 | 0 | 334913.176 | 0 | 42592.1586
Circuit | FT06_lateral | distribution_circuit_resiliency | 2 | 179543.07 | 179543.07 | 0 | 0 | 352737.73 | 0 | 173194.533
Circuit | FT06_lateral | strategic_undergrounding_three_phase_lateral | 3 | 21698.44 | 21698.44 | 0 | 0 | 595920.161 | 0 | 574221.579
Circuit | FT06_main | strategic_undergrounding_main | 1 | 564019.38 | 564019.38 | 0 | 0 | 564019.523 | 0 | 0
Circuit | FT06_main | distribution_circuit_resiliency | 2 | 214845.93 | 214845.93 | 0 | 0 | 834614.886 | 0 | 619768.795
Circuit | FT07_lateral | strategic_undergrounding_single_or_two_phase_lateral | 1 | 610925.8 | 610925.8 | 0 | 0 | 630944.531 | 0 | 20018.5914
Circuit | FT07_lateral | distribution_circuit_resiliency | 2 | 94793.28 | 94793.28 | 0 | 0 | 825505.329 | 0 | 730711.898
Circuit | FT07_lateral | strategic_undergrounding_three_phase_lateral | 3 | 10181.94 | 10181.94 | 0 | 0 | 1210220.49 | 0 | 1200038.41
Circuit | FT07_main | strategic_undergrounding_main | 1 | 809276.61 | 809276.61 | 0 | 0 | 809276.751 | 0 | 0
Circuit | FT07_main | distribution_circuit_resiliency | 2 | 302182.22 | 302182.22 | 0 | 0 | 1205251.56 | 0 | 903069.237
Circuit | FT08_lateral | strategic_undergrounding_single_or_two_phase_lateral | 1 | 56607.56 | 56607.56 | 0 | 0 | 68285.2057 | 0 | 11677.4866
Circuit | FT08_lateral | distribution_circuit_resiliency | 2 | 9130.93 | 9130.93 | 0 | 0 | 81200.7499 | 0 | 72069.6985
Circuit | FT08_lateral | strategic_undergrounding_freeway | 3 | 5937.7 | 5937.7 | 0 | 0 | 117396.653 | 0 | 111458.819
Circuit | FT08_main | strategic_undergrounding_main | 1 | 475704.02 | 475704.02 | 0 | 0 | 892389.176 | 0 | 416685.025
Circuit | FT08_main | distribution_circuit_resiliency | 2 | 230242.59 | 230242.59 | 0 | 0 | 1058760.33 | 0 | 828517.629
Circuit | FT08_main | strategic_undergrounding_freeway | 3 | 211749.57 | 211749.57 | 0 | 0 | 1147499.78 | 0 | 935750.058
Circuit | FT09_lateral | strategic_undergrounding_single_or_two_phase_lateral | 1 | 1787020.21 | 1787020.21 | 0 | 0 | 2404480.05 | 0 | 617459.68
Circuit | FT09_lateral | strategic_undergrounding_three_phase_lateral | 2 | 314059.01 | 314059.01 | 0 | 0 | 3827727.07 | 0 | 3513667.88
Circuit | FT09_lateral | distribution_circuit_resiliency | 3 | 109261.92 | 109261.92 | 0 | 0 | 2963107.34 | 0 | 2853845.29
Circuit | FT09_main | strategic_undergrounding_main | 1 | 2879336.83 | 2879336.83 | 0 | 0 | 2879336.97 | 0 | 0
Circuit | FT09_main | distribution_circuit_resiliency | 2 | 1501948.61 | 1501948.61 | 0 | 0 | 3747146.55 | 0 | 2245197.83
Circuit | FT10_lateral | strategic_undergrounding_single_or_two_phase_lateral | 1 | 5362953.28 | 5362953.28 | 0 | 0 | 10494222 | 0 | 5131268.62
Circuit | FT10_lateral | strategic_undergrounding_freeway | 2 | 2492837.63 | 2492837.63 | 0 | 0 | 13243806 | 0 | 10750968.2
Circuit | FT10_lateral | distribution_circuit_resiliency | 3 | 1481789.89 | 1481789.89 | 0 | 0 | 11215092.5 | 0 | 9733302.53
Circuit | FT10_lateral | strategic_undergrounding_three_phase_lateral | 4 | 118238.62 | 118238.62 | 0 | 0 | 15536908.5 | 0 | 15418669.8
Circuit | FT10_main | strategic_undergrounding_main | 1 | 9594691.06 | 9594691.06 | 0 | 0 | 16928604.7 | 0 | 7333913.41
Circuit | FT10_main | distribution_circuit_resiliency | 2 | 4262122.69 | 4262122.69 | 0 | 0 | 20759984.6 | 0 | 16497861.8
Circuit | FT10_main | strategic_undergrounding_freeway | 3 | 3732662.76 | 3732662.76 | 0 | 0 | 22578751.3 | 0 | 18846088.4
Circuit | FT11_lateral | strategic_undergrounding_single_or_two_phase_lateral | 1 | 3293827.54 | 3293827.54 | 0 | 0 | 3293827.68 | 0 | 0
Circuit | FT11_lateral | distribution_circuit_resiliency | 2 | 960787.31 | 960787.31 | 0 | 0 | 3905109.33 | 0 | 2944321.88
Circuit | FT11_main | strategic_undergrounding_main | 1 | 5475522.62 | 5475522.62 | 0 | 0 | 7420474.84 | 0 | 1944952.07
Circuit | FT11_main | distribution_circuit_resiliency | 2 | 2524582.4 | 2524582.4 | 0 | 0 | 9490958.75 | 0 | 6966376.21
Circuit | FT11_main | strategic_undergrounding_freeway | 3 | 989041.32 | 989041.32 | 0 | 0 | 11752602.8 | 0 | 10763561.3
Circuit | FT12_lateral | strategic_undergrounding_single_or_two_phase_lateral | 1 | 99651.17 | 99651.17 | 0 | 0 | 123460.563 | 0 | 23809.2478
Circuit | FT12_lateral | distribution_circuit_resiliency | 2 | 38858.67 | 38858.67 | 0 | 0 | 117364.429 | 0 | 78505.6357
Circuit | FT12_lateral | strategic_undergrounding_three_phase_lateral | 3 | 12117.09 | 12117.09 | 0 | 0 | 207939.217 | 0 | 195821.993
Circuit | FT12_main | strategic_undergrounding_main | 1 | 119672.19 | 119672.19 | 0 | 0 | 119672.346 | 0 | 0
Circuit | FT12_main | distribution_circuit_resiliency | 2 | 56698.56 | 56698.56 | 0 | 0 | 162951.43 | 0 | 106252.759
Circuit | FUL41_lateral | strategic_undergrounding_single_or_two_phase_lateral | 1 | 2526990.22 | 2526990.22 | 0 | 0 | 3663482.96 | 0 | 1136492.58
Circuit | FUL41_lateral | distribution_circuit_resiliency | 2 | 1128171.6 | 1128171.6 | 0 | 0 | 4072507.43 | 0 | 2944335.68
Circuit | FUL41_lateral | strategic_undergrounding_three_phase_lateral | 3 | 571249.51 | 571249.51 | 0 | 0 | 5589531.65 | 0 | 5018281.97
Circuit | FUL41_lateral | strategic_undergrounding_freeway | 4 | 469.64 | 469.64 | 0 | 0 | 6153370.82 | 0 | 6152901.02
Circuit | FUL41_main | strategic_undergrounding_main | 1 | 5068775.43 | 5068775.43 | 0 | 0 | 5089384.4 | 0 | 20608.8276
Circuit | FUL41_main | distribution_circuit_resiliency | 2 | 1870056.79 | 1870056.79 | 0 | 0 | 7655820.64 | 0 | 5785763.72
Circuit | FUL41_main | strategic_undergrounding_freeway | 3 | 10335.5 | 10335.5 | 0 | 0 | 10082780 | 0 | 10072444.4
Circuit | FUL42_lateral | strategic_undergrounding_single_or_two_phase_lateral | 1 | 5761869.37 | 5761869.37 | 0 | 0 | 5761869.54 | 0 | 0
Circuit | FUL42_lateral | distribution_circuit_resiliency | 2 | 3065474.54 | 3065474.54 | 0 | 0 | 5931295.49 | 0 | 2865820.8
Circuit | FUL42_lateral | strategic_undergrounding_three_phase_lateral | 3 | 0 | 0 | 0 | 0 | 11396026.2 | 0 | 11396026.2
Circuit | FUL42_main | strategic_undergrounding_main | 1 | 7095610.07 | 7095610.07 | 0 | 0 | 7095610.22 | 0 | 0
Circuit | FUL42_main | distribution_circuit_resiliency | 2 | 3412976.48 | 3412976.48 | 0 | 0 | 9656696.38 | 0 | 6243719.77
Circuit | FUL43_main | strategic_undergrounding_main | 1 | 0 | 0 | 0 | 0 | 0 | 0 | 0
Circuit | FW01_lateral | strategic_undergrounding_single_or_two_phase_lateral | 1 | 703551.89 | 703551.89 | 0 | 0 | 703552.077 | 0 | 0
Circuit | FW01_lateral | distribution_circuit_resiliency | 2 | 169829.76 | 169829.76 | 0 | 0 | 690267.815 | 0 | 520437.897
Circuit | FW01_main | strategic_undergrounding_main | 1 | 1374872.17 | 1374872.17 | 0 | 0 | 1374872.3 | 0 | 0
Circuit | FW01_main | distribution_circuit_resiliency | 2 | 569327.08 | 569327.08 | 0 | 0 | 1990359.55 | 0 | 1421032.36
Circuit | FW02_lateral | strategic_undergrounding_single_or_two_phase_lateral | 1 | 564125.14 | 564125.14 | 0 | 0 | 572085.138 | 0 | 7959.8316
Circuit | FW02_lateral | distribution_circuit_resiliency | 2 | 202525.55 | 202525.55 | 0 | 0 | 582214.275 | 0 | 379688.599
Circuit | FW02_lateral | strategic_undergrounding_freeway | 3 | 4046.8 | 4046.8 | 0 | 0 | 1105214.12 | 0 | 1101167.19
Circuit | FW02_lateral | strategic_undergrounding_three_phase_lateral | 4 | 38.72 | 38.72 | 0 | 0 | 1109014.11 | 0 | 1108975.23
Circuit | FW02_main | strategic_undergrounding_main | 1 | 2381331.09 | 2381331.09 | 0 | 0 | 2470682.48 | 0 | 89351.2556
Circuit | FW02_main | distribution_circuit_resiliency | 2 | 1203734.68 | 1203734.68 | 0 | 0 | 3136169.53 | 0 | 1932434.72
Circuit | FW02_main | strategic_undergrounding_freeway | 3 | 45864.98 | 45864.98 | 0 | 0 | 4701892.39 | 0 | 4656027.24
Circuit | FW03_lateral | strategic_undergrounding_single_or_two_phase_lateral | 1 | 306139.03 | 306139.03 | 0 | 0 | 306139.097 | 0 | 0
Circuit | FW03_lateral | distribution_circuit_resiliency | 2 | 81191.71 | 81191.71 | 0 | 0 | 306865.784 | 0 | 225673.948
Circuit | FW03_main | strategic_undergrounding_main | 1 | 626495.16 | 626495.16 | 0 | 0 | 626495.35 | 0 | 0
Circuit | FW03_main | distribution_circuit_resiliency | 2 | 273781.05 | 273781.05 | 0 | 0 | 857331.5 | 0 | 583550.303
Circuit | FW04_lateral | strategic_undergrounding_single_or_two_phase_lateral | 1 | 183290.48 | 183290.48 | 0 | 0 | 183290.565 | 0 | 0
Circuit | FW04_lateral | distribution_circuit_resiliency | 2 | 52430.88 | 52430.88 | 0 | 0 | 210041.038 | 0 | 157610.031
Circuit | FW04_main | strategic_undergrounding_main | 1 | 554876.13 | 554876.13 | 0 | 0 | 554876.286 | 0 | 0
Circuit | FW04_main | distribution_circuit_resiliency | 2 | 239154.59 | 239154.59 | 0 | 0 | 763741.805 | 0 | 524587.081
Circuit | FW05_lateral | strategic_undergrounding_single_or_two_phase_lateral | 1 | 384059.97 | 384059.97 | 0 | 0 | 384060.138 | 0 | 0
Circuit | FW05_lateral | distribution_circuit_resiliency | 2 | 109059.36 | 109059.36 | 0 | 0 | 456694.625 | 0 | 347635.156
Circuit | FW05_main | strategic_undergrounding_main | 1 | 481358.7 | 481358.7 | 0 | 0 | 526878.929 | 0 | 45520.0512
Circuit | FW05_main | distribution_circuit_resiliency | 2 | 212803.88 | 212803.88 | 0 | 0 | 703465.215 | 0 | 490661.225
Circuit | FW05_main | strategic_undergrounding_freeway | 3 | 23364.61 | 23364.61 | 0 | 0 | 969833.416 | 0 | 946468.668
Circuit | FW06_lateral | strategic_undergrounding_single_or_two_phase_lateral | 1 | 4327443.82 | 4327443.82 | 0 | 0 | 4327443.97 | 0 | 0
Circuit | FW06_lateral | distribution_circuit_resiliency | 2 | 828014.28 | 828014.28 | 0 | 0 | 4290409.18 | 0 | 3462394.77
Circuit | FW06_main | strategic_undergrounding_main | 1 | 6230221.82 | 6230221.82 | 0 | 0 | 6230221.97 | 0 | 0
Circuit | FW06_main | distribution_circuit_resiliency | 2 | 2870862.82 | 2870862.82 | 0 | 0 | 8411117.03 | 0 | 5540254.06
Circuit | FW07_lateral | strategic_undergrounding_single_or_two_phase_lateral | 1 | 1929726.62 | 1929726.62 | 0 | 0 | 1929726.76 | 0 | 0
Circuit | FW07_lateral | distribution_circuit_resiliency | 2 | 465662.17 | 465662.17 | 0 | 0 | 2567127.66 | 0 | 2101465.38
Circuit | FW07_main | strategic_undergrounding_main | 1 | 2919274.68 | 2919274.68 | 0 | 0 | 2940696.01 | 0 | 21421.2005
Circuit | FW07_main | distribution_circuit_resiliency | 2 | 1308981.54 | 1308981.54 | 0 | 0 | 3991600.37 | 0 | 2682618.69
Circuit | FW07_main | strategic_undergrounding_freeway | 3 | 10995.01 | 10995.01 | 0 | 0 | 5764535.86 | 0 | 5753540.69
Circuit | FZ41_lateral | strategic_undergrounding_single_or_two_phase_lateral | 1 | 5290934.76 | 5290934.76 | 0 | 0 | 5290934.9 | 0 | 0
Circuit | FZ41_lateral | distribution_circuit_resiliency | 2 | 1997164.53 | 1997164.53 | 0 | 0 | 5918938.3 | 0 | 3921773.65
Circuit | FZ41_main | strategic_undergrounding_main | 1 | 7715145.1 | 7715145.1 | 0 | 0 | 7715145.24 | 0 | 0
Circuit | FZ41_main | distribution_circuit_resiliency | 2 | 3088125.63 | 3088125.63 | 0 | 0 | 11269480.5 | 0 | 8181354.72
Circuit | FZ42_lateral | strategic_undergrounding_single_or_two_phase_lateral | 1 | 798314.07 | 798314.07 | 0 | 0 | 798314.218 | 0 | 0
Circuit | FZ42_lateral | distribution_circuit_resiliency | 2 | 231024.1 | 231024.1 | 0 | 0 | 921156.691 | 0 | 690132.455
Circuit | FZ42_main | strategic_undergrounding_main | 1 | 1715725.89 | 1715725.89 | 0 | 0 | 1715726.06 | 0 | 0
Circuit | FZ42_main | distribution_circuit_resiliency | 2 | 659062.3 | 659062.3 | 0 | 0 | 2539841.74 | 0 | 1880779.32
Circuit | FZ43_lateral | strategic_undergrounding_single_or_two_phase_lateral | 1 | 139644.99 | 139644.99 | 0 | 0 | 232410.329 | 0 | 92765.2049
Circuit | FZ43_lateral | distribution_circuit_resiliency | 2 | 68250.28 | 68250.28 | 0 | 0 | 221604.08 | 0 | 153353.666
Circuit | FZ43_lateral | strategic_undergrounding_freeway | 3 | 46934.7 | 46934.7 | 0 | 0 | 322897.046 | 0 | 275962.181
Circuit | FZ43_main | strategic_undergrounding_main | 1 | 326258.56 | 326258.56 | 0 | 0 | 523226.695 | 0 | 196967.98
Circuit | FZ43_main | distribution_circuit_resiliency | 2 | 135371.47 | 135371.47 | 0 | 0 | 667168.839 | 0 | 531797.253
Circuit | FZ43_main | strategic_undergrounding_freeway | 3 | 99653.16 | 99653.16 | 0 | 0 | 744219.078 | 0 | 644565.753
Circuit | FZ44_main | distribution_circuit_resiliency | 1 | 0 | 0 | 0 | 0 | 0 | 0 | 0
Circuit | FZ44_main | strategic_undergrounding_main | 2 | 0 | 0 | 0 | 0 | 0 | 0 | 0
Circuit | FZ45_lateral | distribution_circuit_resiliency | 1 | 0 | 0 | 0 | 0 | 0 | 0 | 0
Circuit | FZ45_lateral | strategic_undergrounding_single_or_two_phase_lateral | 2 | 0 | 0 | 0 | 0 | 0 | 0 | 0
Circuit | FZ45_main | strategic_undergrounding_main | 1 | 872.57 | 872.57 | 0 | 0 | 872.7195 | 0 | 0
Circuit | FZ45_main | distribution_circuit_resiliency | 2 | 376.51 | 376.51 | 0 | 0 | 1238.8883 | 0 | 862.2148
Circuit | FZ46_lateral | strategic_undergrounding_single_or_two_phase_lateral | 1 | 1687114.73 | 1687114.73 | 0 | 0 | 1687339.32 | 0 | 224.4472
Circuit | FZ46_lateral | distribution_circuit_resiliency | 2 | 883913.17 | 883913.17 | 0 | 0 | 1778165.64 | 0 | 894252.335
Circuit | FZ46_lateral | strategic_undergrounding_three_phase_lateral | 3 | 113.58 | 113.58 | 0 | 0 | 3329201.8 | 0 | 3329088.08
Circuit | FZ46_main | strategic_undergrounding_main | 1 | 1775807.14 | 1775807.14 | 0 | 0 | 1775807.28 | 0 | 0
Circuit | FZ46_main | distribution_circuit_resiliency | 2 | 745976.52 | 745976.52 | 0 | 0 | 2547392.8 | 0 | 1801416.15
Circuit | FZ47_main | strategic_undergrounding_main | 1 | 872.57 | 872.57 | 0 | 0 | 872.7195 | 0 | 0
Circuit | FZ47_main | distribution_circuit_resiliency | 2 | 376.51 | 376.51 | 0 | 0 | 1238.8883 | 0 | 862.2148
Circuit | FZ48_lateral | strategic_undergrounding_single_or_two_phase_lateral | 1 | 1153026.34 | 1153026.34 | 0 | 0 | 1163097.23 | 0 | 10070.754
Circuit | FZ48_lateral | distribution_circuit_resiliency | 2 | 575847.64 | 575847.64 | 0 | 0 | 1181855.3 | 0 | 606007.531
Circuit | FZ48_lateral | strategic_undergrounding_three_phase_lateral | 3 | 4817.22 | 4817.22 | 0 | 0 | 2284230.53 | 0 | 2279413.17
Circuit | FZ48_lateral | strategic_undergrounding_freeway | 4 | 274.72 | 274.72 | 0 | 0 | 2288672.51 | 0 | 2288397.66
Circuit | FZ48_main | strategic_undergrounding_main | 1 | 1674632.47 | 1674632.47 | 0 | 0 | 1692458.14 | 0 | 17825.5089
Circuit | FZ48_main | distribution_circuit_resiliency | 2 | 711015.24 | 711015.24 | 0 | 0 | 2410906.57 | 0 | 1699891.2
Circuit | FZ48_main | strategic_undergrounding_freeway | 3 | 9021.25 | 9021.25 | 0 | 0 | 3318761.1 | 0 | 3309739.69
Circuit | FZ49_lateral | strategic_undergrounding_single_or_two_phase_lateral | 1 | 2094385.75 | 2094385.75 | 0 | 0 | 2094385.91 | 0 | 0
Circuit | FZ49_lateral | distribution_circuit_resiliency | 2 | 791786.98 | 791786.98 | 0 | 0 | 2321476.59 | 0 | 1529689.49
Circuit | FZ49_main | strategic_undergrounding_main | 1 | 5990272.7 | 5990272.7 | 0 | 0 | 5990272.82 | 0 | 0
Circuit | FZ49_main | distribution_circuit_resiliency | 2 | 2582013.79 | 2582013.79 | 0 | 0 | 8507048.39 | 0 | 5925034.48
Circuit | FZ50_lateral | strategic_undergrounding_single_or_two_phase_lateral | 1 | 3692788.71 | 3692788.71 | 0 | 0 | 3692788.87 | 0 | 0
Circuit | FZ50_lateral | distribution_circuit_resiliency | 2 | 1112453.8 | 1112453.8 | 0 | 0 | 4025931.59 | 0 | 2913477.64
Circuit | FZ50_main | strategic_undergrounding_main | 1 | 5673359.91 | 5673359.91 | 0 | 0 | 5673360.08 | 0 | 0
Circuit | FZ50_main | distribution_circuit_resiliency | 2 | 2440549.38 | 2440549.38 | 0 | 0 | 8068183.93 | 0 | 5627634.42
Circuit | FZ51_lateral | distribution_circuit_resiliency | 1 | 0 | 0 | 0 | 0 | 0 | 0 | 0
Circuit | FZ51_lateral | strategic_undergrounding_single_or_two_phase_lateral | 2 | 0 | 0 | 0 | 0 | 0 | 0 | 0
Circuit | FZ51_main | distribution_circuit_resiliency | 1 | 0 | 0 | 0 | 0 | 0 | 0 | 0
Circuit | FZ51_main | strategic_undergrounding_main | 2 | 0 | 0 | 0 | 0 | 0 | 0 | 0
Circuit | FZ52_lateral | strategic_undergrounding_single_or_two_phase_lateral | 1 | 860144.8 | 860144.8 | 0 | 0 | 860144.953 | 0 | 0
Circuit | FZ52_lateral | distribution_circuit_resiliency | 2 | 485100.57 | 485100.57 | 0 | 0 | 880780.646 | 0 | 395679.93
Circuit | FZ52_main | strategic_undergrounding_main | 1 | 2284573.92 | 2284573.92 | 0 | 0 | 2284574.05 | 0 | 0
Circuit | FZ52_main | distribution_circuit_resiliency | 2 | 905892.42 | 905892.42 | 0 | 0 | 3344958.02 | 0 | 2439065.46
Circuit | FZ53_lateral | strategic_undergrounding_single_or_two_phase_lateral | 1 | 964577.68 | 964577.68 | 0 | 0 | 1047339.2 | 0 | 82761.366
Circuit | FZ53_lateral | distribution_circuit_resiliency | 2 | 360256.73 | 360256.73 | 0 | 0 | 1155036.39 | 0 | 794779.516
Circuit | FZ53_lateral | strategic_undergrounding_freeway | 3 | 41904.16 | 41904.16 | 0 | 0 | 1946813.16 | 0 | 1904908.86
Circuit | FZ53_main | strategic_undergrounding_main | 1 | 1448516.17 | 1448516.17 | 0 | 0 | 1638521.82 | 0 | 190005.502
Circuit | FZ53_main | distribution_circuit_resiliency | 2 | 544708.48 | 544708.48 | 0 | 0 | 2349426.56 | 0 | 1804717.92
Circuit | FZ53_main | strategic_undergrounding_freeway | 3 | 96204.73 | 96204.73 | 0 | 0 | 2956779.15 | 0 | 2860574.25
Circuit | FZ54_lateral | strategic_undergrounding_single_or_two_phase_lateral | 1 | 4279522.4 | 4279522.4 | 0 | 0 | 4459477.29 | 0 | 179954.773
Circuit | FZ54_lateral | distribution_circuit_resiliency | 2 | 1382843.93 | 1382843.93 | 0 | 0 | 5310431.46 | 0 | 3927587.41
Circuit | FZ54_lateral | strategic_undergrounding_three_phase_lateral | 3 | 90621.95 | 90621.95 | 0 | 0 | 8575643.39 | 0 | 8485021.29
Circuit | FZ54_main | strategic_undergrounding_main | 1 | 5097424.29 | 5097424.29 | 0 | 0 | 5097424.42 | 0 | 0
Circuit | FZ54_main | distribution_circuit_resiliency | 2 | 2297502.94 | 2297502.94 | 0 | 0 | 7120972.3 | 0 | 4823469.22
Circuit | GA01_lateral | strategic_undergrounding_single_or_two_phase_lateral | 1 | 50500.17 | 50500.17 | 0 | 0 | 53371.7389 | 0 | 2871.4284
Circuit | GA01_lateral | distribution_circuit_resiliency | 2 | 19827.74 | 19827.74 | 0 | 0 | 49976.8297 | 0 | 30148.9675
Circuit | GA01_lateral | strategic_undergrounding_three_phase_lateral | 3 | 1465.11 | 1465.11 | 0 | 0 | 99948.0178 | 0 | 98482.7446
Circuit | GA01_main | strategic_undergrounding_main | 1 | 132095.22 | 132095.22 | 0 | 0 | 132095.373 | 0 | 0
Circuit | GA01_main | distribution_circuit_resiliency | 2 | 51735.77 | 51735.77 | 0 | 0 | 186032.439 | 0 | 134296.549
Circuit | GA02_lateral | strategic_undergrounding_single_or_two_phase_lateral | 1 | 8502432.9 | 8502432.9 | 0 | 0 | 9057138.04 | 0 | 554704.986
Circuit | GA02_lateral | distribution_circuit_resiliency | 2 | 1446744.56 | 1446744.56 | 0 | 0 | 11517566.7 | 0 | 10070822
Circuit | GA02_lateral | strategic_undergrounding_freeway | 3 | 282299.72 | 282299.72 | 0 | 0 | 16898728.1 | 0 | 16616428.3
Circuit | GA02_lateral | strategic_undergrounding_three_phase_lateral | 4 | 260.24 | 260.24 | 0 | 0 | 17170373.7 | 0 | 17170113.4
Circuit | GA02_main | strategic_undergrounding_main | 1 | 1853989.82 | 1853989.82 | 0 | 0 | 1853989.96 | 0 | 0
Circuit | GA02_main | distribution_circuit_resiliency | 2 | 398124.03 | 398124.03 | 0 | 0 | 3063300.23 | 0 | 2665176.05
Circuit | GA03_lateral | strategic_undergrounding_single_or_two_phase_lateral | 1 | 5472416.41 | 5472416.41 | 0 | 0 | 6068155.39 | 0 | 595738.835
Circuit | GA03_lateral | distribution_circuit_resiliency | 2 | 1425251.45 | 1425251.45 | 0 | 0 | 7331484.49 | 0 | 5906232.91
Circuit | GA03_lateral | strategic_undergrounding_three_phase_lateral | 3 | 303896.18 | 303896.18 | 0 | 0 | 10969258.7 | 0 | 10665362.4
Circuit | GA03_lateral | strategic_undergrounding_freeway | 4 | 1746.22 | 1746.22 | 0 | 0 | 11256043.7 | 0 | 11254297.3
Circuit | GA03_main | strategic_undergrounding_main | 1 | 4668505.7 | 4668505.7 | 0 | 0 | 5815281.61 | 0 | 1146775.73
Circuit | GA03_main | distribution_circuit_resiliency | 2 | 1474266.53 | 1474266.53 | 0 | 0 | 8209165.71 | 0 | 6734899.08
Circuit | GA03_main | strategic_undergrounding_freeway | 3 | 588690.85 | 588690.85 | 0 | 0 | 9685275.86 | 0 | 9096584.86
Circuit | GA04_lateral | strategic_undergrounding_single_or_two_phase_lateral | 1 | 23895907 | 23895907 | 0 | 0 | 27908328.4 | 0 | 4012421.23
Circuit | GA04_lateral | distribution_circuit_resiliency | 2 | 2773363.33 | 2773363.33 | 0 | 0 | 31698789.7 | 0 | 28925426.3
Circuit | GA04_lateral | strategic_undergrounding_freeway | 3 | 2051066.55 | 2051066.55 | 0 | 0 | 48627302.6 | 0 | 46576235.9
Circuit | GA04_main | strategic_undergrounding_main | 1 | 16880263.1 | 16880263.1 | 0 | 0 | 19408952.6 | 0 | 2528689.31
Circuit | GA04_main | distribution_circuit_resiliency | 2 | 3810922.8 | 3810922.8 | 0 | 0 | 30160947.9 | 0 | 26350025
Circuit | GA04_main | strategic_undergrounding_freeway | 3 | 1297330.17 | 1297330.17 | 0 | 0 | 34198536.8 | 0 | 32901206.5
Circuit | GA05_lateral | strategic_undergrounding_single_or_two_phase_lateral | 1 | 3921705.94 | 3921705.94 | 0 | 0 | 3921706.06 | 0 | 0
Circuit | GA05_lateral | distribution_circuit_resiliency | 2 | 330364.96 | 330364.96 | 0 | 0 | 4635023.27 | 0 | 4304658.19
Circuit | GA05_main | strategic_undergrounding_main | 1 | 3403275.91 | 3403275.91 | 0 | 0 | 3403276.05 | 0 | 0
Circuit | GA05_main | distribution_circuit_resiliency | 2 | 367758.34 | 367758.34 | 0 | 0 | 6125116.31 | 0 | 5757357.85
Circuit | GA06_lateral | strategic_undergrounding_single_or_two_phase_lateral | 1 | 4070633.82 | 4070633.82 | 0 | 0 | 4073781.09 | 0 | 3147.0976
Circuit | GA06_lateral | distribution_circuit_resiliency | 2 | 598191.03 | 598191.03 | 0 | 0 | 4691581.35 | 0 | 4093390.18
Circuit | GA06_lateral | strategic_undergrounding_three_phase_lateral | 3 | 1614.49 | 1614.49 | 0 | 0 | 7936491.04 | 0 | 7934876.43
Circuit | GA06_main | strategic_undergrounding_main | 1 | 4793093.84 | 4793093.84 | 0 | 0 | 4793093.99 | 0 | 0
Circuit | GA06_main | distribution_circuit_resiliency | 2 | 1431419.32 | 1431419.32 | 0 | 0 | 7360443.04 | 0 | 5929023.59
Circuit | GA07_lateral | strategic_undergrounding_single_or_two_phase_lateral | 1 | 4379677.64 | 4379677.64 | 0 | 0 | 4446753.94 | 0 | 67076.1521
Circuit | GA07_lateral | distribution_circuit_resiliency | 2 | 1260118.25 | 1260118.25 | 0 | 0 | 4981383.8 | 0 | 3721265.41
Circuit | GA07_lateral | strategic_undergrounding_freeway | 3 | 22941.93 | 22941.93 | 0 | 0 | 8586868.18 | 0 | 8563926.11
Circuit | GA07_lateral | strategic_undergrounding_three_phase_lateral | 4 | 11470.88 | 11470.88 | 0 | 0 | 8597755.86 | 0 | 8586284.82
Circuit | GA07_main | strategic_undergrounding_main | 1 | 3646798.45 | 3646798.45 | 0 | 0 | 3691516.05 | 0 | 44717.4348
Circuit | GA07_main | distribution_circuit_resiliency | 2 | 701267.88 | 701267.88 | 0 | 0 | 6184438.67 | 0 | 5483170.68
Circuit | GA07_main | strategic_undergrounding_freeway | 3 | 22941.93 | 22941.93 | 0 | 0 | 7132155.15 | 0 | 7109213.09
Circuit | GA08_lateral | strategic_undergrounding_single_or_two_phase_lateral | 1 | 440884.5 | 440884.5 | 0 | 0 | 440884.655 | 0 | 0
Circuit | GA08_lateral | distribution_circuit_resiliency | 2 | 104395.45 | 104395.45 | 0 | 0 | 483861.936 | 0 | 379466.354
Circuit | GA08_main | strategic_undergrounding_main | 1 | 483731.35 | 483731.35 | 0 | 0 | 483731.509 | 0 | 0
Circuit | GA08_main | distribution_circuit_resiliency | 2 | 192074.08 | 192074.08 | 0 | 0 | 678034.32 | 0 | 485960.095
Circuit | GA09_lateral | strategic_undergrounding_single_or_two_phase_lateral | 1 | 5707181.59 | 5707181.59 | 0 | 0 | 5722041.7 | 0 | 14859.9754
Circuit | GA09_lateral | distribution_circuit_resiliency | 2 | 241711.38 | 241711.38 | 0 | 0 | 7693119.5 | 0 | 7451408.01
Circuit | GA09_lateral | strategic_undergrounding_three_phase_lateral | 3 | 7622.37 | 7622.37 | 0 | 0 | 11133575.2 | 0 | 11125952.7
Circuit | GA09_main | strategic_undergrounding_main | 1 | 4004513.99 | 4004513.99 | 0 | 0 | 4004514.14 | 0 | 0
Circuit | GA09_main | distribution_circuit_resiliency | 2 | 964962.46 | 964962.46 | 0 | 0 | 6469018.74 | 0 | 5504056.16
Circuit | GA10_lateral | strategic_undergrounding_single_or_two_phase_lateral | 1 | 5961583.06 | 5961583.06 | 0 | 0 | 5964398.19 | 0 | 2814.9935
Circuit | GA10_lateral | distribution_circuit_resiliency | 2 | 554736.17 | 554736.17 | 0 | 0 | 7177052.59 | 0 | 6622316.29
Circuit | GA10_lateral | strategic_undergrounding_three_phase_lateral | 3 | 1444.14 | 1444.14 | 0 | 0 | 11622432.2 | 0 | 11620987.9
Circuit | GA10_main | strategic_undergrounding_main | 1 | 5700182.85 | 5700182.85 | 0 | 0 | 5700183 | 0 | 0
Circuit | GA10_main | distribution_circuit_resiliency | 2 | 1964545.49 | 1964545.49 | 0 | 0 | 8391102.94 | 0 | 6426557.32
Circuit | GAR01_lateral | strategic_undergrounding_single_or_two_phase_lateral | 1 | 5322885.25 | 5322885.25 | 0 | 0 | 5322885.38 | 0 | 0
Circuit | GAR01_lateral | distribution_circuit_resiliency | 2 | 1071437.86 | 1071437.86 | 0 | 0 | 7000783.32 | 0 | 5929345.32
Circuit | GAR01_main | strategic_undergrounding_main | 1 | 5420135.95 | 5420135.95 | 0 | 0 | 5420136.09 | 0 | 0
Circuit | GAR01_main | distribution_circuit_resiliency | 2 | 2443417.87 | 2443417.87 | 0 | 0 | 7274264.59 | 0 | 4830846.6
Circuit | GAR02_lateral | strategic_undergrounding_single_or_two_phase_lateral | 1 | 6452053.62 | 6452053.62 | 0 | 0 | 7864051.04 | 0 | 1411997.27
Circuit | GAR02_lateral | distribution_circuit_resiliency | 2 | 1638637.02 | 1638637.02 | 0 | 0 | 9014441.35 | 0 | 7375804.19
Circuit | GAR02_lateral | strategic_undergrounding_freeway | 3 | 801297.87 | 801297.87 | 0 | 0 | 13332899.1 | 0 | 12531601.1
Circuit | GAR02_lateral | strategic_undergrounding_three_phase_lateral | 4 | 182.11 | 182.11 | 0 | 0 | 13943062 | 0 | 13942879.7
Circuit | GAR02_main | strategic_undergrounding_main | 1 | 8898316.53 | 8898316.53 | 0 | 0 | 10309954.7 | 0 | 1411637.97
Circuit | GAR02_main | distribution_circuit_resiliency | 2 | 3168925.83 | 3168925.83 | 0 | 0 | 14298742.8 | 0 | 11129816.8
Circuit | GAR02_main | strategic_undergrounding_freeway | 3 | 801297.87 | 801297.87 | 0 | 0 | 17896196.8 | 0 | 17094898.8
Circuit | GAR03_lateral | strategic_undergrounding_single_or_two_phase_lateral | 1 | 2758718.26 | 2758718.26 | 0 | 0 | 2760347.04 | 0 | 1628.6353
Circuit | GAR03_lateral | distribution_circuit_resiliency | 2 | 1103431.8 | 1103431.8 | 0 | 0 | 2589750.17 | 0 | 1486318.24
Circuit | GAR03_lateral | strategic_undergrounding_freeway | 3 | 832.76 | 832.76 | 0 | 0 | 5394018.51 | 0 | 5393185.61
Circuit | GAR03_main | strategic_undergrounding_main | 1 | 3030823.1 | 3030823.1 | 0 | 0 | 3034080.53 | 0 | 3257.2705
Circuit | GAR03_main | distribution_circuit_resiliency | 2 | 1217445.24 | 1217445.24 | 0 | 0 | 4283748.25 | 0 | 3066302.9
Circuit | GAR03_main | strategic_undergrounding_freeway | 3 | 1665.65 | 1665.65 | 0 | 0 | 5926864.27 | 0 | 5925198.46
Circuit | GAR04_lateral | strategic_undergrounding_single_or_two_phase_lateral | 1 | 1050252.04 | 1050252.04 | 0 | 0 | 1109743.79 | 0 | 59491.6041
Circuit | GAR04_lateral | distribution_circuit_resiliency | 2 | 119442.49 | 119442.49 | 0 | 0 | 1207553.25 | 0 | 1088110.62
Circuit | GAR04_lateral | strategic_undergrounding_three_phase_lateral | 3 | 30105.36 | 30105.36 | 0 | 0 | 2099118.95 | 0 | 2069013.45
Circuit | GAR04_main | strategic_undergrounding_main | 1 | 275989.76 | 275989.76 | 0 | 0 | 330523.866 | 0 | 54533.9705
Circuit | GAR04_main | distribution_circuit_resiliency | 2 | 106717.88 | 106717.88 | 0 | 0 | 453113.216 | 0 | 346395.191
Circuit | GAR04_main | strategic_undergrounding_freeway | 3 | 27596.57 | 27596.57 | 0 | 0 | 568693.978 | 0 | 541097.27
Circuit | GAR05_lateral | strategic_undergrounding_single_or_two_phase_lateral | 1 | 6589019.25 | 6589019.25 | 0 | 0 | 6589019.39 | 0 | 0
Circuit | GAR05_lateral | distribution_circuit_resiliency | 2 | 1476275.85 | 1476275.85 | 0 | 0 | 7878804.77 | 0 | 6402528.79
Circuit | GAR05_main | strategic_undergrounding_main | 1 | 5609931.73 | 5609931.73 | 0 | 0 | 5609931.9 | 0 | 0
Circuit | GAR05_main | distribution_circuit_resiliency | 2 | 2053768.71 | 2053768.71 | 0 | 0 | 8270456.63 | 0 | 6216687.8
Circuit | GAR06_lateral | strategic_undergrounding_single_or_two_phase_lateral | 1 | 2418583.83 | 2418583.83 | 0 | 0 | 2418583.99 | 0 | 0
Circuit | GAR06_lateral | distribution_circuit_resiliency | 2 | 584128.43 | 584128.43 | 0 | 0 | 3067082.67 | 0 | 2482954.13
Circuit | GAR06_main | strategic_undergrounding_main | 1 | 2717239.02 | 2717239.02 | 0 | 0 | 2717239.19 | 0 | 0
Circuit | GAR06_main | distribution_circuit_resiliency | 2 | 1352009.31 | 1352009.31 | 0 | 0 | 3488447.54 | 0 | 2136438.12
Circuit | GAR07_lateral | strategic_undergrounding_single_or_two_phase_lateral | 1 | 303088.82 | 303088.82 | 0 | 0 | 304814.896 | 0 | 1725.9378
Circuit | GAR07_lateral | distribution_circuit_resiliency | 2 | 100813.76 | 100813.76 | 0 | 0 | 319833.591 | 0 | 219019.686
Circuit | GAR07_lateral | strategic_undergrounding_three_phase_lateral | 3 | 883.4 | 883.4 | 0 | 0 | 573121.232 | 0 | 572237.68
Circuit | GAR07_main | strategic_undergrounding_main | 1 | 373633.11 | 373633.11 | 0 | 0 | 373633.247 | 0 | 0
Circuit | GAR07_main | distribution_circuit_resiliency | 2 | 130741.7 | 130741.7 | 0 | 0 | 532831.866 | 0 | 402090.04
Circuit | GAR08_lateral | strategic_undergrounding_single_or_two_phase_lateral | 1 | 927465.39 | 927465.39 | 0 | 0 | 941161.159 | 0 | 13695.609
Circuit | GAR08_lateral | distribution_circuit_resiliency | 2 | 391580.28 | 391580.28 | 0 | 0 | 919998.855 | 0 | 528418.455
Circuit | GAR08_lateral | strategic_undergrounding_three_phase_lateral | 3 | 6968.02 | 6968.02 | 0 | 0 | 1763254.99 | 0 | 1756286.82
Circuit | GAR08_main | strategic_undergrounding_main | 1 | 850053.81 | 850053.81 | 0 | 0 | 850053.943 | 0 | 0
Circuit | GAR08_main | distribution_circuit_resiliency | 2 | 297193.41 | 297193.41 | 0 | 0 | 1231483.6 | 0 | 934290.08
Circuit | GE41_lateral | strategic_undergrounding_single_or_two_phase_lateral | 1 | 464699.68 | 464699.68 | 0 | 0 | 483465.549 | 0 | 18765.6916
Circuit | GE41_lateral | distribution_circuit_resiliency | 2 | 116240.01 | 116240.01 | 0 | 0 | 573941.152 | 0 | 457700.995
Circuit | GE41_lateral | strategic_undergrounding_three_phase_lateral | 3 | 9479.47 | 9479.47 | 0 | 0 | 930065.012 | 0 | 920585.376
Circuit | GE41_main | strategic_undergrounding_main | 1 | 595886.34 | 595886.34 | 0 | 0 | 595886.502 | 0 | 0
Circuit | GE41_main | distribution_circuit_resiliency | 2 | 233407.69 | 233407.69 | 0 | 0 | 878201.604 | 0 | 644793.8
Circuit | GE42_lateral | strategic_undergrounding_single_or_two_phase_lateral | 1 | 290839.21 | 290839.21 | 0 | 0 | 761045.847 | 0 | 470206.463
Circuit | GE42_lateral | strategic_undergrounding_freeway | 2 | 237503.82 | 237503.82 | 0 | 0 | 813225.716 | 0 | 575721.71
Circuit | GE42_lateral | distribution_circuit_resiliency | 3 | 89697.33 | 89697.33 | 0 | 0 | 804164.751 | 0 | 714467.284
Circuit | GE42_main | strategic_undergrounding_main | 1 | 1403874.21 | 1403874.21 | 0 | 0 | 2049165.24 | 0 | 645290.89
Circuit | GE42_main | distribution_circuit_resiliency | 2 | 533652.67 | 533652.67 | 0 | 0 | 2734614.25 | 0 | 2200961.46
Circuit | GE42_main | strategic_undergrounding_freeway | 3 | 325936.5 | 325936.5 | 0 | 0 | 3105559.48 | 0 | 2779622.86
Circuit | GE43_lateral | strategic_undergrounding_single_or_two_phase_lateral | 1 | 191967.95 | 191967.95 | 0 | 0 | 389354.485 | 0 | 197386.367
Circuit | GE43_lateral | strategic_undergrounding_freeway | 2 | 99685.21 | 99685.21 | 0 | 0 | 479739.947 | 0 | 380054.565
Circuit | GE43_lateral | distribution_circuit_resiliency | 3 | 94833.98 | 94833.98 | 0 | 0 | 390863.79 | 0 | 296029.662
Circuit | GE43_main | strategic_undergrounding_main | 1 | 396682.42 | 396682.42 | 0 | 0 | 784271.279 | 0 | 387588.71
Circuit | GE43_main | strategic_undergrounding_freeway | 2 | 195747.72 | 195747.72 | 0 | 0 | 981218.057 | 0 | 785470.172
Circuit | GE43_main | distribution_circuit_resiliency | 3 | 143100 | 143100 | 0 | 0 | 987960.395 | 0 | 844860.259
Circuit | GE44_lateral | strategic_undergrounding_single_or_two_phase_lateral | 1 | 1806555.5 | 1806555.5 | 0 | 0 | 1806555.63 | 0 | 0
Circuit | GE44_lateral | distribution_circuit_resiliency | 2 | 755596.69 | 755596.69 | 0 | 0 | 2094230.71 | 0 | 1338633.89
Circuit | GE44_main | strategic_undergrounding_main | 1 | 4777415.19 | 4777415.19 | 0 | 0 | 4777415.38 | 0 | 0
Circuit | GE44_main | distribution_circuit_resiliency | 2 | 1782803.99 | 1782803.99 | 0 | 0 | 7149618.11 | 0 | 5366814.01
Circuit | GE45_lateral | strategic_undergrounding_single_or_two_phase_lateral | 1 | 950591.29 | 950591.29 | 0 | 0 | 950591.465 | 0 | 0
Circuit | GE45_lateral | distribution_circuit_resiliency | 2 | 389011.27 | 389011.27 | 0 | 0 | 1022862.49 | 0 | 633851.098
Circuit | GE45_main | strategic_undergrounding_main | 1 | 1433083.05 | 1433083.05 | 0 | 0 | 1433453.95 | 0 | 370.7655
Circuit | GE45_main | distribution_circuit_resiliency | 2 | 683577.9 | 683577.9 | 0 | 0 | 1941704.69 | 0 | 1258126.68
Circuit | GE45_main | strategic_undergrounding_freeway | 3 | 187.13 | 187.13 | 0 | 0 | 2834298.31 | 0 | 2834111.03
Circuit | GE46_lateral | strategic_undergrounding_single_or_two_phase_lateral | 1 | 672297.55 | 672297.55 | 0 | 0 | 672297.695 | 0 | 0
Circuit | GE46_lateral | distribution_circuit_resiliency | 2 | 194576.34 | 194576.34 | 0 | 0 | 777110.321 | 0 | 582533.833
Circuit | GE46_main | strategic_undergrounding_main | 1 | 1566836.89 | 1566836.89 | 0 | 0 | 1566837.03 | 0 | 0
Circuit | GE46_main | distribution_circuit_resiliency | 2 | 558710.31 | 558710.31 | 0 | 0 | 2379881.54 | 0 | 1821171.12
Circuit | GE47_lateral | strategic_undergrounding_single_or_two_phase_lateral | 1 | 2971033.57 | 2971033.57 | 0 | 0 | 2971033.71 | 0 | 0
Circuit | GE47_lateral | distribution_circuit_resiliency | 2 | 795344.38 | 795344.38 | 0 | 0 | 3663014.57 | 0 | 2867670.05
Circuit | GE47_lateral | strategic_undergrounding_three_phase_lateral | 3 | 0 | 0 | 0 | 0 | 5884901.67 | 0 | 5884901.67
Circuit | GE47_main | strategic_undergrounding_main | 1 | 3130381 | 3130381 | 0 | 0 | 3130381.16 | 0 | 0
Circuit | GE47_main | distribution_circuit_resiliency | 2 | 1144643.54 | 1144643.54 | 0 | 0 | 4719485.66 | 0 | 3574842.03
Circuit | GE48_lateral | strategic_undergrounding_single_or_two_phase_lateral | 1 | 3673120.27 | 3673120.27 | 0 | 0 | 3673120.43 | 0 | 0
Circuit | GE48_lateral | distribution_circuit_resiliency | 2 | 791066.75 | 791066.75 | 0 | 0 | 4660509.17 | 0 | 3869442.31
Circuit | GE48_main | strategic_undergrounding_main | 1 | 5225057.11 | 5225057.11 | 0 | 0 | 5225057.24 | 0 | 0
Circuit | GE48_main | distribution_circuit_resiliency | 2 | 2252535.55 | 2252535.55 | 0 | 0 | 7428575.59 | 0 | 5176039.9
Circuit | GE49_lateral | strategic_undergrounding_single_or_two_phase_lateral | 1 | 2545786.68 | 2545786.68 | 0 | 0 | 2545786.84 | 0 | 0
Circuit | GE49_lateral | distribution_circuit_resiliency | 2 | 789477.55 | 789477.55 | 0 | 0 | 3157106.81 | 0 | 2367629.14
Circuit | GE49_main | strategic_undergrounding_main | 1 | 3297622.58 | 3297622.58 | 0 | 0 | 3297622.71 | 0 | 0
Circuit | GE49_main | distribution_circuit_resiliency | 2 | 1347786.85 | 1347786.85 | 0 | 0 | 4786336 | 0 | 3438549
Circuit | GE50_lateral | strategic_undergrounding_single_or_two_phase_lateral | 1 | 4563617.35 | 4563617.35 | 0 | 0 | 4563617.48 | 0 | 0
Circuit | GE50_lateral | distribution_circuit_resiliency | 2 | 1191021.18 | 1191021.18 | 0 | 0 | 5302730.15 | 0 | 4111708.83
Circuit | GE50_main | strategic_undergrounding_main | 1 | 6532662.02 | 6532662.02 | 0 | 0 | 6532662.18 | 0 | 0
Circuit | GE50_main | distribution_circuit_resiliency | 2 | 2772744.1 | 2772744.1 | 0 | 0 | 9340714.1 | 0 | 6567969.88
Circuit | GG01_lateral | strategic_undergrounding_single_or_two_phase_lateral | 1 | 1063193.26 | 1063193.26 | 0 | 0 | 1176606.46 | 0 | 113413.073
Circuit | GG01_lateral | distribution_circuit_resiliency | 2 | 359624.42 | 359624.42 | 0 | 0 | 1260085.61 | 0 | 900461.073
Circuit | GG01_lateral | strategic_undergrounding_freeway | 3 | 57500.22 | 57500.22 | 0 | 0 | 2151668.27 | 0 | 2094167.92
Circuit | GG01_main | strategic_undergrounding_main | 1 | 696153.2 | 696153.2 | 0 | 0 | 831150.298 | 0 | 134996.929
Circuit | GG01_main | distribution_circuit_resiliency | 2 | 230317.5 | 230317.5 | 0 | 0 | 1211283.75 | 0 | 980966.105
Circuit | GG01_main | strategic_undergrounding_freeway | 3 | 68574.67 | 68574.67 | 0 | 0 | 1439943.92 | 0 | 1371369.11
Circuit | GG02_lateral | strategic_undergrounding_single_or_two_phase_lateral | 1 | 3551917 | 3551917 | 0 | 0 | 4132993.95 | 0 | 581076.787
Circuit | GG02_lateral | distribution_circuit_resiliency | 2 | 1216826.75 | 1216826.75 | 0 | 0 | 4685183.21 | 0 | 3468356.33
Circuit | GG02_lateral | strategic_undergrounding_freeway | 3 | 294567.7 | 294567.7 | 0 | 0 | 7303233.86 | 0 | 7008666.01
Circuit | GG02_main | strategic_undergrounding_main | 1 | 1362023.57 | 1362023.57 | 0 | 0 | 1477219.61 | 0 | 115195.924
Circuit | GG02_main | distribution_circuit_resiliency | 2 | 98891.18 | 98891.18 | 0 | 0 | 2675037.9 | 0 | 2576146.6
Circuit | GG02_main | strategic_undergrounding_freeway | 3 | 58396.65 | 58396.65 | 0 | 0 | 2745151.86 | 0 | 2686755.08
Circuit | GG03_lateral | strategic_undergrounding_single_or_two_phase_lateral | 1 | 4824565.8 | 4824565.8 | 0 | 0 | 5559713.01 | 0 | 735147.071
Circuit | GG03_lateral | distribution_circuit_resiliency | 2 | 856019.55 | 856019.55 | 0 | 0 | 6943138.66 | 0 | 6087118.98
Circuit | GG03_lateral | strategic_undergrounding_freeway | 3 | 365707.96 | 365707.96 | 0 | 0 | 9885010.88 | 0 | 9519302.79
Circuit | GG03_lateral | strategic_undergrounding_three_phase_lateral | 4 | 7531.34 | 7531.34 | 0 | 0 | 10232316.3 | 0 | 10224784.8
Circuit | GG03_main | strategic_undergrounding_main | 1 | 2732840.81 | 2732840.81 | 0 | 0 | 3706194.41 | 0 | 973353.448
Circuit | GG03_main | distribution_circuit_resiliency | 2 | 577236.2 | 577236.2 | 0 | 0 | 5618792.84 | 0 | 5041556.52
Circuit | GG03_main | strategic_undergrounding_freeway | 3 | 494128.1 | 494128.1 | 0 | 0 | 5878448 | 0 | 5384319.75
Circuit | GG04_lateral | strategic_undergrounding_single_or_two_phase_lateral | 1 | 836617.75 | 836617.75 | 0 | 0 | 959733.804 | 0 | 123115.905
Circuit | GG04_lateral | distribution_circuit_resiliency | 2 | 167603.37 | 167603.37 | 0 | 0 | 1167416.22 | 0 | 999812.707
Circuit | GG04_lateral | strategic_undergrounding_three_phase_lateral | 3 | 62552.73 | 62552.73 | 0 | 0 | 1709129.43 | 0 | 1646576.51
Circuit | GG04_main | strategic_undergrounding_main | 1 | 262951.08 | 262951.08 | 0 | 0 | 262951.223 | 0 | 0
Circuit | GG04_main | distribution_circuit_resiliency | 2 | 52835.41 | 52835.41 | 0 | 0 | 450023.893 | 0 | 397188.343
Circuit | GG05_lateral | strategic_undergrounding_freeway | 1 | 96934.94 | 96934.94 | 0 | 0 | 109381.229 | 0 | 12446.1525
Circuit | GG05_lateral | strategic_undergrounding_single_or_two_phase_lateral | 2 | 6309.2 | 6309.2 | 0 | 0 | 197527.545 | 0 | 191218.161
Circuit | GG05_lateral | distribution_circuit_resiliency | 3 | 2973.02 | 2973.02 | 0 | 0 | 197059.23 | 0 | 194086.063
Circuit | GG05_main | strategic_undergrounding_main | 1 | 25237.37 | 25237.37 | 0 | 0 | 25237.5346 | 0 | 0
Circuit | GG05_main | distribution_circuit_resiliency | 2 | 10901.47 | 10901.47 | 0 | 0 | 35793.919 | 0 | 24892.3049
Circuit | GG06_lateral | strategic_undergrounding_single_or_two_phase_lateral | 1 | 2783172.48 | 2783172.48 | 0 | 0 | 2881466.21 | 0 | 98293.5933
Circuit | GG06_lateral | distribution_circuit_resiliency | 2 | 568843.79 | 568843.79 | 0 | 0 | 3623192.46 | 0 | 3054348.51
Circuit | GG06_lateral | strategic_undergrounding_three_phase_lateral | 3 | 25082.89 | 25082.89 | 0 | 0 | 5552571.1 | 0 | 5527488.07
Circuit | GG06_lateral | strategic_undergrounding_freeway | 4 | 24746.08 | 24746.08 | 0 | 0 | 5552897.01 | 0 | 5528150.77
Circuit | GG06_main | strategic_undergrounding_main | 1 | 1484640.58 | 1484640.58 | 0 | 0 | 1484640.76 | 0 | 0
Circuit | GG06_main | distribution_circuit_resiliency | 2 | 411048.78 | 411048.78 | 0 | 0 | 2397175.64 | 0 | 1986126.75
Circuit | GG07_lateral | strategic_undergrounding_single_or_two_phase_lateral | 1 | 1100504.47 | 1100504.47 | 0 | 0 | 1215761.01 | 0 | 115256.387
Circuit | GG07_lateral | distribution_circuit_resiliency | 2 | 145401.79 | 145401.79 | 0 | 0 | 1450359.63 | 0 | 1304957.71
Circuit | GG07_lateral | strategic_undergrounding_freeway | 3 | 37838.84 | 37838.84 | 0 | 0 | 2245342.61 | 0 | 2207503.62
Circuit | GG07_lateral | strategic_undergrounding_three_phase_lateral | 4 | 20316.55 | 20316.55 | 0 | 0 | 2261711.68 | 0 | 2241394.97
Circuit | GG07_main | strategic_undergrounding_main | 1 | 640946.38 | 640946.38 | 0 | 0 | 662979.228 | 0 | 22032.6781
Circuit | GG07_main | distribution_circuit_resiliency | 2 | 124223.81 | 124223.81 | 0 | 0 | 1125276.43 | 0 | 1001052.5
Circuit | GG07_main | strategic_undergrounding_freeway | 3 | 11176.9 | 11176.9 | 0 | 0 | 1273328.57 | 0 | 1262151.52
Circuit | GG08_lateral | strategic_undergrounding_single_or_two_phase_lateral | 1 | 206488.76 | 206488.76 | 0 | 0 | 206488.92 | 0 | 0
Circuit | GG08_lateral | distribution_circuit_resiliency | 2 | 0 | 0 | 0 | 0 | 206488.92 | 0 | 206488.92
Circuit | GG08_main | strategic_undergrounding_main | 1 | 12618.6 | 12618.6 | 0 | 0 | 12618.7672 | 0 | 0
Circuit | GG08_main | distribution_circuit_resiliency | 2 | 10901.47 | 10901.47 | 0 | 0 | 10901.6141 | 0 | 0
Circuit | GG09_lateral | strategic_undergrounding_single_or_two_phase_lateral | 1 | 1480732.71 | 1480732.71 | 0 | 0 | 2061638.65 | 0 | 580905.799
Circuit | GG09_lateral | strategic_undergrounding_freeway | 2 | 294244.64 | 294244.64 | 0 | 0 | 3215025.66 | 0 | 2920780.85
Circuit | GG09_lateral | distribution_circuit_resiliency | 3 | 253149.82 | 253149.82 | 0 | 0 | 2388848.31 | 0 | 2135698.34
Circuit | GG09_lateral | strategic_undergrounding_three_phase_lateral | 4 | 320.45 | 320.45 | 0 | 0 | 3500742.33 | 0 | 3500421.71
Circuit | GG09_main | strategic_undergrounding_main | 1 | 1122855.14 | 1122855.14 | 0 | 0 | 1661478.37 | 0 | 538623.057
Circuit | GG09_main | distribution_circuit_resiliency | 2 | 450493.84 | 450493.84 | 0 | 0 | 2175331.44 | 0 | 1724837.49
Circuit | GG09_main | strategic_undergrounding_freeway | 3 | 273115.28 | 273115.28 | 0 | 0 | 2487967.86 | 0 | 2214852.45
Circuit | GG10_lateral | strategic_undergrounding_single_or_two_phase_lateral | 1 | 4618818.52 | 4618818.52 | 0 | 0 | 5401064.46 | 0 | 782245.786
Circuit | GG10_lateral | distribution_circuit_resiliency | 2 | 587556.84 | 587556.84 | 0 | 0 | 6610401.69 | 0 | 6022844.71
Circuit | GG10_lateral | strategic_undergrounding_freeway | 3 | 396547.21 | 396547.21 | 0 | 0 | 9503973.31 | 0 | 9107425.96
Circuit | GG10_main | strategic_undergrounding_main | 1 | 2155906.04 | 2155906.04 | 0 | 0 | 2272735.12 | 0 | 116828.917
Circuit | GG10_main | distribution_circuit_resiliency | 2 | 546692.52 | 546692.52 | 0 | 0 | 3668027.29 | 0 | 3121334.63
Circuit | GG10_main | strategic_undergrounding_freeway | 3 | 59224.47 | 59224.47 | 0 | 0 | 4311978.97 | 0 | 4252754.37
Circuit | GL01_lateral | strategic_undergrounding_single_or_two_phase_lateral | 1 | 38551404 | 38551404 | 0 | 0 | 38551404.2 | 0 | 0
Circuit | GL01_lateral | distribution_circuit_resiliency | 2 | 1618477.97 | 1618477.97 | 0 | 0 | 49087436.3 | 0 | 47468958.2
Circuit | GL01_main | strategic_undergrounding_main | 1 | 16061931.9 | 16061931.9 | 0 | 0 | 16061932.1 | 0 | 0
Circuit | GL01_main | distribution_circuit_resiliency | 2 | 1137921.52 | 1137921.52 | 0 | 0 | 29741454 | 0 | 28603532.4
Circuit | GL02_lateral | strategic_undergrounding_single_or_two_phase_lateral | 1 | 157093.16 | 157093.16 | 0 | 0 | 157093.305 | 0 | 0
Circuit | GL02_lateral | distribution_circuit_resiliency | 2 | 42117.19 | 42117.19 | 0 | 0 | 173101.376 | 0 | 130984.083
Circuit | GL02_main | strategic_undergrounding_main | 1 | 178716.52 | 178716.52 | 0 | 0 | 178716.676 | 0 | 0
Circuit | GL02_main | distribution_circuit_resiliency | 2 | 57722.79 | 57722.79 | 0 | 0 | 268576.689 | 0 | 210853.777
Circuit | GL03_lateral | strategic_undergrounding_single_or_two_phase_lateral | 1 | 1243326.25 | 1243326.25 | 0 | 0 | 1925089.35 | 0 | 681762.962
Circuit | GL03_lateral | strategic_undergrounding_freeway | 2 | 347005.85 | 347005.85 | 0 | 0 | 2776740.66 | 0 | 2429734.69
Circuit | GL03_lateral | distribution_circuit_resiliency | 3 | 269383.18 | 269383.18 | 0 | 0 | 2130802.09 | 0 | 1861418.81
Circuit | GL03_lateral | strategic_undergrounding_three_phase_lateral | 4 | 2573.16 | 2573.16 | 0 | 0 | 3103982.03 | 0 | 3101408.73
Circuit | GL03_main | strategic_undergrounding_main | 1 | 1086570.65 | 1086570.65 | 0 | 0 | 1619584.61 | 0 | 533013.801
Circuit | GL03_main | distribution_circuit_resiliency | 2 | 312358.7 | 312358.7 | 0 | 0 | 2218905.43 | 0 | 1906546.6
Circuit | GL03_main | strategic_undergrounding_freeway | 3 | 273317.34 | 273317.34 | 0 | 0 | 2392308.58 | 0 | 2118991.14
Circuit | GL05_lateral | strategic_undergrounding_single_or_two_phase_lateral | 1 | 16582679 | 16582679 | 0 | 0 | 16709133.7 | 0 | 126454.644
Circuit | GL05_lateral | distribution_circuit_resiliency | 2 | 351469.93 | 351469.93 | 0 | 0 | 21716419.5 | 0 | 21364949.4
Circuit | GL05_lateral | strategic_undergrounding_three_phase_lateral | 3 | 64852.77 | 64852.77 | 0 | 0 | 32400540.4 | 0 | 32335687.5
Circuit | GL05_main | strategic_undergrounding_main | 1 | 14308459.1 | 14308459.1 | 0 | 0 | 14308459.3 | 0 | 0
Circuit | GL05_main | distribution_circuit_resiliency | 2 | 2908663.14 | 2908663.14 | 0 | 0 | 23866437.3 | 0 | 20957774.1
Circuit | GL06_lateral | strategic_undergrounding_single_or_two_phase_lateral | 1 | 9987598.15 | 9987598.15 | 0 | 0 | 10119684.6 | 0 | 132086.264
Circuit | GL06_lateral | distribution_circuit_resiliency | 2 | 630267.02 | 630267.02 | 0 | 0 | 11703080.7 | 0 | 11072813.6
Circuit | GL06_lateral | strategic_undergrounding_three_phase_lateral | 3 | 67680.69 | 67680.69 | 0 | 0 | 19552737.1 | 0 | 19485056.2
Circuit | GL06_main | strategic_undergrounding_main | 1 | 5228949.38 | 5228949.38 | 0 | 0 | 5228949.54 | 0 | 0
Circuit | GL06_main | distribution_circuit_resiliency | 2 | 585918.9 | 585918.9 | 0 | 0 | 9397958.24 | 0 | 8812039.2
Circuit | GL07_lateral | strategic_undergrounding_single_or_two_phase_lateral | 1 | 25824585 | 25824585 | 0 | 0 | 25825284.5 | 0 | 699.4044
Circuit | GL07_lateral | distribution_circuit_resiliency | 2 | 865886.76 | 865886.76 | 0 | 0 | 31806688.6 | 0 | 30940801.7
Circuit | GL07_lateral | strategic_undergrounding_three_phase_lateral | 3 | 356.87 | 356.87 | 0 | 0 | 50353840.8 | 0 | 50353483.8
Circuit | GL07_main | strategic_undergrounding_main | 1 | 17359220.7 | 17359220.7 | 0 | 0 | 17359220.8 | 0 | 0
Circuit | GL07_main | distribution_circuit_resiliency | 2 | 4947884.98 | 4947884.98 | 0 | 0 | 26998629 | 0 | 22050743.9
Circuit | GL08_lateral | strategic_undergrounding_single_or_two_phase_lateral | 1 | 2355492.05 | 2355492.05 | 0 | 0 | 2802679.06 | 0 | 447186.852
Circuit | GL08_lateral | strategic_undergrounding_three_phase_lateral | 2 | 229306.74 | 229306.74 | 0 | 0 | 4822805.61 | 0 | 4593498.72
Circuit | GL08_lateral | distribution_circuit_resiliency | 3 | 150972.41 | 150972.41 | 0 | 0 | 3065491.58 | 0 | 2914519.07
Circuit | GL08_main | strategic_undergrounding_main | 1 | 1335657.1 | 1335657.1 | 0 | 0 | 1335657.24 | 0 | 0
Circuit | GL08_main | distribution_circuit_resiliency | 2 | 226027.09 | 226027.09 | 0 | 0 | 2291344.72 | 0 | 2065317.53
Circuit | GL09_lateral | strategic_undergrounding_single_or_two_phase_lateral | 1 | 26891529.1 | 26891529.1 | 0 | 0 | 28940835.7 | 0 | 2049306.55
Circuit | GL09_lateral | distribution_circuit_resiliency | 2 | 2976068.54 | 2976068.54 | 0 | 0 | 39525010.5 | 0 | 36548941.9
Circuit | GL09_lateral | strategic_undergrounding_freeway | 3 | 1046300.6 | 1046300.6 | 0 | 0 | 53498788.3 | 0 | 52452487.5
Circuit | GL09_lateral | strategic_undergrounding_three_phase_lateral | 4 | 4533.77 | 4533.77 | 0 | 0 | 54488630.9 | 0 | 54484096.9
Circuit | GL09_main | strategic_undergrounding_main | 1 | 10374939 | 10374939 | 0 | 0 | 11913928.6 | 0 | 1538989.49
Circuit | GL09_main | distribution_circuit_resiliency | 2 | 1068160.07 | 1068160.07 | 0 | 0 | 20290774.7 | 0 | 19222614.5
Circuit | GL09_main | strategic_undergrounding_freeway | 3 | 789158.89 | 789158.89 | 0 | 0 | 21022592.3 | 0 | 20233433.3
Circuit | GL10_lateral | strategic_undergrounding_single_or_two_phase_lateral | 1 | 3621006.55 | 3621006.55 | 0 | 0 | 3621006.69 | 0 | 0
Circuit | GL10_lateral | distribution_circuit_resiliency | 2 | 1336737.03 | 1336737.03 | 0 | 0 | 3391030.46 | 0 | 2054293.29
Circuit | GL10_main | strategic_undergrounding_main | 1 | 1985874.84 | 1985874.84 | 0 | 0 | 1985874.98 | 0 | 0
Circuit | GL10_main | distribution_circuit_resiliency | 2 | 399845.03 | 399845.03 | 0 | 0 | 3318378.47 | 0 | 2918533.33
Circuit | GL11_lateral | distribution_circuit_resiliency | 1 | 0 | 0 | 0 | 0 | 0 | 0 | 0
Circuit | GL11_lateral | strategic_undergrounding_single_or_two_phase_lateral | 2 | 0 | 0 | 0 | 0 | 0 | 0 | 0
Circuit | GL12_lateral | strategic_undergrounding_single_or_two_phase_lateral | 1 | 105222.84 | 105222.84 | 0 | 0 | 105222.982 | 0 | 0
Circuit | GL12_lateral | distribution_circuit_resiliency | 2 | 0 | 0 | 0 | 0 | 105222.982 | 0 | 105222.982
Circuit | GL12_main | strategic_undergrounding_main | 1 | 105222.84 | 105222.84 | 0 | 0 | 105222.982 | 0 | 0
Circuit | GL12_main | distribution_circuit_resiliency | 2 | 82320.96 | 82320.96 | 0 | 0 | 91060.2223 | 0 | 8739.1638
Circuit | GL13_lateral | distribution_circuit_resiliency | 1 | 0 | 0 | 0 | 0 | 0 | 0 | 0
Circuit | GL13_lateral | strategic_undergrounding_single_or_two_phase_lateral | 2 | 0 | 0 | 0 | 0 | 0 | 0 | 0
Circuit | GL13_main | distribution_circuit_resiliency | 1 | 0 | 0 | 0 | 0 | 0 | 0 | 0
Circuit | GL13_main | strategic_undergrounding_freeway | 2 | 0 | 0 | 0 | 0 | 0 | 0 | 0
Circuit | GL13_main | strategic_undergrounding_main | 3 | 0 | 0 | 0 | 0 | 0 | 0 | 0
Circuit | GL14_lateral | distribution_circuit_resiliency | 1 | 0 | 0 | 0 | 0 | 0 | 0 | 0
Circuit | GL14_lateral | strategic_undergrounding_freeway | 2 | 0 | 0 | 0 | 0 | 0 | 0 | 0
Circuit | GL14_lateral | strategic_undergrounding_single_or_two_phase_lateral | 3 | 0 | 0 | 0 | 0 | 0 | 0 | 0
Circuit | GN06_lateral | strategic_undergrounding_single_or_two_phase_lateral | 1 | 536433.02 | 536433.02 | 0 | 0 | 539020.361 | 0 | 2587.1911
Circuit | GN06_lateral | distribution_circuit_resiliency | 2 | 114439.28 | 114439.28 | 0 | 0 | 623465.645 | 0 | 509026.223
Circuit | GN06_lateral | strategic_undergrounding_three_phase_lateral | 3 | 1311.42 | 1311.42 | 0 | 0 | 1059472.72 | 0 | 1058161.15
Circuit | GN06_main | strategic_undergrounding_main | 1 | 426916.73 | 426916.73 | 0 | 0 | 426916.864 | 0 | 0
Circuit | GN06_main | distribution_circuit_resiliency | 2 | 40601.33 | 40601.33 | 0 | 0 | 790024.457 | 0 | 749423.012
Circuit | GN09_lateral | strategic_undergrounding_single_or_two_phase_lateral | 1 | 758203.21 | 758203.21 | 0 | 0 | 769041.257 | 0 | 10837.9158
Circuit | GN09_lateral | distribution_circuit_resiliency | 2 | 146877.03 | 146877.03 | 0 | 0 | 922830.963 | 0 | 775953.812
Circuit | GN09_lateral | strategic_undergrounding_three_phase_lateral | 3 | 5494.11 | 5494.11 | 0 | 0 | 1501116.58 | 0 | 1495622.32
Circuit | GN09_main | strategic_undergrounding_main | 1 | 521637.27 | 521637.27 | 0 | 0 | 521637.437 | 0 | 0
Circuit | GN09_main | distribution_circuit_resiliency | 2 | 75675.3 | 75675.3 | 0 | 0 | 931858.679 | 0 | 856183.278
Circuit | GN10_lateral | strategic_undergrounding_single_or_two_phase_lateral | 1 | 3404301.95 | 3404301.95 | 0 | 0 | 3476366.12 | 0 | 72064.0413
Circuit | GN10_lateral | distribution_circuit_resiliency | 2 | 366130.88 | 366130.88 | 0 | 0 | 4717987.76 | 0 | 4351856.73
Circuit | GN10_lateral | strategic_undergrounding_three_phase_lateral | 3 | 36532.95 | 36532.95 | 0 | 0 | 6751252.42 | 0 | 6714719.31
Circuit | GN10_main | strategic_undergrounding_main | 1 | 2155129.68 | 2155129.68 | 0 | 0 | 2155129.83 | 0 | 0
Circuit | GN10_main | distribution_circuit_resiliency | 2 | 451351.04 | 451351.04 | 0 | 0 | 3671636.68 | 0 | 3220285.49
Circuit | GN11_lateral | strategic_undergrounding_single_or_two_phase_lateral | 1 | 994668.66 | 994668.66 | 0 | 0 | 3832315.12 | 0 | 2837646.31
Circuit | GN11_lateral | strategic_undergrounding_freeway | 2 | 976171.98 | 976171.98 | 0 | 0 | 3851114.99 | 0 | 2874942.88
Circuit | GN11_lateral | distribution_circuit_resiliency | 3 | 851850.04 | 851850.04 | 0 | 0 | 3699225.67 | 0 | 2847375.52
Circuit | GN11_lateral | strategic_undergrounding_three_phase_lateral | 4 | 463282.97 | 463282.97 | 0 | 0 | 4348165.99 | 0 | 3884882.87
Circuit | GN11_main | strategic_undergrounding_main | 1 | 1268928.5 | 1268928.5 | 0 | 0 | 3262975.92 | 0 | 1994047.26
Circuit | GN11_main | strategic_undergrounding_freeway | 2 | 1011817.95 | 1011817.95 | 0 | 0 | 3512953.3 | 0 | 2501135.2
Circuit | GN11_main | distribution_circuit_resiliency | 3 | 535602.63 | 535602.63 | 0 | 0 | 3808877.01 | 0 | 3273274.26
Circuit | GN12_lateral | strategic_undergrounding_single_or_two_phase_lateral | 1 | 2488471.82 | 2488471.82 | 0 | 0 | 2500028.02 | 0 | 11556.0284
Circuit | GN12_lateral | distribution_circuit_resiliency | 2 | 609047.6 | 609047.6 | 0 | 0 | 2733006.59 | 0 | 2123958.86
Circuit | GN12_lateral | strategic_undergrounding_freeway | 3 | 5858.05 | 5858.05 | 0 | 0 | 4906244.85 | 0 | 4900386.6
Circuit | GN12_main | strategic_undergrounding_main | 1 | 1825608.88 | 1825608.88 | 0 | 0 | 1837165.05 | 0 | 11556.0284
Circuit | GN12_main | distribution_circuit_resiliency | 2 | 985668.23 | 985668.23 | 0 | 0 | 2346564.01 | 0 | 1360895.67
Circuit | GN12_main | strategic_undergrounding_freeway | 3 | 5858.05 | 5858.05 | 0 | 0 | 3607495.26 | 0 | 3601637.01
Circuit | GN14_lateral | strategic_undergrounding_three_phase_lateral | 1 | 0 | 0 | 0 | 0 | 0 | 0 | 0
Circuit | GN15_lateral | distribution_circuit_resiliency | 1 | 0 | 0 | 0 | 0 | 0 | 0 | 0
Circuit | GN15_lateral | strategic_undergrounding_single_or_two_phase_lateral | 2 | 0 | 0 | 0 | 0 | 0 | 0 | 0
Circuit | GN16_lateral | strategic_undergrounding_single_or_two_phase_lateral | 1 | 188199.1 | 188199.1 | 0 | 0 | 189276.327 | 0 | 1077.0912
Circuit | GN16_lateral | distribution_circuit_resiliency | 2 | 39678.27 | 39678.27 | 0 | 0 | 183031.89 | 0 | 143353.505
Circuit | GN16_lateral | strategic_undergrounding_three_phase_lateral | 3 | 546.52 | 546.52 | 0 | 0 | 371674.983 | 0 | 371128.283
Circuit | GN19_lateral | strategic_undergrounding_single_or_two_phase_lateral | 1 | 546.52 | 546.52 | 0 | 0 | 546.7003 | 0 | 0
Circuit | GN19_lateral | distribution_circuit_resiliency | 2 | 0 | 0 | 0 | 0 | 546.7003 | 0 | 546.7003
Circuit | GN19_main | strategic_undergrounding_main | 1 | 546.52 | 546.52 | 0 | 0 | 546.7003 | 0 | 0
Circuit | GN19_main | distribution_circuit_resiliency | 2 | 472.2 | 472.2 | 0 | 0 | 472.3617 | 0 | 0
Circuit | GN41_lateral | strategic_undergrounding_single_or_two_phase_lateral | 1 | 47016.07 | 47016.07 | 0 | 0 | 47016.2228 | 0 | 0
Circuit | GN41_lateral | distribution_circuit_resiliency | 2 | 0 | 0 | 0 | 0 | 47016.2228 | 0 | 47016.2228
Circuit | GN42_lateral | distribution_circuit_resiliency | 1 | 0 | 0 | 0 | 0 | 0 | 0 | 0
Circuit | GN42_lateral | strategic_undergrounding_single_or_two_phase_lateral | 2 | 0 | 0 | 0 | 0 | 0 | 0 | 0
Circuit | GN42_main | strategic_undergrounding_main | 1 | 0 | 0 | 0 | 0 | 0 | 0 | 0
Circuit | GN44_lateral | strategic_undergrounding_single_or_two_phase_lateral | 1 | 102310.97 | 102310.97 | 0 | 0 | 102311.128 | 0 | 0
Circuit | GN44_lateral | distribution_circuit_resiliency | 2 | 0 | 0 | 0 | 0 | 102311.128 | 0 | 102311.128
Circuit | GN44_main | strategic_undergrounding_main | 1 | 102310.97 | 102310.97 | 0 | 0 | 102311.128 | 0 | 0
Circuit | GN44_main | distribution_circuit_resiliency | 2 | 88386.14 | 88386.14 | 0 | 0 | 88386.277 | 0 | 0
Circuit | GN45_main | distribution_circuit_resiliency | 1 | 0 | 0 | 0 | 0 | 0 | 0 | 0
Circuit | GN45_main | strategic_undergrounding_main | 2 | 0 | 0 | 0 | 0 | 0 | 0 | 0
Circuit | GN46_lateral | strategic_undergrounding_single_or_two_phase_lateral | 1 | 546.52 | 546.52 | 0 | 0 | 546.7003 | 0 | 0
Circuit | GN46_lateral | distribution_circuit_resiliency | 2 | 0 | 0 | 0 | 0 | 546.7003 | 0 | 546.7003
Circuit | GN48_lateral | strategic_undergrounding_single_or_two_phase_lateral | 1 | 3197.09 | 3197.09 | 0 | 0 | 3197.2228 | 0 | 0
Circuit | GN48_lateral | distribution_circuit_resiliency | 2 | 0 | 0 | 0 | 0 | 3197.2228 | 0 | 3197.2228
Circuit | GN50_lateral | strategic_undergrounding_single_or_two_phase_lateral | 1 | 45922.69 | 45922.69 | 0 | 0 | 45922.822 | 0 | 0
Circuit | GN50_lateral | distribution_circuit_resiliency | 2 | 39678.27 | 39678.27 | 0 | 0 | 39678.3842 | 0 | 0
Circuit | GN50_main | strategic_undergrounding_main | 1 | 546.52 | 546.52 | 0 | 0 | 546.7003 | 0 | 0
Circuit | GN50_main | distribution_circuit_resiliency | 2 | 472.2 | 472.2 | 0 | 0 | 472.3617 | 0 | 0
Circuit | GN51_lateral | strategic_undergrounding_single_or_two_phase_lateral | 1 | 45922.69 | 45922.69 | 0 | 0 | 45922.822 | 0 | 0
Circuit | GN51_lateral | distribution_circuit_resiliency | 2 | 0 | 0 | 0 | 0 | 45922.822 | 0 | 45922.822
Circuit | GP02_lateral | strategic_undergrounding_single_or_two_phase_lateral | 1 | 299652.8 | 299652.8 | 0 | 0 | 307428.016 | 0 | 7775.0467
Circuit | GP02_lateral | distribution_circuit_resiliency | 2 | 255512.2 | 255512.2 | 0 | 0 | 267285.337 | 0 | 11773.0256
Circuit | GP02_lateral | strategic_undergrounding_three_phase_lateral | 3 | 3946.62 | 3946.62 | 0 | 0 | 594238.185 | 0 | 590291.431
Circuit | GP02_main | strategic_undergrounding_main | 1 | 45068.67 | 45068.67 | 0 | 0 | 45068.8233 | 0 | 0
Circuit | GP02_main | distribution_circuit_resiliency | 2 | 21222.34 | 21222.34 | 0 | 0 | 61610.0819 | 0 | 40387.602
Circuit | GP03_lateral | strategic_undergrounding_single_or_two_phase_lateral | 1 | 79915.07 | 79915.07 | 0 | 0 | 80881.8212 | 0 | 966.5992
Circuit | GP03_lateral | distribution_circuit_resiliency | 2 | 25630.33 | 25630.33 | 0 | 0 | 77340.5749 | 0 | 51710.1052
Circuit | GP03_lateral | strategic_undergrounding_three_phase_lateral | 3 | 491 | 491 | 0 | 0 | 157864.814 | 0 | 157373.654
Circuit | GP03_main | strategic_undergrounding_main | 1 | 212673.65 | 212673.65 | 0 | 0 | 212673.807 | 0 | 0
Circuit | GP03_main | distribution_circuit_resiliency | 2 | 93198.07 | 93198.07 | 0 | 0 | 300067.779 | 0 | 206869.592
Circuit | GP04_lateral | strategic_undergrounding_single_or_two_phase_lateral | 1 | 1697636.19 | 1697636.19 | 0 | 0 | 1825083.81 | 0 | 127447.477
Circuit | GP04_lateral | distribution_circuit_resiliency | 2 | 147004.04 | 147004.04 | 0 | 0 | 2307566.78 | 0 | 2160562.59
Circuit | GP04_lateral | strategic_undergrounding_three_phase_lateral | 3 | 64666.25 | 64666.25 | 0 | 0 | 3411758.31 | 0 | 3347091.91
Circuit | GP04_main | strategic_undergrounding_main | 1 | 1218261.98 | 1218261.98 | 0 | 0 | 1218262.14 | 0 | 0
Circuit | GP04_main | distribution_circuit_resiliency | 2 | 378092.04 | 378092.04 | 0 | 0 | 1916722.1 | 0 | 1538629.91
Circuit | GP05_lateral | strategic_undergrounding_single_or_two_phase_lateral | 1 | 549075.05 | 549075.05 | 0 | 0 | 600031.573 | 0 | 50956.3584
Circuit | GP05_lateral | distribution_circuit_resiliency | 2 | 44576.23 | 44576.23 | 0 | 0 | 755518.755 | 0 | 710942.392
Circuit | GP05_lateral | strategic_undergrounding_three_phase_lateral | 3 | 25866.21 | 25866.21 | 0 | 0 | 1109511.55 | 0 | 1083645.17
Circuit | GP05_main | strategic_undergrounding_main | 1 | 277750.94 | 277750.94 | 0 | 0 | 277751.087 | 0 | 0
Circuit | GP05_main | distribution_circuit_resiliency | 2 | 54015.63 | 54015.63 | 0 | 0 | 478778.02 | 0 | 424762.274
Circuit | GP06_lateral | strategic_undergrounding_single_or_two_phase_lateral | 1 | 1457285.19 | 1457285.19 | 0 | 0 | 1517412.16 | 0 | 60126.8255
Circuit | GP06_lateral | distribution_circuit_resiliency | 2 | 190724.34 | 190724.34 | 0 | 0 | 1835835.35 | 0 | 1645110.88
Circuit | GP06_lateral | strategic_undergrounding_three_phase_lateral | 3 | 28442.23 | 28442.23 | 0 | 0 | 2904917.64 | 0 | 2876475.29
Circuit | GP06_lateral | strategic_undergrounding_freeway | 4 | 2172.92 | 2172.92 | 0 | 0 | 2930212.09 | 0 | 2928039
Circuit | GP06_main | strategic_undergrounding_main | 1 | 1193391.35 | 1193391.35 | 0 | 0 | 1201151.82 | 0 | 7760.3232
Circuit | GP06_main | distribution_circuit_resiliency | 2 | 638606.81 | 638606.81 | 0 | 0 | 1539663.56 | 0 | 901056.619
Circuit | GP06_main | strategic_undergrounding_freeway | 3 | 3938.57 | 3938.57 | 0 | 0 | 2357185.3 | 0 | 2353246.57
Circuit | GP07_lateral | strategic_undergrounding_single_or_two_phase_lateral | 1 | 2134475.84 | 2134475.84 | 0 | 0 | 2551174.16 | 0 | 416698.145
Circuit | GP07_lateral | distribution_circuit_resiliency | 2 | 264326.47 | 264326.47 | 0 | 0 | 3144703.3 | 0 | 2880376.69
Circuit | GP07_lateral | strategic_undergrounding_three_phase_lateral | 3 | 211280.39 | 211280.39 | 0 | 0 | 4420430.82 | 0 | 4209150.26
Circuit | GP07_main | strategic_undergrounding_main | 1 | 1062488.75 | 1062488.75 | 0 | 0 | 1062488.91 | 0 | 0
Circuit | GP07_main | distribution_circuit_resiliency | 2 | 282141.85 | 282141.85 | 0 | 0 | 1733628.4 | 0 | 1451486.41
Circuit | GP08_lateral | strategic_undergrounding_single_or_two_phase_lateral | 1 | 1141445.72 | 1141445.72 | 0 | 0 | 1141445.88 | 0 | 0
Circuit | GP08_lateral | distribution_circuit_resiliency | 2 | 65532.28 | 65532.28 | 0 | 0 | 1516885.7 | 0 | 1451353.31
Circuit | GP08_main | strategic_undergrounding_main | 1 | 372449.76 | 372449.76 | 0 | 0 | 372449.913 | 0 | 0
Circuit | GP08_main | distribution_circuit_resiliency | 2 | 12133.97 | 12133.97 | 0 | 0 | 718474.972 | 0 | 706340.87
Circuit | GP09_lateral | strategic_undergrounding_single_or_two_phase_lateral | 1 | 1273201.51 | 1273201.51 | 0 | 0 | 1368790.18 | 0 | 95588.5241
Circuit | GP09_lateral | distribution_circuit_resiliency | 2 | 111912.18 | 111912.18 | 0 | 0 | 1450460.39 | 0 | 1338548.1
Circuit | GP09_lateral | strategic_undergrounding_three_phase_lateral | 3 | 48546.69 | 48546.69 | 0 | 0 | 2556977.6 | 0 | 2508430.72
Circuit | GP09_main | strategic_undergrounding_main | 1 | 657205.29 | 657205.29 | 0 | 0 | 657205.427 | 0 | 0
Circuit | GP09_main | distribution_circuit_resiliency | 2 | 276256.28 | 276256.28 | 0 | 0 | 941219.318 | 0 | 664962.901
Circuit | GR01_lateral | strategic_undergrounding_single_or_two_phase_lateral | 1 | 3327.71 | 3327.71 | 0 | 0 | 3327.8557 | 0 | 0
Circuit | GR01_lateral | distribution_circuit_resiliency | 2 | 827.37 | 827.37 | 0 | 0 | 4567.4036 | 0 | 3739.9068
Circuit | GR01_main | strategic_undergrounding_main | 1 | 39716.99 | 39716.99 | 0 | 0 | 39717.1461 | 0 | 0
Circuit | GR01_main | distribution_circuit_resiliency | 2 | 16549.8 | 16549.8 | 0 | 0 | 57104.2083 | 0 | 40554.2729
Circuit | GR03_lateral | strategic_undergrounding_single_or_two_phase_lateral | 1 | 1460.09 | 1460.09 | 0 | 0 | 3382.5442 | 0 | 1922.3353
Circuit | GR03_lateral | strategic_undergrounding_three_phase_lateral | 2 | 973.34 | 973.34 | 0 | 0 | 3856.9756 | 0 | 2883.503
Circuit | GR03_lateral | distribution_circuit_resiliency | 3 | 0 | 0 | 0 | 0 | 3382.5442 | 0 | 3382.5442
Circuit | GR03_main | strategic_undergrounding_main | 1 | 9734.58 | 9734.58 | 0 | 0 | 9734.7261 | 0 | 0
Circuit | GR03_main | distribution_circuit_resiliency | 2 | 5887.8 | 5887.8 | 0 | 0 | 11654.941 | 0 | 5767.006
Circuit | GR04_lateral | strategic_undergrounding_single_or_two_phase_lateral | 1 | 11681.51 | 11681.51 | 0 | 0 | 19371.0126 | 0 | 7689.3413
Circuit | GR04_lateral | distribution_circuit_resiliency | 2 | 4205.53 | 4205.53 | 0 | 0 | 18709.3175 | 0 | 14503.6496
Circuit | GR04_lateral | strategic_undergrounding_three_phase_lateral | 3 | 3893.74 | 3893.74 | 0 | 0 | 26961.9144 | 0 | 23068.0239
Circuit | GR04_main | strategic_undergrounding_main | 1 | 19956.03 | 19956.03 | 0 | 0 | 19956.1886 | 0 | 0
Circuit | GR04_main | distribution_circuit_resiliency | 2 | 9672.92 | 9672.92 | 0 | 0 | 27186.3349 | 0 | 17513.2987
Circuit | GR05_lateral | strategic_undergrounding_single_or_two_phase_lateral | 1 | 22876.44 | 22876.44 | 0 | 0 | 22876.6066 | 0 | 0
Circuit | GR05_lateral | distribution_circuit_resiliency | 2 | 0 | 0 | 0 | 0 | 22876.6066 | 0 | 22876.6066
Circuit | GR05_main | strategic_undergrounding_main | 1 | 486.58 | 486.58 | 0 | 0 | 486.7363 | 0 | 0
Circuit | GR05_main | distribution_circuit_resiliency | 2 | 420.44 | 420.44 | 0 | 0 | 420.5668 | 0 | 0
Circuit | GR07_lateral | strategic_undergrounding_single_or_two_phase_lateral | 1 | 1451.43 | 1451.43 | 0 | 0 | 1451.5881 | 0 | 0
Circuit | GR07_lateral | distribution_circuit_resiliency | 2 | 0 | 0 | 0 | 0 | 1451.5881 | 0 | 1451.5881
Circuit | GR07_main | strategic_undergrounding_main | 1 | 486.58 | 486.58 | 0 | 0 | 486.7363 | 0 | 0
Circuit | GR07_main | distribution_circuit_resiliency | 2 | 420.44 | 420.44 | 0 | 0 | 420.5668 | 0 | 0
Circuit | GS01_lateral | strategic_undergrounding_single_or_two_phase_lateral | 1 | 26727.07 | 26727.07 | 0 | 0 | 79506.8806 | 0 | 52779.6543
Circuit | GS01_lateral | strategic_undergrounding_three_phase_lateral | 2 | 26727.07 | 26727.07 | 0 | 0 | 79506.8806 | 0 | 52779.6543
Circuit | GS01_lateral | distribution_circuit_resiliency | 3 | 0 | 0 | 0 | 0 | 79506.8806 | 0 | 79506.8806
Circuit | GS02_lateral | strategic_undergrounding_single_or_two_phase_lateral | 1 | 26727.07 | 26727.07 | 0 | 0 | 26727.2263 | 0 | 0
Circuit | GS02_lateral | distribution_circuit_resiliency | 2 | 0 | 0 | 0 | 0 | 26727.2263 | 0 | 26727.2263
Circuit | GS05_lateral | strategic_undergrounding_single_or_two_phase_lateral | 1 | 4625.71 | 4625.71 | 0 | 0 | 4625.8661 | 0 | 0
Circuit | GS05_lateral | distribution_circuit_resiliency | 2 | 0 | 0 | 0 | 0 | 4625.8661 | 0 | 4625.8661
Circuit | GS09_lateral | strategic_undergrounding_single_or_two_phase_lateral | 1 | 6681.63 | 6681.63 | 0 | 0 | 10741.7799 | 0 | 4059.9734
Circuit | GS09_lateral | strategic_undergrounding_three_phase_lateral | 2 | 2055.76 | 2055.76 | 0 | 0 | 15250.854 | 0 | 13194.9136
Circuit | GS09_lateral | distribution_circuit_resiliency | 3 | 0 | 0 | 0 | 0 | 10741.7799 | 0 | 10741.7799
Circuit | GS10_lateral | strategic_undergrounding_single_or_two_phase_lateral | 1 | 27009.49 | 27009.49 | 0 | 0 | 27009.6182 | 0 | 0
Circuit | GS10_lateral | distribution_circuit_resiliency | 2 | 23332.87 | 23332.87 | 0 | 0 | 23332.9691 | 0 | 0
Circuit | GS13_lateral | strategic_undergrounding_single_or_two_phase_lateral | 1 | 28793.88 | 28793.88 | 0 | 0 | 28794.0278 | 0 | 0
Circuit | GS13_lateral | distribution_circuit_resiliency | 2 | 23973.66 | 23973.66 | 0 | 0 | 25012.614 | 0 | 1038.8315
Circuit | GS14_lateral | strategic_undergrounding_single_or_two_phase_lateral | 1 | 26727.07 | 26727.07 | 0 | 0 | 79506.8806 | 0 | 52779.6543
Circuit | GS14_lateral | strategic_undergrounding_three_phase_lateral | 2 | 26727.07 | 26727.07 | 0 | 0 | 79506.8806 | 0 | 52779.6543
Circuit | GS14_lateral | distribution_circuit_resiliency | 3 | 0 | 0 | 0 | 0 | 79506.8806 | 0 | 79506.8806
Circuit | GS20_lateral | strategic_undergrounding_single_or_two_phase_lateral | 1 | 316614.69 | 316614.69 | 0 | 0 | 558183.252 | 0 | 241568.418
Circuit | GS20_lateral | strategic_undergrounding_three_phase_lateral | 2 | 87377.3 | 87377.3 | 0 | 0 | 781632.921 | 0 | 694255.449
Circuit | GS20_lateral | distribution_circuit_resiliency | 3 | 76360.84 | 76360.84 | 0 | 0 | 590227.472 | 0 | 513866.535
Circuit | GS20_lateral | strategic_undergrounding_freeway | 4 | 34950.82 | 34950.82 | 0 | 0 | 832735.76 | 0 | 797784.771
Circuit | GS20_main | strategic_undergrounding_main | 1 | 284747.61 | 284747.61 | 0 | 0 | 379142.141 | 0 | 94394.3816
Circuit | GS20_main | distribution_circuit_resiliency | 2 | 82132.27 | 82132.27 | 0 | 0 | 551059.333 | 0 | 468926.93
Circuit | GS20_main | strategic_undergrounding_freeway | 3 | 47800.47 | 47800.47 | 0 | 0 | 610106.934 | 0 | 562306.317
Circuit | GS21_lateral | strategic_undergrounding_single_or_two_phase_lateral | 1 | 893642.4 | 893642.4 | 0 | 0 | 1413319.17 | 0 | 519676.592
Circuit | GS21_lateral | strategic_undergrounding_freeway | 2 | 263160.22 | 263160.22 | 0 | 0 | 2027495.49 | 0 | 1764335.11
Circuit | GS21_lateral | distribution_circuit_resiliency | 3 | 0 | 0 | 0 | 0 | 1413319.17 | 0 | 1413319.17
Circuit | GS22_lateral | strategic_undergrounding_single_or_two_phase_lateral | 1 | 434537.36 | 434537.36 | 0 | 0 | 598934.484 | 0 | 164396.981
Circuit | GS22_lateral | strategic_undergrounding_freeway | 2 | 83128.79 | 83128.79 | 0 | 0 | 941389.211 | 0 | 858260.298
Circuit | GS22_lateral | distribution_circuit_resiliency | 3 | 72483.26 | 72483.26 | 0 | 0 | 597792.239 | 0 | 525308.863
Circuit | GS22_lateral | strategic_undergrounding_three_phase_lateral | 4 | 130.17 | 130.17 | 0 | 0 | 1022273.03 | 0 | 1022142.73
Circuit | GS22_main | strategic_undergrounding_main | 1 | 532259.42 | 532259.42 | 0 | 0 | 532259.577 | 0 | 0
Circuit | GS22_main | distribution_circuit_resiliency | 2 | 224990.97 | 224990.97 | 0 | 0 | 761661.056 | 0 | 536669.957
Circuit | GS23_lateral | strategic_undergrounding_single_or_two_phase_lateral | 1 | 27009.49 | 27009.49 | 0 | 0 | 27009.6182 | 0 | 0
Circuit | GS23_lateral | distribution_circuit_resiliency | 2 | 0 | 0 | 0 | 0 | 27009.6182 | 0 | 27009.6182
Circuit | GS25_lateral | strategic_undergrounding_freeway | 1 | 117188.47 | 117188.47 | 0 | 0 | 117188.608 | 0 | 0
Circuit | GS25_main | strategic_undergrounding_freeway | 1 | 339827.11 | 339827.11 | 0 | 0 | 339827.241 | 0 | 0
Circuit | GS26_lateral | strategic_undergrounding_freeway | 1 | 26727.07 | 26727.07 | 0 | 0 | 26727.2263 | 0 | 0
Circuit | GS27_lateral | strategic_undergrounding_single_or_two_phase_lateral | 1 | 54250.68 | 54250.68 | 0 | 0 | 54250.8295 | 0 | 0
Circuit | GS27_lateral | distribution_circuit_resiliency | 2 | 0 | 0 | 0 | 0 | 54250.8295 | 0 | 54250.8295
Circuit | GS27_main | strategic_undergrounding_main | 1 | 144429.67 | 144429.67 | 0 | 0 | 144429.82 | 0 | 0
Circuit | GS27_main | distribution_circuit_resiliency | 2 | 124752.32 | 124752.32 | 0 | 0 | 124752.462 | 0 | 0
Circuit | GS28_lateral | strategic_undergrounding_single_or_two_phase_lateral | 1 | 184155.31 | 184155.31 | 0 | 0 | 208910.78 | 0 | 24755.3332
Circuit | GS28_lateral | strategic_undergrounding_freeway | 2 | 12536.62 | 12536.62 | 0 | 0 | 376170.578 | 0 | 363633.791
Circuit | GS28_lateral | distribution_circuit_resiliency | 3 | 0 | 0 | 0 | 0 | 208910.78 | 0 | 208910.78
Circuit | GS28_lateral | strategic_undergrounding_three_phase_lateral | 4 | 0 | 0 | 0 | 0 | 388389.124 | 0 | 388389.124
Circuit | GS28_main | strategic_undergrounding_freeway | 1 | 5139.69 | 5139.69 | 0 | 0 | 11258.0608 | 0 | 6118.2096
Circuit | GS28_main | strategic_undergrounding_main | 2 | 3098.16 | 3098.16 | 0 | 0 | 13248.2118 | 0 | 10149.9335
Circuit | GS28_main | distribution_circuit_resiliency | 3 | 2232.13 | 2232.13 | 0 | 0 | 13397.1619 | 0 | 11164.9269
Circuit | GS29_lateral | strategic_undergrounding_freeway | 1 | 12335.51 | 12335.51 | 0 | 0 | 27560.5433 | 0 | 15224.9003
Circuit | GS29_lateral | strategic_undergrounding_single_or_two_phase_lateral | 2 | 5653.67 | 5653.67 | 0 | 0 | 34073.6501 | 0 | 28419.8137
Circuit | GS29_lateral | strategic_undergrounding_three_phase_lateral | 3 | 2055.76 | 2055.76 | 0 | 0 | 37580.7077 | 0 | 35524.7672
Circuit | GS29_lateral | distribution_circuit_resiliency | 4 | 1775.68 | 1775.68 | 0 | 0 | 34294.5536 | 0 | 32518.7178
Circuit | GS29_main | strategic_undergrounding_main | 1 | 29810.97 | 29810.97 | 0 | 0 | 73455.8513 | 0 | 43644.7141
Circuit | GS29_main | strategic_undergrounding_freeway | 2 | 22101.21 | 22101.21 | 0 | 0 | 80970.9746 | 0 | 58869.6142
Circuit | GS29_main | distribution_circuit_resiliency | 3 | 12874.66 | 12874.66 | 0 | 0 | 85954.3304 | 0 | 73079.5212
Circuit | GS30_lateral | strategic_undergrounding_single_or_two_phase_lateral | 1 | 53968.26 | 53968.26 | 0 | 0 | 61073.3912 | 0 | 7104.9535
Circuit | GS30_lateral | distribution_circuit_resiliency | 2 | 23529.69 | 23529.69 | 0 | 0 | 57362.0035 | 0 | 33832.1797
Circuit | GS30_lateral | strategic_undergrounding_three_phase_lateral | 3 | 3597.74 | 3597.74 | 0 | 0 | 110172.198 | 0 | 106574.302
Circuit | GS30_main | strategic_undergrounding_main | 1 | 513.82 | 513.82 | 0 | 0 | 513.9851 | 0 | 0
Circuit | GS30_main | distribution_circuit_resiliency | 2 | 443.82 | 443.82 | 0 | 0 | 443.9589 | 0 | 0
Circuit | GT01_lateral | strategic_undergrounding_single_or_two_phase_lateral | 1 | 937393.99 | 937393.99 | 0 | 0 | 940545.798 | 0 | 3151.6442
Circuit | GT01_lateral | distribution_circuit_resiliency | 2 | 211400.04 | 211400.04 | 0 | 0 | 968336.925 | 0 | 756936.799
Circuit | GT01_lateral | strategic_undergrounding_three_phase_lateral | 3 | 1597.54 | 1597.54 | 0 | 0 | 1851335.2 | 0 | 1849737.5
Circuit | GT01_lateral | strategic_undergrounding_freeway | 4 | 0 | 0 | 0 | 0 | 1852889.14 | 0 | 1852889.14
Circuit | GT01_main | strategic_undergrounding_main | 1 | 786243.93 | 786243.93 | 0 | 0 | 786244.081 | 0 | 0
Circuit | GT01_main | distribution_circuit_resiliency | 2 | 232650.63 | 232650.63 | 0 | 0 | 1252668.33 | 0 | 1020017.57
Circuit | GT02_lateral | distribution_circuit_resiliency | 1 | 0 | 0 | 0 | 0 | 0 | 0 | 0
Circuit | GT02_lateral | strategic_undergrounding_freeway | 2 | 0 | 0 | 0 | 0 | 0 | 0 | 0
Circuit | GT02_lateral | strategic_undergrounding_single_or_two_phase_lateral | 3 | 0 | 0 | 0 | 0 | 0 | 0 | 0
Circuit | GT02_main | distribution_circuit_resiliency | 1 | 0 | 0 | 0 | 0 | 0 | 0 | 0
Circuit | GT02_main | strategic_undergrounding_freeway | 2 | 0 | 0 | 0 | 0 | 0 | 0 | 0
Circuit | GT02_main | strategic_undergrounding_main | 3 | 0 | 0 | 0 | 0 | 0 | 0 | 0
Circuit | GT03_lateral | strategic_undergrounding_single_or_two_phase_lateral | 1 | 1606428.2 | 1606428.2 | 0 | 0 | 1994068.49 | 0 | 387640.167
Circuit | GT03_lateral | distribution_circuit_resiliency | 2 | 408247.24 | 408247.24 | 0 | 0 | 2127739.05 | 0 | 1719491.67
Circuit | GT03_lateral | strategic_undergrounding_freeway | 3 | 195974.68 | 195974.68 | 0 | 0 | 3369042.17 | 0 | 3173067.34
Circuit | GT03_lateral | strategic_undergrounding_three_phase_lateral | 4 | 313.91 | 313.91 | 0 | 0 | 3559781.12 | 0 | 3559467.05
Circuit | GT03_main | strategic_undergrounding_main | 1 | 1206312.88 | 1206312.88 | 0 | 0 | 1224919.76 | 0 | 18606.7278
Circuit | GT03_main | distribution_circuit_resiliency | 2 | 190967.42 | 190967.42 | 0 | 0 | 2155217.79 | 0 | 1964250.25
Circuit | GT03_main | strategic_undergrounding_freeway | 3 | 9421.71 | 9421.71 | 0 | 0 | 2391703.27 | 0 | 2382281.4
Circuit | GT04_lateral | strategic_undergrounding_single_or_two_phase_lateral | 1 | 2029564.74 | 2029564.74 | 0 | 0 | 2029564.9 | 0 | 0
Circuit | GT04_lateral | distribution_circuit_resiliency | 2 | 292051.72 | 292051.72 | 0 | 0 | 2267653.3 | 0 | 1975601.48
Circuit | GT04_lateral | strategic_undergrounding_freeway | 3 | 0 | 0 | 0 | 0 | 4006412.96 | 0 | 4006412.96
Circuit | GT04_main | strategic_undergrounding_main | 1 | 1680137.78 | 1680137.78 | 0 | 0 | 1680137.92 | 0 | 0
Circuit | GT04_main | distribution_circuit_resiliency | 2 | 557628.82 | 557628.82 | 0 | 0 | 2599779.79 | 0 | 2042150.85
Circuit | GT05_lateral | strategic_undergrounding_single_or_two_phase_lateral | 1 | 553189 | 553189 | 0 | 0 | 772750.383 | 0 | 219561.234
Circuit | GT05_lateral | strategic_undergrounding_freeway | 2 | 111178.83 | 111178.83 | 0 | 0 | 1202483.48 | 0 | 1091304.51
Circuit | GT05_lateral | distribution_circuit_resiliency | 3 | 75503.87 | 75503.87 | 0 | 0 | 885413.883 | 0 | 809909.884
Circuit | GT05_main | strategic_undergrounding_main | 1 | 187945.08 | 187945.08 | 0 | 0 | 450870.617 | 0 | 262925.384
Circuit | GT05_main | strategic_undergrounding_freeway | 2 | 133137.06 | 133137.06 | 0 | 0 | 503987.277 | 0 | 370850.06
Circuit | GT05_main | distribution_circuit_resiliency | 3 | 38039.64 | 38039.64 | 0 | 0 | 584883.487 | 0 | 546843.704
Circuit | GT06_lateral | strategic_undergrounding_single_or_two_phase_lateral | 1 | 678755.48 | 678755.48 | 0 | 0 | 738980.364 | 0 | 60224.7284
Circuit | GT06_lateral | distribution_circuit_resiliency | 2 | 76830.87 | 76830.87 | 0 | 0 | 802771.698 | 0 | 725940.703
Circuit | GT06_lateral | strategic_undergrounding_freeway | 3 | 29964.78 | 29964.78 | 0 | 0 | 1371171.04 | 0 | 1341206.09
Circuit | GT06_lateral | strategic_undergrounding_three_phase_lateral | 4 | 531.58 | 531.58 | 0 | 0 | 1399865.38 | 0 | 1399333.65
Circuit | GT06_main | strategic_undergrounding_main | 1 | 676250.17 | 676250.17 | 0 | 0 | 907763.998 | 0 | 231513.681
Circuit | GT06_main | distribution_circuit_resiliency | 2 | 231568.74 | 231568.74 | 0 | 0 | 1269052.05 | 0 | 1037483.2
Circuit | GT06_main | strategic_undergrounding_freeway | 3 | 117231.14 | 117231.14 | 0 | 0 | 1452671.58 | 0 | 1335440.27
Circuit | GT07_lateral | distribution_circuit_resiliency | 1 | 0 | 0 | 0 | 0 | 0 | 0 | 0
Circuit | GT07_lateral | strategic_undergrounding_freeway | 2 | 0 | 0 | 0 | 0 | 0 | 0 | 0
Circuit | GT07_lateral | strategic_undergrounding_single_or_two_phase_lateral | 3 | 0 | 0 | 0 | 0 | 0 | 0 | 0
Circuit | GT07_main | distribution_circuit_resiliency | 1 | 0 | 0 | 0 | 0 | 0 | 0 | 0
Circuit | GT07_main | strategic_undergrounding_main | 2 | 0 | 0 | 0 | 0 | 0 | 0 | 0
Circuit | GT08_lateral | strategic_undergrounding_single_or_two_phase_lateral | 1 | 1007562.85 | 1007562.85 | 0 | 0 | 1715600.37 | 0 | 708037.358
Circuit | GT08_lateral | strategic_undergrounding_freeway | 2 | 356950.8 | 356950.8 | 0 | 0 | 2349118.99 | 0 | 1992168.05
Circuit | GT08_lateral | distribution_circuit_resiliency | 3 | 261363.26 | 261363.26 | 0 | 0 | 1863469.75 | 0 | 1602106.34
Circuit | GT08_lateral | strategic_undergrounding_three_phase_lateral | 4 | 1576.95 | 1576.95 | 0 | 0 | 2695553.45 | 0 | 2693976.34
Circuit | GT08_main | strategic_undergrounding_main | 1 | 1140245.18 | 1140245.18 | 0 | 0 | 1141283.53 | 0 | 1038.1779
Circuit | GT08_main | distribution_circuit_resiliency | 2 | 286963.6 | 286963.6 | 0 | 0 | 1883681.43 | 0 | 1596717.69
Circuit | GT08_main | strategic_undergrounding_freeway | 3 | 525.55 | 525.55 | 0 | 0 | 2252333.67 | 0 | 2251807.97
Circuit | GT09_lateral | strategic_undergrounding_single_or_two_phase_lateral | 1 | 353690.04 | 353690.04 | 0 | 0 | 390103.676 | 0 | 36413.5121
Circuit | GT09_lateral | strategic_undergrounding_freeway | 2 | 15980.77 | 15980.77 | 0 | 0 | 719249.625 | 0 | 703268.703
Circuit | GT09_lateral | distribution_circuit_resiliency | 3 | 9606.94 | 9606.94 | 0 | 0 | 449668.669 | 0 | 440061.586
Circuit | GT09_lateral | strategic_undergrounding_three_phase_lateral | 4 | 2457.71 | 2457.71 | 0 | 0 | 732432.404 | 0 | 729974.544
Circuit | GT09_main | strategic_undergrounding_main | 1 | 282522.59 | 282522.59 | 0 | 0 | 339453.134 | 0 | 56930.3804
Circuit | GT09_main | distribution_circuit_resiliency | 2 | 85789.38 | 85789.38 | 0 | 0 | 504498.802 | 0 | 418709.289
Circuit | GT09_main | strategic_undergrounding_freeway | 3 | 28827.63 | 28827.63 | 0 | 0 | 586760.171 | 0 | 557932.401
Circuit | GT10_lateral | strategic_undergrounding_single_or_two_phase_lateral | 1 | 489825.73 | 489825.73 | 0 | 0 | 535505.687 | 0 | 45679.8294
Circuit | GT10_lateral | distribution_circuit_resiliency | 2 | 218141.18 | 218141.18 | 0 | 0 | 510899.398 | 0 | 292758.1
Circuit | GT10_lateral | strategic_undergrounding_freeway | 3 | 21553.59 | 21553.59 | 0 | 0 | 991929.401 | 0 | 970375.663
Circuit | GT10_lateral | strategic_undergrounding_three_phase_lateral | 4 | 1576.95 | 1576.95 | 0 | 0 | 1011403.53 | 0 | 1009826.42
Circuit | GT10_main | strategic_undergrounding_main | 1 | 658616.9 | 658616.9 | 0 | 0 | 712602.314 | 0 | 53985.2532
Circuit | GT10_main | distribution_circuit_resiliency | 2 | 214944.56 | 214944.56 | 0 | 0 | 1078103.53 | 0 | 863158.832
Circuit | GT10_main | strategic_undergrounding_freeway | 3 | 27336.31 | 27336.31 | 0 | 0 | 1327926.93 | 0 | 1300590.48
Circuit | GT11_lateral | strategic_undergrounding_single_or_two_phase_lateral | 1 | 2219516.23 | 2219516.23 | 0 | 0 | 4879617.8 | 0 | 2660101.41
Circuit | GT11_lateral | strategic_undergrounding_freeway | 2 | 1335308.93 | 1335308.93 | 0 | 0 | 5740528.01 | 0 | 4405218.94
Circuit | GT11_lateral | distribution_circuit_resiliency | 3 | 261593.7 | 261593.7 | 0 | 0 | 5721384.71 | 0 | 5459790.85
Circuit | GT11_lateral | strategic_undergrounding_three_phase_lateral | 4 | 11968.71 | 11968.71 | 0 | 0 | 7030025.92 | 0 | 7018057.06
Circuit | GT11_main | strategic_undergrounding_main | 1 | 1326531.85 | 1326531.85 | 0 | 0 | 3508863.16 | 0 | 2182331.17
Circuit | GT11_main | strategic_undergrounding_freeway | 2 | 1105298.55 | 1105298.55 | 0 | 0 | 3724185.15 | 0 | 2618886.45
Circuit | GT11_main | distribution_circuit_resiliency | 3 | 84508.69 | 84508.69 | 0 | 0 | 4692540.33 | 0 | 4608031.51
Circuit | GT12_lateral | strategic_undergrounding_single_or_two_phase_lateral | 1 | 3065058.01 | 3065058.01 | 0 | 0 | 3085607.42 | 0 | 20549.258
Circuit | GT12_lateral | distribution_circuit_resiliency | 2 | 898559.44 | 898559.44 | 0 | 0 | 3518646.59 | 0 | 2620087.04
Circuit | GT12_lateral | strategic_undergrounding_freeway | 3 | 10407.55 | 10407.55 | 0 | 0 | 6063151.93 | 0 | 6052744.23
Circuit | GT12_lateral | strategic_undergrounding_three_phase_lateral | 4 | 0 | 0 | 0 | 0 | 6073293.48 | 0 | 6073293.48
Circuit | GT12_main | strategic_undergrounding_main | 1 | 2649585.25 | 2649585.25 | 0 | 0 | 2698903.6 | 0 | 49318.2191
Circuit | GT12_main | distribution_circuit_resiliency | 2 | 971104.76 | 971104.76 | 0 | 0 | 4032314.35 | 0 | 3061209.48
Circuit | GT12_main | strategic_undergrounding_freeway | 3 | 24978.34 | 24978.34 | 0 | 0 | 5257049.11 | 0 | 5232070.6
Circuit | GT13_main | strategic_undergrounding_main | 1 | 1728.4 | 1728.4 | 0 | 0 | 1728.5141 | 0 | 0
Circuit | GT13_main | distribution_circuit_resiliency | 2 | 1492.82 | 1492.82 | 0 | 0 | 1492.9221 | 0 | 0
Circuit | GV01_lateral | strategic_undergrounding_single_or_two_phase_lateral | 1 | 2434.18 | 2434.18 | 0 | 0 | 2434.3316 | 0 | 0
Circuit | GV01_lateral | distribution_circuit_resiliency | 2 | 0 | 0 | 0 | 0 | 2434.3316 | 0 | 2434.3316
Circuit | GV01_main | strategic_undergrounding_main | 1 | 80886.44 | 80886.44 | 0 | 0 | 80886.5817 | 0 | 0
Circuit | GV01_main | distribution_circuit_resiliency | 2 | 68873.52 | 68873.52 | 0 | 0 | 71214.7849 | 0 | 2341.1311
Circuit | GV02_lateral | strategic_undergrounding_single_or_two_phase_lateral | 1 | 5352029.34 | 5352029.34 | 0 | 0 | 5385898.07 | 0 | 33868.5745
Circuit | GV02_lateral | distribution_circuit_resiliency | 2 | 325128.16 | 325128.16 | 0 | 0 | 8923864.43 | 0 | 8598736.14
Circuit | GV02_lateral | strategic_undergrounding_three_phase_lateral | 3 | 17212.26 | 17212.26 | 0 | 0 | 10552600.5 | 0 | 10535388.1
Circuit | GV02_main | strategic_undergrounding_main | 1 | 3588885.62 | 3588885.62 | 0 | 0 | 3588885.8 | 0 | 0
Circuit | GV02_main | distribution_circuit_resiliency | 2 | 508096.42 | 508096.42 | 0 | 0 | 6413036.48 | 0 | 5904939.91
Circuit | GV03_lateral | strategic_undergrounding_single_or_two_phase_lateral | 1 | 3204203.13 | 3204203.13 | 0 | 0 | 3205549.94 | 0 | 1346.6842
Circuit | GV03_lateral | distribution_circuit_resiliency | 2 | 453748.35 | 453748.35 | 0 | 0 | 4789647.91 | 0 | 4335899.44
Circuit | GV03_lateral | strategic_undergrounding_three_phase_lateral | 3 | 684.22 | 684.22 | 0 | 0 | 6305908.65 | 0 | 6305224.25
Circuit | GV03_main | strategic_undergrounding_main | 1 | 1983971.52 | 1983971.52 | 0 | 0 | 1983971.66 | 0 | 0
Circuit | GV03_main | distribution_circuit_resiliency | 2 | 53262.18 | 53262.18 | 0 | 0 | 3836041.31 | 0 | 3782778.98
Circuit | GV04_lateral | strategic_undergrounding_single_or_two_phase_lateral | 1 | 8398125.4 | 8398125.4 | 0 | 0 | 9395966.83 | 0 | 997841.308
Circuit | GV04_lateral | distribution_circuit_resiliency | 2 | 2158456.44 | 2158456.44 | 0 | 0 | 11389309.2 | 0 | 9230852.62
Circuit | GV04_lateral | strategic_undergrounding_three_phase_lateral | 3 | 507694.18 | 507694.18 | 0 | 0 | 17027884.5 | 0 | 16520190.2
Circuit | GV04_main | strategic_undergrounding_main | 1 | 3403682.74 | 3403682.74 | 0 | 0 | 3403682.92 | 0 | 0
Circuit | GV04_main | distribution_circuit_resiliency | 2 | 564352.45 | 564352.45 | 0 | 0 | 5977848.7 | 0 | 5413496.12
Circuit | GV05_lateral | strategic_undergrounding_single_or_two_phase_lateral | 1 | 1493387.9 | 1493387.9 | 0 | 0 | 1992753.69 | 0 | 499365.654
Circuit | GV05_lateral | distribution_circuit_resiliency | 2 | 358297.19 | 358297.19 | 0 | 0 | 2128887.99 | 0 | 1770590.67
Circuit | GV05_lateral | strategic_undergrounding_three_phase_lateral | 3 | 253674.01 | 253674.01 | 0 | 0 | 3192841.77 | 0 | 2939167.61
Circuit | GV05_main | strategic_undergrounding_main | 1 | 939645.02 | 939645.02 | 0 | 0 | 939645.132 | 0 | 0
Circuit | GV05_main | distribution_circuit_resiliency | 2 | 427516.65 | 427516.65 | 0 | 0 | 1303210.6 | 0 | 875693.818
Circuit | GV06_lateral | strategic_undergrounding_single_or_two_phase_lateral | 1 | 9266967.38 | 9266967.38 | 0 | 0 | 9266967.52 | 0 | 0
Circuit | GV06_lateral | distribution_circuit_resiliency | 2 | 1984202.11 | 1984202.11 | 0 | 0 | 11766087.1 | 0 | 9781884.87
Circuit | GV06_main | strategic_undergrounding_main | 1 | 8123400.41 | 8123400.41 | 0 | 0 | 8123400.58 | 0 | 0
Circuit | GV06_main | distribution_circuit_resiliency | 2 | 1676806.3 | 1676806.3 | 0 | 0 | 13842147.5 | 0 | 12165341
Circuit | GV07_lateral | strategic_undergrounding_single_or_two_phase_lateral | 1 | 1204520.66 | 1204520.66 | 0 | 0 | 1205235.32 | 0 | 714.4887
Circuit | GV07_lateral | distribution_circuit_resiliency | 2 | 175146.7 | 175146.7 | 0 | 0 | 1640012.73 | 0 | 1464865.9
Circuit | GV07_lateral | strategic_undergrounding_three_phase_lateral | 3 | 362.98 | 362.98 | 0 | 0 | 2370192.97 | 0 | 2369829.86
Circuit | GV07_main | strategic_undergrounding_main | 1 | 1076375.73 | 1076375.73 | 0 | 0 | 1076375.85 | 0 | 0
Circuit | GV07_main | distribution_circuit_resiliency | 2 | 368747.39 | 368747.39 | 0 | 0 | 1647039.28 | 0 | 1278291.76
Circuit | GW01_lateral | strategic_undergrounding_single_or_two_phase_lateral | 1 | 7870975.08 | 7870975.08 | 0 | 0 | 7926861.14 | 0 | 55885.9137
Circuit | GW01_lateral | distribution_circuit_resiliency | 2 | 1940047.78 | 1940047.78 | 0 | 0 | 9767098.67 | 0 | 7827050.78
Circuit | GW01_lateral | strategic_undergrounding_three_phase_lateral | 3 | 28300.54 | 28300.54 | 0 | 0 | 15561828.3 | 0 | 15533527.6
Circuit | GW01_main | strategic_undergrounding_main | 1 | 3236102.86 | 3236102.86 | 0 | 0 | 3236103.04 | 0 | 0
Circuit | GW01_main | distribution_circuit_resiliency | 2 | 1320696.63 | 1320696.63 | 0 | 0 | 4692050.8 | 0 | 3371354.04
Circuit | GW02_lateral | strategic_undergrounding_single_or_two_phase_lateral | 1 | 13451253.1 | 13451253.1 | 0 | 0 | 14909331 | 0 | 1458077.78
Circuit | GW02_lateral | distribution_circuit_resiliency | 2 | 3253987.63 | 3253987.63 | 0 | 0 | 18249370.1 | 0 | 14995382.4
Circuit | GW02_lateral | strategic_undergrounding_three_phase_lateral | 3 | 738985.8 | 738985.8 | 0 | 0 | 27286378.4 | 0 | 26547392.4
Circuit | GW02_main | strategic_undergrounding_main | 1 | 12199349.9 | 12199349.9 | 0 | 0 | 12199350 | 0 | 0
Circuit | GW02_main | distribution_circuit_resiliency | 2 | 3877317.17 | 3877317.17 | 0 | 0 | 19096704.3 | 0 | 15219387.1
Circuit | GW03_lateral | strategic_undergrounding_single_or_two_phase_lateral | 1 | 1586125.53 | 1586125.53 | 0 | 0 | 1697021.53 | 0 | 110895.883
Circuit | GW03_lateral | distribution_circuit_resiliency | 2 | 360419.28 | 360419.28 | 0 | 0 | 1909353.89 | 0 | 1548934.49
Circuit | GW03_lateral | strategic_undergrounding_three_phase_lateral | 3 | 56152.51 | 56152.51 | 0 | 0 | 3187528.77 | 0 | 3131376.11
Circuit | GW03_main | strategic_undergrounding_main | 1 | 952600.76 | 952600.76 | 0 | 0 | 952600.92 | 0 | 0
Circuit | GW03_main | distribution_circuit_resiliency | 2 | 618277.35 | 618277.35 | 0 | 0 | 1085858.94 | 0 | 467581.455
Circuit | GW06_lateral | strategic_undergrounding_single_or_two_phase_lateral | 1 | 1580136.39 | 1580136.39 | 0 | 0 | 1580136.55 | 0 | 0
Circuit | GW06_lateral | distribution_circuit_resiliency | 2 | 316695.54 | 316695.54 | 0 | 0 | 2020568.22 | 0 | 1703872.54
Circuit | GW06_main | strategic_undergrounding_main | 1 | 910928.21 | 910928.21 | 0 | 0 | 910928.366 | 0 | 0
Circuit | GW06_main | distribution_circuit_resiliency | 2 | 370367.56 | 370367.56 | 0 | 0 | 1322494.28 | 0 | 952126.581
Circuit | GW07_lateral | strategic_undergrounding_single_or_two_phase_lateral | 1 | 3294853.76 | 3294853.76 | 0 | 0 | 3440938.05 | 0 | 146084.127
Circuit | GW07_lateral | distribution_circuit_resiliency | 2 | 490602.45 | 490602.45 | 0 | 0 | 4271495 | 0 | 3780892.43
Circuit | GW07_lateral | strategic_undergrounding_three_phase_lateral | 3 | 73970.72 | 73970.72 | 0 | 0 | 6576277.57 | 0 | 6502306.71
Circuit | GW07_main | strategic_undergrounding_main | 1 | 3104596.53 | 3104596.53 | 0 | 0 | 3104596.68 | 0 | 0
Circuit | GW07_main | distribution_circuit_resiliency | 2 | 1539509.82 | 1539509.82 | 0 | 0 | 4149557.28 | 0 | 2610047.33
Circuit | GZ41_lateral | strategic_undergrounding_single_or_two_phase_lateral | 1 | 630774.14 | 630774.14 | 0 | 0 | 989387.206 | 0 | 358612.901
Circuit | GZ41_lateral | strategic_undergrounding_three_phase_lateral | 2 | 181538.24 | 181538.24 | 0 | 0 | 1427304.4 | 0 | 1245766.01
Circuit | GZ41_lateral | distribution_circuit_resiliency | 3 | 101648.39 | 101648.39 | 0 | 0 | 1087645.61 | 0 | 985997.096
Circuit | GZ41_main | strategic_undergrounding_main | 1 | 1827975.98 | 1827975.98 | 0 | 0 | 1827976.13 | 0 | 0
Circuit | GZ41_main | distribution_circuit_resiliency | 2 | 717735.16 | 717735.16 | 0 | 0 | 2687228.4 | 0 | 1969493.11
Circuit | GZ42_lateral | strategic_undergrounding_single_or_two_phase_lateral | 1 | 696086.22 | 696086.22 | 0 | 0 | 706319.733 | 0 | 10233.3468
Circuit | GZ42_lateral | distribution_circuit_resiliency | 2 | 256306.7 | 256306.7 | 0 | 0 | 761334.892 | 0 | 505028.067
Circuit | GZ42_lateral | strategic_undergrounding_three_phase_lateral | 3 | 5190.33 | 5190.33 | 0 | 0 | 1378972.03 | 0 | 1373781.56
Circuit | GZ42_main | strategic_undergrounding_main | 1 | 966064.7 | 966064.7 | 0 | 0 | 966064.844 | 0 | 0
Circuit | GZ42_main | distribution_circuit_resiliency | 2 | 269895.43 | 269895.43 | 0 | 0 | 1559980.49 | 0 | 1290084.92
Circuit | GZ43_lateral | strategic_undergrounding_single_or_two_phase_lateral | 1 | 4787654.95 | 4787654.95 | 0 | 0 | 5848833.02 | 0 | 1061177.94
Circuit | GZ43_lateral | distribution_circuit_resiliency | 2 | 761066.11 | 761066.11 | 0 | 0 | 6351966.54 | 0 | 5590900.29
Circuit | GZ43_lateral | strategic_undergrounding_three_phase_lateral | 3 | 533780.05 | 533780.05 | 0 | 0 | 9978018.4 | 0 | 9444238.22
Circuit | GZ43_lateral | strategic_undergrounding_freeway | 4 | 3455.25 | 3455.25 | 0 | 0 | 10495247.5 | 0 | 10491792.1
Circuit | GZ43_main | strategic_undergrounding_main | 1 | 7186693.88 | 7186693.88 | 0 | 0 | 7372322.28 | 0 | 185628.224
Circuit | GZ43_main | distribution_circuit_resiliency | 2 | 3153516.87 | 3153516.87 | 0 | 0 | 10273114.5 | 0 | 7119597.45
Circuit | GZ43_main | strategic_undergrounding_freeway | 3 | 94159.49 | 94159.49 | 0 | 0 | 14255338.2 | 0 | 14161178.6
Circuit | GZ44_lateral | strategic_undergrounding_single_or_two_phase_lateral | 1 | 3474131.36 | 3474131.36 | 0 | 0 | 3648781.33 | 0 | 174649.814
Circuit | GZ44_lateral | distribution_circuit_resiliency | 2 | 1047437.77 | 1047437.77 | 0 | 0 | 4085152.37 | 0 | 3037714.49
Circuit | GZ44_lateral | strategic_undergrounding_three_phase_lateral | 3 | 88467.39 | 88467.39 | 0 | 0 | 6947815.97 | 0 | 6859348.43
Circuit | GZ44_main | strategic_undergrounding_main | 1 | 5794230.21 | 5794230.21 | 0 | 0 | 5807541.56 | 0 | 13311.1987
Circuit | GZ44_main | distribution_circuit_resiliency | 2 | 2350172.03 | 2350172.03 | 0 | 0 | 8433156.83 | 0 | 6082984.68
Circuit | GZ44_main | strategic_undergrounding_freeway | 3 | 6740.65 | 6740.65 | 0 | 0 | 11448011.1 | 0 | 11441270.4
Circuit | GZ45_lateral | strategic_undergrounding_single_or_two_phase_lateral | 1 | 6334997.64 | 6334997.64 | 0 | 0 | 6733834.38 | 0 | 398836.594
Circuit | GZ45_lateral | distribution_circuit_resiliency | 2 | 1109485.7 | 1109485.7 | 0 | 0 | 7522825.94 | 0 | 6413340.13
Circuit | GZ45_lateral | strategic_undergrounding_three_phase_lateral | 3 | 191570.99 | 191570.99 | 0 | 0 | 12712817.6 | 0 | 12521246.5
Circuit | GZ45_lateral | strategic_undergrounding_freeway | 4 | 10813.02 | 10813.02 | 0 | 0 | 12888278.6 | 0 | 12877465.4
Circuit | GZ45_main | strategic_undergrounding_main | 1 | 10768037.1 | 10768037.1 | 0 | 0 | 10810654.9 | 0 | 42617.7161
Circuit | GZ45_main | distribution_circuit_resiliency | 2 | 4254531.7 | 4254531.7 | 0 | 0 | 15825733.4 | 0 | 11571201.6
Circuit | GZ45_main | strategic_undergrounding_freeway | 3 | 21626.22 | 21626.22 | 0 | 0 | 21263899.7 | 0 | 21242273.3
Circuit | GZ46_lateral | strategic_undergrounding_single_or_two_phase_lateral | 1 | 2513599.98 | 2513599.98 | 0 | 0 | 2792597.6 | 0 | 278997.485
Circuit | GZ46_lateral | distribution_circuit_resiliency | 2 | 616792.55 | 616792.55 | 0 | 0 | 3261648.45 | 0 | 2644855.79
Circuit | GZ46_lateral | strategic_undergrounding_three_phase_lateral | 3 | 83558.83 | 83558.83 | 0 | 0 | 5162053.72 | 0 | 5078494.73
Circuit | GZ46_lateral | strategic_undergrounding_freeway | 4 | 57672.26 | 57672.26 | 0 | 0 | 5187194.19 | 0 | 5129521.79
Circuit | GZ46_main | strategic_undergrounding_main | 1 | 3345875.38 | 3345875.38 | 0 | 0 | 3462858.65 | 0 | 116983.111
Circuit | GZ46_main | distribution_circuit_resiliency | 2 | 1150495.61 | 1150495.61 | 0 | 0 | 5245749.15 | 0 | 4095253.38
Circuit | GZ46_main | strategic_undergrounding_freeway | 3 | 59190.68 | 59190.68 | 0 | 0 | 6667090.63 | 0 | 6607899.79
Circuit | GZ47_lateral | strategic_undergrounding_single_or_two_phase_lateral | 1 | 613790.3 | 613790.3 | 0 | 0 | 1306022.91 | 0 | 692232.439
Circuit | GZ47_lateral | distribution_circuit_resiliency | 2 | 245956.22 | 245956.22 | 0 | 0 | 1292901.5 | 0 | 1046945.17
Circuit | GZ47_lateral | strategic_undergrounding_three_phase_lateral | 3 | 230633.22 | 230633.22 | 0 | 0 | 1679439.1 | 0 | 1448805.69
Circuit | GZ47_lateral | strategic_undergrounding_freeway | 4 | 119911.7 | 119911.7 | 0 | 0 | 1787362.76 | 0 | 1667450.89
Circuit | GZ47_main | strategic_undergrounding_main | 1 | 2378376.75 | 2378376.75 | 0 | 0 | 2431957.96 | 0 | 53581.0378
Circuit | GZ47_main | distribution_circuit_resiliency | 2 | 1047325.8 | 1047325.8 | 0 | 0 | 3403545.79 | 0 | 2356219.86
Circuit | GZ47_main | strategic_undergrounding_freeway | 3 | 27133.22 | 27133.22 | 0 | 0 | 4723412.72 | 0 | 4696279.38
Circuit | GZ48_lateral | strategic_undergrounding_single_or_two_phase_lateral | 1 | 401238.03 | 401238.03 | 0 | 0 | 432517.991 | 0 | 31279.8119
Circuit | GZ48_lateral | distribution_circuit_resiliency | 2 | 150130.4 | 150130.4 | 0 | 0 | 437467.574 | 0 | 287337.041
Circuit | GZ48_lateral | strategic_undergrounding_three_phase_lateral | 3 | 14520.71 | 14520.71 | 0 | 0 | 809367.057 | 0 | 794846.198
Circuit | GZ48_lateral | strategic_undergrounding_freeway | 4 | 1318.44 | 1318.44 | 0 | 0 | 822239.86 | 0 | 820921.285
Circuit | GZ48_main | strategic_undergrounding_main | 1 | 427566.14 | 427566.14 | 0 | 0 | 479438.373 | 0 | 51872.0801
Circuit | GZ48_main | distribution_circuit_resiliency | 2 | 184709.42 | 184709.42 | 0 | 0 | 658690.429 | 0 | 473980.898
Circuit | GZ48_main | strategic_undergrounding_freeway | 3 | 26269.27 | 26269.27 | 0 | 0 | 870487.049 | 0 | 844217.634
Circuit | HA01_lateral | strategic_undergrounding_single_or_two_phase_lateral | 1 | 4701430.86 | 4701430.86 | 0 | 0 | 4767679.62 | 0 | 66248.5883
Circuit | HA01_lateral | distribution_circuit_resiliency | 2 | 832021.64 | 832021.64 | 0 | 0 | 5973871.99 | 0 | 5141850.21
Circuit | HA01_lateral | strategic_undergrounding_freeway | 3 | 33919.63 | 33919.63 | 0 | 0 | 9222780.11 | 0 | 9188860.35
Circuit | HA01_lateral | strategic_undergrounding_three_phase_lateral | 4 | 0 | 0 | 0 | 0 | 9255108.94 | 0 | 9255108.94
Circuit | HA01_main | strategic_undergrounding_main | 1 | 5141639.04 | 5141639.04 | 0 | 0 | 7369436.74 | 0 | 2227797.58
Circuit | HA01_main | distribution_circuit_resiliency | 2 | 1970270.86 | 1970270.86 | 0 | 0 | 9796220.23 | 0 | 7825949.24
Circuit | HA01_main | strategic_undergrounding_freeway | 3 | 1140511.45 | 1140511.45 | 0 | 0 | 11188987.9 | 0 | 10048476.3
Circuit | HA02_lateral | strategic_undergrounding_single_or_two_phase_lateral | 1 | 4809110.49 | 4809110.49 | 0 | 0 | 5703745.69 | 0 | 894635.05
Circuit | HA02_lateral | distribution_circuit_resiliency | 2 | 1970715.96 | 1970715.96 | 0 | 0 | 5723746.8 | 0 | 3753030.7
Circuit | HA02_lateral | strategic_undergrounding_freeway | 3 | 458221.01 | 458221.01 | 0 | 0 | 9861626 | 0 | 9403404.86
Circuit | HA02_main | strategic_undergrounding_main | 1 | 3561989.78 | 3561989.78 | 0 | 0 | 5182962.35 | 0 | 1620972.42
Circuit | HA02_main | strategic_undergrounding_freeway | 2 | 830242.1 | 830242.1 | 0 | 0 | 7810409.7 | 0 | 6980167.42
Circuit | HA02_main | distribution_circuit_resiliency | 3 | 692204.68 | 692204.68 | 0 | 0 | 7730975.97 | 0 | 7038771.16
Circuit | HA03_lateral | strategic_undergrounding_single_or_two_phase_lateral | 1 | 3701331.4 | 3701331.4 | 0 | 0 | 3701331.55 | 0 | 0
Circuit | HA03_lateral | distribution_circuit_resiliency | 2 | 1128094.09 | 1128094.09 | 0 | 0 | 3997163.18 | 0 | 2869068.95
Circuit | HA03_main | strategic_undergrounding_main | 1 | 3706783.63 | 3706783.63 | 0 | 0 | 3706783.76 | 0 | 0
Circuit | HA03_main | distribution_circuit_resiliency | 2 | 1214111.41 | 1214111.41 | 0 | 0 | 5713470.74 | 0 | 4499359.2
Circuit | HA04_lateral | strategic_undergrounding_single_or_two_phase_lateral | 1 | 2350433.57 | 2350433.57 | 0 | 0 | 2447825.1 | 0 | 97391.363
Circuit | HA04_lateral | distribution_circuit_resiliency | 2 | 60604.36 | 60604.36 | 0 | 0 | 2765522.63 | 0 | 2704918.11
Circuit | HA04_lateral | strategic_undergrounding_freeway | 3 | 49827.62 | 49827.62 | 0 | 0 | 4643785.39 | 0 | 4593957.65
Circuit | HA04_main | strategic_undergrounding_main | 1 | 3830430.85 | 3830430.85 | 0 | 0 | 4385097.76 | 0 | 554666.765
Circuit | HA04_main | distribution_circuit_resiliency | 2 | 1431962.14 | 1431962.14 | 0 | 0 | 6337959.29 | 0 | 4905997.02
Circuit | HA04_main | strategic_undergrounding_freeway | 3 | 283787.97 | 283787.97 | 0 | 0 | 7870845.38 | 0 | 7587057.25
Circuit | HA05_lateral | strategic_undergrounding_single_or_two_phase_lateral | 1 | 323858.3 | 323858.3 | 0 | 0 | 323858.476 | 0 | 0
Circuit | HA05_lateral | distribution_circuit_resiliency | 2 | 104698.23 | 104698.23 | 0 | 0 | 402934.39 | 0 | 298236.021
Circuit | HA05_main | strategic_undergrounding_main | 1 | 588429.38 | 588429.38 | 0 | 0 | 588429.518 | 0 | 0
Circuit | HA05_main | distribution_circuit_resiliency | 2 | 280587.22 | 280587.22 | 0 | 0 | 796290.857 | 0 | 515703.51
Circuit | HA06_lateral | strategic_undergrounding_single_or_two_phase_lateral | 1 | 3836893.03 | 3836893.03 | 0 | 0 | 3836893.16 | 0 | 0
Circuit | HA06_lateral | distribution_circuit_resiliency | 2 | 584187.04 | 584187.04 | 0 | 0 | 4972367.9 | 0 | 4388180.73
Circuit | HA06_main | strategic_undergrounding_main | 1 | 4995942.74 | 4995942.74 | 0 | 0 | 4995942.88 | 0 | 0
Circuit | HA06_main | distribution_circuit_resiliency | 2 | 2223392.65 | 2223392.65 | 0 | 0 | 7077830.47 | 0 | 4854437.7
Circuit | HA07_lateral | strategic_undergrounding_single_or_two_phase_lateral | 1 | 4403346.73 | 4403346.73 | 0 | 0 | 6627312.72 | 0 | 2223965.83
Circuit | HA07_lateral | strategic_undergrounding_freeway | 2 | 1139087.96 | 1139087.96 | 0 | 0 | 9762924.14 | 0 | 8623836
Circuit | HA07_lateral | distribution_circuit_resiliency | 3 | 875092.01 | 875092.01 | 0 | 0 | 8046555.4 | 0 | 7171463.27
Circuit | HA07_main | strategic_undergrounding_main | 1 | 4271808.11 | 4271808.11 | 0 | 0 | 6039401.34 | 0 | 1767593.08
Circuit | HA07_main | distribution_circuit_resiliency | 2 | 2208879.77 | 2208879.77 | 0 | 0 | 7349135.63 | 0 | 5140255.72
Circuit | HA07_main | strategic_undergrounding_freeway | 3 | 905339.42 | 905339.42 | 0 | 0 | 9273075.34 | 0 | 8367735.75
Circuit | HA08_lateral | strategic_undergrounding_single_or_two_phase_lateral | 1 | 2922437.84 | 2922437.84 | 0 | 0 | 2922438 | 0 | 0
Circuit | HA08_lateral | distribution_circuit_resiliency | 2 | 505673.14 | 505673.14 | 0 | 0 | 3456983.86 | 0 | 2951310.59
Circuit | HA08_main | strategic_undergrounding_main | 1 | 5322436.9 | 5322436.9 | 0 | 0 | 5322437.04 | 0 | 0
Circuit | HA08_main | distribution_circuit_resiliency | 2 | 2395150.81 | 2395150.81 | 0 | 0 | 7390725.09 | 0 | 4995574.16
Circuit | HA09_lateral | strategic_undergrounding_single_or_two_phase_lateral | 1 | 4111804.18 | 4111804.18 | 0 | 0 | 5603672.1 | 0 | 1491867.77
Circuit | HA09_lateral | distribution_circuit_resiliency | 2 | 792764.47 | 792764.47 | 0 | 0 | 6396535.07 | 0 | 5603770.47
Circuit | HA09_lateral | strategic_undergrounding_freeway | 3 | 762871.98 | 762871.98 | 0 | 0 | 9028798.25 | 0 | 8265926.09
Circuit | HA09_main | strategic_undergrounding_main | 1 | 4869468.32 | 4869468.32 | 0 | 0 | 6583898.85 | 0 | 1714430.39
Circuit | HA09_main | distribution_circuit_resiliency | 2 | 2523373.9 | 2523373.9 | 0 | 0 | 8158630.2 | 0 | 5635256.17
Circuit | HA09_main | strategic_undergrounding_freeway | 3 | 857550.28 | 857550.28 | 0 | 0 | 10672820.9 | 0 | 9815270.41
Circuit | HA10_lateral | strategic_undergrounding_single_or_two_phase_lateral | 1 | 294598.82 | 294598.82 | 0 | 0 | 294598.974 | 0 | 0
Circuit | HA10_lateral | distribution_circuit_resiliency | 2 | 3787.8 | 3787.8 | 0 | 0 | 294008.589 | 0 | 290220.646
Circuit | HA10_main | strategic_undergrounding_main | 1 | 1357907.2 | 1357907.2 | 0 | 0 | 1357907.38 | 0 | 0
Circuit | HA10_main | distribution_circuit_resiliency | 2 | 600118.38 | 600118.38 | 0 | 0 | 1898447.32 | 0 | 1298328.83
Circuit | HA11_lateral | strategic_undergrounding_single_or_two_phase_lateral | 1 | 4169073.59 | 4169073.59 | 0 | 0 | 4684871.51 | 0 | 515797.74
Circuit | HA11_lateral | distribution_circuit_resiliency | 2 | 802760.61 | 802760.61 | 0 | 0 | 5421743.79 | 0 | 4618983.06
Circuit | HA11_lateral | strategic_undergrounding_freeway | 3 | 264967.19 | 264967.19 | 0 | 0 | 8405089.78 | 0 | 8140122.43
Circuit | HA11_lateral | strategic_undergrounding_three_phase_lateral | 4 | 0 | 0 | 0 | 0 | 8655920.17 | 0 | 8655920.17
Circuit | HA11_main | strategic_undergrounding_main | 1 | 5566268.57 | 5566268.57 | 0 | 0 | 6504160.22 | 0 | 937891.514
Circuit | HA11_main | distribution_circuit_resiliency | 2 | 2563749.43 | 2563749.43 | 0 | 0 | 8573785.98 | 0 | 6010036.42
Circuit | HA11_main | strategic_undergrounding_freeway | 3 | 480368.81 | 480368.81 | 0 | 0 | 11362131 | 0 | 10881762
Circuit | HA12_lateral | strategic_undergrounding_single_or_two_phase_lateral | 1 | 891350.99 | 891350.99 | 0 | 0 | 891351.123 | 0 | 0
Circuit | HA12_lateral | distribution_circuit_resiliency | 2 | 321582.06 | 321582.06 | 0 | 0 | 1028985.45 | 0 | 707403.251
Circuit | HA12_main | strategic_undergrounding_main | 1 | 2442947.41 | 2442947.41 | 0 | 0 | 2442947.58 | 0 | 0
Circuit | HA12_main | distribution_circuit_resiliency | 2 | 1206845.72 | 1206845.72 | 0 | 0 | 3257726.04 | 0 | 2050880.19
Circuit | HB03_lateral | strategic_undergrounding_single_or_two_phase_lateral | 1 | 1605787.07 | 1605787.07 | 0 | 0 | 1753499.75 | 0 | 147712.552
Circuit | HB03_lateral | distribution_circuit_resiliency | 2 | 300317.51 | 300317.51 | 0 | 0 | 2155064.74 | 0 | 1854747.09
Circuit | HB03_lateral | strategic_undergrounding_freeway | 3 | 75092.3 | 75092.3 | 0 | 0 | 3230551.89 | 0 | 3155459.42
Circuit | HB03_lateral | strategic_undergrounding_three_phase_lateral | 4 | 38.63 | 38.63 | 0 | 0 | 3303056.41 | 0 | 3303017.63
Circuit | HB03_main | strategic_undergrounding_main | 1 | 605493.25 | 605493.25 | 0 | 0 | 753128.802 | 0 | 147635.38
Circuit | HB03_main | distribution_circuit_resiliency | 2 | 181195.27 | 181195.27 | 0 | 0 | 1089669.94 | 0 | 908474.528
Circuit | HB03_main | strategic_undergrounding_freeway | 3 | 75092.3 | 75092.3 | 0 | 0 | 1261151.07 | 0 | 1186058.6
Circuit | HB04_lateral | strategic_undergrounding_single_or_two_phase_lateral | 1 | 6723433.78 | 6723433.78 | 0 | 0 | 7032103.36 | 0 | 308669.446
Circuit | HB04_lateral | strategic_undergrounding_three_phase_lateral | 2 | 149747.1 | 149747.1 | 0 | 0 | 13365719.3 | 0 | 13215972
Circuit | HB04_lateral | distribution_circuit_resiliency | 3 | 95109.74 | 95109.74 | 0 | 0 | 9088348.94 | 0 | 8993239.06
Circuit | HB04_lateral | strategic_undergrounding_freeway | 4 | 7322.49 | 7322.49 | 0 | 0 | 13503076 | 0 | 13495753.4
Circuit | HB04_main | strategic_undergrounding_main | 1 | 3003449.11 | 3003449.11 | 0 | 0 | 3046318.34 | 0 | 42869.0821
Circuit | HB04_main | distribution_circuit_resiliency | 2 | 776400.59 | 776400.59 | 0 | 0 | 4899025.77 | 0 | 4122625.05
Circuit | HB04_main | strategic_undergrounding_freeway | 3 | 21782.67 | 21782.67 | 0 | 0 | 5919691.6 | 0 | 5897908.79
Circuit | HB43_lateral | strategic_undergrounding_single_or_two_phase_lateral | 1 | 83693.14 | 83693.14 | 0 | 0 | 188516.204 | 0 | 104822.912
Circuit | HB43_lateral | strategic_undergrounding_freeway | 2 | 53154.27 | 53154.27 | 0 | 0 | 217970.214 | 0 | 164815.789
Circuit | HB43_lateral | distribution_circuit_resiliency | 3 | 24462.05 | 24462.05 | 0 | 0 | 208263.741 | 0 | 183801.56
Circuit | HB43_main | strategic_undergrounding_main | 1 | 295758.39 | 295758.39 | 0 | 0 | 391037.614 | 0 | 95279.0741
Circuit | HB43_main | distribution_circuit_resiliency | 2 | 187817 | 187817 | 0 | 0 | 431215.332 | 0 | 243398.202
Circuit | HB43_main | strategic_undergrounding_freeway | 3 | 48335.93 | 48335.93 | 0 | 0 | 630551.429 | 0 | 582215.368
Circuit | HB44_lateral | strategic_undergrounding_single_or_two_phase_lateral | 1 | 3349032.04 | 3349032.04 | 0 | 0 | 3354109.01 | 0 | 5076.7876
Circuit | HB44_lateral | distribution_circuit_resiliency | 2 | 1002538.6 | 1002538.6 | 0 | 0 | 4055164.83 | 0 | 3052626.1
Circuit | HB44_lateral | strategic_undergrounding_freeway | 3 | 2524.24 | 2524.24 | 0 | 0 | 6608216.51 | 0 | 6605692.15
Circuit | HB44_lateral | strategic_undergrounding_three_phase_lateral | 4 | 57.58 | 57.58 | 0 | 0 | 6610599.1 | 0 | 6610541.39
Circuit | HB44_main | strategic_undergrounding_main | 1 | 2620340.23 | 2620340.23 | 0 | 0 | 3041864.67 | 0 | 421524.318
Circuit | HB44_main | distribution_circuit_resiliency | 2 | 952501.16 | 952501.16 | 0 | 0 | 4354756.32 | 0 | 3402255.05
Circuit | HB44_main | strategic_undergrounding_freeway | 3 | 214146.39 | 214146.39 | 0 | 0 | 5381235.4 | 0 | 5167088.85
Circuit | HB45_lateral | strategic_undergrounding_single_or_two_phase_lateral | 1 | 4402493.01 | 4402493.01 | 0 | 0 | 5133334.46 | 0 | 730841.318
Circuit | HB45_lateral | distribution_circuit_resiliency | 2 | 1567431.77 | 1567431.77 | 0 | 0 | 5722909.18 | 0 | 4155477.28
Circuit | HB45_lateral | strategic_undergrounding_freeway | 3 | 370670.08 | 370670.08 | 0 | 0 | 9036484.15 | 0 | 8665813.92
Circuit | HB45_main | strategic_undergrounding_main | 1 | 5084331.76 | 5084331.76 | 0 | 0 | 5916538.16 | 0 | 832206.234
Circuit | HB45_main | distribution_circuit_resiliency | 2 | 2000213.04 | 2000213.04 | 0 | 0 | 8265232.37 | 0 | 6265019.22
Circuit | HB45_main | strategic_undergrounding_freeway | 3 | 422156.58 | 422156.58 | 0 | 0 | 10436121.6 | 0 | 10013964.9
Circuit | HB46_lateral | strategic_undergrounding_single_or_two_phase_lateral | 1 | 4757146.35 | 4757146.35 | 0 | 0 | 4757146.51 | 0 | 0
Circuit | HB46_lateral | distribution_circuit_resiliency | 2 | 1444130.8 | 1444130.8 | 0 | 0 | 5234966.96 | 0 | 3790836.02
Circuit | HB46_main | strategic_undergrounding_main | 1 | 8305298.96 | 8305298.96 | 0 | 0 | 8330713.67 | 0 | 25414.5636
Circuit | HB46_main | distribution_circuit_resiliency | 2 | 3790196.81 | 3790196.81 | 0 | 0 | 11557394.1 | 0 | 7767197.1
Circuit | HB46_main | strategic_undergrounding_freeway | 3 | 12888.19 | 12888.19 | 0 | 0 | 16627647.4 | 0 | 16614759
Circuit | HB47_lateral | strategic_undergrounding_single_or_two_phase_lateral | 1 | 2092543.86 | 2092543.86 | 0 | 0 | 2541079.46 | 0 | 448535.448
Circuit | HB47_lateral | distribution_circuit_resiliency | 2 | 451146.97 | 451146.97 | 0 | 0 | 3068642.79 | 0 | 2617495.69
Circuit | HB47_lateral | strategic_undergrounding_freeway | 3 | 227722.93 | 227722.93 | 0 | 0 | 4342692.5 | 0 | 4114969.41
Circuit | HB47_main | strategic_undergrounding_main | 1 | 2532182.54 | 2532182.54 | 0 | 0 | 3138916.02 | 0 | 606733.333
Circuit | HB47_main | distribution_circuit_resiliency | 2 | 930422.21 | 930422.21 | 0 | 0 | 4338320.18 | 0 | 3407897.84
Circuit | HB47_main | strategic_undergrounding_freeway | 3 | 308152.11 | 308152.11 | 0 | 0 | 5286488.57 | 0 | 4978336.32
Circuit | HB48_lateral | strategic_undergrounding_single_or_two_phase_lateral | 1 | 4360936.21 | 4360936.21 | 0 | 0 | 5011814.57 | 0 | 650878.172
Circuit | HB48_lateral | distribution_circuit_resiliency | 2 | 947396.26 | 947396.26 | 0 | 0 | 5908126.66 | 0 | 4960730.26
Circuit | HB48_lateral | strategic_undergrounding_three_phase_lateral | 3 | 328602.51 | 328602.51 | 0 | 0 | 8890480.13 | 0 | 8561877.47
Circuit | HB48_lateral | strategic_undergrounding_freeway | 4 | 2708.61 | 2708.61 | 0 | 0 | 9204813.33 | 0 | 9202104.58
Circuit | HB48_main | strategic_undergrounding_main | 1 | 6332154.12 | 6332154.12 | 0 | 0 | 6344580.5 | 0 | 12426.2344
Circuit | HB48_main | distribution_circuit_resiliency | 2 | 1759741.42 | 1759741.42 | 0 | 0 | 10081326.3 | 0 | 8321584.76
Circuit | HB48_main | strategic_undergrounding_freeway | 3 | 6320.25 | 6320.25 | 0 | 0 | 12438607.2 | 0 | 12432286.8
Circuit | HB49_lateral | strategic_undergrounding_single_or_two_phase_lateral | 1 | 2611813.57 | 2611813.57 | 0 | 0 | 4249016.11 | 0 | 1637202.41
Circuit | HB49_lateral | distribution_circuit_resiliency | 2 | 942040.08 | 942040.08 | 0 | 0 | 4518846.7 | 0 | 3576806.48
Circuit | HB49_lateral | strategic_undergrounding_freeway | 3 | 469327.33 | 469327.33 | 0 | 0 | 6325319.77 | 0 | 5855992.31
Circuit | HB49_lateral | strategic_undergrounding_three_phase_lateral | 4 | 362141.77 | 362141.77 | 0 | 0 | 6428648.12 | 0 | 6066506.2
Circuit | HB49_main | strategic_undergrounding_main | 1 | 2166743.52 | 2166743.52 | 0 | 0 | 2697172.07 | 0 | 530428.443
Circuit | HB49_main | distribution_circuit_resiliency | 2 | 788015.16 | 788015.16 | 0 | 0 | 3776969.14 | 0 | 2988953.87
Circuit | HB49_main | strategic_undergrounding_freeway | 3 | 269391.53 | 269391.53 | 0 | 0 | 4534556.08 | 0 | 4265164.39
Circuit | HB50_lateral | strategic_undergrounding_single_or_two_phase_lateral | 1 | 6127396.23 | 6127396.23 | 0 | 0 | 6145935.7 | 0 | 18539.3122
Circuit | HB50_lateral | distribution_circuit_resiliency | 2 | 2479254.31 | 2479254.31 | 0 | 0 | 7206018.79 | 0 | 4726764.37
Circuit | HB50_lateral | strategic_undergrounding_freeway | 3 | 9398.67 | 9398.67 | 0 | 0 | 12089324.2 | 0 | 12079925.4
Circuit | HB50_main | strategic_undergrounding_main | 1 | 7862832.47 | 7862832.47 | 0 | 0 | 7912461.6 | 0 | 49628.9847
Circuit | HB50_main | distribution_circuit_resiliency | 2 | 3240408.41 | 3240408.41 | 0 | 0 | 11397468.5 | 0 | 8157059.94
Circuit | HB50_main | strategic_undergrounding_freeway | 3 | 25181.05 | 25181.05 | 0 | 0 | 15525725.5 | 0 | 15500544.3
Circuit | HB51_lateral | strategic_undergrounding_single_or_two_phase_lateral | 1 | 1736478.94 | 1736478.94 | 0 | 0 | 2307700.07 | 0 | 571220.976
Circuit | HB51_lateral | distribution_circuit_resiliency | 2 | 476034.02 | 476034.02 | 0 | 0 | 2630589.42 | 0 | 2154555.26
Circuit | HB51_lateral | strategic_undergrounding_freeway | 3 | 290461.19 | 290461.19 | 0 | 0 | 3707139.9 | 0 | 3416678.56
Circuit | HB51_main | strategic_undergrounding_main | 1 | 2392981.04 | 2392981.04 | 0 | 0 | 3492115.54 | 0 | 1099134.39
Circuit | HB51_main | distribution_circuit_resiliency | 2 | 914823.91 | 914823.91 | 0 | 0 | 4587087.44 | 0 | 3672263.39
Circuit | HB51_main | strategic_undergrounding_freeway | 3 | 558757.06 | 558757.06 | 0 | 0 | 5263896.55 | 0 | 4705139.33
Circuit | HE01_lateral | strategic_undergrounding_single_or_two_phase_lateral | 1 | 2140255.13 | 2140255.13 | 0 | 0 | 3018294.5 | 0 | 878039.193
Circuit | HE01_lateral | strategic_undergrounding_three_phase_lateral | 2 | 443720.92 | 443720.92 | 0 | 0 | 4677787.47 | 0 | 4234066.4
Circuit | HE01_lateral | distribution_circuit_resiliency | 3 | 43570.7 | 43570.7 | 0 | 0 | 3118839.55 | 0 | 3075268.73
Circuit | HE01_main | strategic_undergrounding_main | 1 | 2215709.69 | 2215709.69 | 0 | 0 | 2215709.84 | 0 | 0
Circuit | HE01_main | distribution_circuit_resiliency | 2 | 944249.42 | 944249.42 | 0 | 0 | 3163990.42 | 0 | 2219740.86
Circuit | HE02_lateral | strategic_undergrounding_single_or_two_phase_lateral | 1 | 6122007.73 | 6122007.73 | 0 | 0 | 6610213.81 | 0 | 488205.944
Circuit | HE02_lateral | distribution_circuit_resiliency | 2 | 1439807.94 | 1439807.94 | 0 | 0 | 7621817.37 | 0 | 6182009.3
Circuit | HE02_lateral | strategic_undergrounding_three_phase_lateral | 3 | 246906.38 | 246906.38 | 0 | 0 | 12357012.5 | 0 | 12110106
Circuit | HE02_main | strategic_undergrounding_main | 1 | 2700879.98 | 2700879.98 | 0 | 0 | 2700880.13 | 0 | 0
Circuit | HE02_main | distribution_circuit_resiliency | 2 | 526016.1 | 526016.1 | 0 | 0 | 4664014.73 | 0 | 4137998.5
Circuit | HE03_lateral | strategic_undergrounding_single_or_two_phase_lateral | 1 | 632430.34 | 632430.34 | 0 | 0 | 894543.976 | 0 | 262113.493
Circuit | HE03_lateral | distribution_circuit_resiliency | 2 | 113377.34 | 113377.34 | 0 | 0 | 1006632.61 | 0 | 893255.127
Circuit | HE03_lateral | strategic_undergrounding_freeway | 3 | 100311.86 | 100311.86 | 0 | 0 | 1414328.48 | 0 | 1314016.47
Circuit | HE03_lateral | strategic_undergrounding_three_phase_lateral | 4 | 32306.38 | 32306.38 | 0 | 0 | 1480824.7 | 0 | 1448518.19
Circuit | HE03_main | strategic_undergrounding_main | 1 | 733187.13 | 733187.13 | 0 | 0 | 1208273.15 | 0 | 475085.856
Circuit | HE03_main | distribution_circuit_resiliency | 2 | 281711.91 | 281711.91 | 0 | 0 | 1558606.77 | 0 | 1276894.74
Circuit | HE03_main | strategic_undergrounding_freeway | 3 | 240449.93 | 240449.93 | 0 | 0 | 1688862.76 | 0 | 1448412.7
Circuit | HE04_lateral | strategic_undergrounding_single_or_two_phase_lateral | 1 | 3138603.49 | 3138603.49 | 0 | 0 | 3138603.65 | 0 | 0
Circuit | HE04_lateral | distribution_circuit_resiliency | 2 | 574235.81 | 574235.81 | 0 | 0 | 3656665.09 | 0 | 3082429.17
Circuit | HE04_main | strategic_undergrounding_main | 1 | 2040222.33 | 2040222.33 | 0 | 0 | 2040222.48 | 0 | 0
Circuit | HE04_main | distribution_circuit_resiliency | 2 | 636565.17 | 636565.17 | 0 | 0 | 3212760.19 | 0 | 2576194.88
Circuit | HE05_lateral | strategic_undergrounding_single_or_two_phase_lateral | 1 | 1902049.76 | 1902049.76 | 0 | 0 | 3219229.91 | 0 | 1317180.01
Circuit | HE05_lateral | strategic_undergrounding_freeway | 2 | 663082.45 | 663082.45 | 0 | 0 | 4427885.46 | 0 | 3764802.87
Circuit | HE05_lateral | distribution_circuit_resiliency | 3 | 344870 | 344870 | 0 | 0 | 3472112.43 | 0 | 3127242.28
Circuit | HE05_lateral | strategic_undergrounding_three_phase_lateral | 4 | 3477.62 | 3477.62 | 0 | 0 | 5071723.31 | 0 | 5068245.53
Circuit | HE05_main | strategic_undergrounding_main | 1 | 1595308.63 | 1595308.63 | 0 | 0 | 2546548.73 | 0 | 951239.971
Circuit | HE05_main | strategic_undergrounding_freeway | 2 | 481630.29 | 481630.29 | 0 | 0 | 3632825.08 | 0 | 3151194.64
Circuit | HE05_main | distribution_circuit_resiliency | 3 | 467217.4 | 467217.4 | 0 | 0 | 3501218.32 | 0 | 3034000.8
Circuit | HE06_lateral | strategic_undergrounding_single_or_two_phase_lateral | 1 | 703240.18 | 703240.18 | 0 | 0 | 1107250.68 | 0 | 404010.334
Circuit | HE06_lateral | strategic_undergrounding_freeway | 2 | 203542.65 | 203542.65 | 0 | 0 | 1594463.96 | 0 | 1390921.17
Circuit | HE06_lateral | distribution_circuit_resiliency | 3 | 135366.58 | 135366.58 | 0 | 0 | 1151380.45 | 0 | 1016013.72
Circuit | HE06_lateral | strategic_undergrounding_three_phase_lateral | 4 | 1017.56 | 1017.56 | 0 | 0 | 1791929.21 | 0 | 1790911.5
Circuit | HE06_main | strategic_undergrounding_main | 1 | 1477720.51 | 1477720.51 | 0 | 0 | 2034491.14 | 0 | 556770.466
Circuit | HE06_main | distribution_circuit_resiliency | 2 | 307651.54 | 307651.54 | 0 | 0 | 3079444 | 0 | 2771792.33
Circuit | HE06_main | strategic_undergrounding_freeway | 3 | 281906.64 | 281906.64 | 0 | 0 | 3200429.22 | 0 | 2918522.46
Circuit | HE07_lateral | strategic_undergrounding_single_or_two_phase_lateral | 1 | 5426194.1 | 5426194.1 | 0 | 0 | 5514766.87 | 0 | 88572.6123
Circuit | HE07_lateral | distribution_circuit_resiliency | 2 | 2223073.71 | 2223073.71 | 0 | 0 | 5219307.44 | 0 | 2996233.59
Circuit | HE07_lateral | strategic_undergrounding_freeway | 3 | 43527.35 | 43527.35 | 0 | 0 | 10749245 | 0 | 10705717.5
Circuit | HE07_lateral | strategic_undergrounding_three_phase_lateral | 4 | 1318.87 | 1318.87 | 0 | 0 | 10790399 | 0 | 10789080
Circuit | HE07_main | strategic_undergrounding_main | 1 | 4602044.39 | 4602044.39 | 0 | 0 | 4602044.5 | 0 | 0
Circuit | HE07_main | distribution_circuit_resiliency | 2 | 1681518.57 | 1681518.57 | 0 | 0 | 6925538.36 | 0 | 5244019.67
Circuit | HE08_lateral | strategic_undergrounding_single_or_two_phase_lateral | 1 | 4116171.54 | 4116171.54 | 0 | 0 | 4165371.63 | 0 | 49199.9447
Circuit | HE08_lateral | distribution_circuit_resiliency | 2 | 494048.47 | 494048.47 | 0 | 0 | 4628871.03 | 0 | 4134822.42
Circuit | HE08_lateral | strategic_undergrounding_three_phase_lateral | 3 | 24911.01 | 24911.01 | 0 | 0 | 8159008.71 | 0 | 8134097.55
Circuit | HE08_main | strategic_undergrounding_main | 1 | 3342756.98 | 3342756.98 | 0 | 0 | 3342757.15 | 0 | 0
Circuit | HE08_main | distribution_circuit_resiliency | 2 | 1272167.42 | 1272167.42 | 0 | 0 | 4967323.35 | 0 | 3695155.8
Circuit | HE09_lateral | strategic_undergrounding_single_or_two_phase_lateral | 1 | 2493476.48 | 2493476.48 | 0 | 0 | 4573746.12 | 0 | 2080269.47
Circuit | HE09_lateral | distribution_circuit_resiliency | 2 | 1136738.74 | 1136738.74 | 0 | 0 | 4778363.44 | 0 | 3641624.56
Circuit | HE09_lateral | strategic_undergrounding_freeway | 3 | 969854.83 | 969854.83 | 0 | 0 | 6059315.18 | 0 | 5089460.21
Circuit | HE09_lateral | strategic_undergrounding_three_phase_lateral | 4 | 82711.08 | 82711.08 | 0 | 0 | 6925728.85 | 0 | 6843017.62
Circuit | HE09_main | strategic_undergrounding_main | 1 | 1706828.34 | 1706828.34 | 0 | 0 | 4314206.92 | 0 | 2607378.45
Circuit | HE09_main | strategic_undergrounding_freeway | 2 | 1319338.78 | 1319338.78 | 0 | 0 | 4691354.81 | 0 | 3372015.89
Circuit | HE09_main | distribution_circuit_resiliency | 3 | 415907.42 | 415907.42 | 0 | 0 | 5443721.38 | 0 | 5027813.86
Circuit | HE10_lateral | strategic_undergrounding_single_or_two_phase_lateral | 1 | 2708250.28 | 2708250.28 | 0 | 0 | 2963030.29 | 0 | 254779.838
Circuit | HE10_lateral | distribution_circuit_resiliency | 2 | 281986.97 | 281986.97 | 0 | 0 | 3405467.45 | 0 | 3123480.35
Circuit | HE10_lateral | strategic_undergrounding_freeway | 3 | 117136.87 | 117136.87 | 0 | 0 | 5498828.55 | 0 | 5381691.53
Circuit | HE10_lateral | strategic_undergrounding_three_phase_lateral | 4 | 11774.16 | 11774.16 | 0 | 0 | 5601736.77 | 0 | 5589962.45
Circuit | HE10_main | strategic_undergrounding_main | 1 | 1119725.35 | 1119725.35 | 0 | 0 | 1465198.83 | 0 | 345473.329
Circuit | HE10_main | distribution_circuit_resiliency | 2 | 192204.05 | 192204.05 | 0 | 0 | 2310347.09 | 0 | 2118142.91
Circuit | HE10_main | strategic_undergrounding_freeway | 3 | 174761.03 | 174761.03 | 0 | 0 | 2386940 | 0 | 2212178.83
Circuit | HE11_lateral | strategic_undergrounding_single_or_two_phase_lateral | 1 | 4470309.17 | 4470309.17 | 0 | 0 | 6232509.3 | 0 | 1762199.98
Circuit | HE11_lateral | distribution_circuit_resiliency | 2 | 770556.88 | 770556.88 | 0 | 0 | 6937786.35 | 0 | 6167229.37
Circuit | HE11_lateral | strategic_undergrounding_freeway | 3 | 561183.67 | 561183.67 | 0 | 0 | 10046133.8 | 0 | 9484950.02
Circuit | HE11_lateral | strategic_undergrounding_three_phase_lateral | 4 | 330504.88 | 330504.88 | 0 | 0 | 10271079.4 | 0 | 9940574.38
Circuit | HE11_main | strategic_undergrounding_main | 1 | 2193042.26 | 2193042.26 | 0 | 0 | 3128529.72 | 0 | 935487.346
Circuit | HE11_main | distribution_circuit_resiliency | 2 | 718062.92 | 718062.92 | 0 | 0 | 4343566.73 | 0 | 3625503.7
Circuit | HE11_main | strategic_undergrounding_freeway | 3 | 473640.87 | 473640.87 | 0 | 0 | 4805699.03 | 0 | 4332058
Circuit | HE12_lateral | strategic_undergrounding_single_or_two_phase_lateral | 1 | 105068.07 | 105068.07 | 0 | 0 | 131007.174 | 0 | 25938.9358
Circuit | HE12_lateral | distribution_circuit_resiliency | 2 | 77891.87 | 77891.87 | 0 | 0 | 118715.616 | 0 | 40823.6031
Circuit | HE12_lateral | strategic_undergrounding_freeway | 3 | 13133.37 | 13133.37 | 0 | 0 | 220645.017 | 0 | 207511.487
Circuit | HE12_main | strategic_undergrounding_main | 1 | 22764.64 | 22764.64 | 0 | 0 | 52162.2458 | 0 | 29397.4606
Circuit | HE12_main | strategic_undergrounding_freeway | 2 | 14884.51 | 14884.51 | 0 | 0 | 59845.4892 | 0 | 44960.8219
Circuit | HE12_main | distribution_circuit_resiliency | 3 | 9830.9 | 9830.9 | 0 | 0 | 61708.9025 | 0 | 51877.8716
Circuit | HE13_lateral | strategic_undergrounding_single_or_two_phase_lateral | 1 | 4749521.12 | 4749521.12 | 0 | 0 | 7548336.92 | 0 | 2798815.64
Circuit | HE13_lateral | strategic_undergrounding_freeway | 2 | 1381025.69 | 1381025.69 | 0 | 0 | 10834470.1 | 0 | 9453444.25
Circuit | HE13_lateral | distribution_circuit_resiliency | 3 | 682109.5 | 682109.5 | 0 | 0 | 9120175.89 | 0 | 8438066.27
Circuit | HE13_lateral | strategic_undergrounding_three_phase_lateral | 4 | 34777.66 | 34777.66 | 0 | 0 | 12149664.2 | 0 | 12114886.4
Circuit | HE13_main | strategic_undergrounding_main | 1 | 2190680.23 | 2190680.23 | 0 | 0 | 4232477.95 | 0 | 2041797.54
Circuit | HE13_main | strategic_undergrounding_freeway | 2 | 1032743.74 | 1032743.74 | 0 | 0 | 5360612.05 | 0 | 4327868.17
Circuit | HE13_main | distribution_circuit_resiliency | 3 | 693526.55 | 693526.55 | 0 | 0 | 5477264.4 | 0 | 4783737.71
Circuit | HE14_lateral | strategic_undergrounding_single_or_two_phase_lateral | 1 | 12107018.2 | 12107018.2 | 0 | 0 | 13858849.9 | 0 | 1751831.53
Circuit | HE14_lateral | distribution_circuit_resiliency | 2 | 2354250.39 | 2354250.39 | 0 | 0 | 14711503 | 0 | 12357252.4
Circuit | HE14_lateral | strategic_undergrounding_freeway | 3 | 886045.47 | 886045.47 | 0 | 0 | 24808995.1 | 0 | 23922949.4
Circuit | HE14_main | strategic_undergrounding_main | 1 | 5615911.47 | 5615911.47 | 0 | 0 | 5810067.72 | 0 | 194156.082
Circuit | HE14_main | distribution_circuit_resiliency | 2 | 1414115.07 | 1414115.07 | 0 | 0 | 9472342.96 | 0 | 8058227.73
Circuit | HE14_main | strategic_undergrounding_freeway | 3 | 98285.49 | 98285.49 | 0 | 0 | 11199478 | 0 | 11101192.4
Circuit | HE15_lateral | strategic_undergrounding_single_or_two_phase_lateral | 1 | 3161185.85 | 3161185.85 | 0 | 0 | 6808412.22 | 0 | 3647226.22
Circuit | HE15_lateral | strategic_undergrounding_freeway | 2 | 1845151.3 | 1845151.3 | 0 | 0 | 8081640.4 | 0 | 6236488.95
Circuit | HE15_lateral | distribution_circuit_resiliency | 3 | 852654.8 | 852654.8 | 0 | 0 | 6987585.85 | 0 | 6134930.94
Circuit | HE15_lateral | strategic_undergrounding_three_phase_lateral | 4 | 0 | 0 | 0 | 0 | 9883715.17 | 0 | 9883715.17
Circuit | HE15_main | strategic_undergrounding_main | 1 | 2035371.14 | 2035371.14 | 0 | 0 | 5163269.99 | 0 | 3127898.72
Circuit | HE15_main | strategic_undergrounding_freeway | 2 | 1582529.76 | 1582529.76 | 0 | 0 | 5605411.34 | 0 | 4022881.45
Circuit | HE15_main | distribution_circuit_resiliency | 3 | 396401.13 | 396401.13 | 0 | 0 | 6640292.71 | 0 | 6243891.46
Circuit | HG01_lateral | strategic_undergrounding_single_or_two_phase_lateral | 1 | 412608.42 | 412608.42 | 0 | 0 | 412608.552 | 0 | 0
Circuit | HG01_lateral | distribution_circuit_resiliency | 2 | 11267.6 | 11267.6 | 0 | 0 | 583413.27 | 0 | 572145.544
Circuit | HG01_main | strategic_undergrounding_main | 1 | 148491.47 | 148491.47 | 0 | 0 | 276253.6 | 0 | 127761.964
Circuit | HG01_main | strategic_undergrounding_freeway | 2 | 64837.95 | 64837.95 | 0 | 0 | 357335.589 | 0 | 292497.489
Circuit | HG01_main | distribution_circuit_resiliency | 3 | 60242.52 | 60242.52 | 0 | 0 | 343184.039 | 0 | 282941.394
Circuit | HG02_lateral | strategic_undergrounding_single_or_two_phase_lateral | 1 | 4428756.66 | 4428756.66 | 0 | 0 | 6401935.39 | 0 | 1973178.59
Circuit | HG02_lateral | strategic_undergrounding_freeway | 2 | 1001491.37 | 1001491.37 | 0 | 0 | 9726709.24 | 0 | 8725217.73
Circuit | HG02_lateral | distribution_circuit_resiliency | 3 | 597510.97 | 597510.97 | 0 | 0 | 7458855.93 | 0 | 6861344.81
Circuit | HG02_lateral | strategic_undergrounding_three_phase_lateral | 4 | 0 | 0 | 0 | 0 | 10698396.3 | 0 | 10698396.3
Circuit | HG02_main | strategic_undergrounding_main | 1 | 2565009.03 | 2565009.03 | 0 | 0 | 4364732.63 | 0 | 1799723.43
Circuit | HG02_main | strategic_undergrounding_freeway | 2 | 913352.04 | 913352.04 | 0 | 0 | 5967327.15 | 0 | 5053974.97
Circuit | HG02_main | distribution_circuit_resiliency | 3 | 730025.21 | 730025.21 | 0 | 0 | 5919163.52 | 0 | 5189138.18
Circuit | HG03_lateral | strategic_undergrounding_single_or_two_phase_lateral | 1 | 197936.91 | 197936.91 | 0 | 0 | 210264.962 | 0 | 12327.9086
Circuit | HG03_lateral | distribution_circuit_resiliency | 2 | 36928.09 | 36928.09 | 0 | 0 | 224836.373 | 0 | 187908.16
Circuit | HG03_lateral | strategic_undergrounding_freeway | 3 | 6256.19 | 6256.19 | 0 | 0 | 396277.678 | 0 | 390021.37
Circuit | HG03_main | strategic_undergrounding_main | 1 | 271519.07 | 271519.07 | 0 | 0 | 287209.314 | 0 | 15690.0656
Circuit | HG03_main | distribution_circuit_resiliency | 2 | 116848.59 | 116848.59 | 0 | 0 | 401106.051 | 0 | 284257.364
Circuit | HG03_main | strategic_undergrounding_freeway | 3 | 7962.41 | 7962.41 | 0 | 0 | 542973.113 | 0 | 535010.539
Circuit | HG04_lateral | strategic_undergrounding_single_or_two_phase_lateral | 1 | 8930741.05 | 8930741.05 | 0 | 0 | 8930741.18 | 0 | 0
Circuit | HG04_lateral | distribution_circuit_resiliency | 2 | 1871415 | 1871415 | 0 | 0 | 10443244.7 | 0 | 8571829.56
Circuit | HG04_main | strategic_undergrounding_main | 1 | 6900062.44 | 6900062.44 | 0 | 0 | 6900062.59 | 0 | 0
Circuit | HG04_main | distribution_circuit_resiliency | 2 | 2136281.92 | 2136281.92 | 0 | 0 | 10861993.7 | 0 | 8725711.69
Circuit | HG05_lateral | strategic_undergrounding_single_or_two_phase_lateral | 1 | 1014981.81 | 1014981.81 | 0 | 0 | 1014981.97 | 0 | 0
Circuit | HG05_lateral | distribution_circuit_resiliency | 2 | 166692.21 | 166692.21 | 0 | 0 | 1189888.21 | 0 | 1023195.85
Circuit | HG05_main | strategic_undergrounding_main | 1 | 586230.84 | 586230.84 | 0 | 0 | 598558.915 | 0 | 12327.9086
Circuit | HG05_main | distribution_circuit_resiliency | 2 | 306911.73 | 306911.73 | 0 | 0 | 774425.022 | 0 | 467513.161
Circuit | HG05_main | strategic_undergrounding_freeway | 3 | 6256.19 | 6256.19 | 0 | 0 | 1161028.48 | 0 | 1154772.17
Circuit | HG06_lateral | strategic_undergrounding_single_or_two_phase_lateral | 1 | 2750681.12 | 2750681.12 | 0 | 0 | 2773553.06 | 0 | 22871.8188
Circuit | HG06_lateral | distribution_circuit_resiliency | 2 | 157527.66 | 157527.66 | 0 | 0 | 3503725.75 | 0 | 3346197.96
Circuit | HG06_lateral | strategic_undergrounding_freeway | 3 | 11607.1 | 11607.1 | 0 | 0 | 5429850.2 | 0 | 5418242.94
Circuit | HG06_main | strategic_undergrounding_main | 1 | 1682949.28 | 1682949.28 | 0 | 0 | 1770624.74 | 0 | 87675.3051
Circuit | HG06_main | distribution_circuit_resiliency | 2 | 229441.77 | 229441.77 | 0 | 0 | 3109420.57 | 0 | 2879978.66
Circuit | HG06_main | strategic_undergrounding_freeway | 3 | 44494.34 | 44494.34 | 0 | 0 | 3359920.74 | 0 | 3315426.28
Circuit | HG07_lateral | strategic_undergrounding_single_or_two_phase_lateral | 1 | 568.62 | 568.62 | 0 | 0 | 568.7553 | 0 | 0
Circuit | HG07_lateral | distribution_circuit_resiliency | 2 | 0 | 0 | 0 | 0 | 568.7553 | 0 | 568.7553
Circuit | HG07_main | strategic_undergrounding_main | 1 | 3408.34 | 3408.34 | 0 | 0 | 3408.4832 | 0 | 0
Circuit | HG07_main | distribution_circuit_resiliency | 2 | 1964.11 | 1964.11 | 0 | 0 | 4201.2926 | 0 | 2237.0547
Circuit | HG08_lateral | strategic_undergrounding_single_or_two_phase_lateral | 1 | 80888.84 | 80888.84 | 0 | 0 | 86515.791 | 0 | 5626.8146
Circuit | HG08_lateral | distribution_circuit_resiliency | 2 | 11757.36 | 11757.36 | 0 | 0 | 112934.46 | 0 | 101176.986
Circuit | HG08_lateral | strategic_undergrounding_three_phase_lateral | 3 | 1700.04 | 1700.04 | 0 | 0 | 163224.594 | 0 | 161524.4
Circuit | HG08_lateral | strategic_undergrounding_freeway | 4 | 1156.82 | 1156.82 | 0 | 0 | 163752.569 | 0 | 162595.6
Circuit | HG08_main | strategic_undergrounding_main | 1 | 23810.67 | 23810.67 | 0 | 0 | 23810.8018 | 0 | 0
Circuit | HG08_main | distribution_circuit_resiliency | 2 | 10779.59 | 10779.59 | 0 | 0 | 33110.821 | 0 | 22331.0975
Circuit | HG09_lateral | strategic_undergrounding_single_or_two_phase_lateral | 1 | 568.62 | 568.62 | 0 | 0 | 568.7553 | 0 | 0
Circuit | HG09_lateral | distribution_circuit_resiliency | 2 | 491.38 | 491.38 | 0 | 0 | 491.4962 | 0 | 0
Circuit | HG09_main | strategic_undergrounding_main | 1 | 4549.91 | 4549.91 | 0 | 0 | 6791.48 | 0 | 2241.4379
Circuit | HG09_main | distribution_circuit_resiliency | 2 | 3440.34 | 3440.34 | 0 | 0 | 6802.6305 | 0 | 3362.1569
Circuit | HG09_main | strategic_undergrounding_freeway | 3 | 1137.37 | 1137.37 | 0 | 0 | 10103.2622 | 0 | 8965.7517
Circuit | HK41_lateral | strategic_undergrounding_single_or_two_phase_lateral | 1 | 3744607.18 | 3744607.18 | 0 | 0 | 3875173.91 | 0 | 130566.582
Circuit | HK41_lateral | distribution_circuit_resiliency | 2 | 502122.09 | 502122.09 | 0 | 0 | 5078181.5 | 0 | 4576059.28
Circuit | HK41_lateral | strategic_undergrounding_three_phase_lateral | 3 | 64065.32 | 64065.32 | 0 | 0 | 7438033.4 | 0 | 7373967.94
Circuit | HK41_lateral | strategic_undergrounding_freeway | 4 | 2404.16 | 2404.16 | 0 | 0 | 7497498.83 | 0 | 7495094.48
Circuit | HK41_main | strategic_undergrounding_main | 1 | 2292093.41 | 2292093.41 | 0 | 0 | 2308629.41 | 0 | 16535.8195
Circuit | HK41_main | distribution_circuit_resiliency | 2 | 1018797.88 | 1018797.88 | 0 | 0 | 3224207.99 | 0 | 2205410.01
Circuit | HK41_main | strategic_undergrounding_freeway | 3 | 8420.74 | 8420.74 | 0 | 0 | 4518860.37 | 0 | 4510439.48
Circuit | HK42_lateral | strategic_undergrounding_single_or_two_phase_lateral | 1 | 6691069.4 | 6691069.4 | 0 | 0 | 7812056.74 | 0 | 1120987.21
Circuit | HK42_lateral | distribution_circuit_resiliency | 2 | 1319845.02 | 1319845.02 | 0 | 0 | 9938264.86 | 0 | 8618419.73
Circuit | HK42_lateral | strategic_undergrounding_three_phase_lateral | 3 | 570497.18 | 570497.18 | 0 | 0 | 13718799.1 | 0 | 13148301.8
Circuit | HK42_lateral | strategic_undergrounding_freeway | 4 | 414.08 | 414.08 | 0 | 0 | 14268075.9 | 0 | 14267661.7
Circuit | HK42_main | strategic_undergrounding_main | 1 | 6808255.31 | 6808255.31 | 0 | 0 | 7447376.5 | 0 | 639121.081
Circuit | HK42_main | distribution_circuit_resiliency | 2 | 2314184.37 | 2314184.37 | 0 | 0 | 11065232.2 | 0 | 8751047.66
Circuit | HK42_main | strategic_undergrounding_freeway | 3 | 325394.24 | 325394.24 | 0 | 0 | 13699081.7 | 0 | 13373687.3
Circuit | HK43_lateral | strategic_undergrounding_single_or_two_phase_lateral | 1 | 3083430.93 | 3083430.93 | 0 | 0 | 3324589.34 | 0 | 241158.271
Circuit | HK43_lateral | distribution_circuit_resiliency | 2 | 648222.44 | 648222.44 | 0 | 0 | 3942060.7 | 0 | 3293838.13
Circuit | HK43_lateral | strategic_undergrounding_three_phase_lateral | 3 | 121826.17 | 121826.17 | 0 | 0 | 6186622 | 0 | 6064795.69
Circuit | HK43_lateral | strategic_undergrounding_freeway | 4 | 634.41 | 634.41 | 0 | 0 | 6304095.13 | 0 | 6303460.58
Circuit | HK43_main | strategic_undergrounding_main | 1 | 1294776.06 | 1294776.06 | 0 | 0 | 1295030.44 | 0 | 254.2407
Circuit | HK43_main | distribution_circuit_resiliency | 2 | 559601.08 | 559601.08 | 0 | 0 | 1826210.62 | 0 | 1266609.46
Circuit | HK43_main | strategic_undergrounding_freeway | 3 | 129.18 | 129.18 | 0 | 0 | 2544195.08 | 0 | 2544065.76
Circuit | HK44_lateral | strategic_undergrounding_single_or_two_phase_lateral | 1 | 1231236.99 | 1231236.99 | 0 | 0 | 1379215.46 | 0 | 147978.344
Circuit | HK44_lateral | distribution_circuit_resiliency | 2 | 242127.81 | 242127.81 | 0 | 0 | 1698570.39 | 0 | 1456442.43
Circuit | HK44_lateral | strategic_undergrounding_freeway | 3 | 57440.76 | 57440.76 | 0 | 0 | 2520918.42 | 0 | 2463477.51
Circuit | HK44_lateral | strategic_undergrounding_three_phase_lateral | 4 | 17433.97 | 17433.97 | 0 | 0 | 2559851.07 | 0 | 2542416.97
Circuit | HK44_main | strategic_undergrounding_main | 1 | 906805.08 | 906805.08 | 0 | 0 | 911153.79 | 0 | 4348.5647
Circuit | HK44_main | distribution_circuit_resiliency | 2 | 306552.68 | 306552.68 | 0 | 0 | 1399396.42 | 0 | 1092843.59
Circuit | HK44_main | strategic_undergrounding_freeway | 3 | 2213.63 | 2213.63 | 0 | 0 | 1791086.46 | 0 | 1788872.69
Circuit | HK45_lateral | strategic_undergrounding_single_or_two_phase_lateral | 1 | 3007283.52 | 3007283.52 | 0 | 0 | 3649421.24 | 0 | 642137.571
Circuit | HK45_lateral | distribution_circuit_resiliency | 2 | 1069904.16 | 1069904.16 | 0 | 0 | 4230081.67 | 0 | 3160177.37
Circuit | HK45_lateral | strategic_undergrounding_freeway | 3 | 325388.6 | 325388.6 | 0 | 0 | 6270731.28 | 0 | 5945342.52
Circuit | HK45_lateral | strategic_undergrounding_three_phase_lateral | 4 | 1465.58 | 1465.58 | 0 | 0 | 6583178.72 | 0 | 6581712.99
Circuit | HK45_main | strategic_undergrounding_main | 1 | 2779098 | 2779098 | 0 | 0 | 3418352.16 | 0 | 639254.02
Circuit | HK45_main | distribution_circuit_resiliency | 2 | 1204678.71 | 1204678.71 | 0 | 0 | 4582485.25 | 0 | 3377806.43
Circuit | HK45_main | strategic_undergrounding_freeway | 3 | 325388.6 | 325388.6 | 0 | 0 | 5825055.51 | 0 | 5499666.76
Circuit | HK46_lateral | strategic_undergrounding_single_or_two_phase_lateral | 1 | 1688005.69 | 1688005.69 | 0 | 0 | 1688005.84 | 0 | 0
Circuit | HK46_lateral | distribution_circuit_resiliency | 2 | 400750.11 | 400750.11 | 0 | 0 | 1925705.81 | 0 | 1524955.58
Circuit | HK46_main | strategic_undergrounding_main | 1 | 2149842.61 | 2149842.61 | 0 | 0 | 2542883.29 | 0 | 393040.531
Circuit | HK46_main | distribution_circuit_resiliency | 2 | 981330.89 | 981330.89 | 0 | 0 | 3364436.76 | 0 | 2383105.77
Circuit | HK46_main | strategic_undergrounding_freeway | 3 | 200252.54 | 200252.54 | 0 | 0 | 4424174.86 | 0 | 4223922.17
Circuit | HK47_lateral | strategic_undergrounding_single_or_two_phase_lateral | 1 | 2711674.63 | 2711674.63 | 0 | 0 | 2873653.16 | 0 | 161978.375
Circuit | HK47_lateral | distribution_circuit_resiliency | 2 | 632538.45 | 632538.45 | 0 | 0 | 3218726.16 | 0 | 2586187.59
Circuit | HK47_lateral | strategic_undergrounding_three_phase_lateral | 3 | 69917.56 | 69917.56 | 0 | 0 | 5439849.56 | 0 | 5369931.88
Circuit | HK47_lateral | strategic_undergrounding_freeway | 4 | 12572.27 | 12572.27 | 0 | 0 | 5495035.85 | 0 | 5482463.43
Circuit | HK47_main | strategic_undergrounding_main | 1 | 4361471.31 | 4361471.31 | 0 | 0 | 4718147.42 | 0 | 356675.965
Circuit | HK47_main | distribution_circuit_resiliency | 2 | 2093369.98 | 2093369.98 | 0 | 0 | 6270575.91 | 0 | 4177205.78
Circuit | HK47_main | strategic_undergrounding_freeway | 3 | 180887.26 | 180887.26 | 0 | 0 | 8785008.17 | 0 | 8604120.76
Circuit | HL01_lateral | strategic_undergrounding_single_or_two_phase_lateral | 1 | 4629968.26 | 4629968.26 | 0 | 0 | 4908298.09 | 0 | 278329.696
Circuit | HL01_lateral | distribution_circuit_resiliency | 2 | 285386.67 | 285386.67 | 0 | 0 | 5351617.38 | 0 | 5066230.59
Circuit | HL01_lateral | strategic_undergrounding_freeway | 3 | 141377.36 | 141377.36 | 0 | 0 | 9259334.77 | 0 | 9117957.26
Circuit | HL01_main | strategic_undergrounding_main | 1 | 2678317.62 | 2678317.62 | 0 | 0 | 2831347.54 | 0 | 153029.769
Circuit | HL01_main | distribution_circuit_resiliency | 2 | 1703294.44 | 1703294.44 | 0 | 0 | 3249914.94 | 0 | 1546620.36
Circuit | HL01_main | strategic_undergrounding_freeway | 3 | 77703.68 | 77703.68 | 0 | 0 | 5351687.57 | 0 | 5273983.72
Circuit | HL02_lateral | strategic_undergrounding_single_or_two_phase_lateral | 1 | 4244028.3 | 4244028.3 | 0 | 0 | 4252579.55 | 0 | 8551.1013
Circuit | HL02_lateral | distribution_circuit_resiliency | 2 | 613870.06 | 613870.06 | 0 | 0 | 5179519.34 | 0 | 4565649.19
Circuit | HL02_lateral | strategic_undergrounding_freeway | 3 | 4340.68 | 4340.68 | 0 | 0 | 8361072.16 | 0 | 8356731.34
Circuit | HL02_main | strategic_undergrounding_main | 1 | 4461858.83 | 4461858.83 | 0 | 0 | 6548710.64 | 0 | 2086851.67
Circuit | HL02_main | distribution_circuit_resiliency | 2 | 2037958.42 | 2037958.42 | 0 | 0 | 8267262.96 | 0 | 6229304.4
Circuit | HL02_main | strategic_undergrounding_freeway | 3 | 1059353.03 | 1059353.03 | 0 | 0 | 9845217.86 | 0 | 8785864.71
Circuit | HL03_lateral | strategic_undergrounding_single_or_two_phase_lateral | 1 | 2059468.89 | 2059468.89 | 0 | 0 | 2115612.02 | 0 | 56142.9735
Circuit | HL03_lateral | distribution_circuit_resiliency | 2 | 356929.24 | 356929.24 | 0 | 0 | 2576267.99 | 0 | 2219338.64
Circuit | HL03_lateral | strategic_undergrounding_three_phase_lateral | 3 | 21231.92 | 21231.92 | 0 | 0 | 4091834.07 | 0 | 4070601.98
Circuit | HL03_lateral | strategic_undergrounding_freeway | 4 | 7282.71 | 7282.71 | 0 | 0 | 4105361.81 | 0 | 4098078.96
Circuit | HL03_main | strategic_undergrounding_main | 1 | 1300435.46 | 1300435.46 | 0 | 0 | 1400105.39 | 0 | 99669.7809
Circuit | HL03_main | distribution_circuit_resiliency | 2 | 589107.8 | 589107.8 | 0 | 0 | 1907388.77 | 0 | 1318280.83
Circuit | HL03_main | strategic_undergrounding_freeway | 3 | 50598.01 | 50598.01 | 0 | 0 | 2611629.44 | 0 | 2561031.28
Circuit | HL04_lateral | strategic_undergrounding_single_or_two_phase_lateral | 1 | 1152901.49 | 1152901.49 | 0 | 0 | 1393546.18 | 0 | 240644.542
Circuit | HL04_lateral | distribution_circuit_resiliency | 2 | 180728.63 | 180728.63 | 0 | 0 | 1700773.2 | 0 | 1520044.46
Circuit | HL04_lateral | strategic_undergrounding_freeway | 3 | 122204.27 | 122204.27 | 0 | 0 | 2392271.96 | 0 | 2270067.56
Circuit | HL04_main | strategic_undergrounding_main | 1 | 637183.86 | 637183.86 | 0 | 0 | 979267.113 | 0 | 342083.109
Circuit | HL04_main | distribution_circuit_resiliency | 2 | 206290.16 | 206290.16 | 0 | 0 | 1333057.41 | 0 | 1126767.12
Circuit | HL04_main | strategic_undergrounding_freeway | 3 | 173656.29 | 173656.29 | 0 | 0 | 1428521.13 | 0 | 1254864.69
Circuit | HL05_lateral | strategic_undergrounding_single_or_two_phase_lateral | 1 | 7712807.78 | 7712807.78 | 0 | 0 | 8931505.97 | 0 | 1218698.03
Circuit | HL05_lateral | distribution_circuit_resiliency | 2 | 1160068.5 | 1160068.5 | 0 | 0 | 10897212.2 | 0 | 9737143.58
Circuit | HL05_lateral | strategic_undergrounding_three_phase_lateral | 3 | 619009.83 | 619009.83 | 0 | 0 | 15809554.8 | 0 | 15190544.8
Circuit | HL05_main | strategic_undergrounding_main | 1 | 4061933.51 | 4061933.51 | 0 | 0 | 4067886.69 | 0 | 5953.0258
Circuit | HL05_main | distribution_circuit_resiliency | 2 | 913449.38 | 913449.38 | 0 | 0 | 6836533.43 | 0 | 5923083.96
Circuit | HL05_main | strategic_undergrounding_freeway | 3 | 3021.78 | 3021.78 | 0 | 0 | 8002248.44 | 0 | 7999226.49
Circuit | HL06_lateral | strategic_undergrounding_single_or_two_phase_lateral | 1 | 21855208.6 | 21855208.6 | 0 | 0 | 35977920.2 | 0 | 14122711.4
Circuit | HL06_lateral | strategic_undergrounding_three_phase_lateral | 2 | 7151827.21 | 7151827.21 | 0 | 0 | 50262734.7 | 0 | 43110907.3
Circuit | HL06_lateral | distribution_circuit_resiliency | 3 | 4217735.56 | 4217735.56 | 0 | 0 | 42974099.9 | 0 | 38756364.3
Circuit | HL06_lateral | strategic_undergrounding_freeway | 4 | 11146.96 | 11146.96 | 0 | 0 | 57200847.8 | 0 | 57189700.7
Circuit | HL06_main | strategic_undergrounding_main | 1 | 17107963.7 | 17107963.7 | 0 | 0 | 27430743.2 | 0 | 10322779.4
Circuit | HL06_main | distribution_circuit_resiliency | 2 | 7487960.85 | 7487960.85 | 0 | 0 | 34453981 | 0 | 26966020
Circuit | HL06_main | strategic_undergrounding_freeway | 3 | 5223916.2 | 5223916.2 | 0 | 0 | 38947912.3 | 0 | 33723995.9
Circuit | HL07_lateral | strategic_undergrounding_single_or_two_phase_lateral | 1 | 5459159.09 | 5459159.09 | 0 | 0 | 7015045.14 | 0 | 1555885.89
Circuit | HL07_lateral | distribution_circuit_resiliency | 2 | 926399.65 | 926399.65 | 0 | 0 | 8344017.48 | 0 | 7417617.71
Circuit | HL07_lateral | strategic_undergrounding_three_phase_lateral | 3 | 487691.27 | 487691.27 | 0 | 0 | 11854465.6 | 0 | 11366774.2
Circuit | HL07_lateral | strategic_undergrounding_freeway | 4 | 300429.66 | 300429.66 | 0 | 0 | 12035728.7 | 0 | 11735298.9
Circuit | HL07_main | strategic_undergrounding_main | 1 | 2491153.22 | 2491153.22 | 0 | 0 | 6814575.72 | 0 | 4323422.31
Circuit | HL07_main | strategic_undergrounding_freeway | 2 | 2190230.4 | 2190230.4 | 0 | 0 | 7107093.31 | 0 | 4916862.79
Circuit | HL07_main | distribution_circuit_resiliency | 3 | 678865.83 | 678865.83 | 0 | 0 | 8368599.85 | 0 | 7689733.9
Circuit | HL08_lateral | strategic_undergrounding_single_or_two_phase_lateral | 1 | 18104001.1 | 18104001.1 | 0 | 0 | 19471220.5 | 0 | 1367219.3
Circuit | HL08_lateral | distribution_circuit_resiliency | 2 | 3560338.66 | 3560338.66 | 0 | 0 | 23308148.3 | 0 | 19747809.5
Circuit | HL08_lateral | strategic_undergrounding_freeway | 3 | 610856.03 | 610856.03 | 0 | 0 | 36492898.5 | 0 | 35882042.3
Circuit | HL08_lateral | strategic_undergrounding_three_phase_lateral | 4 | 83025.75 | 83025.75 | 0 | 0 | 37004536.9 | 0 | 36921511
Circuit | HL08_main | strategic_undergrounding_main | 1 | 7372660.14 | 7372660.14 | 0 | 0 | 7493397.15 | 0 | 120736.858
Circuit | HL08_main | distribution_circuit_resiliency | 2 | 2526971.87 | 2526971.87 | 0 | 0 | 11424129.8 | 0 | 8897157.86
Circuit | HL08_main | strategic_undergrounding_freeway | 3 | 61289.79 | 61289.79 | 0 | 0 | 14608596.8 | 0 | 14547306.8
Circuit | HL09_lateral | distribution_circuit_resiliency | 1 | 0 | 0 | 0 | 0 | 0 | 0 | 0
Circuit | HL09_lateral | strategic_undergrounding_single_or_two_phase_lateral | 2 | 0 | 0 | 0 | 0 | 0 | 0 | 0
Circuit | HL09_lateral | strategic_undergrounding_three_phase_lateral | 3 | 0 | 0 | 0 | 0 | 0 | 0 | 0
Circuit | HL09_main | distribution_circuit_resiliency | 1 | 0 | 0 | 0 | 0 | 0 | 0 | 0
Circuit | HL09_main | strategic_undergrounding_main | 2 | 0 | 0 | 0 | 0 | 0 | 0 | 0
Circuit | HM01_lateral | strategic_undergrounding_single_or_two_phase_lateral | 1 | 1794273.4 | 1794273.4 | 0 | 0 | 2097274.01 | 0 | 303000.466
Circuit | HM01_lateral | distribution_circuit_resiliency | 2 | 330956.47 | 330956.47 | 0 | 0 | 2647773.66 | 0 | 2316817.08
Circuit | HM01_lateral | strategic_undergrounding_three_phase_lateral | 3 | 154084.21 | 154084.21 | 0 | 0 | 3684123.44 | 0 | 3530039.08
Circuit | HM01_lateral | strategic_undergrounding_freeway | 4 | 0 | 0 | 0 | 0 | 3833039.55 | 0 | 3833039.55
Circuit | HM01_main | strategic_undergrounding_main | 1 | 1246867.69 | 1246867.69 | 0 | 0 | 1246867.85 | 0 | 0
Circuit | HM01_main | distribution_circuit_resiliency | 2 | 369383.67 | 369383.67 | 0 | 0 | 1981343.01 | 0 | 1611959.19
Circuit | HM02_lateral | strategic_undergrounding_single_or_two_phase_lateral | 1 | 15985677 | 15985677 | 0 | 0 | 17388882.5 | 0 | 1403205.27
Circuit | HM02_lateral | distribution_circuit_resiliency | 2 | 2975381.55 | 2975381.55 | 0 | 0 | 20321933.6 | 0 | 17346551.9
Circuit | HM02_lateral | strategic_undergrounding_freeway | 3 | 621254.1 | 621254.1 | 0 | 0 | 32275031.8 | 0 | 31653777.5
Circuit | HM02_lateral | strategic_undergrounding_three_phase_lateral | 4 | 90635.45 | 90635.45 | 0 | 0 | 32790677.4 | 0 | 32700041.9
Circuit | HM02_main | strategic_undergrounding_main | 1 | 4219697.29 | 4219697.29 | 0 | 0 | 4410305.8 | 0 | 190608.358
Circuit | HM02_main | distribution_circuit_resiliency | 2 | 951738.38 | 951738.38 | 0 | 0 | 7284496.12 | 0 | 6332757.63
Circuit | HM02_main | strategic_undergrounding_freeway | 3 | 96777.37 | 96777.37 | 0 | 0 | 8409069.38 | 0 | 8312291.87
Circuit | HM03_lateral | strategic_undergrounding_single_or_two_phase_lateral | 1 | 1063856.29 | 1063856.29 | 0 | 0 | 1454325.07 | 0 | 390468.629
Circuit | HM03_lateral | strategic_undergrounding_freeway | 2 | 192011.56 | 192011.56 | 0 | 0 | 2299865.41 | 0 | 2107853.69
Circuit | HM03_lateral | distribution_circuit_resiliency | 3 | 114911.96 | 114911.96 | 0 | 0 | 1735652.53 | 0 | 1620740.42
Circuit | HM03_lateral | strategic_undergrounding_three_phase_lateral | 4 | 6241.31 | 6241.31 | 0 | 0 | 2479985.87 | 0 | 2473744.39
Circuit | HM03_main | strategic_undergrounding_main | 1 | 482383.09 | 482383.09 | 0 | 0 | 904441.117 | 0 | 422057.86
Circuit | HM03_main | strategic_undergrounding_freeway | 2 | 214284.7 | 214284.7 | 0 | 0 | 1163961.67 | 0 | 949676.837
Circuit | HM03_main | distribution_circuit_resiliency | 3 | 198987.03 | 198987.03 | 0 | 0 | 1117592.89 | 0 | 918605.705
Circuit | HM04_lateral | strategic_undergrounding_single_or_two_phase_lateral | 1 | 4158186.43 | 4158186.43 | 0 | 0 | 4937573.31 | 0 | 779386.748
Circuit | HM04_lateral | distribution_circuit_resiliency | 2 | 940044.11 | 940044.11 | 0 | 0 | 6138232.8 | 0 | 5198188.57
Circuit | HM04_lateral | strategic_undergrounding_three_phase_lateral | 3 | 284930.13 | 284930.13 | 0 | 0 | 8682113.57 | 0 | 8397183.3
Circuit | HM04_lateral | strategic_undergrounding_freeway | 4 | 111086.37 | 111086.37 | 0 | 0 | 8850215.58 | 0 | 8739129.04
Circuit | HM04_main | strategic_undergrounding_main | 1 | 2938932.13 | 2938932.13 | 0 | 0 | 3364289.3 | 0 | 425357.001
Circuit | HM04_main | distribution_circuit_resiliency | 2 | 1130923.36 | 1130923.36 | 0 | 0 | 4764413.82 | 0 | 3633490.33
Circuit | HM04_main | strategic_undergrounding_freeway | 3 | 216035.56 | 216035.56 | 0 | 0 | 5999078.6 | 0 | 5783042.9
Circuit | HM05_lateral | strategic_undergrounding_single_or_two_phase_lateral | 1 | 6298045.03 | 6298045.03 | 0 | 0 | 6570439.64 | 0 | 272394.474
Circuit | HM05_lateral | distribution_circuit_resiliency | 2 | 626163.17 | 626163.17 | 0 | 0 | 8221555.45 | 0 | 7595392.13
Circuit | HM05_lateral | strategic_undergrounding_freeway | 3 | 127689.24 | 127689.24 | 0 | 0 | 12543637 | 0 | 12415947.6
Circuit | HM05_lateral | strategic_undergrounding_three_phase_lateral | 4 | 10668.08 | 10668.08 | 0 | 0 | 12657041.7 | 0 | 12646373.5
Circuit | HM05_main | strategic_undergrounding_main | 1 | 2245512.66 | 2245512.66 | 0 | 0 | 3042719.36 | 0 | 797206.573
Circuit | HM05_main | distribution_circuit_resiliency | 2 | 557434.28 | 557434.28 | 0 | 0 | 4503482.96 | 0 | 3946048.54
Circuit | HM05_main | strategic_undergrounding_freeway | 3 | 404895.24 | 404895.24 | 0 | 0 | 4822543.12 | 0 | 4417647.75
Circuit | HM06_lateral | strategic_undergrounding_single_or_two_phase_lateral | 1 | 6385265.25 | 6385265.25 | 0 | 0 | 9793314.63 | 0 | 3408049.26
Circuit | HM06_lateral | strategic_undergrounding_freeway | 2 | 1475056.71 | 1475056.71 | 0 | 0 | 14554724.7 | 0 | 13079667.9
Circuit | HM06_lateral | distribution_circuit_resiliency | 3 | 876803.82 | 876803.82 | 0 | 0 | 11660016.9 | 0 | 10783212.9
Circuit | HM06_lateral | strategic_undergrounding_three_phase_lateral | 4 | 255954.56 | 255954.56 | 0 | 0 | 15736235.5 | 0 | 15480280.8
Circuit | HM06_main | strategic_undergrounding_main | 1 | 3965176.2 | 3965176.2 | 0 | 0 | 6161882.47 | 0 | 2196706.12
Circuit | HM06_main | distribution_circuit_resiliency | 2 | 1218529.26 | 1218529.26 | 0 | 0 | 8446228.59 | 0 | 7227699.21
Circuit | HM06_main | strategic_undergrounding_freeway | 3 | 1115659.33 | 1115659.33 | 0 | 0 | 8922980.41 | 0 | 7807320.94
Circuit | HM07_lateral | strategic_undergrounding_single_or_two_phase_lateral | 1 | 1210411.25 | 1210411.25 | 0 | 0 | 1541341.4 | 0 | 330930.015
Circuit | HM07_lateral | distribution_circuit_resiliency | 2 | 365351.4 | 365351.4 | 0 | 0 | 1717679.71 | 0 | 1352328.21
Circuit | HM07_lateral | strategic_undergrounding_three_phase_lateral | 3 | 96380.48 | 96380.48 | 0 | 0 | 2621449.63 | 0 | 2525068.98
Circuit | HM07_lateral | strategic_undergrounding_freeway | 4 | 71637.76 | 71637.76 | 0 | 0 | 2645494.77 | 0 | 2573856.85
Circuit | HM07_main | strategic_undergrounding_main | 1 | 709294.05 | 709294.05 | 0 | 0 | 924506.735 | 0 | 215212.526
Circuit | HM07_main | distribution_circuit_resiliency | 2 | 198181.1 | 198181.1 | 0 | 0 | 1358800.95 | 0 | 1160619.73
Circuit | HM07_main | strategic_undergrounding_freeway | 3 | 109250.28 | 109250.28 | 0 | 0 | 1506349.81 | 0 | 1397099.39
Circuit | HM08_lateral | strategic_undergrounding_single_or_two_phase_lateral | 1 | 3801624.73 | 3801624.73 | 0 | 0 | 4790011.26 | 0 | 988386.397
Circuit | HM08_lateral | distribution_circuit_resiliency | 2 | 645412.61 | 645412.61 | 0 | 0 | 5832197.3 | 0 | 5186784.57
Circuit | HM08_lateral | strategic_undergrounding_freeway | 3 | 501441.04 | 501441.04 | 0 | 0 | 7988430.85 | 0 | 7486989.65
Circuit | HM08_lateral | strategic_undergrounding_three_phase_lateral | 4 | 552.86 | 552.86 | 0 | 0 | 8473751.4 | 0 | 8473198.39
Circuit | HM08_main | strategic_undergrounding_main | 1 | 3003726.29 | 3003726.29 | 0 | 0 | 3637151.85 | 0 | 633425.411
Circuit | HM08_main | distribution_circuit_resiliency | 2 | 987270.71 | 987270.71 | 0 | 0 | 5285750.02 | 0 | 4298479.19
Circuit | HM08_main | strategic_undergrounding_freeway | 3 | 321598.92 | 321598.92 | 0 | 0 | 6236702.36 | 0 | 5915103.3
Circuit | HM09_lateral | strategic_undergrounding_single_or_two_phase_lateral | 1 | 6750113.39 | 6750113.39 | 0 | 0 | 7879557.06 | 0 | 1129443.51
Circuit | HM09_lateral | strategic_undergrounding_three_phase_lateral | 2 | 573621.25 | 573621.25 | 0 | 0 | 13857865.3 | 0 | 13284243.9
Circuit | HM09_lateral | distribution_circuit_resiliency | 3 | 436616.43 | 436616.43 | 0 | 0 | 10338722.1 | 0 | 9902105.58
Circuit | HM09_main | strategic_undergrounding_main | 1 | 3786235.17 | 3786235.17 | 0 | 0 | 3786235.32 | 0 | 0
Circuit | HM09_main | distribution_circuit_resiliency | 2 | 387213.71 | 387213.71 | 0 | 0 | 6957171.38 | 0 | 6569957.54
Circuit | HM10_lateral | strategic_undergrounding_single_or_two_phase_lateral | 1 | 3700429.46 | 3700429.46 | 0 | 0 | 4690581.88 | 0 | 990152.273
Circuit | HM10_lateral | strategic_undergrounding_freeway | 2 | 414867.24 | 414867.24 | 0 | 0 | 7874702.26 | 0 | 7459834.85
Circuit | HM10_lateral | distribution_circuit_resiliency | 3 | 103497.33 | 103497.33 | 0 | 0 | 5769788.81 | 0 | 5666291.35
Circuit | HM10_lateral | strategic_undergrounding_three_phase_lateral | 4 | 87849.05 | 87849.05 | 0 | 0 | 8191899.63 | 0 | 8104050.42
Circuit | HM10_main | strategic_undergrounding_main | 1 | 1053265.94 | 1053265.94 | 0 | 0 | 1273271.19 | 0 | 220005.076
Circuit | HM10_main | distribution_circuit_resiliency | 2 | 411145.86 | 411145.86 | 0 | 0 | 1768306.47 | 0 | 1357160.46
Circuit | HM10_main | strategic_undergrounding_freeway | 3 | 111671.84 | 111671.84 | 0 | 0 | 2185905.24 | 0 | 2074233.26
Circuit | HM11_lateral | strategic_undergrounding_single_or_two_phase_lateral | 1 | 13110139.6 | 13110139.6 | 0 | 0 | 14756498.5 | 0 | 1646358.66
Circuit | HM11_lateral | strategic_undergrounding_three_phase_lateral | 2 | 731159.22 | 731159.22 | 0 | 0 | 26750698.4 | 0 | 26019539
Circuit | HM11_lateral | strategic_undergrounding_freeway | 3 | 105016.51 | 105016.51 | 0 | 0 | 27357375.7 | 0 | 27252359.1
Circuit | HM11_lateral | distribution_circuit_resiliency | 4 | 12678.81 | 12678.81 | 0 | 0 | 19616190.8 | 0 | 19603511.9
Circuit | HM11_main | strategic_undergrounding_main | 1 | 6145875.55 | 6145875.55 | 0 | 0 | 6354235.54 | 0 | 208359.843
Circuit | HM11_main | distribution_circuit_resiliency | 2 | 1664170.74 | 1664170.74 | 0 | 0 | 10177368.2 | 0 | 8513197.32
Circuit | HM11_main | strategic_undergrounding_freeway | 3 | 105824.28 | 105824.28 | 0 | 0 | 12199870.2 | 0 | 12094045.8
Circuit | HM12_lateral | strategic_undergrounding_single_or_two_phase_lateral | 1 | 5340667.47 | 5340667.47 | 0 | 0 | 5410944.09 | 0 | 70276.4791
Circuit | HM12_lateral | distribution_circuit_resiliency | 2 | 1136118.62 | 1136118.62 | 0 | 0 | 6404771.92 | 0 | 5268653.17
Circuit | HM12_lateral | strategic_undergrounding_three_phase_lateral | 3 | 35727.22 | 35727.22 | 0 | 0 | 10555827.4 | 0 | 10520100.1
Circuit | HM12_main | strategic_undergrounding_main | 1 | 3058843.62 | 3058843.62 | 0 | 0 | 3092182.05 | 0 | 33338.2844
Circuit | HM12_main | distribution_circuit_resiliency | 2 | 1219111.65 | 1219111.65 | 0 | 0 | 4496610.75 | 0 | 3277498.95
Circuit | HM12_main | strategic_undergrounding_freeway | 3 | 16932.14 | 16932.14 | 0 | 0 | 6034621.01 | 0 | 6017688.74
Circuit | HNY01_lateral | strategic_undergrounding_single_or_two_phase_lateral | 1 | 1660456.39 | 1660456.39 | 0 | 0 | 1660456.54 | 0 | 0
Circuit | HNY01_lateral | distribution_circuit_resiliency | 2 | 674953.04 | 674953.04 | 0 | 0 | 1750275.89 | 0 | 1075322.73
Circuit | HNY01_main | strategic_undergrounding_main | 1 | 4134335.84 | 4134335.84 | 0 | 0 | 4134335.96 | 0 | 0
Circuit | HNY01_main | distribution_circuit_resiliency | 2 | 1567105.55 | 1567105.55 | 0 | 0 | 5963049.06 | 0 | 4395943.36
Circuit | HNY02_lateral | strategic_undergrounding_single_or_two_phase_lateral | 1 | 1661009.23 | 1661009.23 | 0 | 0 | 1661009.35 | 0 | 0
Circuit | HNY02_lateral | distribution_circuit_resiliency | 2 | 425988.04 | 425988.04 | 0 | 0 | 1865148.64 | 0 | 1439160.48
Circuit | HNY02_main | strategic_undergrounding_main | 1 | 3507302.78 | 3507302.78 | 0 | 0 | 3507302.94 | 0 | 0
Circuit | HNY02_main | distribution_circuit_resiliency | 2 | 1355848.96 | 1355848.96 | 0 | 0 | 4899437.22 | 0 | 3543588.12
Circuit | HNY03_lateral | strategic_undergrounding_single_or_two_phase_lateral | 1 | 1202511.99 | 1202511.99 | 0 | 0 | 2508770.15 | 0 | 1306258
Circuit | HNY03_lateral | strategic_undergrounding_freeway | 2 | 668036.41 | 668036.41 | 0 | 0 | 3019509.25 | 0 | 2351472.71
Circuit | HNY03_lateral | distribution_circuit_resiliency | 3 | 384154.55 | 384154.55 | 0 | 0 | 2633540.84 | 0 | 2249386.15
Circuit | HNY03_main | strategic_undergrounding_main | 1 | 3534832.2 | 3534832.2 | 0 | 0 | 6147348.31 | 0 | 2612515.99
Circuit | HNY03_main | strategic_undergrounding_freeway | 2 | 1336072.95 | 1336072.95 | 0 | 0 | 8248416.69 | 0 | 6912343.6
Circuit | HNY03_main | distribution_circuit_resiliency | 3 | 1119245.05 | 1119245.05 | 0 | 0 | 8012454 | 0 | 6893208.82
Circuit | HNY04_lateral | strategic_undergrounding_single_or_two_phase_lateral | 1 | 1426061.49 | 1426061.49 | 0 | 0 | 1572630.03 | 0 | 146568.41
Circuit | HNY04_lateral | distribution_circuit_resiliency | 2 | 573519.69 | 573519.69 | 0 | 0 | 1562991.38 | 0 | 989471.556
Circuit | HNY04_lateral | strategic_undergrounding_freeway | 3 | 74953.96 | 74953.96 | 0 | 0 | 2770190.08 | 0 | 2695235.97
Circuit | HNY04_main | strategic_undergrounding_main | 1 | 1741749.88 | 1741749.88 | 0 | 0 | 3021857.35 | 0 | 1280107.33
Circuit | HNY04_main | distribution_circuit_resiliency | 2 | 692034.97 | 692034.97 | 0 | 0 | 3714119.35 | 0 | 3022084.25
Circuit | HNY04_main | strategic_undergrounding_freeway | 3 | 654662.6 | 654662.6 | 0 | 0 | 3985569.19 | 0 | 3330906.43
Circuit | HNY05_lateral | strategic_undergrounding_single_or_two_phase_lateral | 1 | 3449408.99 | 3449408.99 | 0 | 0 | 3452596.61 | 0 | 3187.4707
Circuit | HNY05_lateral | distribution_circuit_resiliency | 2 | 385358.43 | 385358.43 | 0 | 0 | 4227249.31 | 0 | 3841890.73
Circuit | HNY05_lateral | strategic_undergrounding_three_phase_lateral | 3 | 1629.43 | 1629.43 | 0 | 0 | 6784319.97 | 0 | 6782690.4
Circuit | HNY05_main | strategic_undergrounding_main | 1 | 2767744.61 | 2767744.61 | 0 | 0 | 2767744.75 | 0 | 0
Circuit | HNY05_main | distribution_circuit_resiliency | 2 | 1241474.46 | 1241474.46 | 0 | 0 | 3765351.61 | 0 | 2523877.03
Circuit | HNY06_lateral | strategic_undergrounding_single_or_two_phase_lateral | 1 | 4267370.53 | 4267370.53 | 0 | 0 | 4329866.14 | 0 | 62495.4712
Circuit | HNY06_lateral | distribution_circuit_resiliency | 2 | 789228.13 | 789228.13 | 0 | 0 | 5532005.81 | 0 | 4742777.55
Circuit | HNY06_lateral | strategic_undergrounding_freeway | 3 | 30829.74 | 30829.74 | 0 | 0 | 8414605.34 | 0 | 8383775.46
Circuit | HNY06_lateral | strategic_undergrounding_three_phase_lateral | 4 | 1125.82 | 1125.82 | 0 | 0 | 8442973.53 | 0 | 8441847.58
Circuit | HNY06_main | strategic_undergrounding_main | 1 | 2788827.07 | 2788827.07 | 0 | 0 | 2911255.51 | 0 | 122428.289
Circuit | HNY06_main | distribution_circuit_resiliency | 2 | 904341.71 | 904341.71 | 0 | 0 | 4390784.76 | 0 | 3486442.93
Circuit | HNY06_main | strategic_undergrounding_freeway | 3 | 62600.84 | 62600.84 | 0 | 0 | 5533962.61 | 0 | 5471361.61
Circuit | HNY07_lateral | strategic_undergrounding_single_or_two_phase_lateral | 1 | 1620239.61 | 1620239.61 | 0 | 0 | 1666262.48 | 0 | 46022.7195
Circuit | HNY07_lateral | distribution_circuit_resiliency | 2 | 172393.34 | 172393.34 | 0 | 0 | 2043858.29 | 0 | 1871464.83
Circuit | HNY07_lateral | strategic_undergrounding_three_phase_lateral | 3 | 23528.62 | 23528.62 | 0 | 0 | 3192748.39 | 0 | 3169219.62
Circuit | HNY07_main | strategic_undergrounding_main | 1 | 1660522.56 | 1660522.56 | 0 | 0 | 1660522.7 | 0 | 0
Circuit | HNY07_main | distribution_circuit_resiliency | 2 | 789863.38 | 789863.38 | 0 | 0 | 2181520.86 | 0 | 1391657.34
Circuit | HOC01_lateral | strategic_undergrounding_single_or_two_phase_lateral | 1 | 55029.82 | 55029.82 | 0 | 0 | 55029.9621 | 0 | 0
Circuit | HOC01_lateral | distribution_circuit_resiliency | 2 | 4387.08 | 4387.08 | 0 | 0 | 54339.5897 | 0 | 49952.3685
Circuit | HOC01_main | strategic_undergrounding_freeway | 1 | 83674.65 | 83674.65 | 0 | 0 | 156470.225 | 0 | 72795.4215
Circuit | HOC01_main | strategic_undergrounding_main | 2 | 36965.47 | 36965.47 | 0 | 0 | 201591.289 | 0 | 164625.688
Circuit | HOC01_main | distribution_circuit_resiliency | 3 | 15971.94 | 15971.94 | 0 | 0 | 216995.451 | 0 | 201023.399
Circuit | HOC02_lateral | strategic_undergrounding_single_or_two_phase_lateral | 1 | 8602256.65 | 8602256.65 | 0 | 0 | 8715537.52 | 0 | 113280.736
Circuit | HOC02_lateral | distribution_circuit_resiliency | 2 | 985955.78 | 985955.78 | 0 | 0 | 11463788.1 | 0 | 10477832.1
Circuit | HOC02_lateral | strategic_undergrounding_three_phase_lateral | 3 | 57620.94 | 57620.94 | 0 | 0 | 16980749.4 | 0 | 16923128.3
Circuit | HOC02_main | strategic_undergrounding_main | 1 | 6782282.11 | 6782282.11 | 0 | 0 | 7396753.72 | 0 | 614471.478
Circuit | HOC02_main | distribution_circuit_resiliency | 2 | 2338158.3 | 2338158.3 | 0 | 0 | 10972815 | 0 | 8634656.56
Circuit | HOC02_main | strategic_undergrounding_freeway | 3 | 312319.15 | 312319.15 | 0 | 0 | 13657254.1 | 0 | 13344934.8
Circuit | HOC03_lateral | strategic_undergrounding_single_or_two_phase_lateral | 1 | 3237282.1 | 3237282.1 | 0 | 0 | 3854691.7 | 0 | 617409.471
Circuit | HOC03_lateral | strategic_undergrounding_freeway | 2 | 312506.95 | 312506.95 | 0 | 0 | 6686653.33 | 0 | 6374146.23
Circuit | HOC03_lateral | distribution_circuit_resiliency | 3 | 101008.24 | 101008.24 | 0 | 0 | 5466352.95 | 0 | 5365344.59
Circuit | HOC03_lateral | strategic_undergrounding_three_phase_lateral | 4 | 1300.62 | 1300.62 | 0 | 0 | 6987738.13 | 0 | 6986437.37
Circuit | HOC03_main | strategic_undergrounding_main | 1 | 1229447.29 | 1229447.29 | 0 | 0 | 1673627.28 | 0 | 444179.877
Circuit | HOC03_main | distribution_circuit_resiliency | 2 | 245877.44 | 245877.44 | 0 | 0 | 2549428.33 | 0 | 2303550.76
Circuit | HOC03_main | strategic_undergrounding_freeway | 3 | 225718.13 | 225718.13 | 0 | 0 | 2644909.9 | 0 | 2419191.62
Circuit | HOC04_lateral | strategic_undergrounding_single_or_two_phase_lateral | 1 | 5700480.44 | 5700480.44 | 0 | 0 | 6452011.5 | 0 | 751530.911
Circuit | HOC04_lateral | distribution_circuit_resiliency | 2 | 1840423.86 | 1840423.86 | 0 | 0 | 7577243.43 | 0 | 5736819.45
Circuit | HOC04_lateral | strategic_undergrounding_freeway | 3 | 378479.02 | 378479.02 | 0 | 0 | 11613963.9 | 0 | 11235484.7
Circuit | HOC04_lateral | strategic_undergrounding_three_phase_lateral | 4 | 3503.04 | 3503.04 | 0 | 0 | 11976732 | 0 | 11973228.8
Circuit | HOC04_main | strategic_undergrounding_main | 1 | 3660024.6 | 3660024.6 | 0 | 0 | 4396593.42 | 0 | 736568.672
Circuit | HOC04_main | distribution_circuit_resiliency | 2 | 1219904.16 | 1219904.16 | 0 | 0 | 6382659.35 | 0 | 5162755.07
Circuit | HOC04_main | strategic_undergrounding_freeway | 3 | 374377.84 | 374377.84 | 0 | 0 | 7578257.47 | 0 | 7203879.45
Circuit | HOC05_lateral | strategic_undergrounding_single_or_two_phase_lateral | 1 | 957956.18 | 957956.18 | 0 | 0 | 957956.35 | 0 | 0
Circuit | HOC05_lateral | distribution_circuit_resiliency | 2 | 217976.86 | 217976.86 | 0 | 0 | 1157708.94 | 0 | 939731.942
Circuit | HOC05_lateral | strategic_undergrounding_three_phase_lateral | 3 | 0 | 0 | 0 | 0 | 1884158.59 | 0 | 1884158.59
Circuit | HOC05_main | strategic_undergrounding_main | 1 | 831115.74 | 831115.74 | 0 | 0 | 866391.752 | 0 | 35275.9043
Circuit | HOC05_main | distribution_circuit_resiliency | 2 | 204575.24 | 204575.24 | 0 | 0 | 1409075.16 | 0 | 1204499.82
Circuit | HOC05_main | strategic_undergrounding_freeway | 3 | 17929.66 | 17929.66 | 0 | 0 | 1652629.28 | 0 | 1634699.49
Circuit | HOC06_lateral | strategic_undergrounding_single_or_two_phase_lateral | 1 | 1196470.4 | 1196470.4 | 0 | 0 | 1631255.83 | 0 | 434785.322
Circuit | HOC06_lateral | distribution_circuit_resiliency | 2 | 234647.4 | 234647.4 | 0 | 0 | 2013405.33 | 0 | 1778757.77
Circuit | HOC06_lateral | strategic_undergrounding_freeway | 3 | 219877.37 | 219877.37 | 0 | 0 | 2575342.44 | 0 | 2355464.92
Circuit | HOC06_lateral | strategic_undergrounding_three_phase_lateral | 4 | 1112.33 | 1112.33 | 0 | 0 | 2786986.56 | 0 | 2785874.07
Circuit | HOC06_main | strategic_undergrounding_main | 1 | 2628003.02 | 2628003.02 | 0 | 0 | 2666237.76 | 0 | 38234.6042
Circuit | HOC06_main | distribution_circuit_resiliency | 2 | 1438782.32 | 1438782.32 | 0 | 0 | 3372337.45 | 0 | 1933555
Circuit | HOC06_main | strategic_undergrounding_freeway | 3 | 19433.44 | 19433.44 | 0 | 0 | 5188580.69 | 0 | 5169147.07
Circuit | HOC07_lateral | strategic_undergrounding_single_or_two_phase_lateral | 1 | 10870843.3 | 10870843.3 | 0 | 0 | 11969576.9 | 0 | 1098733.54
Circuit | HOC07_lateral | distribution_circuit_resiliency | 2 | 2208325.52 | 2208325.52 | 0 | 0 | 14370061.1 | 0 | 12161735.4
Circuit | HOC07_lateral | strategic_undergrounding_three_phase_lateral | 3 | 556937.01 | 556937.01 | 0 | 0 | 21922393.3 | 0 | 21365456.1
Circuit | HOC07_lateral | strategic_undergrounding_freeway | 4 | 1955.68 | 1955.68 | 0 | 0 | 22458449.5 | 0 | 22456493.7
Circuit | HOC07_main | strategic_undergrounding_main | 1 | 5558177.06 | 5558177.06 | 0 | 0 | 6246968.76 | 0 | 688791.529
Circuit | HOC07_main | distribution_circuit_resiliency | 2 | 2171660.19 | 2171660.19 | 0 | 0 | 8846048.66 | 0 | 6674388.33
Circuit | HOC07_main | strategic_undergrounding_freeway | 3 | 350094.06 | 350094.06 | 0 | 0 | 11274760.1 | 0 | 10924665.9
Circuit | HOC08_lateral | strategic_undergrounding_single_or_two_phase_lateral | 1 | 2881200.61 | 2881200.61 | 0 | 0 | 3909268.91 | 0 | 1028068.15
Circuit | HOC08_lateral | distribution_circuit_resiliency | 2 | 887434.17 | 887434.17 | 0 | 0 | 4277782.29 | 0 | 3390347.99
Circuit | HOC08_lateral | strategic_undergrounding_freeway | 3 | 521802.31 | 521802.31 | 0 | 0 | 6198530.19 | 0 | 5676727.73
Circuit | HOC08_main | strategic_undergrounding_main | 1 | 2355357.74 | 2355357.74 | 0 | 0 | 3081529.53 | 0 | 726171.65
Circuit | HOC08_main | distribution_circuit_resiliency | 2 | 842267.51 | 842267.51 | 0 | 0 | 4287845.3 | 0 | 3445577.67
Circuit | HOC08_main | strategic_undergrounding_freeway | 3 | 368616.26 | 368616.26 | 0 | 0 | 5007648.69 | 0 | 4639032.29
Circuit | HOC09_lateral | strategic_undergrounding_single_or_two_phase_lateral | 1 | 9469520.24 | 9469520.24 | 0 | 0 | 9810179.12 | 0 | 340658.749
Circuit | HOC09_lateral | distribution_circuit_resiliency | 2 | 2391394.76 | 2391394.76 | 0 | 0 | 12183965.1 | 0 | 9792570.18
Circuit | HOC09_lateral | strategic_undergrounding_three_phase_lateral | 3 | 173323.44 | 173323.44 | 0 | 0 | 18792631.4 | 0 | 18619307.8
Circuit | HOC09_main | strategic_undergrounding_main | 1 | 10624984.9 | 10624984.9 | 0 | 0 | 10663895.6 | 0 | 38910.5677
Circuit | HOC09_main | distribution_circuit_resiliency | 2 | 4657002.43 | 4657002.43 | 0 | 0 | 14992474.8 | 0 | 10335472.2
Circuit | HOC09_main | strategic_undergrounding_freeway | 3 | 19777.03 | 19777.03 | 0 | 0 | 20907962.5 | 0 | 20888185.3
Circuit | HOC10_lateral | strategic_undergrounding_single_or_two_phase_lateral | 1 | 3922683.42 | 3922683.42 | 0 | 0 | 4589692.78 | 0 | 667009.189
Circuit | HOC10_lateral | distribution_circuit_resiliency | 2 | 689134.27 | 689134.27 | 0 | 0 | 5334577.42 | 0 | 4645443.03
Circuit | HOC10_lateral | strategic_undergrounding_freeway | 3 | 176012.93 | 176012.93 | 0 | 0 | 8207682.75 | 0 | 8031669.68
Circuit | HOC10_lateral | strategic_undergrounding_three_phase_lateral | 4 | 163064.72 | 163064.72 | 0 | 0 | 8220317.92 | 0 | 8057253.03
Circuit | HOC10_main | strategic_undergrounding_main | 1 | 1864425.83 | 1864425.83 | 0 | 0 | 1864425.97 | 0 | 0
Circuit | HOC10_main | distribution_circuit_resiliency | 2 | 895813.29 | 895813.29 | 0 | 0 | 2523628.87 | 0 | 1627815.46
Circuit | HOC11_lateral | strategic_undergrounding_single_or_two_phase_lateral | 1 | 1962455.2 | 1962455.2 | 0 | 0 | 1963577.51 | 0 | 1122.152
Circuit | HOC11_lateral | distribution_circuit_resiliency | 2 | 212379.58 | 212379.58 | 0 | 0 | 2582961.3 | 0 | 2370581.62
Circuit | HOC11_lateral | strategic_undergrounding_three_phase_lateral | 3 | 570.64 | 570.64 | 0 | 0 | 3860611.98 | 0 | 3860041.17
Circuit | HOC11_main | strategic_undergrounding_main | 1 | 1252614.54 | 1252614.54 | 0 | 0 | 1252614.68 | 0 | 0
Circuit | HOC11_main | distribution_circuit_resiliency | 2 | 154009.77 | 154009.77 | 0 | 0 | 2267234.67 | 0 | 2113224.75
Circuit | HP01_lateral | strategic_undergrounding_single_or_two_phase_lateral | 1 | 1505821.76 | 1505821.76 | 0 | 0 | 1518819.05 | 0 | 12997.1858
Circuit | HP01_lateral | distribution_circuit_resiliency | 2 | 254593.06 | 254593.06 | 0 | 0 | 1634596.38 | 0 | 1380003.18
Circuit | HP01_lateral | strategic_undergrounding_three_phase_lateral | 3 | 6583.7 | 6583.7 | 0 | 0 | 2979647 | 0 | 2973063.17
Circuit | HP01_main | strategic_undergrounding_main | 1 | 903308.25 | 903308.25 | 0 | 0 | 903308.396 | 0 | 0
Circuit | HP01_main | distribution_circuit_resiliency | 2 | 114062.27 | 114062.27 | 0 | 0 | 1636714.38 | 0 | 1522651.96
Circuit | HP02_lateral | strategic_undergrounding_single_or_two_phase_lateral | 1 | 2917800.15 | 2917800.15 | 0 | 0 | 2989017.88 | 0 | 71217.5791
Circuit | HP02_lateral | distribution_circuit_resiliency | 2 | 157092.41 | 157092.41 | 0 | 0 | 3824539.39 | 0 | 3667446.86
Circuit | HP02_lateral | strategic_undergrounding_three_phase_lateral | 3 | 36062.21 | 36062.21 | 0 | 0 | 5798867.2 | 0 | 5762804.84
Circuit | HP02_main | strategic_undergrounding_main | 1 | 1653642.09 | 1653642.09 | 0 | 0 | 1653642.23 | 0 | 0
Circuit | HP02_main | distribution_circuit_resiliency | 2 | 659969.06 | 659969.06 | 0 | 0 | 2416669.48 | 0 | 1756700.3
Circuit | HP03_lateral | strategic_undergrounding_single_or_two_phase_lateral | 1 | 1739851.43 | 1739851.43 | 0 | 0 | 2643040.03 | 0 | 903188.465
Circuit | HP03_lateral | strategic_undergrounding_freeway | 2 | 428962.11 | 428962.11 | 0 | 0 | 3920377.07 | 0 | 3491414.82
Circuit | HP03_lateral | distribution_circuit_resiliency | 3 | 138598.05 | 138598.05 | 0 | 0 | 3045716.28 | 0 | 2907118.1
Circuit | HP03_lateral | strategic_undergrounding_three_phase_lateral | 4 | 28553.49 | 28553.49 | 0 | 0 | 4310413.31 | 0 | 4281859.65
Circuit | HP03_main | strategic_undergrounding_main | 1 | 1258130.56 | 1258130.56 | 0 | 0 | 1705033.94 | 0 | 446903.235
Circuit | HP03_main | distribution_circuit_resiliency | 2 | 242909.36 | 242909.36 | 0 | 0 | 2618485.91 | 0 | 2375576.4
Circuit | HP03_main | strategic_undergrounding_freeway | 3 | 226382.52 | 226382.52 | 0 | 0 | 2710241.32 | 0 | 2483858.65
Circuit | HP04_lateral | strategic_undergrounding_single_or_two_phase_lateral | 1 | 351393.09 | 351393.09 | 0 | 0 | 411283.64 | 0 | 59890.3862
Circuit | HP04_lateral | distribution_circuit_resiliency | 2 | 37940.37 | 37940.37 | 0 | 0 | 484401.958 | 0 | 446461.496
Circuit | HP04_lateral | strategic_undergrounding_freeway | 3 | 30372.48 | 30372.48 | 0 | 0 | 723952.845 | 0 | 693580.208
Circuit | HP04_lateral | strategic_undergrounding_three_phase_lateral | 4 | 0 | 0 | 0 | 0 | 753470.594 | 0 | 753470.594
Circuit | HP04_main | strategic_undergrounding_main | 1 | 738201.19 | 738201.19 | 0 | 0 | 781090.324 | 0 | 42888.9894
Circuit | HP04_main | distribution_circuit_resiliency | 2 | 283197.46 | 283197.46 | 0 | 0 | 1136084.19 | 0 | 852886.591
Circuit | HP04_main | strategic_undergrounding_freeway | 3 | 21750.35 | 21750.35 | 0 | 0 | 1478750.44 | 0 | 1456999.97
Circuit | HP05_lateral | strategic_undergrounding_single_or_two_phase_lateral | 1 | 2451094.54 | 2451094.54 | 0 | 0 | 4178984.8 | 0 | 1727890.12
Circuit | HP05_lateral | strategic_undergrounding_freeway | 2 | 587480.65 | 587480.65 | 0 | 0 | 5991721.27 | 0 | 5404240.5
Circuit | HP05_lateral | distribution_circuit_resiliency | 3 | 427500.21 | 427500.21 | 0 | 0 | 4579420.83 | 0 | 4151920.48
Circuit | HP05_lateral | strategic_undergrounding_three_phase_lateral | 4 | 287779.92 | 287779.92 | 0 | 0 | 6283628.25 | 0 | 5995848.18
Circuit | HP05_main | strategic_undergrounding_main | 1 | 2995293.27 | 2995293.27 | 0 | 0 | 4654934.05 | 0 | 1659640.66
Circuit | HP05_main | distribution_circuit_resiliency | 2 | 955579.78 | 955579.78 | 0 | 0 | 6344325.64 | 0 | 5388745.73
Circuit | HP05_main | strategic_undergrounding_freeway | 3 | 840705.12 | 840705.12 | 0 | 0 | 6753865.89 | 0 | 5913160.65
Circuit | HP06_lateral | strategic_undergrounding_single_or_two_phase_lateral | 1 | 1120794.29 | 1120794.29 | 0 | 0 | 1120794.41 | 0 | 0
Circuit | HP06_lateral | distribution_circuit_resiliency | 2 | 76281.38 | 76281.38 | 0 | 0 | 1542826.18 | 0 | 1466544.67
Circuit | HP06_main | strategic_undergrounding_main | 1 | 618224.17 | 618224.17 | 0 | 0 | 618224.31 | 0 | 0
Circuit | HP06_main | distribution_circuit_resiliency | 2 | 277882.45 | 277882.45 | 0 | 0 | 863414.977 | 0 | 585532.363
Circuit | HP07_lateral | strategic_undergrounding_single_or_two_phase_lateral | 1 | 1328489.51 | 1328489.51 | 0 | 0 | 1667282.49 | 0 | 338792.84
Circuit | HP07_lateral | distribution_circuit_resiliency | 2 | 306349.33 | 306349.33 | 0 | 0 | 1797112.05 | 0 | 1490762.58
Circuit | HP07_lateral | strategic_undergrounding_freeway | 3 | 100696.23 | 100696.23 | 0 | 0 | 2863810.01 | 0 | 2763113.62
Circuit | HP07_lateral | strategic_undergrounding_three_phase_lateral | 4 | 70896.49 | 70896.49 | 0 | 0 | 2892787.98 | 0 | 2821891.35
Circuit | HP07_main | strategic_undergrounding_main | 1 | 1224170.05 | 1224170.05 | 0 | 0 | 1908030.82 | 0 | 683860.614
Circuit | HP07_main | distribution_circuit_resiliency | 2 | 348217.59 | 348217.59 | 0 | 0 | 2653259.18 | 0 | 2305041.5
Circuit | HP07_main | strategic_undergrounding_freeway | 3 | 346415.32 | 346415.32 | 0 | 0 | 2763494.99 | 0 | 2417079.52
Circuit | HP08_lateral | strategic_undergrounding_single_or_two_phase_lateral | 1 | 1548189.15 | 1548189.15 | 0 | 0 | 1548189.28 | 0 | 0
Circuit | HP08_lateral | distribution_circuit_resiliency | 2 | 350985.58 | 350985.58 | 0 | 0 | 1761346.12 | 0 | 1410360.4
Circuit | HP08_main | strategic_undergrounding_main | 1 | 1089252.2 | 1089252.2 | 0 | 0 | 1089252.36 | 0 | 0
Circuit | HP08_main | distribution_circuit_resiliency | 2 | 544867.76 | 544867.76 | 0 | 0 | 1450159.04 | 0 | 905291.168
Circuit | HP09_lateral | strategic_undergrounding_single_or_two_phase_lateral | 1 | 2214570.78 | 2214570.78 | 0 | 0 | 3284339.35 | 0 | 1069768.38
Circuit | HP09_lateral | strategic_undergrounding_three_phase_lateral | 2 | 541900.21 | 541900.21 | 0 | 0 | 4914287.43 | 0 | 4372387.06
Circuit | HP09_lateral | distribution_circuit_resiliency | 3 | 36745.29 | 36745.29 | 0 | 0 | 3798821.04 | 0 | 3762075.62
Circuit | HP09_main | strategic_undergrounding_main | 1 | 1693376.42 | 1693376.42 | 0 | 0 | 1693376.56 | 0 | 0
Circuit | HP09_main | distribution_circuit_resiliency | 2 | 797473.38 | 797473.38 | 0 | 0 | 2317788.06 | 0 | 1520314.51
Circuit | HR01_lateral | strategic_undergrounding_single_or_two_phase_lateral | 1 | 1499666.03 | 1499666.03 | 0 | 0 | 2197185.61 | 0 | 697519.431
Circuit | HR01_lateral | strategic_undergrounding_freeway | 2 | 352875.98 | 352875.98 | 0 | 0 | 3317536.11 | 0 | 2964660
Circuit | HR01_lateral | distribution_circuit_resiliency | 3 | 127508.15 | 127508.15 | 0 | 0 | 2764884.86 | 0 | 2637376.59
Circuit | HR01_lateral | strategic_undergrounding_three_phase_lateral | 4 | 0 | 0 | 0 | 0 | 3662179.43 | 0 | 3662179.43
Circuit | HR01_main | strategic_undergrounding_main | 1 | 800919.63 | 800919.63 | 0 | 0 | 1669441.03 | 0 | 868521.26
Circuit | HR01_main | strategic_undergrounding_freeway | 2 | 439339.57 | 439339.57 | 0 | 0 | 2022879.5 | 0 | 1583539.76
Circuit | HR01_main | distribution_circuit_resiliency | 3 | 174526.75 | 174526.75 | 0 | 0 | 2226906.91 | 0 | 2052380.02
Circuit | HR02_lateral | strategic_undergrounding_single_or_two_phase_lateral | 1 | 6055077.12 | 6055077.12 | 0 | 0 | 7094540.83 | 0 | 1039463.56
Circuit | HR02_lateral | distribution_circuit_resiliency | 2 | 1093029.02 | 1093029.02 | 0 | 0 | 8562669.45 | 0 | 7469640.29
Circuit | HR02_lateral | strategic_undergrounding_freeway | 3 | 525539.74 | 525539.74 | 0 | 0 | 12499302.3 | 0 | 11973762.4
Circuit | HR02_main | strategic_undergrounding_main | 1 | 3721850.31 | 3721850.31 | 0 | 0 | 5823107.94 | 0 | 2101257.49
Circuit | HR02_main | distribution_circuit_resiliency | 2 | 1338059.93 | 1338059.93 | 0 | 0 | 7735129.35 | 0 | 6397069.28
Circuit | HR02_main | strategic_undergrounding_freeway | 3 | 1062624.24 | 1062624.24 | 0 | 0 | 8422535.74 | 0 | 7359911.35
Circuit | HR03_lateral | strategic_undergrounding_single_or_two_phase_lateral | 1 | 5852532.85 | 5852532.85 | 0 | 0 | 6826077.2 | 0 | 973544.19
Circuit | HR03_lateral | distribution_circuit_resiliency | 2 | 791158.04 | 791158.04 | 0 | 0 | 8537195.69 | 0 | 7746037.51
Circuit | HR03_lateral | strategic_undergrounding_freeway | 3 | 346719.21 | 346719.21 | 0 | 0 | 12209609.3 | 0 | 11862890
Circuit | HR03_lateral | strategic_undergrounding_three_phase_lateral | 4 | 145547.46 | 145547.46 | 0 | 0 | 12406156.4 | 0 | 12260608.8
Circuit | HR03_main | strategic_undergrounding_main | 1 | 3179250.98 | 3179250.98 | 0 | 0 | 3656482.69 | 0 | 477231.563
Circuit | HR03_main | distribution_circuit_resiliency | 2 | 704261.9 | 704261.9 | 0 | 0 | 5856502.51 | 0 | 5152240.46
Circuit | HR03_main | strategic_undergrounding_freeway | 3 | 241339.12 | 241339.12 | 0 | 0 | 6529114.15 | 0 | 6287774.86
Circuit | HR04_lateral | strategic_undergrounding_single_or_two_phase_lateral | 1 | 4393548.94 | 4393548.94 | 0 | 0 | 5204656.74 | 0 | 811107.662
Circuit | HR04_lateral | strategic_undergrounding_three_phase_lateral | 2 | 275015.85 | 275015.85 | 0 | 0 | 9225216.94 | 0 | 8950200.96
Circuit | HR04_lateral | strategic_undergrounding_freeway | 3 | 135070.12 | 135070.12 | 0 | 0 | 9362069.93 | 0 | 9226999.67
Circuit | HR04_lateral | distribution_circuit_resiliency | 4 | 108163.66 | 108163.66 | 0 | 0 | 6439628.87 | 0 | 6331465.07
Circuit | HR04_main | strategic_undergrounding_main | 1 | 1813010.42 | 1813010.42 | 0 | 0 | 1949912.33 | 0 | 136901.742
Circuit | HR04_main | distribution_circuit_resiliency | 2 | 424758.54 | 424758.54 | 0 | 0 | 3174076.95 | 0 | 2749318.25
Circuit | HR04_main | strategic_undergrounding_freeway | 3 | 69215.95 | 69215.95 | 0 | 0 | 3654402.84 | 0 | 3585186.75
Circuit | HT01_lateral | strategic_undergrounding_single_or_two_phase_lateral | 1 | 1947597.29 | 1947597.29 | 0 | 0 | 2192268.43 | 0 | 244670.99
Circuit | HT01_lateral | distribution_circuit_resiliency | 2 | 212660.81 | 212660.81 | 0 | 0 | 2349459.91 | 0 | 2136798.98
Circuit | HT01_lateral | strategic_undergrounding_freeway | 3 | 120351.26 | 120351.26 | 0 | 0 | 3971578.72 | 0 | 3851227.3
Circuit | HT01_lateral | strategic_undergrounding_three_phase_lateral | 4 | 3510.13 | 3510.13 | 0 | 0 | 4085540.55 | 0 | 4082030.3
Circuit | HT01_main | strategic_undergrounding_main | 1 | 4878566.99 | 4878566.99 | 0 | 0 | 4886491.7 | 0 | 7924.5665
Circuit | HT01_main | distribution_circuit_resiliency | 2 | 1530718.6 | 1530718.6 | 0 | 0 | 7670810.89 | 0 | 6140092.15
Circuit | HT01_main | strategic_undergrounding_freeway | 3 | 4011.6 | 4011.6 | 0 | 0 | 9635407.47 | 0 | 9631395.75
Circuit | HT02_lateral | strategic_undergrounding_single_or_two_phase_lateral | 1 | 1404619.31 | 1404619.31 | 0 | 0 | 2920992.8 | 0 | 1516373.34
Circuit | HT02_lateral | strategic_undergrounding_three_phase_lateral | 2 | 767068.6 | 767068.6 | 0 | 0 | 3542112.44 | 0 | 2775043.73
Circuit | HT02_lateral | distribution_circuit_resiliency | 3 | 5226.5 | 5226.5 | 0 | 0 | 2921153.4 | 0 | 2915926.74
Circuit | HT02_lateral | strategic_undergrounding_freeway | 4 | 1982.62 | 1982.62 | 0 | 0 | 4285570.87 | 0 | 4283588.1
Circuit | HT02_main | strategic_undergrounding_main | 1 | 2489459.1 | 2489459.1 | 0 | 0 | 2490437.85 | 0 | 978.6214
Circuit | HT02_main | distribution_circuit_resiliency | 2 | 576329.22 | 576329.22 | 0 | 0 | 4172488.67 | 0 | 3596159.32
Circuit | HT02_main | strategic_undergrounding_freeway | 3 | 495.55 | 495.55 | 0 | 0 | 4913583.52 | 0 | 4913087.83
Circuit | HT03_lateral | strategic_undergrounding_single_or_two_phase_lateral | 1 | 326082.48 | 326082.48 | 0 | 0 | 864980.417 | 0 | 538897.803
Circuit | HT03_lateral | strategic_undergrounding_freeway | 2 | 243107.84 | 243107.84 | 0 | 0 | 945818.456 | 0 | 702710.489
Circuit | HT03_lateral | distribution_circuit_resiliency | 3 | 108530.43 | 108530.43 | 0 | 0 | 883394.107 | 0 | 774863.545
Circuit | HT03_lateral | strategic_undergrounding_three_phase_lateral | 4 | 29855.22 | 29855.22 | 0 | 0 | 1153579.76 | 0 | 1123724.4
Circuit | HT03_main | strategic_undergrounding_main | 1 | 343142.67 | 343142.67 | 0 | 0 | 683015.869 | 0 | 339873.046
Circuit | HT03_main | strategic_undergrounding_freeway | 2 | 172152.86 | 172152.86 | 0 | 0 | 849602.67 | 0 | 677449.659
Circuit | HT03_main | distribution_circuit_resiliency | 3 | 151406.69 | 151406.69 | 0 | 0 | 822732.65 | 0 | 671325.816
Circuit | HT04_lateral | strategic_undergrounding_single_or_two_phase_lateral | 1 | 90303.91 | 90303.91 | 0 | 0 | 99069.9565 | 0 | 8765.8932
Circuit | HT04_lateral | distribution_circuit_resiliency | 2 | 23117.43 | 23117.43 | 0 | 0 | 101669.565 | 0 | 78552.0134
Circuit | HT04_lateral | strategic_undergrounding_freeway | 3 | 3280.35 | 3280.35 | 0 | 0 | 183813.01 | 0 | 180532.503
Circuit | HT04_lateral | strategic_undergrounding_three_phase_lateral | 4 | 1161.45 | 1161.45 | 0 | 0 | 185880.425 | 0 | 184718.812
Circuit | HT04_main | strategic_undergrounding_main | 1 | 152190.85 | 152190.85 | 0 | 0 | 213111.094 | 0 | 60920.0918
Circuit | HT04_main | distribution_circuit_resiliency | 2 | 43909.69 | 43909.69 | 0 | 0 | 304930.432 | 0 | 261020.624
Circuit | HT04_main | strategic_undergrounding_freeway | 3 | 30873.26 | 30873.26 | 0 | 0 | 331312.676 | 0 | 300439.281
Circuit | HT05_lateral | strategic_undergrounding_single_or_two_phase_lateral | 1 | 1868593.06 | 1868593.06 | 0 | 0 | 2112323.95 | 0 | 243730.748
Circuit | HT05_lateral | distribution_circuit_resiliency | 2 | 530983.82 | 530983.82 | 0 | 0 | 2666566.86 | 0 | 2135582.91
Circuit | HT05_lateral | strategic_undergrounding_freeway | 3 | 123388.65 | 123388.65 | 0 | 0 | 3812727.06 | 0 | 3689338.25
Circuit | HT05_lateral | strategic_undergrounding_three_phase_lateral | 4 | 0 | 0 | 0 | 0 | 3933069 | 0 | 3933069
Circuit | HT05_main | strategic_undergrounding_main | 1 | 1876631.59 | 1876631.59 | 0 | 0 | 2128923.19 | 0 | 252291.476
Circuit | HT05_main | distribution_circuit_resiliency | 2 | 454431.25 | 454431.25 | 0 | 0 | 3373259.22 | 0 | 2918827.86
Circuit | HT05_main | strategic_undergrounding_freeway | 3 | 127724.86 | 127724.86 | 0 | 0 | 3832931.86 | 0 | 3705206.85
Circuit | HT06_lateral | strategic_undergrounding_single_or_two_phase_lateral | 1 | 1635386.58 | 1635386.58 | 0 | 0 | 1668550.28 | 0 | 33163.5497
Circuit | HT06_lateral | distribution_circuit_resiliency | 2 | 790221.96 | 790221.96 | 0 | 0 | 1544807.81 | 0 | 754585.691
Circuit | HT06_lateral | strategic_undergrounding_three_phase_lateral | 3 | 16819.33 | 16819.33 | 0 | 0 | 3240205.37 | 0 | 3223385.92
Circuit | HT06_main | strategic_undergrounding_main | 1 | 3044308.75 | 3044308.75 | 0 | 0 | 3044308.89 | 0 | 0
Circuit | HT06_main | distribution_circuit_resiliency | 2 | 568185.46 | 568185.46 | 0 | 0 | 5273693.3 | 0 | 4705507.71
Circuit | HT07_lateral | strategic_undergrounding_single_or_two_phase_lateral | 1 | 227912.85 | 227912.85 | 0 | 0 | 242055.079 | 0 | 14142.0841
Circuit | HT07_lateral | distribution_circuit_resiliency | 2 | 35968.78 | 35968.78 | 0 | 0 | 236893.909 | 0 | 200924.975
Circuit | HT07_lateral | strategic_undergrounding_freeway | 3 | 7163.11 | 7163.11 | 0 | 0 | 456880.69 | 0 | 449717.42
Circuit | HT07_main | strategic_undergrounding_main | 1 | 374108.82 | 374108.82 | 0 | 0 | 402393.134 | 0 | 28284.1683
Circuit | HT07_main | distribution_circuit_resiliency | 2 | 138466.61 | 138466.61 | 0 | 0 | 588692.54 | 0 | 450225.793
Circuit | HT07_main | strategic_undergrounding_freeway | 3 | 14326.38 | 14326.38 | 0 | 0 | 752593.929 | 0 | 738267.389
Circuit | HT08_lateral | strategic_undergrounding_single_or_two_phase_lateral | 1 | 259192.88 | 259192.88 | 0 | 0 | 277786.816 | 0 | 18593.8065
Circuit | HT08_lateral | distribution_circuit_resiliency | 2 | 152037 | 152037 | 0 | 0 | 253839.628 | 0 | 101802.488
Circuit | HT08_lateral | strategic_undergrounding_freeway | 3 | 9418.04 | 9418.04 | 0 | 0 | 521008.69 | 0 | 511590.527
Circuit | HT08_lateral | strategic_undergrounding_three_phase_lateral | 4 | 0 | 0 | 0 | 0 | 530184.333 | 0 | 530184.333
Circuit | HT08_main | strategic_undergrounding_main | 1 | 556312.48 | 556312.48 | 0 | 0 | 628730.61 | 0 | 72417.9838
Circuit | HT08_main | distribution_circuit_resiliency | 2 | 207120.3 | 207120.3 | 0 | 0 | 904232.226 | 0 | 697111.818
Circuit | HT08_main | strategic_undergrounding_freeway | 3 | 36681.13 | 36681.13 | 0 | 0 | 1134641.96 | 0 | 1097960.69
Circuit | HT09_lateral | strategic_undergrounding_single_or_two_phase_lateral | 1 | 266757.68 | 266757.68 | 0 | 0 | 385197.343 | 0 | 118439.523
Circuit | HT09_lateral | distribution_circuit_resiliency | 2 | 163500.39 | 163500.39 | 0 | 0 | 365254.664 | 0 | 201754.153
Circuit | HT09_lateral | strategic_undergrounding_freeway | 3 | 58505.59 | 58505.59 | 0 | 0 | 587809.133 | 0 | 529303.397
Circuit | HT09_lateral | strategic_undergrounding_three_phase_lateral | 4 | 1486.93 | 1486.93 | 0 | 0 | 643358.27 | 0 | 641871.192
Circuit | HT09_main | strategic_undergrounding_main | 1 | 936503.89 | 936503.89 | 0 | 0 | 939466.282 | 0 | 2962.1989
Circuit | HT09_main | distribution_circuit_resiliency | 2 | 157049.73 | 157049.73 | 0 | 0 | 1649239.53 | 0 | 1492189.64
Circuit | HT09_main | strategic_undergrounding_freeway | 3 | 1500.9 | 1500.9 | 0 | 0 | 1849247.19 | 0 | 1847746.12
Circuit | HV01_lateral | strategic_undergrounding_single_or_two_phase_lateral | 1 | 1119039.08 | 1119039.08 | 0 | 0 | 1428178.19 | 0 | 309138.965
Circuit | HV01_lateral | distribution_circuit_resiliency | 2 | 384171.07 | 384171.07 | 0 | 0 | 1601317.63 | 0 | 1217146.44
Circuit | HV01_lateral | strategic_undergrounding_three_phase_lateral | 3 | 156507.31 | 156507.31 | 0 | 0 | 2365684.83 | 0 | 2209177.38
Circuit | HV01_main | strategic_undergrounding_main | 1 | 1240144.45 | 1240144.45 | 0 | 0 | 1253322.8 | 0 | 13178.2157
Circuit | HV01_main | distribution_circuit_resiliency | 2 | 254407.87 | 254407.87 | 0 | 0 | 2135183.37 | 0 | 1880775.4
Circuit | HV01_main | strategic_undergrounding_freeway | 3 | 6665.73 | 6665.73 | 0 | 0 | 2456272.05 | 0 | 2449606.19
Circuit | HV02_lateral | strategic_undergrounding_single_or_two_phase_lateral | 1 | 745793.42 | 745793.42 | 0 | 0 | 749217.94 | 0 | 3424.3717
Circuit | HV02_lateral | distribution_circuit_resiliency | 2 | 107662.89 | 107662.89 | 0 | 0 | 992968.544 | 0 | 885305.498
Circuit | HV02_lateral | strategic_undergrounding_three_phase_lateral | 3 | 1731.97 | 1731.97 | 0 | 0 | 1476206.66 | 0 | 1474474.53
Circuit | HV02_main | strategic_undergrounding_main | 1 | 524066.55 | 524066.55 | 0 | 0 | 570295.711 | 0 | 46229.0173
Circuit | HV02_main | distribution_circuit_resiliency | 2 | 128695.75 | 128695.75 | 0 | 0 | 916442.651 | 0 | 787746.759
Circuit | HV02_main | strategic_undergrounding_freeway | 3 | 23383.61 | 23383.61 | 0 | 0 | 1059511.17 | 0 | 1036127.41
Circuit | HV03_lateral | strategic_undergrounding_single_or_two_phase_lateral | 1 | 3338416.77 | 3338416.77 | 0 | 0 | 4118544.72 | 0 | 780127.787
Circuit | HV03_lateral | distribution_circuit_resiliency | 2 | 473791.11 | 473791.11 | 0 | 0 | 5195294.02 | 0 | 4721502.79
Circuit | HV03_lateral | strategic_undergrounding_freeway | 3 | 393529.18 | 393529.18 | 0 | 0 | 6997589.95 | 0 | 6604060.64
Circuit | HV03_lateral | strategic_undergrounding_three_phase_lateral | 4 | 934.77 | 934.77 | 0 | 0 | 7381424.68 | 0 | 7380489.76
Circuit | HV03_main | strategic_undergrounding_main | 1 | 2083302.75 | 2083302.75 | 0 | 0 | 2504532.45 | 0 | 421229.547
Circuit | HV03_main | distribution_circuit_resiliency | 2 | 706129.75 | 706129.75 | 0 | 0 | 3630614.2 | 0 | 2924484.3
Circuit | HV03_main | strategic_undergrounding_freeway | 3 | 212971.85 | 212971.85 | 0 | 0 | 4333063.82 | 0 | 4120091.82
Circuit | HV04_lateral | strategic_undergrounding_single_or_two_phase_lateral | 1 | 801074.72 | 801074.72 | 0 | 0 | 801074.871 | 0 | 0
Circuit | HV04_lateral | distribution_circuit_resiliency | 2 | 3211.35 | 3211.35 | 0 | 0 | 812780.994 | 0 | 809569.496
Circuit | HV04_main | strategic_undergrounding_main | 1 | 3965792.08 | 3965792.08 | 0 | 0 | 3965792.23 | 0 | 0
Circuit | HV04_main | distribution_circuit_resiliency | 2 | 1618310.97 | 1618310.97 | 0 | 0 | 5758856.79 | 0 | 4140545.67
Circuit | HV05_lateral | strategic_undergrounding_single_or_two_phase_lateral | 1 | 668472.75 | 668472.75 | 0 | 0 | 947297.29 | 0 | 278824.411
Circuit | HV05_lateral | distribution_circuit_resiliency | 2 | 235174.36 | 235174.36 | 0 | 0 | 910179.548 | 0 | 675005.068
Circuit | HV05_lateral | strategic_undergrounding_freeway | 3 | 139666.21 | 139666.21 | 0 | 0 | 1465603.21 | 0 | 1325936.86
Circuit | HV05_lateral | strategic_undergrounding_three_phase_lateral | 4 | 1367.74 | 1367.74 | 0 | 0 | 1600713.07 | 0 | 1599345.18
Circuit | HV05_main | strategic_undergrounding_main | 1 | 1301603.15 | 1301603.15 | 0 | 0 | 1577719.68 | 0 | 276116.364
Circuit | HV05_main | distribution_circuit_resiliency | 2 | 542763.57 | 542763.57 | 0 | 0 | 2151053.94 | 0 | 1608290.23
Circuit | HV05_main | strategic_undergrounding_freeway | 3 | 139666.21 | 139666.21 | 0 | 0 | 2715433.61 | 0 | 2575767.26
Circuit | HV06_lateral | strategic_undergrounding_single_or_two_phase_lateral | 1 | 1260710.33 | 1260710.33 | 0 | 0 | 1260710.47 | 0 | 0
Circuit | HV06_lateral | distribution_circuit_resiliency | 2 | 108068.34 | 108068.34 | 0 | 0 | 1592957.89 | 0 | 1484889.43
Circuit | HV06_lateral | strategic_undergrounding_three_phase_lateral | 3 | 0 | 0 | 0 | 0 | 2493884.91 | 0 | 2493884.91
Circuit | HV06_main | strategic_undergrounding_main | 1 | 2584025.23 | 2584025.23 | 0 | 0 | 2584025.42 | 0 | 0
Circuit | HV06_main | distribution_circuit_resiliency | 2 | 1035422.71 | 1035422.71 | 0 | 0 | 3776158.7 | 0 | 2740735.85
Circuit | HV07_lateral | strategic_undergrounding_single_or_two_phase_lateral | 1 | 1359871.88 | 1359871.88 | 0 | 0 | 1671739.28 | 0 | 311867.252
Circuit | HV07_lateral | strategic_undergrounding_three_phase_lateral | 2 | 157749.89 | 157749.89 | 0 | 0 | 2843714.81 | 0 | 2685964.8
Circuit | HV07_lateral | distribution_circuit_resiliency | 3 | 105679.17 | 105679.17 | 0 | 0 | 2007480.56 | 0 | 1901801.26
Circuit | HV07_main | strategic_undergrounding_main | 1 | 1542936.74 | 1542936.74 | 0 | 0 | 1546231.3 | 0 | 3294.3724
Circuit | HV07_main | distribution_circuit_resiliency | 2 | 533070.56 | 533070.56 | 0 | 0 | 2365052.58 | 0 | 1831981.89
Circuit | HV07_main | strategic_undergrounding_freeway | 3 | 1666.22 | 1666.22 | 0 | 0 | 3048684.98 | 0 | 3047018.6
Circuit | HV08_lateral | strategic_undergrounding_single_or_two_phase_lateral | 1 | 3947783.24 | 3947783.24 | 0 | 0 | 7588388.51 | 0 | 3640605.14
Circuit | HV08_lateral | strategic_undergrounding_freeway | 2 | 1840203.83 | 1840203.83 | 0 | 0 | 9650146.45 | 0 | 7809942.47
Circuit | HV08_lateral | distribution_circuit_resiliency | 3 | 962967.77 | 962967.77 | 0 | 0 | 8703108.3 | 0 | 7740140.4
Circuit | HV08_main | strategic_undergrounding_main | 1 | 2997855.11 | 2997855.11 | 0 | 0 | 5028163.92 | 0 | 2030308.64
Circuit | HV08_main | distribution_circuit_resiliency | 2 | 1177407.37 | 1177407.37 | 0 | 0 | 6441535.99 | 0 | 5264128.53
Circuit | HV08_main | strategic_undergrounding_freeway | 3 | 1026342.61 | 1026342.61 | 0 | 0 | 6956883.56 | 0 | 5930540.81
Circuit | HV41_lateral | strategic_undergrounding_single_or_two_phase_lateral | 1 | 2370242.06 | 2370242.06 | 0 | 0 | 2374743.32 | 0 | 4501.0983
Circuit | HV41_lateral | distribution_circuit_resiliency | 2 | 895164.44 | 895164.44 | 0 | 0 | 2820120.11 | 0 | 1924955.53
Circuit | HV41_lateral | strategic_undergrounding_three_phase_lateral | 3 | 1161.38 | 1161.38 | 0 | 0 | 4689900.22 | 0 | 4688738.67
Circuit | HV41_lateral | strategic_undergrounding_freeway | 4 | 1114.7 | 1114.7 | 0 | 0 | 4689951.53 | 0 | 4688836.68
Circuit | HV41_main | strategic_undergrounding_main | 1 | 2438067.65 | 2438067.65 | 0 | 0 | 2440269.35 | 0 | 2201.546
Circuit | HV41_main | distribution_circuit_resiliency | 2 | 815810.48 | 815810.48 | 0 | 0 | 3771071.01 | 0 | 2955260.38
Circuit | HV41_main | strategic_undergrounding_freeway | 3 | 1114.7 | 1114.7 | 0 | 0 | 4820923.92 | 0 | 4819809.06
Circuit | HV42_lateral | strategic_undergrounding_single_or_two_phase_lateral | 1 | 1204632.56 | 1204632.56 | 0 | 0 | 1218870.4 | 0 | 14237.6733
Circuit | HV42_lateral | distribution_circuit_resiliency | 2 | 446801.17 | 446801.17 | 0 | 0 | 1377506.66 | 0 | 930705.367
Circuit | HV42_lateral | strategic_undergrounding_freeway | 3 | 4838.63 | 4838.63 | 0 | 0 | 2388739.38 | 0 | 2383900.59
Circuit | HV42_lateral | strategic_undergrounding_three_phase_lateral | 4 | 2376.97 | 2376.97 | 0 | 0 | 2391141.01 | 0 | 2388763.89
Circuit | HV42_main | strategic_undergrounding_main | 1 | 2234793.4 | 2234793.4 | 0 | 0 | 2244344.02 | 0 | 9550.4891
Circuit | HV42_main | distribution_circuit_resiliency | 2 | 962003.83 | 962003.83 | 0 | 0 | 3185086.53 | 0 | 2223082.57
Circuit | HV42_main | strategic_undergrounding_freeway | 3 | 4838.63 | 4838.63 | 0 | 0 | 4416049.42 | 0 | 4411210.63
Circuit | HX01_lateral | strategic_undergrounding_single_or_two_phase_lateral | 1 | 3799110.56 | 3799110.56 | 0 | 0 | 6667042.77 | 0 | 2867932.08
Circuit | HX01_lateral | strategic_undergrounding_freeway | 2 | 1455586.99 | 1455586.99 | 0 | 0 | 8907946.65 | 0 | 7452359.51
Circuit | HX01_lateral | distribution_circuit_resiliency | 3 | 514448.85 | 514448.85 | 0 | 0 | 7830111.87 | 0 | 7315662.89
Circuit | HX01_lateral | strategic_undergrounding_three_phase_lateral | 4 | 10157.38 | 10157.38 | 0 | 0 | 10290357.1 | 0 | 10280199.5
Circuit | HX01_main | strategic_undergrounding_main | 1 | 1754042.02 | 1754042.02 | 0 | 0 | 3144635.8 | 0 | 1390593.63
Circuit | HX01_main | strategic_undergrounding_freeway | 2 | 710793.21 | 710793.21 | 0 | 0 | 4142281.18 | 0 | 3431487.81
Circuit | HX01_main | distribution_circuit_resiliency | 3 | 617698.86 | 617698.86 | 0 | 0 | 3992165.56 | 0 | 3374466.57
Circuit | HX02_lateral | strategic_undergrounding_single_or_two_phase_lateral | 1 | 13867265.6 | 13867265.6 | 0 | 0 | 14940212.4 | 0 | 1072946.66
Circuit | HX02_lateral | distribution_circuit_resiliency | 2 | 802529.1 | 802529.1 | 0 | 0 | 20113708.8 | 0 | 19311179.6
Circuit | HX02_lateral | strategic_undergrounding_three_phase_lateral | 3 | 548524.49 | 548524.49 | 0 | 0 | 27633217 | 0 | 27084692.4
Circuit | HX02_main | strategic_undergrounding_main | 1 | 8588473.23 | 8588473.23 | 0 | 0 | 8588473.39 | 0 | 0
Circuit | HX02_main | distribution_circuit_resiliency | 2 | 2811440.38 | 2811440.38 | 0 | 0 | 13001163.3 | 0 | 10189722.8
Circuit | HX03_lateral | strategic_undergrounding_single_or_two_phase_lateral | 1 | 3141211.45 | 3141211.45 | 0 | 0 | 4433073.73 | 0 | 1291862.1
Circuit | HX03_lateral | strategic_undergrounding_freeway | 2 | 659430.37 | 659430.37 | 0 | 0 | 6806267.17 | 0 | 6146836.64
Circuit | HX03_lateral | distribution_circuit_resiliency | 3 | 613672.9 | 613672.9 | 0 | 0 | 5332353.37 | 0 | 4718680.34
Circuit | HX03_lateral | strategic_undergrounding_three_phase_lateral | 4 | 966.81 | 966.81 | 0 | 0 | 7435882.78 | 0 | 7434915.8
Circuit | HX03_main | strategic_undergrounding_main | 1 | 1449042.83 | 1449042.83 | 0 | 0 | 2125292.76 | 0 | 676249.771
Circuit | HX03_main | strategic_undergrounding_freeway | 2 | 345679.48 | 345679.48 | 0 | 0 | 3180288.74 | 0 | 2834609.1
Circuit | HX03_main | distribution_circuit_resiliency | 3 | 168535.67 | 168535.67 | 0 | 0 | 3284382.35 | 0 | 3115846.54
Circuit | HY01_lateral | strategic_undergrounding_single_or_two_phase_lateral | 1 | 2173076.55 | 2173076.55 | 0 | 0 | 2494139.88 | 0 | 321063.187
Circuit | HY01_lateral | distribution_circuit_resiliency | 2 | 188395.14 | 188395.14 | 0 | 0 | 3318606.21 | 0 | 3130210.92
Circuit | HY01_lateral | strategic_undergrounding_freeway | 3 | 162508.65 | 162508.65 | 0 | 0 | 4458557.77 | 0 | 4296048.98
Circuit | HY01_main | strategic_undergrounding_main | 1 | 3528066.33 | 3528066.33 | 0 | 0 | 4534621.19 | 0 | 1006554.71
Circuit | HY01_main | distribution_circuit_resiliency | 2 | 650768.16 | 650768.16 | 0 | 0 | 7142763.69 | 0 | 6491995.4
Circuit | HY01_main | strategic_undergrounding_freeway | 3 | 509663 | 509663 | 0 | 0 | 7484652.48 | 0 | 6974989.34
Circuit | HY02_lateral | strategic_undergrounding_single_or_two_phase_lateral | 1 | 699309.09 | 699309.09 | 0 | 0 | 770288.663 | 0 | 70979.4517
Circuit | HY02_lateral | distribution_circuit_resiliency | 2 | 255719.03 | 255719.03 | 0 | 0 | 730393.747 | 0 | 474674.556
Circuit | HY02_lateral | strategic_undergrounding_three_phase_lateral | 3 | 35884.6 | 35884.6 | 0 | 0 | 1418719.11 | 0 | 1382834.38
Circuit | HY02_main | strategic_undergrounding_main | 1 | 2156402.47 | 2156402.47 | 0 | 0 | 2156402.63 | 0 | 0
Circuit | HY02_main | distribution_circuit_resiliency | 2 | 860116.21 | 860116.21 | 0 | 0 | 3155168.41 | 0 | 2295052.06
Circuit | HY03_lateral | strategic_undergrounding_single_or_two_phase_lateral | 1 | 791327.92 | 791327.92 | 0 | 0 | 792249.879 | 0 | 921.8111
Circuit | HY03_lateral | distribution_circuit_resiliency | 2 | 348572.4 | 348572.4 | 0 | 0 | 883995.549 | 0 | 535423.01
Circuit | HY03_lateral | strategic_undergrounding_three_phase_lateral | 3 | 465.84 | 465.84 | 0 | 0 | 1565701.2 | 0 | 1565235.17
Circuit | HY03_main | strategic_undergrounding_main | 1 | 1350570.33 | 1350570.33 | 0 | 0 | 1350570.52 | 0 | 0
Circuit | HY03_main | distribution_circuit_resiliency | 2 | 726125.56 | 726125.56 | 0 | 0 | 1734587 | 0 | 1008461.3
Circuit | HY04_lateral | strategic_undergrounding_single_or_two_phase_lateral | 1 | 874633.86 | 874633.86 | 0 | 0 | 874634.017 | 0 | 0
Circuit | HY04_lateral | distribution_circuit_resiliency | 2 | 105629.92 | 105629.92 | 0 | 0 | 1027206.88 | 0 | 921576.829
Circuit | HY04_main | strategic_undergrounding_main | 1 | 1485166.18 | 1485166.18 | 0 | 0 | 1485166.32 | 0 | 0
Circuit | HY04_main | distribution_circuit_resiliency | 2 | 468452.41 | 468452.41 | 0 | 0 | 2332348.21 | 0 | 1863895.67
Circuit | HY05_lateral | strategic_undergrounding_single_or_two_phase_lateral | 1 | 194851.94 | 194851.94 | 0 | 0 | 194852.087 | 0 | 0
Circuit | HY05_lateral | distribution_circuit_resiliency | 2 | 2024.1 | 2024.1 | 0 | 0 | 194532.799 | 0 | 192508.56
Circuit | HY05_main | strategic_undergrounding_main | 1 | 1015289.03 | 1015289.03 | 0 | 0 | 1015289.19 | 0 | 0
Circuit | HY05_main | distribution_circuit_resiliency | 2 | 428032.53 | 428032.53 | 0 | 0 | 1455833.77 | 0 | 1027801.09
Circuit | HY06_lateral | strategic_undergrounding_single_or_two_phase_lateral | 1 | 1119934.24 | 1119934.24 | 0 | 0 | 1119934.41 | 0 | 0
Circuit | HY06_lateral | distribution_circuit_resiliency | 2 | 404.7 | 404.7 | 0 | 0 | 1123071.41 | 0 | 1122666.56
Circuit | HY06_main | strategic_undergrounding_main | 1 | 3141188.34 | 3141188.34 | 0 | 0 | 3141188.49 | 0 | 0
Circuit | HY06_main | distribution_circuit_resiliency | 2 | 1109691.7 | 1109691.7 | 0 | 0 | 4779445.22 | 0 | 3669753.37
Circuit | HY07_lateral | strategic_undergrounding_single_or_two_phase_lateral | 1 | 481306.02 | 481306.02 | 0 | 0 | 481306.166 | 0 | 0
Circuit | HY07_lateral | distribution_circuit_resiliency | 2 | 153741.32 | 153741.32 | 0 | 0 | 457495.323 | 0 | 303753.893
Circuit | HY07_main | strategic_undergrounding_main | 1 | 1201797.2 | 1201797.2 | 0 | 0 | 1201797.37 | 0 | 0
Circuit | HY07_main | distribution_circuit_resiliency | 2 | 586223.77 | 586223.77 | 0 | 0 | 1620474.29 | 0 | 1034250.42
Circuit | HY08_lateral | strategic_undergrounding_single_or_two_phase_lateral | 1 | 463346.94 | 463346.94 | 0 | 0 | 463347.1 | 0 | 0
Circuit | HY08_lateral | distribution_circuit_resiliency | 2 | 13222.4 | 13222.4 | 0 | 0 | 461259.399 | 0 | 448036.847
Circuit | HY08_main | strategic_undergrounding_main | 1 | 2299775.53 | 2299775.53 | 0 | 0 | 2299775.68 | 0 | 0
Circuit | HY08_main | distribution_circuit_resiliency | 2 | 733793.93 | 733793.93 | 0 | 0 | 3601305.28 | 0 | 2867511.2
Circuit | HY09_lateral | strategic_undergrounding_single_or_two_phase_lateral | 1 | 231619.42 | 231619.42 | 0 | 0 | 231619.584 | 0 | 0
Circuit | HY09_lateral | distribution_circuit_resiliency | 2 | 14490.2 | 14490.2 | 0 | 0 | 229332.624 | 0 | 214842.311
Circuit | HY09_main | strategic_undergrounding_main | 1 | 1340020.83 | 1340020.83 | 0 | 0 | 1340020.99 | 0 | 0
Circuit | HY09_main | distribution_circuit_resiliency | 2 | 470443.36 | 470443.36 | 0 | 0 | 2042881.77 | 0 | 1572438.3
Circuit | HY10_lateral | strategic_undergrounding_single_or_two_phase_lateral | 1 | 443452.49 | 443452.49 | 0 | 0 | 636426.068 | 0 | 192973.436
Circuit | HY10_lateral | distribution_circuit_resiliency | 2 | 110351.64 | 110351.64 | 0 | 0 | 661737.985 | 0 | 551386.228
Circuit | HY10_lateral | strategic_undergrounding_freeway | 3 | 95819.4 | 95819.4 | 0 | 0 | 976238.626 | 0 | 880419.105
Circuit | HY10_lateral | strategic_undergrounding_three_phase_lateral | 4 | 1766.09 | 1766.09 | 0 | 0 | 1068173.33 | 0 | 1066407.08
Circuit | HY10_main | strategic_undergrounding_main | 1 | 791371.76 | 791371.76 | 0 | 0 | 940104.076 | 0 | 148732.165
Circuit | HY10_main | distribution_circuit_resiliency | 2 | 301928.3 | 301928.3 | 0 | 0 | 1324257.42 | 0 | 1022329
Circuit | HY10_main | strategic_undergrounding_freeway | 3 | 75213.04 | 75213.04 | 0 | 0 | 1640227.03 | 0 | 1565013.86
Circuit | HY11_lateral | strategic_undergrounding_single_or_two_phase_lateral | 1 | 279967.17 | 279967.17 | 0 | 0 | 279967.321 | 0 | 0
Circuit | HY11_lateral | distribution_circuit_resiliency | 2 | 108978.68 | 108978.68 | 0 | 0 | 268069.681 | 0 | 159090.892
Circuit | HY11_main | strategic_undergrounding_main | 1 | 766600.05 | 766600.05 | 0 | 0 | 766600.199 | 0 | 0
Circuit | HY11_main | distribution_circuit_resiliency | 2 | 158893.55 | 158893.55 | 0 | 0 | 1309382.99 | 0 | 1150489.29
Circuit | HY12_lateral | strategic_undergrounding_single_or_two_phase_lateral | 1 | 241839.41 | 241839.41 | 0 | 0 | 241839.577 | 0 | 0
Circuit | HY12_lateral | distribution_circuit_resiliency | 2 | 0 | 0 | 0 | 0 | 253734.92 | 0 | 253734.92
Circuit | HY12_main | strategic_undergrounding_main | 1 | 1416627.39 | 1416627.39 | 0 | 0 | 1416627.55 | 0 | 0
Circuit | HY12_main | distribution_circuit_resiliency | 2 | 535340.76 | 535340.76 | 0 | 0 | 2110432.14 | 0 | 1575091.24
Circuit | HY13_lateral | strategic_undergrounding_single_or_two_phase_lateral | 1 | 728359.94 | 728359.94 | 0 | 0 | 759310.891 | 0 | 30950.7883
Circuit | HY13_lateral | distribution_circuit_resiliency | 2 | 224736.93 | 224736.93 | 0 | 0 | 858990.841 | 0 | 634253.785
Circuit | HY13_lateral | strategic_undergrounding_freeway | 3 | 10447.71 | 10447.71 | 0 | 0 | 1459272.77 | 0 | 1448824.91
Circuit | HY13_lateral | strategic_undergrounding_three_phase_lateral | 4 | 5223.8 | 5223.8 | 0 | 0 | 1464365.77 | 0 | 1459141.84
Circuit | HY13_main | strategic_undergrounding_main | 1 | 555037.4 | 555037.4 | 0 | 0 | 623817.064 | 0 | 68779.5294
Circuit | HY13_main | distribution_circuit_resiliency | 2 | 89131.76 | 89131.76 | 0 | 0 | 1050318.15 | 0 | 961186.246
Circuit | HY13_main | strategic_undergrounding_freeway | 3 | 34826.04 | 34826.04 | 0 | 0 | 1131066.34 | 0 | 1096240.14
Circuit | IM41_lateral | strategic_undergrounding_single_or_two_phase_lateral | 1 | 307201.8 | 307201.8 | 0 | 0 | 308325.748 | 0 | 1123.8071
Circuit | IM41_lateral | distribution_circuit_resiliency | 2 | 186409.91 | 186409.91 | 0 | 0 | 286918.614 | 0 | 100508.586
Circuit | IM41_lateral | strategic_undergrounding_three_phase_lateral | 3 | 572.61 | 572.61 | 0 | 0 | 604430.652 | 0 | 603857.888
Circuit | IM41_main | strategic_undergrounding_main | 1 | 1326646.6 | 1326646.6 | 0 | 0 | 1332265.79 | 0 | 5619.0354
Circuit | IM41_main | distribution_circuit_resiliency | 2 | 483515.78 | 483515.78 | 0 | 0 | 1994757.99 | 0 | 1511242.09
Circuit | IM41_main | strategic_undergrounding_freeway | 3 | 2863.68 | 2863.68 | 0 | 0 | 2606689 | 0 | 2603825.17
Circuit | IM42_lateral | strategic_undergrounding_single_or_two_phase_lateral | 1 | 441200 | 441200 | 0 | 0 | 442278.966 | 0 | 1078.8351
Circuit | IM42_lateral | distribution_circuit_resiliency | 2 | 169908.71 | 169908.71 | 0 | 0 | 415640.146 | 0 | 245731.289
Circuit | IM42_lateral | strategic_undergrounding_freeway | 3 | 549.69 | 549.69 | 0 | 0 | 866313.405 | 0 | 865763.562
Circuit | IM42_main | strategic_undergrounding_main | 1 | 3006890.05 | 3006890.05 | 0 | 0 | 3009047.85 | 0 | 2157.6701
Circuit | IM42_main | distribution_circuit_resiliency | 2 | 1257251.58 | 1257251.58 | 0 | 0 | 4305990.35 | 0 | 3048738.63
Circuit | IM42_main | strategic_undergrounding_freeway | 3 | 1099.55 | 1099.55 | 0 | 0 | 5901172.19 | 0 | 5900072.5
Circuit | IM43_lateral | strategic_undergrounding_single_or_two_phase_lateral | 1 | 909197.42 | 909197.42 | 0 | 0 | 1577632.02 | 0 | 668434.436
Circuit | IM43_lateral | strategic_undergrounding_freeway | 2 | 340272.68 | 340272.68 | 0 | 0 | 2126700.55 | 0 | 1786427.72
Circuit | IM43_lateral | distribution_circuit_resiliency | 3 | 227530.55 | 227530.55 | 0 | 0 | 1799790.99 | 0 | 1572260.33
Circuit | IM43_lateral | strategic_undergrounding_three_phase_lateral | 4 | 0 | 0 | 0 | 0 | 2454862.16 | 0 | 2454862.16
Circuit | IM43_main | strategic_undergrounding_main | 1 | 1745643.86 | 1745643.86 | 0 | 0 | 2500657.21 | 0 | 755013.194
Circuit | IM43_main | distribution_circuit_resiliency | 2 | 600616.05 | 600616.05 | 0 | 0 | 3419930.26 | 0 | 2819314.12
Circuit | IM43_main | strategic_undergrounding_freeway | 3 | 384285.44 | 384285.44 | 0 | 0 | 3814105.91 | 0 | 3429820.33
Circuit | IM44_lateral | strategic_undergrounding_single_or_two_phase_lateral | 1 | 938815.56 | 938815.56 | 0 | 0 | 2045873.9 | 0 | 1107058.2
Circuit | IM44_lateral | strategic_undergrounding_freeway | 2 | 547668.21 | 547668.21 | 0 | 0 | 2422263.67 | 0 | 1874595.32
Circuit | IM44_lateral | distribution_circuit_resiliency | 3 | 340989.1 | 340989.1 | 0 | 0 | 2100666.06 | 0 | 1759676.85
Circuit | IM44_lateral | strategic_undergrounding_three_phase_lateral | 4 | 16495.18 | 16495.18 | 0 | 0 | 2933418.73 | 0 | 2916923.42
Circuit | IM44_main | strategic_undergrounding_main | 1 | 6125724.3 | 6125724.3 | 0 | 0 | 7947097.83 | 0 | 1821373.39
Circuit | IM44_main | distribution_circuit_resiliency | 2 | 2546564.96 | 2546564.96 | 0 | 0 | 10607820.3 | 0 | 8061255.2
Circuit | IM44_main | strategic_undergrounding_freeway | 3 | 928184.19 | 928184.19 | 0 | 0 | 12948009.6 | 0 | 12019825.3
Circuit | IM45_lateral | strategic_undergrounding_single_or_two_phase_lateral | 1 | 6875.32 | 6875.32 | 0 | 0 | 6875.4792 | 0 | 0
Circuit | IM45_lateral | distribution_circuit_resiliency | 2 | 5941.94 | 5941.94 | 0 | 0 | 5942.0787 | 0 | 0
Circuit | IM45_main | strategic_undergrounding_main | 1 | 4988.68 | 4988.68 | 0 | 0 | 4988.8188 | 0 | 0
Circuit | IM45_main | distribution_circuit_resiliency | 2 | 1334.48 | 1334.48 | 0 | 0 | 8098.2816 | 0 | 6763.7192
Circuit | IM46_lateral | strategic_undergrounding_single_or_two_phase_lateral | 1 | 1141341.62 | 1141341.62 | 0 | 0 | 1318913.73 | 0 | 177571.955
Circuit | IM46_lateral | distribution_circuit_resiliency | 2 | 488677.25 | 488677.25 | 0 | 0 | 1242313.78 | 0 | 753636.419
Circuit | IM46_lateral | strategic_undergrounding_freeway | 3 | 90531.23 | 90531.23 | 0 | 0 | 2329523.6 | 0 | 2238992.22
Circuit | IM46_lateral | strategic_undergrounding_three_phase_lateral | 4 | 0 | 0 | 0 | 0 | 2416564.18 | 0 | 2416564.18
Circuit | IM46_main | strategic_undergrounding_main | 1 | 3961182.46 | 3961182.46 | 0 | 0 | 4245725.63 | 0 | 284543.011
Circuit | IM46_main | distribution_circuit_resiliency | 2 | 1720274.51 | 1720274.51 | 0 | 0 | 5872055.15 | 0 | 4151780.49
Circuit | IM46_main | strategic_undergrounding_freeway | 3 | 145068.19 | 145068.19 | 0 | 0 | 7915332.59 | 0 | 7770264.25
Circuit | IM47_lateral | strategic_undergrounding_single_or_two_phase_lateral | 1 | 609055.65 | 609055.65 | 0 | 0 | 833238.035 | 0 | 224182.261
Circuit | IM47_lateral | distribution_circuit_resiliency | 2 | 122881.76 | 122881.76 | 0 | 0 | 945246.68 | 0 | 822364.801
Circuit | IM47_lateral | strategic_undergrounding_freeway | 3 | 114265.2 | 114265.2 | 0 | 0 | 1309220.85 | 0 | 1194955.51
Circuit | IM47_lateral | strategic_undergrounding_three_phase_lateral | 4 | 0 | 0 | 0 | 0 | 1419137.77 | 0 | 1419137.77
Circuit | IM47_main | strategic_undergrounding_main | 1 | 990397.43 | 990397.43 | 0 | 0 | 1392167.83 | 0 | 401770.242
Circuit | IM47_main | distribution_circuit_resiliency | 2 | 414090.79 | 414090.79 | 0 | 0 | 1819391.76 | 0 | 1405300.85
Circuit | IM47_main | strategic_undergrounding_freeway | 3 | 204776.18 | 204776.18 | 0 | 0 | 2147909.26 | 0 | 1943132.94
Circuit | IM48_lateral | strategic_undergrounding_single_or_two_phase_lateral | 1 | 4326988.41 | 4326988.41 | 0 | 0 | 5196472.52 | 0 | 869483.97
Circuit | IM48_lateral | distribution_circuit_resiliency | 2 | 756191.68 | 756191.68 | 0 | 0 | 5921447.19 | 0 | 5165255.4
Circuit | IM48_lateral | strategic_undergrounding_freeway | 3 | 442869.01 | 442869.01 | 0 | 0 | 8937228.54 | 0 | 8494359.37
Circuit | IM48_main | strategic_undergrounding_main | 1 | 5771058.54 | 5771058.54 | 0 | 0 | 8340302.18 | 0 | 2569243.52
Circuit | IM48_main | distribution_circuit_resiliency | 2 | 2192642.18 | 2192642.18 | 0 | 0 | 11112175.7 | 0 | 8919533.35
Circuit | IM48_main | strategic_undergrounding_freeway | 3 | 1308978.84 | 1308978.84 | 0 | 0 | 12637813.3 | 0 | 11328834.3
Circuit | IM49_lateral | strategic_undergrounding_single_or_two_phase_lateral | 1 | 3602325.13 | 3602325.13 | 0 | 0 | 3602325.29 | 0 | 0
Circuit | IM49_lateral | distribution_circuit_resiliency | 2 | 2480466.45 | 2480466.45 | 0 | 0 | 3286207.74 | 0 | 805741.172
Circuit | IM49_main | strategic_undergrounding_main | 1 | 10742711.6 | 10742711.6 | 0 | 0 | 10742711.7 | 0 | 0
Circuit | IM49_main | distribution_circuit_resiliency | 2 | 4620965.97 | 4620965.97 | 0 | 0 | 15207818.7 | 0 | 10586852.6
Circuit | IM50_lateral | strategic_undergrounding_single_or_two_phase_lateral | 1 | 5314932.83 | 5314932.83 | 0 | 0 | 5632983.5 | 0 | 318050.504
Circuit | IM50_lateral | distribution_circuit_resiliency | 2 | 1608730.24 | 1608730.24 | 0 | 0 | 6834218.95 | 0 | 5225488.59
Circuit | IM50_lateral | strategic_undergrounding_freeway | 3 | 162005.81 | 162005.81 | 0 | 0 | 10608973.5 | 0 | 10446967.5
Circuit | IM50_main | strategic_undergrounding_main | 1 | 5943404.49 | 5943404.49 | 0 | 0 | 8534128.46 | 0 | 2590723.81
Circuit | IM50_main | distribution_circuit_resiliency | 2 | 2457569.76 | 2457569.76 | 0 | 0 | 11141186.2 | 0 | 8683616.35
Circuit | IM50_main | strategic_undergrounding_freeway | 3 | 1318210.57 | 1318210.57 | 0 | 0 | 12997687.1 | 0 | 11679476.4
Circuit | IND01_lateral | strategic_undergrounding_single_or_two_phase_lateral | 1 | 12658.73 | 12658.73 | 0 | 0 | 12658.8656 | 0 | 0
Circuit | IND01_lateral | distribution_circuit_resiliency | 2 | 8742.06 | 8742.06 | 0 | 0 | 11285.7344 | 0 | 2543.5498
Circuit | IND01_main | strategic_undergrounding_main | 1 | 40195 | 40195 | 0 | 0 | 40195.161 | 0 | 0
Circuit | IND01_main | distribution_circuit_resiliency | 2 | 25716.46 | 25716.46 | 0 | 0 | 46281.2376 | 0 | 20564.6434
Circuit | IND02_lateral | strategic_undergrounding_single_or_two_phase_lateral | 1 | 10726.57 | 10726.57 | 0 | 0 | 11563.2356 | 0 | 836.4999
Circuit | IND02_lateral | distribution_circuit_resiliency | 2 | 4823.58 | 4823.58 | 0 | 0 | 10806.0496 | 0 | 5982.3481
Circuit | IND02_lateral | strategic_undergrounding_three_phase_lateral | 3 | 424.98 | 424.98 | 0 | 0 | 21546.8322 | 0 | 21121.7427
Circuit | IND02_main | strategic_undergrounding_main | 1 | 10889.4 | 10889.4 | 0 | 0 | 10889.5315 | 0 | 0
Circuit | IND02_main | distribution_circuit_resiliency | 2 | 4793.69 | 4793.69 | 0 | 0 | 15312.8398 | 0 | 10519.0224
Circuit | IND03_lateral | strategic_undergrounding_single_or_two_phase_lateral | 1 | 1284.96 | 1284.96 | 0 | 0 | 1285.104 | 0 | 0
Circuit | IND03_lateral | distribution_circuit_resiliency | 2 | 701.35 | 701.35 | 0 | 0 | 1174.93 | 0 | 473.4594
Circuit | IND03_main | strategic_undergrounding_main | 1 | 1893.67 | 1893.67 | 0 | 0 | 1893.8375 | 0 | 0
Circuit | IND03_main | distribution_circuit_resiliency | 2 | 818.25 | 818.25 | 0 | 0 | 2684.1343 | 0 | 1865.7519
Circuit | IND04_lateral | strategic_undergrounding_single_or_two_phase_lateral | 1 | 17290.51 | 17290.51 | 0 | 0 | 17290.6205 | 0 | 0
Circuit | IND04_lateral | distribution_circuit_resiliency | 2 | 6973.66 | 6973.66 | 0 | 0 | 16196.1631 | 0 | 9222.3873
Circuit | IND04_lateral | strategic_undergrounding_three_phase_lateral | 3 | 0 | 0 | 0 | 0 | 34030.6447 | 0 | 34030.6447
Circuit | IND04_main | strategic_undergrounding_main | 1 | 15562.61 | 15562.61 | 0 | 0 | 15562.7786 | 0 | 0
Circuit | IND04_main | distribution_circuit_resiliency | 2 | 8469.79 | 8469.79 | 0 | 0 | 19812.4401 | 0 | 11342.5023
Circuit | IND05_lateral | strategic_undergrounding_single_or_two_phase_lateral | 1 | 110573.89 | 110573.89 | 0 | 0 | 110574.039 | 0 | 0
Circuit | IND05_lateral | distribution_circuit_resiliency | 2 | 55968.77 | 55968.77 | 0 | 0 | 101784.494 | 0 | 45815.5846
Circuit | IND05_lateral | strategic_undergrounding_three_phase_lateral | 3 | 0 | 0 | 0 | 0 | 217838.438 | 0 | 217838.438
Circuit | IND05_main | strategic_undergrounding_main | 1 | 120896.94 | 120896.94 | 0 | 0 | 120897.081 | 0 | 0
Circuit | IND05_main | distribution_circuit_resiliency | 2 | 54484.3 | 54484.3 | 0 | 0 | 168465.863 | 0 | 113981.422
Circuit | IND06_lateral | strategic_undergrounding_single_or_two_phase_lateral | 1 | 175920.74 | 175920.74 | 0 | 0 | 175920.906 | 0 | 0
Circuit | IND06_lateral | distribution_circuit_resiliency | 2 | 8899.34 | 8899.34 | 0 | 0 | 174523.369 | 0 | 165623.894
Circuit | IND06_main | strategic_undergrounding_main | 1 | 181103.95 | 181103.95 | 0 | 0 | 181104.093 | 0 | 0
Circuit | IND06_main | distribution_circuit_resiliency | 2 | 146128.51 | 146128.51 | 0 | 0 | 169818.482 | 0 | 23689.8466
Circuit | IR01_lateral | strategic_undergrounding_single_or_two_phase_lateral | 1 | 589483.12 | 589483.12 | 0 | 0 | 607027.384 | 0 | 17544.122
Circuit | IR01_lateral | distribution_circuit_resiliency | 2 | 133148.02 | 133148.02 | 0 | 0 | 763602.006 | 0 | 630453.855
Circuit | IR01_lateral | strategic_undergrounding_three_phase_lateral | 3 | 8629.91 | 8629.91 | 0 | 0 | 1168301.83 | 0 | 1159671.79
Circuit | IR01_lateral | strategic_undergrounding_freeway | 4 | 302.64 | 302.64 | 0 | 0 | 1176329.29 | 0 | 1176026.48
Circuit | IR01_main | strategic_undergrounding_main | 1 | 448079.87 | 448079.87 | 0 | 0 | 448080.033 | 0 | 0
Circuit | IR01_main | distribution_circuit_resiliency | 2 | 162649.05 | 162649.05 | 0 | 0 | 673009.89 | 0 | 510360.708
Circuit | IR02_lateral | strategic_undergrounding_single_or_two_phase_lateral | 1 | 2204791 | 2204791 | 0 | 0 | 2218885.15 | 0 | 14093.9923
Circuit | IR02_lateral | distribution_circuit_resiliency | 2 | 511316.84 | 511316.84 | 0 | 0 | 2517431.84 | 0 | 2006114.9
Circuit | IR02_lateral | strategic_undergrounding_three_phase_lateral | 3 | 7176.02 | 7176.02 | 0 | 0 | 4339295.4 | 0 | 4332119.24
Circuit | IR02_main | strategic_undergrounding_main | 1 | 1623351.26 | 1623351.26 | 0 | 0 | 1623351.39 | 0 | 0
Circuit | IR02_main | distribution_circuit_resiliency | 2 | 636299.23 | 636299.23 | 0 | 0 | 2378986.15 | 0 | 1742686.79
Circuit | IR03_lateral | strategic_undergrounding_single_or_two_phase_lateral | 1 | 1298975.05 | 1298975.05 | 0 | 0 | 1319543.16 | 0 | 20567.9574
Circuit | IR03_lateral | distribution_circuit_resiliency | 2 | 131971.68 | 131971.68 | 0 | 0 | 1731792.79 | 0 | 1599821
Circuit | IR03_lateral | strategic_undergrounding_three_phase_lateral | 3 | 7045.41 | 7045.41 | 0 | 0 | 2564709.02 | 0 | 2557663.46
Circuit | IR03_lateral | strategic_undergrounding_freeway | 4 | 3427.37 | 3427.37 | 0 | 0 | 2568196.95 | 0 | 2564769.44
Circuit | IR03_main | strategic_undergrounding_main | 1 | 919683.13 | 919683.13 | 0 | 0 | 927313.137 | 0 | 7629.8956
Circuit | IR03_main | distribution_circuit_resiliency | 2 | 277545.91 | 277545.91 | 0 | 0 | 1460708.63 | 0 | 1183162.59
Circuit | IR03_main | strategic_undergrounding_freeway | 3 | 3885.08 | 3885.08 | 0 | 0 | 1810020.78 | 0 | 1806135.58
Circuit | IR04_lateral | strategic_undergrounding_single_or_two_phase_lateral | 1 | 6584239.71 | 6584239.71 | 0 | 0 | 7215975.08 | 0 | 631735.195
Circuit | IR04_lateral | distribution_circuit_resiliency | 2 | 959947.08 | 959947.08 | 0 | 0 | 8785815.16 | 0 | 7825867.93
Circuit | IR04_lateral | strategic_undergrounding_three_phase_lateral | 3 | 321596.8 | 321596.8 | 0 | 0 | 13252047.8 | 0 | 12930450.8
Circuit | IR04_main | strategic_undergrounding_main | 1 | 5296085.49 | 5296085.49 | 0 | 0 | 5296085.65 | 0 | 0
Circuit | IR04_main | distribution_circuit_resiliency | 2 | 1984662.41 | 1984662.41 | 0 | 0 | 7876105.88 | 0 | 5891443.32
Circuit | IR05_lateral | strategic_undergrounding_single_or_two_phase_lateral | 1 | 2158296.19 | 2158296.19 | 0 | 0 | 2823180.49 | 0 | 664884.133
Circuit | IR05_lateral | distribution_circuit_resiliency | 2 | 435655.67 | 435655.67 | 0 | 0 | 3186119.08 | 0 | 2750463.26
Circuit | IR05_lateral | strategic_undergrounding_freeway | 3 | 338851.01 | 338851.01 | 0 | 0 | 4575296.94 | 0 | 4236445.75
Circuit | IR05_main | strategic_undergrounding_main | 1 | 7399916.85 | 7399916.85 | 0 | 0 | 8725857.76 | 0 | 1325940.74
Circuit | IR05_main | distribution_circuit_resiliency | 2 | 3575286.24 | 3575286.24 | 0 | 0 | 11298562.2 | 0 | 7723275.87
Circuit | IR05_main | strategic_undergrounding_freeway | 3 | 675630.7 | 675630.7 | 0 | 0 | 15206921.8 | 0 | 14531291
Circuit | IR06_lateral | strategic_undergrounding_single_or_two_phase_lateral | 1 | 1532705.41 | 1532705.41 | 0 | 0 | 1533234.6 | 0 | 529.0225
Circuit | IR06_lateral | distribution_circuit_resiliency | 2 | 243011.77 | 243011.77 | 0 | 0 | 2063254.56 | 0 | 1820242.66
Circuit | IR06_lateral | strategic_undergrounding_three_phase_lateral | 3 | 269.21 | 269.21 | 0 | 0 | 3011004.48 | 0 | 3010735.12
Circuit | IR06_main | strategic_undergrounding_main | 1 | 1038842.18 | 1038842.18 | 0 | 0 | 1038842.33 | 0 | 0
Circuit | IR06_main | distribution_circuit_resiliency | 2 | 316550.56 | 316550.56 | 0 | 0 | 1637768.48 | 0 | 1321217.77
Circuit | IT01_main | distribution_circuit_resiliency | 1 | 0 | 0 | 0 | 0 | 0 | 0 | 0
Circuit | IT01_main | strategic_undergrounding_main | 2 | 0 | 0 | 0 | 0 | 0 | 0 | 0
Circuit | IT02_lateral | distribution_circuit_resiliency | 1 | 0 | 0 | 0 | 0 | 0 | 0 | 0
Circuit | IT02_lateral | strategic_undergrounding_single_or_two_phase_lateral | 2 | 0 | 0 | 0 | 0 | 0 | 0 | 0
Circuit | IT03_main | distribution_circuit_resiliency | 1 | 0 | 0 | 0 | 0 | 0 | 0 | 0
Circuit | IT03_main | strategic_undergrounding_main | 2 | 0 | 0 | 0 | 0 | 0 | 0 | 0
Circuit | IT05_lateral | distribution_circuit_resiliency | 1 | 0 | 0 | 0 | 0 | 0 | 0 | 0
Circuit | IT05_lateral | strategic_undergrounding_single_or_two_phase_lateral | 2 | 0 | 0 | 0 | 0 | 0 | 0 | 0
Circuit | IT06_main | distribution_circuit_resiliency | 1 | 0 | 0 | 0 | 0 | 0 | 0 | 0
Circuit | IT06_main | strategic_undergrounding_main | 2 | 0 | 0 | 0 | 0 | 0 | 0 | 0
Circuit | IT07_lateral | distribution_circuit_resiliency | 1 | 0 | 0 | 0 | 0 | 0 | 0 | 0
Circuit | IT07_lateral | strategic_undergrounding_single_or_two_phase_lateral | 2 | 0 | 0 | 0 | 0 | 0 | 0 | 0
Circuit | IT41_lateral | strategic_undergrounding_single_or_two_phase_lateral | 1 | 8231.04 | 8231.04 | 0 | 0 | 8231.1955 | 0 | 0
Circuit | IT41_lateral | distribution_circuit_resiliency | 2 | 2630.82 | 2630.82 | 0 | 0 | 10119.9471 | 0 | 7489.0022
Circuit | IT41_main | strategic_undergrounding_main | 1 | 5863.17 | 5863.17 | 0 | 0 | 5863.3173 | 0 | 0
Circuit | IT41_main | distribution_circuit_resiliency | 2 | 2435.91 | 2435.91 | 0 | 0 | 8440.4739 | 0 | 6004.4138
Circuit | IT42_lateral | strategic_undergrounding_single_or_two_phase_lateral | 1 | 318873.36 | 318873.36 | 0 | 0 | 526938.148 | 0 | 208064.642
Circuit | IT42_lateral | distribution_circuit_resiliency | 2 | 185184.89 | 185184.89 | 0 | 0 | 530813.202 | 0 | 345628.154
Circuit | IT42_lateral | strategic_undergrounding_three_phase_lateral | 3 | 105630.64 | 105630.64 | 0 | 0 | 733277.404 | 0 | 627646.61
Circuit | IT42_main | strategic_undergrounding_main | 1 | 183183.03 | 183183.03 | 0 | 0 | 183183.16 | 0 | 0
Circuit | IT42_main | distribution_circuit_resiliency | 2 | 96306.01 | 96306.01 | 0 | 0 | 237794.646 | 0 | 141488.476
Circuit | JCK01_lateral | strategic_undergrounding_single_or_two_phase_lateral | 1 | 93376295.7 | 93376295.7 | 0 | 0 | 157585575 | 0 | 64209278.8
Circuit | JCK01_lateral | strategic_undergrounding_freeway | 2 | 31552306 | 31552306 | 0 | 0 | 216791315 | 0 | 185239009
Circuit | JCK01_lateral | distribution_circuit_resiliency | 3 | 12476870.6 | 12476870.6 | 0 | 0 | 186077033 | 0 | 173600162
Circuit | JCK01_lateral | strategic_undergrounding_three_phase_lateral | 4 | 1214986.87 | 1214986.87 | 0 | 0 | 245916230 | 0 | 244701243
Circuit | JCK01_main | strategic_undergrounding_main | 1 | 50543682.7 | 50543682.7 | 0 | 0 | 112677135 | 0 | 62133452.6
Circuit | JCK01_main | strategic_undergrounding_freeway | 2 | 31700392.9 | 31700392.9 | 0 | 0 | 130613571 | 0 | 98913177.9
Circuit | JCK01_main | distribution_circuit_resiliency | 3 | 20054985.4 | 20054985.4 | 0 | 0 | 133841612 | 0 | 113786627
Circuit | JCK02_lateral | strategic_undergrounding_single_or_two_phase_lateral | 1 | 37408749.3 | 37408749.3 | 0 | 0 | 60745798.5 | 0 | 23337049.1
Circuit | JCK02_lateral | strategic_undergrounding_freeway | 2 | 11937692.1 | 11937692.1 | 0 | 0 | 85110147.5 | 0 | 73172455.3
Circuit | JCK02_lateral | distribution_circuit_resiliency | 3 | 8890175.12 | 8890175.12 | 0 | 0 | 68705036.6 | 0 | 59814861.3
Circuit | JCK02_main | strategic_undergrounding_main | 1 | 30589042.2 | 30589042.2 | 0 | 0 | 52440930.2 | 0 | 21851887.9
Circuit | JCK02_main | distribution_circuit_resiliency | 2 | 12268347.9 | 12268347.9 | 0 | 0 | 65091052.6 | 0 | 52822704.6
Circuit | JCK02_main | strategic_undergrounding_freeway | 3 | 11173844 | 11173844 | 0 | 0 | 70990914.1 | 0 | 59817070
Circuit | JCK03_lateral | strategic_undergrounding_single_or_two_phase_lateral | 1 | 15557990.2 | 15557990.2 | 0 | 0 | 16360657.3 | 0 | 802666.986
Circuit | JCK03_lateral | distribution_circuit_resiliency | 2 | 1079844.2 | 1079844.2 | 0 | 0 | 21233538.8 | 0 | 20153694.5
Circuit | JCK03_lateral | strategic_undergrounding_three_phase_lateral | 3 | 332728.23 | 332728.23 | 0 | 0 | 30879500.9 | 0 | 30546772.5
Circuit | JCK03_lateral | strategic_undergrounding_freeway | 4 | 77929.56 | 77929.56 | 0 | 0 | 31122823.1 | 0 | 31044893.4
Circuit | JCK03_main | strategic_undergrounding_main | 1 | 11913261.7 | 11913261.7 | 0 | 0 | 12121801.4 | 0 | 208539.486
Circuit | JCK03_main | distribution_circuit_resiliency | 2 | 6167820.03 | 6167820.03 | 0 | 0 | 15102765.3 | 0 | 8934945.14
Circuit | JCK03_main | strategic_undergrounding_freeway | 3 | 106727.72 | 106727.72 | 0 | 0 | 23381670.3 | 0 | 23274942.4
Circuit | JN01_lateral | strategic_undergrounding_single_or_two_phase_lateral | 1 | 13009726 | 13009726 | 0 | 0 | 13009726.1 | 0 | 0
Circuit | JN01_lateral | distribution_circuit_resiliency | 2 | 3345880.71 | 3345880.71 | 0 | 0 | 16339844 | 0 | 12993963.1
Circuit | JN01_lateral | strategic_undergrounding_three_phase_lateral | 3 | 0 | 0 | 0 | 0 | 25670287.4 | 0 | 25670287.4
Circuit | JN01_main | strategic_undergrounding_main | 1 | 8812608.68 | 8812608.68 | 0 | 0 | 8812608.83 | 0 | 0
Circuit | JN01_main | distribution_circuit_resiliency | 2 | 3270339.51 | 3270339.51 | 0 | 0 | 13189282.2 | 0 | 9918942.55
Circuit | JN02_lateral | strategic_undergrounding_single_or_two_phase_lateral | 1 | 385941.72 | 385941.72 | 0 | 0 | 386337.242 | 0 | 395.3791
Circuit | JN02_lateral | distribution_circuit_resiliency | 2 | 97365.56 | 97365.56 | 0 | 0 | 442667.367 | 0 | 345301.659
Circuit | JN02_lateral | strategic_undergrounding_freeway | 3 | 200.17 | 200.17 | 0 | 0 | 762857.524 | 0 | 762657.205
Circuit | JN02_main | strategic_undergrounding_main | 1 | 700501.4 | 700501.4 | 0 | 0 | 740830.215 | 0 | 40328.6724
Circuit | JN02_main | distribution_circuit_resiliency | 2 | 318759.84 | 318759.84 | 0 | 0 | 1014061.24 | 0 | 695301.282
Circuit | JN02_main | strategic_undergrounding_freeway | 3 | 20432.31 | 20432.31 | 0 | 0 | 1404382.43 | 0 | 1383949.97
Circuit | JN03_lateral | strategic_undergrounding_single_or_two_phase_lateral | 1 | 539591.11 | 539591.11 | 0 | 0 | 1010279.03 | 0 | 470687.799
Circuit | JN03_lateral | strategic_undergrounding_three_phase_lateral | 2 | 237366.76 | 237366.76 | 0 | 0 | 1304206.93 | 0 | 1066840.04
Circuit | JN03_lateral | distribution_circuit_resiliency | 3 | 74921.83 | 74921.83 | 0 | 0 | 1169514.26 | 0 | 1094592.3
Circuit | JN03_lateral | strategic_undergrounding_freeway | 4 | 1148.06 | 1148.06 | 0 | 0 | 1534143.47 | 0 | 1532995.26
Circuit | JN03_main | strategic_undergrounding_main | 1 | 625871.26 | 625871.26 | 0 | 0 | 626438.007 | 0 | 566.572
Circuit | JN03_main | distribution_circuit_resiliency | 2 | 47129.76 | 47129.76 | 0 | 0 | 1175196.88 | 0 | 1128067
Circuit | JN03_main | strategic_undergrounding_freeway | 3 | 286.9 | 286.9 | 0 | 0 | 1235452.47 | 0 | 1235165.42
Circuit | JN04_lateral | strategic_undergrounding_single_or_two_phase_lateral | 1 | 567547.84 | 567547.84 | 0 | 0 | 589319.191 | 0 | 21771.1956
Circuit | JN04_lateral | distribution_circuit_resiliency | 2 | 399846.2 | 399846.2 | 0 | 0 | 553352.752 | 0 | 153506.429
Circuit | JN04_lateral | strategic_undergrounding_three_phase_lateral | 3 | 11028.47 | 11028.47 | 0 | 0 | 1131266.49 | 0 | 1120237.85
Circuit | JN04_lateral | strategic_undergrounding_freeway | 4 | 0 | 0 | 0 | 0 | 1142009.05 | 0 | 1142009.05
Circuit | JN04_main | strategic_undergrounding_main | 1 | 633449.97 | 633449.97 | 0 | 0 | 642482.764 | 0 | 9032.6789
Circuit | JN04_main | distribution_circuit_resiliency | 2 | 68567.01 | 68567.01 | 0 | 0 | 1171445.35 | 0 | 1102878.19
Circuit | JN04_main | strategic_undergrounding_freeway | 3 | 4576.26 | 4576.26 | 0 | 0 | 1255075.41 | 0 | 1250499.02
Circuit | JN05_lateral | strategic_undergrounding_single_or_two_phase_lateral | 1 | 1828647.8 | 1828647.8 | 0 | 0 | 2356895.31 | 0 | 528247.383
Circuit | JN05_lateral | distribution_circuit_resiliency | 2 | 372699.71 | 372699.71 | 0 | 0 | 2825710.73 | 0 | 2453010.88
Circuit | JN05_lateral | strategic_undergrounding_freeway | 3 | 152935.19 | 152935.19 | 0 | 0 | 3988521.9 | 0 | 3835586.56
Circuit | JN05_lateral | strategic_undergrounding_three_phase_lateral | 4 | 114700.16 | 114700.16 | 0 | 0 | 4025753.67 | 0 | 3911053.35
Circuit | JN05_main | strategic_undergrounding_main | 1 | 1851531.88 | 1851531.88 | 0 | 0 | 2851909.6 | 0 | 1000377.57
Circuit | JN05_main | strategic_undergrounding_freeway | 2 | 506839.58 | 506839.58 | 0 | 0 | 4161325.63 | 0 | 3654485.89
Circuit | JN05_main | distribution_circuit_resiliency | 3 | 427375.89 | 427375.89 | 0 | 0 | 4105910.21 | 0 | 3678534.2
Circuit | JN06_lateral | strategic_undergrounding_single_or_two_phase_lateral | 1 | 1744608.88 | 1744608.88 | 0 | 0 | 2453605.7 | 0 | 708996.658
Circuit | JN06_lateral | distribution_circuit_resiliency | 2 | 427755.27 | 427755.27 | 0 | 0 | 2624369.53 | 0 | 2196614.14
Circuit | JN06_lateral | strategic_undergrounding_three_phase_lateral | 3 | 357729.7 | 357729.7 | 0 | 0 | 3803053.17 | 0 | 3445323.33
Circuit | JN06_lateral | strategic_undergrounding_freeway | 4 | 1482.15 | 1482.15 | 0 | 0 | 4149950.88 | 0 | 4148468.57
Circuit | JN06_main | strategic_undergrounding_main | 1 | 6675092.3 | 6675092.3 | 0 | 0 | 6680943.86 | 0 | 5851.4167
Circuit | JN06_main | distribution_circuit_resiliency | 2 | 2896877.84 | 2896877.84 | 0 | 0 | 9366227.28 | 0 | 6469349.31
Circuit | JN06_main | strategic_undergrounding_freeway | 3 | 2964.45 | 2964.45 | 0 | 0 | 13154407.4 | 0 | 13151442.8
Circuit | JN07_lateral | strategic_undergrounding_single_or_two_phase_lateral | 1 | 387205.3 | 387205.3 | 0 | 0 | 406829.364 | 0 | 19623.8967
Circuit | JN07_lateral | distribution_circuit_resiliency | 2 | 14808.33 | 14808.33 | 0 | 0 | 490246.102 | 0 | 475437.642
Circuit | JN07_lateral | strategic_undergrounding_three_phase_lateral | 3 | 9955.83 | 9955.83 | 0 | 0 | 774194.345 | 0 | 764238.362
Circuit | JN07_main | strategic_undergrounding_main | 1 | 650745.59 | 650745.59 | 0 | 0 | 650745.719 | 0 | 0
Circuit | JN07_main | distribution_circuit_resiliency | 2 | 192111.89 | 192111.89 | 0 | 0 | 1037593.63 | 0 | 845481.616
Circuit | JN08_lateral | strategic_undergrounding_single_or_two_phase_lateral | 1 | 403842.69 | 403842.69 | 0 | 0 | 803137.555 | 0 | 399294.734
Circuit | JN08_lateral | strategic_undergrounding_freeway | 2 | 202286.42 | 202286.42 | 0 | 0 | 999395.621 | 0 | 797109.059
Circuit | JN08_lateral | distribution_circuit_resiliency | 3 | 128326.12 | 128326.12 | 0 | 0 | 828157.778 | 0 | 699831.52
Circuit | JN08_lateral | strategic_undergrounding_three_phase_lateral | 4 | 0 | 0 | 0 | 0 | 1196403.79 | 0 | 1196403.79
Circuit | JN08_main | strategic_undergrounding_main | 1 | 536426.42 | 536426.42 | 0 | 0 | 728565.028 | 0 | 192138.442
Circuit | JN08_main | distribution_circuit_resiliency | 2 | 110581.64 | 110581.64 | 0 | 0 | 1108527.49 | 0 | 997945.704
Circuit | JN08_main | strategic_undergrounding_freeway | 3 | 97345.9 | 97345.9 | 0 | 0 | 1155630.51 | 0 | 1058284.47
Circuit | JN09_lateral | strategic_undergrounding_single_or_two_phase_lateral | 1 | 2600469.73 | 2600469.73 | 0 | 0 | 2601163.65 | 0 | 693.7755
Circuit | JN09_lateral | distribution_circuit_resiliency | 2 | 101461.09 | 101461.09 | 0 | 0 | 3440861.06 | 0 | 3339399.83
Circuit | JN09_lateral | strategic_undergrounding_three_phase_lateral | 3 | 351.33 | 351.33 | 0 | 0 | 5129144.83 | 0 | 5128793.33
Circuit | JN09_main | strategic_undergrounding_main | 1 | 2275714.38 | 2275714.38 | 0 | 0 | 2275714.54 | 0 | 0
Circuit | JN09_main | distribution_circuit_resiliency | 2 | 516491.72 | 516491.72 | 0 | 0 | 3826438.55 | 0 | 3309946.71
Circuit | JN10_lateral | strategic_undergrounding_single_or_two_phase_lateral | 1 | 1773919.77 | 1773919.77 | 0 | 0 | 1808053.17 | 0 | 34133.2643
Circuit | JN10_lateral | distribution_circuit_resiliency | 2 | 352358.7 | 352358.7 | 0 | 0 | 1760183.02 | 0 | 1407824.2
Circuit | JN10_lateral | strategic_undergrounding_freeway | 3 | 17293.43 | 17293.43 | 0 | 0 | 3516439.83 | 0 | 3499146.26
Circuit | JN10_main | strategic_undergrounding_main | 1 | 3236471.61 | 3236471.61 | 0 | 0 | 3303763.05 | 0 | 67291.2925
Circuit | JN10_main | distribution_circuit_resiliency | 2 | 1183256.57 | 1183256.57 | 0 | 0 | 4933338.29 | 0 | 3750081.57
Circuit | JN10_main | strategic_undergrounding_freeway | 3 | 34092.91 | 34092.91 | 0 | 0 | 6418270.58 | 0 | 6384177.54
Circuit | JN11_lateral | strategic_undergrounding_single_or_two_phase_lateral | 1 | 1915938.85 | 1915938.85 | 0 | 0 | 2255059.44 | 0 | 339120.408
Circuit | JN11_lateral | distribution_circuit_resiliency | 2 | 358612.13 | 358612.13 | 0 | 0 | 2335200.35 | 0 | 1976588.07
Circuit | JN11_lateral | strategic_undergrounding_freeway | 3 | 171814.73 | 171814.73 | 0 | 0 | 3956351.32 | 0 | 3784536.45
Circuit | JN11_lateral | strategic_undergrounding_three_phase_lateral | 4 | 0 | 0 | 0 | 0 | 4123656.86 | 0 | 4123656.86
Circuit | JN11_main | strategic_undergrounding_main | 1 | 4013822.36 | 4013822.36 | 0 | 0 | 4602261.4 | 0 | 588438.902
Circuit | JN11_main | distribution_circuit_resiliency | 2 | 1347824.8 | 1347824.8 | 0 | 0 | 6784464.98 | 0 | 5436640.06
Circuit | JN11_main | strategic_undergrounding_freeway | 3 | 298131.57 | 298131.57 | 0 | 0 | 8230292.62 | 0 | 7932160.89
Circuit | JOR41_lateral | strategic_undergrounding_single_or_two_phase_lateral | 1 | 857992.79 | 857992.79 | 0 | 0 | 1639545.88 | 0 | 781552.939
Circuit | JOR41_lateral | strategic_undergrounding_freeway | 2 | 306236.57 | 306236.57 | 0 | 0 | 2175949.08 | 0 | 1869712.37
Circuit | JOR41_lateral | distribution_circuit_resiliency | 3 | 237890.31 | 237890.31 | 0 | 0 | 1754070.89 | 0 | 1516180.45
Circuit | JOR41_lateral | strategic_undergrounding_three_phase_lateral | 4 | 87671.93 | 87671.93 | 0 | 0 | 2377312.19 | 0 | 2289640.11
Circuit | JOR41_main | strategic_undergrounding_main | 1 | 1202119.88 | 1202119.88 | 0 | 0 | 2337428.09 | 0 | 1135308.05
Circuit | JOR41_main | strategic_undergrounding_freeway | 2 | 574902.97 | 574902.97 | 0 | 0 | 2974021.76 | 0 | 2399118.63
Circuit | JOR41_main | distribution_circuit_resiliency | 3 | 498229.44 | 498229.44 | 0 | 0 | 2833954.99 | 0 | 2335725.44
Circuit | JOR42_lateral | strategic_undergrounding_single_or_two_phase_lateral | 1 | 212213.75 | 212213.75 | 0 | 0 | 212311.051 | 0 | 97.1517
Circuit | JOR42_lateral | distribution_circuit_resiliency | 2 | 54199.78 | 54199.78 | 0 | 0 | 239751.437 | 0 | 185551.551
Circuit | JOR42_lateral | strategic_undergrounding_three_phase_lateral | 3 | 49.06 | 49.06 | 0 | 0 | 415972.186 | 0 | 415922.984
Circuit | JOR42_main | strategic_undergrounding_main | 1 | 233618.92 | 233618.92 | 0 | 0 | 233619.067 | 0 | 0
Circuit | JOR42_main | distribution_circuit_resiliency | 2 | 112304.96 | 112304.96 | 0 | 0 | 309843.451 | 0 | 197538.344
Circuit | JOR43_lateral | strategic_undergrounding_single_or_two_phase_lateral | 1 | 6223820.77 | 6223820.77 | 0 | 0 | 6746085.25 | 0 | 522264.335
Circuit | JOR43_lateral | distribution_circuit_resiliency | 2 | 1387492.17 | 1387492.17 | 0 | 0 | 8462947.54 | 0 | 7075455.25
Circuit | JOR43_lateral | strategic_undergrounding_freeway | 3 | 178099.69 | 178099.69 | 0 | 0 | 12552199 | 0 | 12374099.2
Circuit | JOR43_lateral | strategic_undergrounding_three_phase_lateral | 4 | 88602.92 | 88602.92 | 0 | 0 | 12637872 | 0 | 12549268.9
Circuit | JOR43_main | strategic_undergrounding_main | 1 | 3087949.29 | 3087949.29 | 0 | 0 | 3673190.92 | 0 | 585241.493
Circuit | JOR43_main | distribution_circuit_resiliency | 2 | 949158.96 | 949158.96 | 0 | 0 | 5348722.65 | 0 | 4399563.57
Circuit | JOR43_main | strategic_undergrounding_freeway | 3 | 298871.99 | 298871.99 | 0 | 0 | 6355061.95 | 0 | 6056189.81
Circuit | JOR44_lateral | strategic_undergrounding_single_or_two_phase_lateral | 1 | 9216226.1 | 9216226.1 | 0 | 0 | 11164137.3 | 0 | 1947911.02
Circuit | JOR44_lateral | distribution_circuit_resiliency | 2 | 2997731.44 | 2997731.44 | 0 | 0 | 12646627.5 | 0 | 9648895.99
Circuit | JOR44_lateral | strategic_undergrounding_freeway | 3 | 993507.97 | 993507.97 | 0 | 0 | 19054542.1 | 0 | 18061034
Circuit | JOR44_lateral | strategic_undergrounding_three_phase_lateral | 4 | 690.93 | 690.93 | 0 | 0 | 20006927.5 | 0 | 20006236.4
Circuit | JOR44_main | strategic_undergrounding_main | 1 | 11320448.3 | 11320448.3 | 0 | 0 | 18558645.9 | 0 | 7238197.47
Circuit | JOR44_main | distribution_circuit_resiliency | 2 | 4662280.44 | 4662280.44 | 0 | 0 | 23092585.4 | 0 | 18430304.8
Circuit | JOR44_main | strategic_undergrounding_freeway | 3 | 3692844.58 | 3692844.58 | 0 | 0 | 25880885.5 | 0 | 22188040.8
Circuit | JOR45_lateral | strategic_undergrounding_single_or_two_phase_lateral | 1 | 27608.57 | 27608.57 | 0 | 0 | 41110.0713 | 0 | 13501.3412
Circuit | JOR45_lateral | distribution_circuit_resiliency | 2 | 16209.11 | 16209.11 | 0 | 0 | 38394.5698 | 0 | 22185.332
Circuit | JOR45_lateral | strategic_undergrounding_freeway | 3 | 6889.31 | 6889.31 | 0 | 0 | 60994.5484 | 0 | 54105.066
Circuit | JOR45_main | strategic_undergrounding_main | 1 | 98254.42 | 98254.42 | 0 | 0 | 141982.56 | 0 | 43728.0088
Circuit | JOR45_main | distribution_circuit_resiliency | 2 | 35846.16 | 35846.16 | 0 | 0 | 187676.146 | 0 | 151829.862
Circuit | JOR45_main | strategic_undergrounding_freeway | 3 | 22312.72 | 22312.72 | 0 | 0 | 214878.758 | 0 | 192565.884
Circuit | JOR46_lateral | strategic_undergrounding_single_or_two_phase_lateral | 1 | 15171575.6 | 15171575.6 | 0 | 0 | 21384064.6 | 0 | 6212488.78
Circuit | JOR46_lateral | distribution_circuit_resiliency | 2 | 4276820.37 | 4276820.37 | 0 | 0 | 24447695.2 | 0 | 20170874.7
Circuit | JOR46_lateral | strategic_undergrounding_freeway | 3 | 3103532.73 | 3103532.73 | 0 | 0 | 33040930.5 | 0 | 29937397.6
Circuit | JOR46_lateral | strategic_undergrounding_three_phase_lateral | 4 | 64919.9 | 64919.9 | 0 | 0 | 35958034.2 | 0 | 35893114.2
Circuit | JOR46_main | strategic_undergrounding_main | 1 | 16813521.3 | 16813521.3 | 0 | 0 | 31886333.7 | 0 | 15072812.3
Circuit | JOR46_main | strategic_undergrounding_freeway | 2 | 7686515.88 | 7686515.88 | 0 | 0 | 40722764.3 | 0 | 33036248.2
Circuit | JOR46_main | distribution_circuit_resiliency | 3 | 6221965 | 6221965 | 0 | 0 | 39649087 | 0 | 33427121.8
Circuit | JP01_lateral | strategic_undergrounding_single_or_two_phase_lateral | 1 | 42468.8 | 42468.8 | 0 | 0 | 42468.9492 | 0 | 0
Circuit | JP01_lateral | distribution_circuit_resiliency | 2 | 19476.46 | 19476.46 | 0 | 0 | 39413.2415 | 0 | 19936.663
Circuit | JP01_main | strategic_undergrounding_main | 1 | 130187.72 | 130187.72 | 0 | 0 | 130187.879 | 0 | 0
Circuit | JP01_main | distribution_circuit_resiliency | 2 | 44252.22 | 44252.22 | 0 | 0 | 199648.22 | 0 | 155395.858
Circuit | JP02_lateral | strategic_undergrounding_single_or_two_phase_lateral | 1 | 107006.44 | 107006.44 | 0 | 0 | 107912.611 | 0 | 906.0197
Circuit | JP02_lateral | distribution_circuit_resiliency | 2 | 45289.65 | 45289.65 | 0 | 0 | 111474.768 | 0 | 66185.0155
Circuit | JP02_lateral | strategic_undergrounding_freeway | 3 | 460.34 | 460.34 | 0 | 0 | 211200.039 | 0 | 210739.537
Circuit | JP02_lateral | strategic_undergrounding_three_phase_lateral | 4 | 0 | 0 | 0 | 0 | 211645.556 | 0 | 211645.556
Circuit | JP02_main | strategic_undergrounding_main | 1 | 98141.1 | 98141.1 | 0 | 0 | 109479.127 | 0 | 11337.8691
Circuit | JP02_main | distribution_circuit_resiliency | 2 | 36444.45 | 36444.45 | 0 | 0 | 158014.661 | 0 | 121570.08
Circuit | JP02_main | strategic_undergrounding_freeway | 3 | 5754.63 | 5754.63 | 0 | 0 | 198959.992 | 0 | 193205.222
Circuit | JP03_lateral | strategic_undergrounding_single_or_two_phase_lateral | 1 | 152791.74 | 152791.74 | 0 | 0 | 154625.31 | 0 | 1833.4288
Circuit | JP03_lateral | distribution_circuit_resiliency | 2 | 118377.41 | 118377.41 | 0 | 0 | 136043.034 | 0 | 17665.4742
Circuit | JP03_lateral | strategic_undergrounding_freeway | 3 | 930.45 | 930.45 | 0 | 0 | 301485.419 | 0 | 300554.824
Circuit | JP03_main | strategic_undergrounding_main | 1 | 214060.14 | 214060.14 | 0 | 0 | 225060.855 | 0 | 11000.573
Circuit | JP03_main | distribution_circuit_resiliency | 2 | 131560.47 | 131560.47 | 0 | 0 | 264180.287 | 0 | 132619.718
Circuit | JP03_main | strategic_undergrounding_freeway | 3 | 5583.42 | 5583.42 | 0 | 0 | 426568.535 | 0 | 420984.968
Circuit | JP04_lateral | strategic_undergrounding_single_or_two_phase_lateral | 1 | 34209.36 | 34209.36 | 0 | 0 | 34209.4884 | 0 | 0
Circuit | JP04_lateral | distribution_circuit_resiliency | 2 | 13953.21 | 13953.21 | 0 | 0 | 32021.0517 | 0 | 18067.6945
Circuit | JP04_lateral | strategic_undergrounding_three_phase_lateral | 3 | 0 | 0 | 0 | 0 | 67328.1206 | 0 | 67328.1206
Circuit | JP04_main | strategic_undergrounding_main | 1 | 77376.4 | 77376.4 | 0 | 0 | 77376.5682 | 0 | 0
Circuit | JP04_main | distribution_circuit_resiliency | 2 | 36653.19 | 36653.19 | 0 | 0 | 105503.379 | 0 | 68850.0678
Circuit | JP05_lateral | strategic_undergrounding_single_or_two_phase_lateral | 1 | 33299.26 | 33299.26 | 0 | 0 | 33299.4086 | 0 | 0
Circuit | JP05_lateral | distribution_circuit_resiliency | 2 | 16016.19 | 16016.19 | 0 | 0 | 30791.5758 | 0 | 14775.2622
Circuit | JP05_lateral | strategic_undergrounding_three_phase_lateral | 3 | 0 | 0 | 0 | 0 | 65457.0706 | 0 | 65457.0706
Circuit | JP05_main | strategic_undergrounding_main | 1 | 73809.55 | 73809.55 | 0 | 0 | 73809.681 | 0 | 0
Circuit | JP05_main | distribution_circuit_resiliency | 2 | 38088.69 | 38088.69 | 0 | 0 | 96624.7244 | 0 | 58535.9196
Circuit | JP06_lateral | strategic_undergrounding_single_or_two_phase_lateral | 1 | 629717.04 | 629717.04 | 0 | 0 | 629717.186 | 0 | 0
Circuit | JP06_lateral | distribution_circuit_resiliency | 2 | 149136.96 | 149136.96 | 0 | 0 | 791675.992 | 0 | 642538.909
Circuit | JP06_main | strategic_undergrounding_main | 1 | 466267.01 | 466267.01 | 0 | 0 | 466267.18 | 0 | 0
Circuit | JP06_main | distribution_circuit_resiliency | 2 | 175859.95 | 175859.95 | 0 | 0 | 692456.667 | 0 | 516596.583
Circuit | JP07_lateral | strategic_undergrounding_single_or_two_phase_lateral | 1 | 1495139.29 | 1495139.29 | 0 | 0 | 1828411.14 | 0 | 333271.696
Circuit | JP07_lateral | distribution_circuit_resiliency | 2 | 442576.82 | 442576.82 | 0 | 0 | 2156358.35 | 0 | 1713781.39
Circuit | JP07_lateral | strategic_undergrounding_three_phase_lateral | 3 | 152708.49 | 152708.49 | 0 | 0 | 3126977.65 | 0 | 2974269.01
Circuit | JP07_lateral | strategic_undergrounding_freeway | 4 | 16535.13 | 16535.13 | 0 | 0 | 3258953.98 | 0 | 3242418.65
Circuit | JP07_main | strategic_undergrounding_main | 1 | 1159952.01 | 1159952.01 | 0 | 0 | 1161867.52 | 0 | 1915.3546
Circuit | JP07_main | distribution_circuit_resiliency | 2 | 517416.58 | 517416.58 | 0 | 0 | 1623826.32 | 0 | 1106409.61
Circuit | JP07_main | strategic_undergrounding_freeway | 3 | 972.54 | 972.54 | 0 | 0 | 2283010.74 | 0 | 2282038.08
Circuit | JP08_lateral | strategic_undergrounding_single_or_two_phase_lateral | 1 | 3828460.93 | 3828460.93 | 0 | 0 | 3828461.08 | 0 | 0
Circuit | JP08_lateral | distribution_circuit_resiliency | 2 | 776523.94 | 776523.94 | 0 | 0 | 4413459.03 | 0 | 3636934.94
Circuit | JP08_lateral | strategic_undergrounding_three_phase_lateral | 3 | 0 | 0 | 0 | 0 | 7528510.34 | 0 | 7528510.34
Circuit | JP08_main | strategic_undergrounding_main | 1 | 1820085.03 | 1820085.03 | 0 | 0 | 1820085.18 | 0 | 0
Circuit | JP08_main | distribution_circuit_resiliency | 2 | 840503.95 | 840503.95 | 0 | 0 | 2507432.34 | 0 | 1666928.26
Circuit | KB01_lateral | strategic_undergrounding_single_or_two_phase_lateral | 1 | 616546.17 | 616546.17 | 0 | 0 | 617491.327 | 0 | 945.0075
Circuit | KB01_lateral | distribution_circuit_resiliency | 2 | 96468.25 | 96468.25 | 0 | 0 | 767816.406 | 0 | 671348.039
Circuit | KB01_lateral | strategic_undergrounding_freeway | 3 | 478.47 | 478.47 | 0 | 0 | 1217459.7 | 0 | 1216981.07
Circuit | KB01_lateral | strategic_undergrounding_three_phase_lateral | 4 | 0 | 0 | 0 | 0 | 1217926.08 | 0 | 1217926.08
Circuit | KB01_main | strategic_undergrounding_main | 1 | 215253.25 | 215253.25 | 0 | 0 | 246438.651 | 0 | 31185.2475
Circuit | KB01_main | distribution_circuit_resiliency | 2 | 65126.49 | 65126.49 | 0 | 0 | 372336.336 | 0 | 307209.716
Circuit | KB01_main | strategic_undergrounding_freeway | 3 | 15794.43 | 15794.43 | 0 | 0 | 440581.159 | 0 | 424786.575
Circuit | KB02_lateral | strategic_undergrounding_single_or_two_phase_lateral | 1 | 1396704.79 | 1396704.79 | 0 | 0 | 1523477.36 | 0 | 126772.4
Circuit | KB02_lateral | distribution_circuit_resiliency | 2 | 227836.93 | 227836.93 | 0 | 0 | 1723634.52 | 0 | 1495797.47
Circuit | KB02_lateral | strategic_undergrounding_freeway | 3 | 52236.21 | 52236.21 | 0 | 0 | 2831563.34 | 0 | 2779326.98
Circuit | KB02_lateral | strategic_undergrounding_three_phase_lateral | 4 | 11970.68 | 11970.68 | 0 | 0 | 2870799.15 | 0 | 2858828.32
Circuit | KB02_main | strategic_undergrounding_main | 1 | 1033844.52 | 1033844.52 | 0 | 0 | 1135907.22 | 0 | 102062.525
Circuit | KB02_main | distribution_circuit_resiliency | 2 | 291848.41 | 291848.41 | 0 | 0 | 1767994.95 | 0 | 1476146.41
Circuit | KB02_main | strategic_undergrounding_freeway | 3 | 51692.09 | 51692.09 | 0 | 0 | 2092942.74 | 0 | 2041250.5
Circuit | KB03_lateral | strategic_undergrounding_single_or_two_phase_lateral | 1 | 515548.71 | 515548.71 | 0 | 0 | 540474.934 | 0 | 24926.0778
Circuit | KB03_lateral | strategic_undergrounding_freeway | 2 | 10647.82 | 10647.82 | 0 | 0 | 1031724.25 | 0 | 1021076.28
Circuit | KB03_lateral | distribution_circuit_resiliency | 3 | 2345.94 | 2345.94 | 0 | 0 | 792353.475 | 0 | 790007.393
Circuit | KB03_lateral | strategic_undergrounding_three_phase_lateral | 4 | 1978.31 | 1978.31 | 0 | 0 | 1040175.96 | 0 | 1038197.49
Circuit | KB03_main | strategic_undergrounding_main | 1 | 151695.93 | 151695.93 | 0 | 0 | 171511.445 | 0 | 19815.39
Circuit | KB03_main | distribution_circuit_resiliency | 2 | 15281.87 | 15281.87 | 0 | 0 | 299604.701 | 0 | 284322.693
Circuit | KB03_main | strategic_undergrounding_freeway | 3 | 10035.87 | 10035.87 | 0 | 0 | 309464.287 | 0 | 299428.265
Circuit | KB04_lateral | strategic_undergrounding_single_or_two_phase_lateral | 1 | 768717.47 | 768717.47 | 0 | 0 | 834584.919 | 0 | 65867.3391
Circuit | KB04_lateral | distribution_circuit_resiliency | 2 | 280363.64 | 280363.64 | 0 | 0 | 830993.676 | 0 | 550629.922
Circuit | KB04_lateral | strategic_undergrounding_three_phase_lateral | 3 | 25723.42 | 25723.42 | 0 | 0 | 1558390.36 | 0 | 1532666.81
Circuit | KB04_lateral | strategic_undergrounding_freeway | 4 | 7636.55 | 7636.55 | 0 | 0 | 1576014.69 | 0 | 1568378.01
Circuit | KB04_main | strategic_undergrounding_main | 1 | 782558.63 | 782558.63 | 0 | 0 | 839696.735 | 0 | 57137.9329
Circuit | KB04_main | distribution_circuit_resiliency | 2 | 309309.16 | 309309.16 | 0 | 0 | 1204470.22 | 0 | 895160.948
Circuit | KB04_main | strategic_undergrounding_freeway | 3 | 28938.82 | 28938.82 | 0 | 0 | 1574043.93 | 0 | 1545104.93
Circuit | KB05_lateral | strategic_undergrounding_single_or_two_phase_lateral | 1 | 619455.3 | 619455.3 | 0 | 0 | 1404725.19 | 0 | 785269.754
Circuit | KB05_lateral | strategic_undergrounding_three_phase_lateral | 2 | 331355.32 | 331355.32 | 0 | 0 | 1685534.26 | 0 | 1354178.79
Circuit | KB05_lateral | distribution_circuit_resiliency | 3 | 119472.35 | 119472.35 | 0 | 0 | 1399562.3 | 0 | 1280089.83
Circuit | KB05_lateral | strategic_undergrounding_freeway | 4 | 66088.8 | 66088.8 | 0 | 0 | 1944561.92 | 0 | 1878472.97
Circuit | KB05_main | strategic_undergrounding_main | 1 | 922666.38 | 922666.38 | 0 | 0 | 1053154.31 | 0 | 130487.787
Circuit | KB05_main | strategic_undergrounding_freeway | 2 | 66088.8 | 66088.8 | 0 | 0 | 1888619.57 | 0 | 1822530.62
Circuit | KB05_main | distribution_circuit_resiliency | 3 | 48546.39 | 48546.39 | 0 | 0 | 1890514.05 | 0 | 1841967.53
Circuit | KB06_lateral | strategic_undergrounding_single_or_two_phase_lateral | 1 | 642693.78 | 642693.78 | 0 | 0 | 915689.561 | 0 | 272995.621
Circuit | KB06_lateral | distribution_circuit_resiliency | 2 | 256435.06 | 256435.06 | 0 | 0 | 961816.879 | 0 | 705381.691
Circuit | KB06_lateral | strategic_undergrounding_three_phase_lateral | 3 | 138010.96 | 138010.96 | 0 | 0 | 1407465.92 | 0 | 1269454.78
Circuit | KB06_lateral | strategic_undergrounding_freeway | 4 | 254.48 | 254.48 | 0 | 0 | 1541699.53 | 0 | 1541444.89
Circuit | KB06_main | strategic_undergrounding_main | 1 | 473362.76 | 473362.76 | 0 | 0 | 540732.015 | 0 | 67369.0853
Circuit | KB06_main | distribution_circuit_resiliency | 2 | 146251.52 | 146251.52 | 0 | 0 | 813909.429 | 0 | 667657.8
Circuit | KB06_main | strategic_undergrounding_freeway | 3 | 34120.69 | 34120.69 | 0 | 0 | 968741.207 | 0 | 934620.372
Circuit | KB07_lateral | strategic_undergrounding_single_or_two_phase_lateral | 1 | 554237.56 | 554237.56 | 0 | 0 | 554237.711 | 0 | 0
Circuit | KB07_lateral | distribution_circuit_resiliency | 2 | 138711.89 | 138711.89 | 0 | 0 | 689548.395 | 0 | 550836.397
Circuit | KB07_lateral | strategic_undergrounding_three_phase_lateral | 3 | 0 | 0 | 0 | 0 | 1095296.39 | 0 | 1095296.39
Circuit | KB07_main | strategic_undergrounding_main | 1 | 382692.67 | 382692.67 | 0 | 0 | 383720.283 | 0 | 1027.4629
Circuit | KB07_main | distribution_circuit_resiliency | 2 | 72643.35 | 72643.35 | 0 | 0 | 663664.16 | 0 | 591020.654
Circuit | KB07_main | strategic_undergrounding_freeway | 3 | 520.23 | 520.23 | 0 | 0 | 756738.326 | 0 | 756217.94
Circuit | KB08_lateral | strategic_undergrounding_single_or_two_phase_lateral | 1 | 19774.49 | 19774.49 | 0 | 0 | 19774.6474 | 0 | 0
Circuit | KB08_lateral | distribution_circuit_resiliency | 2 | 0 | 0 | 0 | 0 | 19774.6474 | 0 | 19774.6474
Circuit | KB08_main | strategic_undergrounding_main | 1 | 19631.26 | 19631.26 | 0 | 0 | 19631.4088 | 0 | 0
Circuit | KB08_main | distribution_circuit_resiliency | 2 | 16957.32 | 16957.32 | 0 | 0 | 16957.443 | 0 | 0
Circuit | KB09_lateral | strategic_undergrounding_single_or_two_phase_lateral | 1 | 754916.32 | 754916.32 | 0 | 0 | 1041578.61 | 0 | 286662.146
Circuit | KB09_lateral | strategic_undergrounding_freeway | 2 | 137902 | 137902 | 0 | 0 | 1642704 | 0 | 1504801.85
Circuit | KB09_lateral | distribution_circuit_resiliency | 3 | 13933.08 | 13933.08 | 0 | 0 | 1210734.75 | 0 | 1196801.55
Circuit | KB09_lateral | strategic_undergrounding_three_phase_lateral | 4 | 7285.22 | 7285.22 | 0 | 0 | 1769980.43 | 0 | 1762695.04
Circuit | KB09_main | strategic_undergrounding_main | 1 | 443093.05 | 443093.05 | 0 | 0 | 457477.683 | 0 | 14384.4805
Circuit | KB09_main | distribution_circuit_resiliency | 2 | 92737.61 | 92737.61 | 0 | 0 | 769944.489 | 0 | 677206.766
Circuit | KB09_main | strategic_undergrounding_freeway | 3 | 7285.22 | 7285.22 | 0 | 0 | 882039.45 | 0 | 874754.054
Circuit | KB10_lateral | strategic_undergrounding_single_or_two_phase_lateral | 1 | 578783.95 | 578783.95 | 0 | 0 | 579803.004 | 0 | 1018.905
Circuit | KB10_lateral | distribution_circuit_resiliency | 2 | 217076.3 | 217076.3 | 0 | 0 | 546018.747 | 0 | 328942.3
Circuit | KB10_lateral | strategic_undergrounding_freeway | 3 | 516.47 | 516.47 | 0 | 0 | 1143770.3 | 0 | 1143253.69
Circuit | KB10_main | strategic_undergrounding_main | 1 | 750420.16 | 750420.16 | 0 | 0 | 1611395.03 | 0 | 860974.699
Circuit | KB10_main | strategic_undergrounding_freeway | 2 | 436540.38 | 436540.38 | 0 | 0 | 1918639.19 | 0 | 1482098.65
Circuit | KB10_main | distribution_circuit_resiliency | 3 | 310076.48 | 310076.48 | 0 | 0 | 1944030.78 | 0 | 1633954.17
Circuit | KB11_lateral | strategic_undergrounding_single_or_two_phase_lateral | 1 | 307027.25 | 307027.25 | 0 | 0 | 341961.156 | 0 | 34933.7383
Circuit | KB11_lateral | distribution_circuit_resiliency | 2 | 147871.65 | 147871.65 | 0 | 0 | 422069.906 | 0 | 274198.138
Circuit | KB11_lateral | strategic_undergrounding_three_phase_lateral | 3 | 9366.75 | 9366.75 | 0 | 0 | 632009.451 | 0 | 622642.513
Circuit | KB11_lateral | strategic_undergrounding_freeway | 4 | 8325.97 | 8325.97 | 0 | 0 | 633023.606 | 0 | 624697.438
Circuit | KB11_main | strategic_undergrounding_main | 1 | 247182.94 | 247182.94 | 0 | 0 | 534872.7 | 0 | 287689.611
Circuit | KB11_main | strategic_undergrounding_freeway | 2 | 145707.8 | 145707.8 | 0 | 0 | 633752.798 | 0 | 488044.871
Circuit | KB11_main | distribution_circuit_resiliency | 3 | 31461.93 | 31461.93 | 0 | 0 | 735274.157 | 0 | 703812.078
Circuit | KB12_lateral | strategic_undergrounding_single_or_two_phase_lateral | 1 | 987828.28 | 987828.28 | 0 | 0 | 1190264.13 | 0 | 202435.705
Circuit | KB12_lateral | distribution_circuit_resiliency | 2 | 70418.28 | 70418.28 | 0 | 0 | 1508211.71 | 0 | 1437793.3
Circuit | KB12_lateral | strategic_undergrounding_freeway | 3 | 53591.23 | 53591.23 | 0 | 0 | 2098647.37 | 0 | 2045056
Circuit | KB12_lateral | strategic_undergrounding_three_phase_lateral | 4 | 49049.57 | 49049.57 | 0 | 0 | 2103063.06 | 0 | 2054013.33
Circuit | KB12_main | strategic_undergrounding_main | 1 | 538429.12 | 538429.12 | 0 | 0 | 785203.775 | 0 | 246774.499
Circuit | KB12_main | strategic_undergrounding_freeway | 2 | 125122.08 | 125122.08 | 0 | 0 | 1187087.02 | 0 | 1061964.79
Circuit | KB12_main | distribution_circuit_resiliency | 3 | 77289.78 | 77289.78 | 0 | 0 | 1209555.6 | 0 | 1132265.68
Circuit | KB13_lateral | strategic_undergrounding_single_or_two_phase_lateral | 1 | 39549.12 | 39549.12 | 0 | 0 | 42606.0098 | 0 | 3056.7149
Circuit | KB13_lateral | distribution_circuit_resiliency | 2 | 17079.28 | 17079.28 | 0 | 0 | 39910.7763 | 0 | 22831.3623
Circuit | KB13_lateral | strategic_undergrounding_freeway | 3 | 1549.7 | 1549.7 | 0 | 0 | 79637.0281 | 0 | 78087.18
Circuit | KB13_main | distribution_circuit_resiliency | 1 | 0 | 0 | 0 | 0 | 0 | 0 | 0
Circuit | KB13_main | strategic_undergrounding_main | 2 | 0 | 0 | 0 | 0 | 0 | 0 | 0
Circuit | KB14_lateral | strategic_undergrounding_single_or_two_phase_lateral | 1 | 7805.64 | 7805.64 | 0 | 0 | 7805.7819 | 0 | 0
Circuit | KB14_lateral | distribution_circuit_resiliency | 2 | 0 | 0 | 0 | 0 | 7805.7819 | 0 | 7805.7819
Circuit | KB15_lateral | strategic_undergrounding_single_or_two_phase_lateral | 1 | 211401.35 | 211401.35 | 0 | 0 | 211401.499 | 0 | 0
Circuit | KB15_lateral | distribution_circuit_resiliency | 2 | 130795.64 | 130795.64 | 0 | 0 | 190775.98 | 0 | 59980.23
Circuit | KB15_main | strategic_undergrounding_main | 1 | 700232.79 | 700232.79 | 0 | 0 | 757291.615 | 0 | 57058.6782
Circuit | KB15_main | distribution_circuit_resiliency | 2 | 230755.29 | 230755.29 | 0 | 0 | 1142340.07 | 0 | 911584.655
Circuit | KB15_main | strategic_undergrounding_freeway | 3 | 28930.36 | 28930.36 | 0 | 0 | 1410350.16 | 0 | 1381419.66
Circuit | KB17_lateral | strategic_undergrounding_single_or_two_phase_lateral | 1 | 2424834.13 | 2424834.13 | 0 | 0 | 3245857.66 | 0 | 821023.382
Circuit | KB17_lateral | strategic_undergrounding_freeway | 2 | 412743.4 | 412743.4 | 0 | 0 | 5201641.79 | 0 | 4788898.24
Circuit | KB17_lateral | distribution_circuit_resiliency | 3 | 22302.77 | 22302.77 | 0 | 0 | 4238209.36 | 0 | 4215906.47
Circuit | KB17_lateral | strategic_undergrounding_three_phase_lateral | 4 | 3088.47 | 3088.47 | 0 | 0 | 5600827.14 | 0 | 5597738.55
Circuit | KB17_main | strategic_undergrounding_main | 1 | 1243546.36 | 1243546.36 | 0 | 0 | 2081001.61 | 0 | 837455.085
Circuit | KB17_main | distribution_circuit_resiliency | 2 | 426869.17 | 426869.17 | 0 | 0 | 2742441.17 | 0 | 2315571.86
Circuit | KB17_main | strategic_undergrounding_freeway | 3 | 424150.88 | 424150.88 | 0 | 0 | 2876980.49 | 0 | 2452829.46
Circuit | KB18_lateral | strategic_undergrounding_single_or_two_phase_lateral | 1 | 30906.07 | 30906.07 | 0 | 0 | 31925.1495 | 0 | 1018.905
Circuit | KB18_lateral | strategic_undergrounding_freeway | 2 | 516.47 | 516.47 | 0 | 0 | 61589.5515 | 0 | 61072.9355
Circuit | KB18_lateral | distribution_circuit_resiliency | 3 | 437.41 | 437.41 | 0 | 0 | 32350.5654 | 0 | 31913.0257
Circuit | KB18_lateral | strategic_undergrounding_three_phase_lateral | 4 | 0 | 0 | 0 | 0 | 62091.8405 | 0 | 62091.8405
Circuit | KB18_main | strategic_undergrounding_main | 1 | 514293.16 | 514293.16 | 0 | 0 | 653883.271 | 0 | 139589.98
Circuit | KB18_main | distribution_circuit_resiliency | 2 | 213102.35 | 213102.35 | 0 | 0 | 881341.462 | 0 | 668239.006
Circuit | KB18_main | strategic_undergrounding_freeway | 3 | 70776.23 | 70776.23 | 0 | 0 | 1087051.69 | 0 | 1016275.3
Circuit | KB19_lateral | strategic_undergrounding_single_or_two_phase_lateral | 1 | 1592685.59 | 1592685.59 | 0 | 0 | 1691322.19 | 0 | 98636.4377
Circuit | KB19_lateral | distribution_circuit_resiliency | 2 | 191469.1 | 191469.1 | 0 | 0 | 2030461.43 | 0 | 1838992.21
Circuit | KB19_lateral | strategic_undergrounding_three_phase_lateral | 3 | 42671.48 | 42671.48 | 0 | 0 | 3201998.56 | 0 | 3159326.95
Circuit | KB19_lateral | strategic_undergrounding_freeway | 4 | 7285.22 | 7285.22 | 0 | 0 | 3236479.83 | 0 | 3229194.43
Circuit | KB19_main | strategic_undergrounding_main | 1 | 1181795.23 | 1181795.23 | 0 | 0 | 1212619.26 | 0 | 30823.887
Circuit | KB19_main | distribution_circuit_resiliency | 2 | 653512.15 | 653512.15 | 0 | 0 | 1523773.38 | 0 | 870261.073
Circuit | KB19_main | strategic_undergrounding_freeway | 3 | 15611.41 | 15611.41 | 0 | 0 | 2348979.79 | 0 | 2333368.23
Circuit | KB20_lateral | strategic_undergrounding_single_or_two_phase_lateral | 1 | 409720.06 | 409720.06 | 0 | 0 | 424516.204 | 0 | 14795.97
Circuit | KB20_lateral | distribution_circuit_resiliency | 2 | 21243.3 | 21243.3 | 0 | 0 | 526363.1 | 0 | 505119.709
Circuit | KB20_lateral | strategic_undergrounding_three_phase_lateral | 3 | 4852.76 | 4852.76 | 0 | 0 | 818867.145 | 0 | 814014.212
Circuit | KB20_lateral | strategic_undergrounding_freeway | 4 | 2641.16 | 2641.16 | 0 | 0 | 821021.396 | 0 | 818380.103
Circuit | KB20_main | strategic_undergrounding_main | 1 | 756543.87 | 756543.87 | 0 | 0 | 756544.022 | 0 | 0
Circuit | KB20_main | distribution_circuit_resiliency | 2 | 364116.04 | 364116.04 | 0 | 0 | 1025158.92 | 0 | 661042.751
Circuit | KB21_lateral | strategic_undergrounding_single_or_two_phase_lateral | 1 | 350152.51 | 350152.51 | 0 | 0 | 351153.846 | 0 | 1001.1957
Circuit | KB21_lateral | distribution_circuit_resiliency | 2 | 76783.55 | 76783.55 | 0 | 0 | 354633.876 | 0 | 277850.175
Circuit | KB21_lateral | strategic_undergrounding_three_phase_lateral | 3 | 506.51 | 506.51 | 0 | 0 | 691936.691 | 0 | 691430.031
Circuit | KB21_main | strategic_undergrounding_main | 1 | 1186157.72 | 1186157.72 | 0 | 0 | 1186157.84 | 0 | 0
Circuit | KB21_main | distribution_circuit_resiliency | 2 | 469910.78 | 469910.78 | 0 | 0 | 1737718.13 | 0 | 1267807.24
Circuit | KB21_main | strategic_undergrounding_freeway | 3 | 0 | 0 | 0 | 0 | 2341956.72 | 0 | 2341956.72
Circuit | KDL41_lateral | strategic_undergrounding_single_or_two_phase_lateral | 1 | 5326601.61 | 5326601.61 | 0 | 0 | 5326601.76 | 0 | 0
Circuit | KDL41_lateral | distribution_circuit_resiliency | 2 | 1120178.18 | 1120178.18 | 0 | 0 | 6922718.44 | 0 | 5802540.15
Circuit | KDL41_main | strategic_undergrounding_main | 1 | 4446749.6 | 4446749.6 | 0 | 0 | 4446749.73 | 0 | 0
Circuit | KDL41_main | distribution_circuit_resiliency | 2 | 1790885.42 | 1790885.42 | 0 | 0 | 6457235.77 | 0 | 4666350.22
Circuit | KDL42_lateral | strategic_undergrounding_single_or_two_phase_lateral | 1 | 4641497.77 | 4641497.77 | 0 | 0 | 5499654.45 | 0 | 858156.535
Circuit | KDL42_lateral | distribution_circuit_resiliency | 2 | 1101468.23 | 1101468.23 | 0 | 0 | 6399521.96 | 0 | 5298053.61
Circuit | KDL42_lateral | strategic_undergrounding_three_phase_lateral | 3 | 433961.41 | 433961.41 | 0 | 0 | 9553627.91 | 0 | 9119666.35
Circuit | KDL42_main | strategic_undergrounding_main | 1 | 7521049.02 | 7521049.02 | 0 | 0 | 7521049.18 | 0 | 0
Circuit | KDL42_main | distribution_circuit_resiliency | 2 | 2810483.11 | 2810483.11 | 0 | 0 | 11239606.8 | 0 | 8429123.59
Circuit | KDL43_lateral | strategic_undergrounding_single_or_two_phase_lateral | 1 | 4661066.75 | 4661066.75 | 0 | 0 | 4661928.39 | 0 | 861.5149
Circuit | KDL43_lateral | distribution_circuit_resiliency | 2 | 652517.8 | 652517.8 | 0 | 0 | 6135130.4 | 0 | 5482612.49
Circuit | KDL43_lateral | strategic_undergrounding_three_phase_lateral | 3 | 438.74 | 438.74 | 0 | 0 | 9156859.31 | 0 | 9156420.4
Circuit | KDL43_main | strategic_undergrounding_main | 1 | 3469840.35 | 3469840.35 | 0 | 0 | 3469840.49 | 0 | 0
Circuit | KDL43_main | distribution_circuit_resiliency | 2 | 1367376.45 | 1367376.45 | 0 | 0 | 5075116.16 | 0 | 3707739.57
Circuit | KDL44_lateral | strategic_undergrounding_single_or_two_phase_lateral | 1 | 5714827.76 | 5714827.76 | 0 | 0 | 5889857.97 | 0 | 175030.099
Circuit | KDL44_lateral | distribution_circuit_resiliency | 2 | 2184945.26 | 2184945.26 | 0 | 0 | 7000914.07 | 0 | 4815968.64
Circuit | KDL44_lateral | strategic_undergrounding_three_phase_lateral | 3 | 89243.38 | 89243.38 | 0 | 0 | 11179770.1 | 0 | 11090526.5
Circuit | KDL44_main | strategic_undergrounding_main | 1 | 3667407.36 | 3667407.36 | 0 | 0 | 3667407.5 | 0 | 0
Circuit | KDL44_main | distribution_circuit_resiliency | 2 | 1593268.62 | 1593268.62 | 0 | 0 | 5140918.67 | 0 | 3547649.91
Circuit | KDL45_lateral | strategic_undergrounding_single_or_two_phase_lateral | 1 | 9600931.59 | 9600931.59 | 0 | 0 | 9876786.91 | 0 | 275855.165
Circuit | KDL45_lateral | distribution_circuit_resiliency | 2 | 2337703.95 | 2337703.95 | 0 | 0 | 12181506.5 | 0 | 9843802.4
Circuit | KDL45_lateral | strategic_undergrounding_three_phase_lateral | 3 | 140593.07 | 140593.07 | 0 | 0 | 18965163.1 | 0 | 18824569.9
Circuit | KDL45_main | strategic_undergrounding_main | 1 | 8530739.98 | 8530739.98 | 0 | 0 | 8530740.14 | 0 | 0
Circuit | KDL45_main | distribution_circuit_resiliency | 2 | 3201119.03 | 3201119.03 | 0 | 0 | 12671238 | 0 | 9470118.77
Circuit | KDL46_lateral | strategic_undergrounding_single_or_two_phase_lateral | 1 | 5069021.19 | 5069021.19 | 0 | 0 | 5567604.24 | 0 | 498582.897
Circuit | KDL46_lateral | distribution_circuit_resiliency | 2 | 1273223.77 | 1273223.77 | 0 | 0 | 6432161.84 | 0 | 5158937.93
Circuit | KDL46_lateral | strategic_undergrounding_three_phase_lateral | 3 | 253943.66 | 253943.66 | 0 | 0 | 10208095.3 | 0 | 9954151.49
Circuit | KDL46_main | strategic_undergrounding_main | 1 | 10805678.1 | 10805678.1 | 0 | 0 | 10805678.3 | 0 | 0
Circuit | KDL46_main | distribution_circuit_resiliency | 2 | 4642839.91 | 4642839.91 | 0 | 0 | 15321928.3 | 0 | 10679088.3
Circuit | KDL47_lateral | strategic_undergrounding_single_or_two_phase_lateral | 1 | 803569.87 | 803569.87 | 0 | 0 | 1134691.83 | 0 | 331121.822
Circuit | KDL47_lateral | distribution_circuit_resiliency | 2 | 220992.98 | 220992.98 | 0 | 0 | 1290076.43 | 0 | 1069083.34
Circuit | KDL47_lateral | strategic_undergrounding_freeway | 3 | 107006.87 | 107006.87 | 0 | 0 | 1805644.81 | 0 | 1698637.8
Circuit | KDL47_lateral | strategic_undergrounding_three_phase_lateral | 4 | 61299.41 | 61299.41 | 0 | 0 | 1848717.62 | 0 | 1787418.05
Circuit | KDL47_main | strategic_undergrounding_main | 1 | 760015.1 | 760015.1 | 0 | 0 | 760705.521 | 0 | 690.2533
Circuit | KDL47_main | distribution_circuit_resiliency | 2 | 302758.4 | 302758.4 | 0 | 0 | 1108162.04 | 0 | 805403.538
Circuit | KDL47_main | strategic_undergrounding_freeway | 3 | 351.53 | 351.53 | 0 | 0 | 1491861.88 | 0 | 1491510.2
Circuit | KDL48_lateral | strategic_undergrounding_single_or_two_phase_lateral | 1 | 604.23 | 604.23 | 0 | 0 | 604.3812 | 0 | 0
Circuit | KDL48_lateral | distribution_circuit_resiliency | 2 | 522.71 | 522.71 | 0 | 0 | 522.8385 | 0 | 0
Circuit | KDL48_main | strategic_undergrounding_main | 1 | 1208.58 | 1208.58 | 0 | 0 | 1208.7625 | 0 | 0
Circuit | KDL48_main | distribution_circuit_resiliency | 2 | 522.71 | 522.71 | 0 | 0 | 1708.9905 | 0 | 1186.152
Circuit | KG41_lateral | strategic_undergrounding_single_or_two_phase_lateral | 1 | 258877.88 | 258877.88 | 0 | 0 | 356420.788 | 0 | 97542.7886
Circuit | KG41_lateral | distribution_circuit_resiliency | 2 | 99332.41 | 99332.41 | 0 | 0 | 392968.65 | 0 | 293636.088
Circuit | KG41_lateral | strategic_undergrounding_three_phase_lateral | 3 | 49448.02 | 49448.02 | 0 | 0 | 560172.59 | 0 | 510724.42
Circuit | KG41_main | strategic_undergrounding_main | 1 | 251442.83 | 251442.83 | 0 | 0 | 251442.973 | 0 | 0
Circuit | KG41_main | distribution_circuit_resiliency | 2 | 104930.07 | 104930.07 | 0 | 0 | 361344.653 | 0 | 256414.465
Circuit | KG42_lateral | strategic_undergrounding_single_or_two_phase_lateral | 1 | 1598613.82 | 1598613.82 | 0 | 0 | 1617845.2 | 0 | 19231.2565
Circuit | KG42_lateral | distribution_circuit_resiliency | 2 | 371803.86 | 371803.86 | 0 | 0 | 2012225.39 | 0 | 1640421.42
Circuit | KG42_lateral | strategic_undergrounding_three_phase_lateral | 3 | 5949.07 | 5949.07 | 0 | 0 | 3170966.51 | 0 | 3165017.28
Circuit | KG42_lateral | strategic_undergrounding_freeway | 4 | 3785.73 | 3785.73 | 0 | 0 | 3173076.77 | 0 | 3169290.9
Circuit | KG42_main | strategic_undergrounding_main | 1 | 2189806.85 | 2189806.85 | 0 | 0 | 2707759.17 | 0 | 517952.147
Circuit | KG42_main | distribution_circuit_resiliency | 2 | 1115215.89 | 1115215.89 | 0 | 0 | 3407872.34 | 0 | 2292656.31
Circuit | KG42_main | strategic_undergrounding_freeway | 3 | 262337.04 | 262337.04 | 0 | 0 | 4585657.7 | 0 | 4323320.51
Circuit | KG43_lateral | strategic_undergrounding_single_or_two_phase_lateral | 1 | 778726.51 | 778726.51 | 0 | 0 | 956716.276 | 0 | 177989.593
Circuit | KG43_lateral | distribution_circuit_resiliency | 2 | 295421.62 | 295421.62 | 0 | 0 | 996356.702 | 0 | 700934.942
Circuit | KG43_lateral | strategic_undergrounding_freeway | 3 | 90170.31 | 90170.31 | 0 | 0 | 1626250.5 | 0 | 1536080.03
Circuit | KG43_main | strategic_undergrounding_main | 1 | 1765585.11 | 1765585.11 | 0 | 0 | 1943574.87 | 0 | 177989.593
Circuit | KG43_main | distribution_circuit_resiliency | 2 | 742998.97 | 742998.97 | 0 | 0 | 2707531.97 | 0 | 1964532.85
Circuit | KG43_main | strategic_undergrounding_freeway | 3 | 90170.31 | 90170.31 | 0 | 0 | 3572639.61 | 0 | 3482469.14
Circuit | KG44_lateral | strategic_undergrounding_single_or_two_phase_lateral | 1 | 1829202.81 | 1829202.81 | 0 | 0 | 1829202.97 | 0 | 0
Circuit | KG44_lateral | distribution_circuit_resiliency | 2 | 270488.72 | 270488.72 | 0 | 0 | 2047538.52 | 0 | 1777049.67
Circuit | KG44_main | strategic_undergrounding_main | 1 | 2653376.9 | 2653376.9 | 0 | 0 | 2653725.42 | 0 | 348.3866
Circuit | KG44_main | distribution_circuit_resiliency | 2 | 1240539.48 | 1240539.48 | 0 | 0 | 3644108.7 | 0 | 2403569.08
Circuit | KG44_main | strategic_undergrounding_freeway | 3 | 176.55 | 176.55 | 0 | 0 | 5238267.27 | 0 | 5238090.56
Circuit | KG45_lateral | strategic_undergrounding_single_or_two_phase_lateral | 1 | 5966572.21 | 5966572.21 | 0 | 0 | 5966572.4 | 0 | 0
Circuit | KG45_lateral | distribution_circuit_resiliency | 2 | 769006.13 | 769006.13 | 0 | 0 | 7434268.27 | 0 | 6665262.03
Circuit | KG45_main | strategic_undergrounding_main | 1 | 9210194.97 | 9210194.97 | 0 | 0 | 9765600.39 | 0 | 555405.293
Circuit | KG45_main | distribution_circuit_resiliency | 2 | 3744418.22 | 3744418.22 | 0 | 0 | 13918804.2 | 0 | 10174385.8
Circuit | KG45_main | strategic_undergrounding_freeway | 3 | 281719.83 | 281719.83 | 0 | 0 | 18458237.2 | 0 | 18176517.3
Circuit | KG46_lateral | strategic_undergrounding_single_or_two_phase_lateral | 1 | 1856666.39 | 1856666.39 | 0 | 0 | 1867789.62 | 0 | 11123.0659
Circuit | KG46_lateral | distribution_circuit_resiliency | 2 | 698102.14 | 698102.14 | 0 | 0 | 2132996.24 | 0 | 1434893.98
Circuit | KG46_lateral | strategic_undergrounding_three_phase_lateral | 3 | 5535.76 | 5535.76 | 0 | 0 | 3666541.79 | 0 | 3661005.88
Circuit | KG46_lateral | strategic_undergrounding_freeway | 4 | 104.63 | 104.63 | 0 | 0 | 3671820.09 | 0 | 3671715.32
Circuit | KG46_main | strategic_undergrounding_main | 1 | 4714546.7 | 4714546.7 | 0 | 0 | 4714960.47 | 0 | 413.6255
Circuit | KG46_main | distribution_circuit_resiliency | 2 | 2200710.37 | 2200710.37 | 0 | 0 | 6475955.46 | 0 | 4275244.95
Circuit | KG46_main | strategic_undergrounding_freeway | 3 | 209.39 | 209.39 | 0 | 0 | 9297029.09 | 0 | 9296819.55
Circuit | KG47_lateral | strategic_undergrounding_single_or_two_phase_lateral | 1 | 3087449.5 | 3087449.5 | 0 | 0 | 3668849.91 | 0 | 581400.223
Circuit | KG47_lateral | distribution_circuit_resiliency | 2 | 1047452.83 | 1047452.83 | 0 | 0 | 4094574.85 | 0 | 3047121.92
Circuit | KG47_lateral | strategic_undergrounding_three_phase_lateral | 3 | 295105.21 | 295105.21 | 0 | 0 | 6383047.53 | 0 | 6087942.15
Circuit | KG47_main | strategic_undergrounding_main | 1 | 3245349.9 | 3245349.9 | 0 | 0 | 3245350.07 | 0 | 0
Circuit | KG47_main | distribution_circuit_resiliency | 2 | 1372078.08 | 1372078.08 | 0 | 0 | 4642024.16 | 0 | 3269945.97
Circuit | KG47_main | strategic_undergrounding_freeway | 3 | 0 | 0 | 0 | 0 | 6403436.33 | 0 | 6403436.33
Circuit | KI41_lateral | strategic_undergrounding_single_or_two_phase_lateral | 1 | 1865035.36 | 1865035.36 | 0 | 0 | 1946619.67 | 0 | 81584.1643
Circuit | KI41_lateral | strategic_undergrounding_three_phase_lateral | 2 | 41605.1 | 41605.1 | 0 | 0 | 3845898.28 | 0 | 3804293.01
Circuit | KI41_lateral | distribution_circuit_resiliency | 3 | 19399.32 | 19399.32 | 0 | 0 | 2887252.77 | 0 | 2867853.33
Circuit | KI41_main | strategic_undergrounding_main | 1 | 1855967.18 | 1855967.18 | 0 | 0 | 1855967.34 | 0 | 0
Circuit | KI41_main | distribution_circuit_resiliency | 2 | 581326.6 | 581326.6 | 0 | 0 | 2928188.2 | 0 | 2346861.49
Circuit | KI42_lateral | strategic_undergrounding_single_or_two_phase_lateral | 1 | 2378971.28 | 2378971.28 | 0 | 0 | 2566640.67 | 0 | 187669.25
Circuit | KI42_lateral | distribution_circuit_resiliency | 2 | 673536.22 | 673536.22 | 0 | 0 | 3129312.81 | 0 | 2455776.44
Circuit | KI42_lateral | strategic_undergrounding_freeway | 3 | 92377.19 | 92377.19 | 0 | 0 | 4645622.45 | 0 | 4553245.13
Circuit | KI42_lateral | strategic_undergrounding_three_phase_lateral | 4 | 3323.79 | 3323.79 | 0 | 0 | 4731201.94 | 0 | 4727878.02
Circuit | KI42_main | strategic_undergrounding_main | 1 | 3504049.44 | 3504049.44 | 0 | 0 | 3692876.7 | 0 | 188827.111
Circuit | KI42_main | distribution_circuit_resiliency | 2 | 1331362.08 | 1331362.08 | 0 | 0 | 5282814.58 | 0 | 3951452.38
Circuit | KI42_main | strategic_undergrounding_freeway | 3 | 96664.91 | 96664.91 | 0 | 0 | 6604675.13 | 0 | 6508010.07
Circuit | KI43_lateral | strategic_undergrounding_single_or_two_phase_lateral | 1 | 5613643.51 | 5613643.51 | 0 | 0 | 5613643.66 | 0 | 0
Circuit | KI43_lateral | distribution_circuit_resiliency | 2 | 1103273.17 | 1103273.17 | 0 | 0 | 7368579.98 | 0 | 6265306.68
Circuit | KI43_main | strategic_undergrounding_main | 1 | 6846582.91 | 6846582.91 | 0 | 0 | 6846583.08 | 0 | 0
Circuit | KI43_main | distribution_circuit_resiliency | 2 | 2503243.22 | 2503243.22 | 0 | 0 | 10310382.5 | 0 | 7807139.19
Circuit | KI44_lateral | strategic_undergrounding_single_or_two_phase_lateral | 1 | 12859390.8 | 12859390.8 | 0 | 0 | 13461459.4 | 0 | 602068.386
Circuit | KI44_lateral | distribution_circuit_resiliency | 2 | 3459637.46 | 3459637.46 | 0 | 0 | 16226031 | 0 | 12766393.5
Circuit | KI44_lateral | strategic_undergrounding_three_phase_lateral | 3 | 307084.69 | 307084.69 | 0 | 0 | 25752498.5 | 0 | 25445413.6
Circuit | KI44_main | strategic_undergrounding_main | 1 | 14838840.2 | 14838840.2 | 0 | 0 | 14838840.3 | 0 | 0
Circuit | KI44_main | distribution_circuit_resiliency | 2 | 6638118.5 | 6638118.5 | 0 | 0 | 21142751.2 | 0 | 14504632.6
Circuit | KI45_lateral | strategic_undergrounding_single_or_two_phase_lateral | 1 | 3412783.53 | 3412783.53 | 0 | 0 | 3412783.67 | 0 | 0
Circuit | KI45_lateral | distribution_circuit_resiliency | 2 | 1057433.43 | 1057433.43 | 0 | 0 | 3961542.86 | 0 | 2904109.28
Circuit | KI45_main | strategic_undergrounding_main | 1 | 4443570.17 | 4443570.17 | 0 | 0 | 4443570.34 | 0 | 0
Circuit | KI45_main | distribution_circuit_resiliency | 2 | 1993380.69 | 1993380.69 | 0 | 0 | 6120088.91 | 0 | 4126708.08
Circuit | KI46_lateral | strategic_undergrounding_single_or_two_phase_lateral | 1 | 1092494.16 | 1092494.16 | 0 | 0 | 1092862.76 | 0 | 368.4575
Circuit | KI46_lateral | distribution_circuit_resiliency | 2 | 140269.72 | 140269.72 | 0 | 0 | 1408371.36 | 0 | 1268101.49
Circuit | KI46_lateral | strategic_undergrounding_three_phase_lateral | 3 | 187.75 | 187.75 | 0 | 0 | 2164501.39 | 0 | 2164313.49
Circuit | KI46_main | strategic_undergrounding_main | 1 | 1347793.93 | 1347793.93 | 0 | 0 | 1347794.08 | 0 | 0
Circuit | KI46_main | distribution_circuit_resiliency | 2 | 567915.92 | 567915.92 | 0 | 0 | 1945718.86 | 0 | 1377802.83
Circuit | KI47_lateral | strategic_undergrounding_single_or_two_phase_lateral | 1 | 3475717.04 | 3475717.04 | 0 | 0 | 3475717.18 | 0 | 0
Circuit | KI47_lateral | distribution_circuit_resiliency | 2 | 957074.58 | 957074.58 | 0 | 0 | 4003440.56 | 0 | 3046365.85
Circuit | KI47_main | strategic_undergrounding_main | 1 | 3716833.99 | 3716833.99 | 0 | 0 | 3716834.15 | 0 | 0
Circuit | KI47_main | distribution_circuit_resiliency | 2 | 1698113.41 | 1698113.41 | 0 | 0 | 5110468.91 | 0 | 3412355.37
Circuit | KI48_lateral | strategic_undergrounding_single_or_two_phase_lateral | 1 | 3414047.59 | 3414047.59 | 0 | 0 | 4275242.3 | 0 | 861194.558
Circuit | KI48_lateral | distribution_circuit_resiliency | 2 | 1007789.52 | 1007789.52 | 0 | 0 | 4808372.86 | 0 | 3800583.24
Circuit | KI48_lateral | strategic_undergrounding_three_phase_lateral | 3 | 450426.01 | 450426.01 | 0 | 0 | 6900305.86 | 0 | 6449879.69
Circuit | KI48_lateral | strategic_undergrounding_freeway | 4 | 32368.91 | 32368.91 | 0 | 0 | 7216498.47 | 0 | 7184129.38
Circuit | KI48_main | strategic_undergrounding_main | 1 | 4035941.64 | 4035941.64 | 0 | 0 | 4331862.21 | 0 | 295920.412
Circuit | KI48_main | distribution_circuit_resiliency | 2 | 1631426.59 | 1631426.59 | 0 | 0 | 5968828.33 | 0 | 4337401.59
Circuit | KI48_main | strategic_undergrounding_freeway | 3 | 150953.05 | 150953.05 | 0 | 0 | 7687233.62 | 0 | 7536280.45
Circuit | KI49_lateral | strategic_undergrounding_single_or_two_phase_lateral | 1 | 2322434.97 | 2322434.97 | 0 | 0 | 2631265.69 | 0 | 308830.587
Circuit | KI49_lateral | distribution_circuit_resiliency | 2 | 469110.88 | 469110.88 | 0 | 0 | 3036235.04 | 0 | 2567124.04
Circuit | KI49_lateral | strategic_undergrounding_three_phase_lateral | 3 | 104114.32 | 104114.32 | 0 | 0 | 4762051.47 | 0 | 4657936.98
Circuit | KI49_lateral | strategic_undergrounding_freeway | 4 | 53436.11 | 53436.11 | 0 | 0 | 4810712.6 | 0 | 4757276.36
Circuit | KI49_main | strategic_undergrounding_main | 1 | 2946145 | 2946145 | 0 | 0 | 3091437.43 | 0 | 145292.29
Circuit | KI49_main | distribution_circuit_resiliency | 2 | 1206958.33 | 1206958.33 | 0 | 0 | 4393537.35 | 0 | 3186578.92
Circuit | KI49_main | strategic_undergrounding_freeway | 3 | 74121.1 | 74121.1 | 0 | 0 | 5849215.46 | 0 | 5775094.21
Circuit | KL41_lateral | strategic_undergrounding_single_or_two_phase_lateral | 1 | 1628042.29 | 1628042.29 | 0 | 0 | 1628042.45 | 0 | 0
Circuit | KL41_lateral | distribution_circuit_resiliency | 2 | 285647.24 | 285647.24 | 0 | 0 | 2067781.3 | 0 | 1782133.9
Circuit | KL41_main | strategic_undergrounding_main | 1 | 2895554.52 | 2895554.52 | 0 | 0 | 2895554.67 | 0 | 0
Circuit | KL41_main | distribution_circuit_resiliency | 2 | 1214452.57 | 1214452.57 | 0 | 0 | 4171956.34 | 0 | 2957503.65
Circuit | KL42_lateral | strategic_undergrounding_single_or_two_phase_lateral | 1 | 10334629.7 | 10334629.7 | 0 | 0 | 11094415.1 | 0 | 759785.253
Circuit | KL42_lateral | distribution_circuit_resiliency | 2 | 1038289.01 | 1038289.01 | 0 | 0 | 14689529.5 | 0 | 13651240.4
Circuit | KL42_lateral | strategic_undergrounding_three_phase_lateral | 3 | 384634.18 | 384634.18 | 0 | 0 | 20887541.2 | 0 | 20502906.9
Circuit | KL42_main | strategic_undergrounding_main | 1 | 6459009.77 | 6459009.77 | 0 | 0 | 6459009.93 | 0 | 0
Circuit | KL42_main | distribution_circuit_resiliency | 2 | 1439465.58 | 1439465.58 | 0 | 0 | 10947350.4 | 0 | 9507884.73
Circuit | KL43_lateral | strategic_undergrounding_single_or_two_phase_lateral | 1 | 131175.58 | 131175.58 | 0 | 0 | 131175.719 | 0 | 0
Circuit | KL43_lateral | distribution_circuit_resiliency | 2 | 4169.56 | 4169.56 | 0 | 0 | 163487.227 | 0 | 159317.526
Circuit | KL43_main | strategic_undergrounding_main | 1 | 366580.68 | 366580.68 | 0 | 0 | 366580.846 | 0 | 0
Circuit | KL43_main | distribution_circuit_resiliency | 2 | 142141.98 | 142141.98 | 0 | 0 | 544207.695 | 0 | 402065.585
Circuit | KL44_lateral | strategic_undergrounding_single_or_two_phase_lateral | 1 | 2410270.01 | 2410270.01 | 0 | 0 | 2410270.15 | 0 | 0
Circuit | KL44_lateral | distribution_circuit_resiliency | 2 | 641422.99 | 641422.99 | 0 | 0 | 3045094.02 | 0 | 2403670.89
Circuit | KL44_main | strategic_undergrounding_main | 1 | 3930734.03 | 3930734.03 | 0 | 0 | 3930734.19 | 0 | 0
Circuit | KL44_main | distribution_circuit_resiliency | 2 | 1612157.23 | 1612157.23 | 0 | 0 | 5688173.84 | 0 | 4076016.49
Circuit | KL45_lateral | strategic_undergrounding_single_or_two_phase_lateral | 1 | 4505596.88 | 4505596.88 | 0 | 0 | 4509229.97 | 0 | 3632.948
Circuit | KL45_lateral | distribution_circuit_resiliency | 2 | 696686.09 | 696686.09 | 0 | 0 | 6001656.11 | 0 | 5304969.89
Circuit | KL45_lateral | strategic_undergrounding_three_phase_lateral | 3 | 1835.61 | 1835.61 | 0 | 0 | 8911425.84 | 0 | 8909590.11
Circuit | KL45_main | strategic_undergrounding_main | 1 | 5097899.98 | 5097899.98 | 0 | 0 | 5097900.11 | 0 | 0
Circuit | KL45_main | distribution_circuit_resiliency | 2 | 1693472.4 | 1693472.4 | 0 | 0 | 7895338.96 | 0 | 6201866.42
Circuit | KL46_lateral | strategic_undergrounding_single_or_two_phase_lateral | 1 | 4215219.3 | 4215219.3 | 0 | 0 | 4218685.98 | 0 | 3466.5035
Circuit | KL46_lateral | distribution_circuit_resiliency | 2 | 697183.58 | 697183.58 | 0 | 0 | 5475625.62 | 0 | 4778441.9
Circuit | KL46_lateral | strategic_undergrounding_three_phase_lateral | 3 | 1753.63 | 1753.63 | 0 | 0 | 8338695.03 | 0 | 8336941.27
Circuit | KL46_main | strategic_undergrounding_main | 1 | 3569943.59 | 3569943.59 | 0 | 0 | 3569943.74 | 0 | 0
Circuit | KL46_main | distribution_circuit_resiliency | 2 | 1257262.29 | 1257262.29 | 0 | 0 | 5439526.51 | 0 | 4182264.1
Circuit | KL47_lateral | strategic_undergrounding_single_or_two_phase_lateral | 1 | 3312232.4 | 3312232.4 | 0 | 0 | 3312232.56 | 0 | 0
Circuit | KL47_lateral | distribution_circuit_resiliency | 2 | 546617.21 | 546617.21 | 0 | 0 | 4071960.01 | 0 | 3525342.64
Circuit | KL47_main | strategic_undergrounding_main | 1 | 3198489.79 | 3198489.79 | 0 | 0 | 3198489.95 | 0 | 0
Circuit | KL47_main | distribution_circuit_resiliency | 2 | 1151413.01 | 1151413.01 | 0 | 0 | 4819630.05 | 0 | 3668216.89
Circuit | KL48_lateral | strategic_undergrounding_single_or_two_phase_lateral | 1 | 9666832.43 | 9666832.43 | 0 | 0 | 11194007.7 | 0 | 1527175.08
Circuit | KL48_lateral | distribution_circuit_resiliency | 2 | 2092315.34 | 2092315.34 | 0 | 0 | 13452503.9 | 0 | 11360188.5
Circuit | KL48_lateral | strategic_undergrounding_three_phase_lateral | 3 | 773118.27 | 773118.27 | 0 | 0 | 19805440.5 | 0 | 19032322.1
Circuit | KL48_main | strategic_undergrounding_main | 1 | 11204458.7 | 11204458.7 | 0 | 0 | 11204458.8 | 0 | 0
Circuit | KL48_main | distribution_circuit_resiliency | 2 | 4720863.34 | 4720863.34 | 0 | 0 | 16026942.9 | 0 | 11306079.4
Circuit | KL49_lateral | strategic_undergrounding_single_or_two_phase_lateral | 1 | 3394559.03 | 3394559.03 | 0 | 0 | 3394559.19 | 0 | 0
Circuit | KL49_lateral | distribution_circuit_resiliency | 2 | 798053.27 | 798053.27 | 0 | 0 | 4249314.59 | 0 | 3451261.18
Circuit | KL49_main | strategic_undergrounding_main | 1 | 4705204.12 | 4705204.12 | 0 | 0 | 4705204.27 | 0 | 0
Circuit | KL49_main | distribution_circuit_resiliency | 2 | 1972366.53 | 1972366.53 | 0 | 0 | 6801510.96 | 0 | 4829144.31
Circuit | KL50_lateral | strategic_undergrounding_single_or_two_phase_lateral | 1 | 5046794.54 | 5046794.54 | 0 | 0 | 5110913.46 | 0 | 64118.7749
Circuit | KL50_lateral | distribution_circuit_resiliency | 2 | 913631.05 | 913631.05 | 0 | 0 | 6488476.42 | 0 | 5574845.25
Circuit | KL50_lateral | strategic_undergrounding_three_phase_lateral | 3 | 32448.05 | 32448.05 | 0 | 0 | 10012929.2 | 0 | 9980480.96
Circuit | KL50_main | strategic_undergrounding_main | 1 | 6046420.09 | 6046420.09 | 0 | 0 | 6046420.24 | 0 | 0
Circuit | KL50_main | distribution_circuit_resiliency | 2 | 2088911.15 | 2088911.15 | 0 | 0 | 9268987.51 | 0 | 7180076.24
Circuit | KM01_lateral | strategic_undergrounding_single_or_two_phase_lateral | 1 | 4451962.72 | 4451962.72 | 0 | 0 | 6015078.06 | 0 | 1563115.18
Circuit | KM01_lateral | strategic_undergrounding_freeway | 2 | 801325.92 | 801325.92 | 0 | 0 | 9478115.87 | 0 | 8676789.79
Circuit | KM01_lateral | distribution_circuit_resiliency | 3 | 709713.7 | 709713.7 | 0 | 0 | 6759113.82 | 0 | 6049399.99
Circuit | KM01_lateral | strategic_undergrounding_three_phase_lateral | 4 | 881.63 | 881.63 | 0 | 0 | 10237352 | 0 | 10236470.3
Circuit | KM01_main | strategic_undergrounding_main | 1 | 4509546.12 | 4509546.12 | 0 | 0 | 6072686.74 | 0 | 1563140.47
Circuit | KM01_main | distribution_circuit_resiliency | 2 | 1819101.22 | 1819101.22 | 0 | 0 | 7932534.86 | 0 | 6113433.5
Circuit | KM01_main | strategic_undergrounding_freeway | 3 | 802220.24 | 802220.24 | 0 | 0 | 9587002.22 | 0 | 8784781.8
Circuit | KM02_lateral | strategic_undergrounding_single_or_two_phase_lateral | 1 | 10848107.4 | 10848107.4 | 0 | 0 | 12121753.7 | 0 | 1273646.14
Circuit | KM02_lateral | distribution_circuit_resiliency | 2 | 2951948.33 | 2951948.33 | 0 | 0 | 14288984.7 | 0 | 11337036.2
Circuit | KM02_lateral | strategic_undergrounding_freeway | 3 | 642684.45 | 642684.45 | 0 | 0 | 21843573.2 | 0 | 21200888.6
Circuit | KM02_lateral | strategic_undergrounding_three_phase_lateral | 4 | 10883.47 | 10883.47 | 0 | 0 | 22442723.9 | 0 | 22431840.3
Circuit | KM02_main | strategic_undergrounding_main | 1 | 9616601.02 | 9616601.02 | 0 | 0 | 11220692.4 | 0 | 1604091.26
Circuit | KM02_main | distribution_circuit_resiliency | 2 | 3158334.73 | 3158334.73 | 0 | 0 | 16176158.9 | 0 | 13017824.1
Circuit | KM02_main | strategic_undergrounding_freeway | 3 | 822091.9 | 822091.9 | 0 | 0 | 19598674.4 | 0 | 18776582.3
Circuit | KM03_lateral | strategic_undergrounding_single_or_two_phase_lateral | 1 | 24274283.2 | 24274283.2 | 0 | 0 | 34535538.8 | 0 | 10261255.5
Circuit | KM03_lateral | strategic_undergrounding_three_phase_lateral | 2 | 3695914.55 | 3695914.55 | 0 | 0 | 54306177.3 | 0 | 50610262.6
Circuit | KM03_lateral | distribution_circuit_resiliency | 3 | 1557463.45 | 1557463.45 | 0 | 0 | 43465436.7 | 0 | 41907973.1
Circuit | KM03_lateral | strategic_undergrounding_freeway | 4 | 1535063.7 | 1535063.7 | 0 | 0 | 56382857 | 0 | 54847793.1
Circuit | KM03_main | strategic_undergrounding_main | 1 | 22257519.2 | 22257519.2 | 0 | 0 | 23210777.8 | 0 | 953258.475
Circuit | KM03_main | distribution_circuit_resiliency | 2 | 9215532.98 | 9215532.98 | 0 | 0 | 32155536.8 | 0 | 22940003.7
Circuit | KM03_main | strategic_undergrounding_freeway | 3 | 488763.83 | 488763.83 | 0 | 0 | 44143235.5 | 0 | 43654471.6
Circuit | KM04_lateral | strategic_undergrounding_single_or_two_phase_lateral | 1 | 1791471.59 | 1791471.59 | 0 | 0 | 1791471.76 | 0 | 0
Circuit | KM04_lateral | distribution_circuit_resiliency | 2 | 81666.22 | 81666.22 | 0 | 0 | 2187057.53 | 0 | 2105391.21
Circuit | KM04_main | strategic_undergrounding_main | 1 | 1655634.34 | 1655634.34 | 0 | 0 | 1655634.48 | 0 | 0
Circuit | KM04_main | distribution_circuit_resiliency | 2 | 612838.73 | 612838.73 | 0 | 0 | 2412940.67 | 0 | 1800101.83
Circuit | KM05_lateral | strategic_undergrounding_single_or_two_phase_lateral | 1 | 931635.35 | 931635.35 | 0 | 0 | 1459000.13 | 0 | 527364.649
Circuit | KM05_lateral | strategic_undergrounding_freeway | 2 | 238712.62 | 238712.62 | 0 | 0 | 2123624.66 | 0 | 1884911.9
Circuit | KM05_lateral | distribution_circuit_resiliency | 3 | 120856.54 | 120856.54 | 0 | 0 | 1737092.67 | 0 | 1616236.01
Circuit | KM05_lateral | strategic_undergrounding_three_phase_lateral | 4 | 30782.74 | 30782.74 | 0 | 0 | 2322534.67 | 0 | 2291751.78
Circuit | KM05_main | strategic_undergrounding_main | 1 | 587112.2 | 587112.2 | 0 | 0 | 1176180.3 | 0 | 589067.944
Circuit | KM05_main | strategic_undergrounding_freeway | 2 | 301049.79 | 301049.79 | 0 | 0 | 1450461.16 | 0 | 1149411.2
Circuit | KM05_main | distribution_circuit_resiliency | 3 | 191744.84 | 191744.84 | 0 | 0 | 1479542.5 | 0 | 1287797.51
Circuit | KM06_lateral | strategic_undergrounding_single_or_two_phase_lateral | 1 | 2020382.8 | 2020382.8 | 0 | 0 | 4508729.79 | 0 | 2488346.83
Circuit | KM06_lateral | strategic_undergrounding_freeway | 2 | 1277046.04 | 1277046.04 | 0 | 0 | 5214857.22 | 0 | 3937811.01
Circuit | KM06_lateral | distribution_circuit_resiliency | 3 | 294133.24 | 294133.24 | 0 | 0 | 5138495.35 | 0 | 4844361.99
Circuit | KM06_main | strategic_undergrounding_freeway | 1 | 947541.98 | 947541.98 | 0 | 0 | 2538461.91 | 0 | 1590919.77
Circuit | KM06_main | strategic_undergrounding_main | 2 | 816475.49 | 816475.49 | 0 | 0 | 2662778.06 | 0 | 1846302.39
Circuit | KM06_main | distribution_circuit_resiliency | 3 | 295554.17 | 295554.17 | 0 | 0 | 3044546.22 | 0 | 2748991.92
Circuit | KM07_lateral | strategic_undergrounding_single_or_two_phase_lateral | 1 | 280504.03 | 280504.03 | 0 | 0 | 547161.964 | 0 | 266657.805
Circuit | KM07_lateral | strategic_undergrounding_freeway | 2 | 135254.34 | 135254.34 | 0 | 0 | 687662.343 | 0 | 552407.837
Circuit | KM07_lateral | distribution_circuit_resiliency | 3 | 107177.59 | 107177.59 | 0 | 0 | 589870.773 | 0 | 482693.045
Circuit | KM07_lateral | strategic_undergrounding_three_phase_lateral | 4 | 1224.16 | 1224.16 | 0 | 0 | 815507.013 | 0 | 814282.709
Circuit | KM07_main | strategic_undergrounding_main | 1 | 566413.86 | 566413.86 | 0 | 0 | 998288.596 | 0 | 431874.591
Circuit | KM07_main | distribution_circuit_resiliency | 2 | 246623.3 | 246623.3 | 0 | 0 | 1212428.81 | 0 | 965805.369
Circuit | KM07_main | strategic_undergrounding_freeway | 3 | 220932.17 | 220932.17 | 0 | 0 | 1329271.08 | 0 | 1108338.77
Circuit | KN01_lateral | strategic_undergrounding_single_or_two_phase_lateral | 1 | 1615026.3 | 1615026.3 | 0 | 0 | 3778641.4 | 0 | 2163614.94
Circuit | KN01_lateral | strategic_undergrounding_freeway | 2 | 1097879.11 | 1097879.11 | 0 | 0 | 4280107.96 | 0 | 3182228.7
Circuit | KN01_lateral | distribution_circuit_resiliency | 3 | 798283.14 | 798283.14 | 0 | 0 | 3805066.63 | 0 | 3006783.36
Circuit | KN01_lateral | strategic_undergrounding_three_phase_lateral | 4 | 0 | 0 | 0 | 0 | 5345843.64 | 0 | 5345843.64
Circuit | KN01_main | strategic_undergrounding_main | 1 | 2313320.36 | 2313320.36 | 0 | 0 | 4529588.25 | 0 | 2216267.77
Circuit | KN01_main | strategic_undergrounding_freeway | 2 | 1124582.45 | 1124582.45 | 0 | 0 | 5682143.39 | 0 | 4557560.8
Circuit | KN01_main | distribution_circuit_resiliency | 3 | 946164.64 | 946164.64 | 0 | 0 | 5562899.74 | 0 | 4616734.98
Circuit | KN02_lateral | strategic_undergrounding_single_or_two_phase_lateral | 1 | 1202580.8 | 1202580.8 | 0 | 0 | 1829815.97 | 0 | 627235.009
Circuit | KN02_lateral | strategic_undergrounding_freeway | 2 | 317722.89 | 317722.89 | 0 | 0 | 2688393.28 | 0 | 2370670.26
Circuit | KN02_lateral | distribution_circuit_resiliency | 3 | 202893.06 | 202893.06 | 0 | 0 | 1846972.71 | 0 | 1644079.52
Circuit | KN02_lateral | strategic_undergrounding_three_phase_lateral | 4 | 549.56 | 549.56 | 0 | 0 | 2996288.34 | 0 | 2995738.65
Circuit | KN02_main | strategic_undergrounding_main | 1 | 1817695.84 | 1817695.84 | 0 | 0 | 3965894.64 | 0 | 2148198.66
Circuit | KN02_main | strategic_undergrounding_freeway | 2 | 1090042.67 | 1090042.67 | 0 | 0 | 4671836.61 | 0 | 3581793.77
Circuit | KN02_main | distribution_circuit_resiliency | 3 | 624004.61 | 624004.61 | 0 | 0 | 4930703.16 | 0 | 4306698.39
Circuit | KN03_lateral | strategic_undergrounding_single_or_two_phase_lateral | 1 | 958857.52 | 958857.52 | 0 | 0 | 1136380.57 | 0 | 177522.892
Circuit | KN03_lateral | distribution_circuit_resiliency | 2 | 208696.66 | 208696.66 | 0 | 0 | 1324519.63 | 0 | 1115822.84
Circuit | KN03_lateral | strategic_undergrounding_three_phase_lateral | 3 | 90118.04 | 90118.04 | 0 | 0 | 1978961.77 | 0 | 1888843.57
Circuit | KN03_main | strategic_undergrounding_main | 1 | 1102410.43 | 1102410.43 | 0 | 0 | 1102410.57 | 0 | 0
Circuit | KN03_main | distribution_circuit_resiliency | 2 | 626749.73 | 626749.73 | 0 | 0 | 1369589.34 | 0 | 742839.476
Circuit | KN04_lateral | strategic_undergrounding_single_or_two_phase_lateral | 1 | 45550.37 | 45550.37 | 0 | 0 | 45550.5424 | 0 | 0
Circuit | KN04_lateral | distribution_circuit_resiliency | 2 | 20114.63 | 20114.63 | 0 | 0 | 42740.069 | 0 | 22625.3211
Circuit | KN04_main | strategic_undergrounding_main | 1 | 65637.68 | 65637.68 | 0 | 0 | 65637.8549 | 0 | 0
Circuit | KN04_main | distribution_circuit_resiliency | 2 | 28361.04 | 28361.04 | 0 | 0 | 93006.7327 | 0 | 64645.5386
Circuit | KN05_lateral | strategic_undergrounding_single_or_two_phase_lateral | 1 | 1461671.63 | 1461671.63 | 0 | 0 | 3365189.04 | 0 | 1903517.28
Circuit | KN05_lateral | strategic_undergrounding_freeway | 2 | 962692.52 | 962692.52 | 0 | 0 | 3849553.18 | 0 | 2886860.47
Circuit | KN05_lateral | distribution_circuit_resiliency | 3 | 286586.26 | 286586.26 | 0 | 0 | 3631251.2 | 0 | 3344664.82
Circuit | KN05_lateral | strategic_undergrounding_three_phase_lateral | 4 | 3194.71 | 3194.71 | 0 | 0 | 4780985.55 | 0 | 4777790.68
Circuit | KN05_main | strategic_undergrounding_main | 1 | 1784228.03 | 1784228.03 | 0 | 0 | 2663681.18 | 0 | 879453.005
Circuit | KN05_main | distribution_circuit_resiliency | 2 | 630440.55 | 630440.55 | 0 | 0 | 3588140.32 | 0 | 2957699.67
Circuit | KN05_main | strategic_undergrounding_freeway | 3 | 446253.5 | 446253.5 | 0 | 0 | 3962502.22 | 0 | 3516248.58
Circuit | KN06_lateral | strategic_undergrounding_single_or_two_phase_lateral | 1 | 5372506.95 | 5372506.95 | 0 | 0 | 5991221.23 | 0 | 618714.11
Circuit | KN06_lateral | distribution_circuit_resiliency | 2 | 2158311.01 | 2158311.01 | 0 | 0 | 5903576.41 | 0 | 3745265.26
Circuit | KN06_lateral | strategic_undergrounding_freeway | 3 | 314034.36 | 314034.36 | 0 | 0 | 10896702.7 | 0 | 10582668.1
Circuit | KN06_main | strategic_undergrounding_main | 1 | 5934362.58 | 5934362.58 | 0 | 0 | 6905179.44 | 0 | 970816.7
Circuit | KN06_main | distribution_circuit_resiliency | 2 | 2176094.27 | 2176094.27 | 0 | 0 | 9877074.38 | 0 | 7700979.99
Circuit | KN06_main | strategic_undergrounding_freeway | 3 | 492581.91 | 492581.91 | 0 | 0 | 12181586.4 | 0 | 11689004.3
Circuit | KN07_lateral | strategic_undergrounding_single_or_two_phase_lateral | 1 | 41479.85 | 41479.85 | 0 | 0 | 41480.0065 | 0 | 0
Circuit | KN07_lateral | distribution_circuit_resiliency | 2 | 4372.86 | 4372.86 | 0 | 0 | 41886.4835 | 0 | 37513.5162
Circuit | KN07_main | strategic_undergrounding_main | 1 | 98200.01 | 98200.01 | 0 | 0 | 98200.1652 | 0 | 0
Circuit | KN07_main | distribution_circuit_resiliency | 2 | 24745.45 | 24745.45 | 0 | 0 | 161771.55 | 0 | 137025.983
Circuit | KT41_lateral | strategic_undergrounding_single_or_two_phase_lateral | 1 | 1605147.79 | 1605147.79 | 0 | 0 | 1605646.19 | 0 | 498.2678
Circuit | KT41_lateral | distribution_circuit_resiliency | 2 | 410644.98 | 410644.98 | 0 | 0 | 1969094.43 | 0 | 1558449.32
Circuit | KT41_lateral | strategic_undergrounding_three_phase_lateral | 3 | 249.2 | 249.2 | 0 | 0 | 3192378.76 | 0 | 3192129.42
Circuit | KT41_main | strategic_undergrounding_main | 1 | 1310278.71 | 1310278.71 | 0 | 0 | 1310278.84 | 0 | 0
Circuit | KT41_main | distribution_circuit_resiliency | 2 | 485042.04 | 485042.04 | 0 | 0 | 1973797.96 | 0 | 1488755.75
Circuit | KT42_lateral | strategic_undergrounding_single_or_two_phase_lateral | 1 | 5351605.23 | 5351605.23 | 0 | 0 | 5351605.36 | 0 | 0
Circuit | KT42_lateral | distribution_circuit_resiliency | 2 | 1177455.88 | 1177455.88 | 0 | 0 | 6733125.73 | 0 | 5555669.73
Circuit | KT42_lateral | strategic_undergrounding_three_phase_lateral | 3 | 0 | 0 | 0 | 0 | 10620924.3 | 0 | 10620924.3
Circuit | KT42_main | strategic_undergrounding_main | 1 | 8987386.65 | 8987386.65 | 0 | 0 | 8990339.98 | 0 | 2953.1834
Circuit | KT42_main | distribution_circuit_resiliency | 2 | 3884630.67 | 3884630.67 | 0 | 0 | 12782304.9 | 0 | 8897674.13
Circuit | KT42_main | strategic_undergrounding_freeway | 3 | 1486.37 | 1486.37 | 0 | 0 | 17826767.6 | 0 | 17825281.1
Circuit | KT43_lateral | strategic_undergrounding_single_or_two_phase_lateral | 1 | 4152355.62 | 4152355.62 | 0 | 0 | 4976537.51 | 0 | 824181.719
Circuit | KT43_lateral | distribution_circuit_resiliency | 2 | 1028657.83 | 1028657.83 | 0 | 0 | 5672300 | 0 | 4643642.03
Circuit | KT43_lateral | strategic_undergrounding_three_phase_lateral | 3 | 222206.1 | 222206.1 | 0 | 0 | 8824638.54 | 0 | 8602432.3
Circuit | KT43_lateral | strategic_undergrounding_freeway | 4 | 194630.37 | 194630.37 | 0 | 0 | 8849346.84 | 0 | 8654716.33
Circuit | KT43_main | strategic_undergrounding_main | 1 | 2469577.18 | 2469577.18 | 0 | 0 | 2588226.89 | 0 | 118649.565
Circuit | KT43_main | distribution_circuit_resiliency | 2 | 1178649.86 | 1178649.86 | 0 | 0 | 3476875.57 | 0 | 2298225.6
Circuit | KT43_main | strategic_undergrounding_freeway | 3 | 59762.29 | 59762.29 | 0 | 0 | 4953119.16 | 0 | 4893356.7
Circuit | KT44_lateral | strategic_undergrounding_single_or_two_phase_lateral | 1 | 6367438.51 | 6367438.51 | 0 | 0 | 6402525.51 | 0 | 35086.8502
Circuit | KT44_lateral | distribution_circuit_resiliency | 2 | 1894827.43 | 1894827.43 | 0 | 0 | 7602494.31 | 0 | 5707666.74
Circuit | KT44_lateral | strategic_undergrounding_three_phase_lateral | 3 | 17759.54 | 17759.54 | 0 | 0 | 12581192.7 | 0 | 12563432.9
Circuit | KT44_main | strategic_undergrounding_main | 1 | 6313287.88 | 6313287.88 | 0 | 0 | 6375487.64 | 0 | 62199.5843
Circuit | KT44_main | distribution_circuit_resiliency | 2 | 2729671.03 | 2729671.03 | 0 | 0 | 9017714.28 | 0 | 6288043.13
Circuit | KT44_main | strategic_undergrounding_freeway | 3 | 31412.71 | 31412.71 | 0 | 0 | 12505714 | 0 | 12474301.1
Circuit | KT45_lateral | strategic_undergrounding_single_or_two_phase_lateral | 1 | 3313230.51 | 3313230.51 | 0 | 0 | 3843985.82 | 0 | 530755.147
Circuit | KT45_lateral | distribution_circuit_resiliency | 2 | 1582944.39 | 1582944.39 | 0 | 0 | 3658192.12 | 0 | 2075247.58
Circuit | KT45_lateral | strategic_undergrounding_three_phase_lateral | 3 | 256521.37 | 256521.37 | 0 | 0 | 6838979.63 | 0 | 6582458.1
Circuit | KT45_lateral | strategic_undergrounding_freeway | 4 | 10795.79 | 10795.79 | 0 | 0 | 7081255.75 | 0 | 7070459.79
Circuit | KT45_main | strategic_undergrounding_main | 1 | 2614869.34 | 2614869.34 | 0 | 0 | 2636246.23 | 0 | 21376.7255
Circuit | KT45_main | distribution_circuit_resiliency | 2 | 2079697.08 | 2079697.08 | 0 | 0 | 2489590.88 | 0 | 409893.67
Circuit | KT45_main | strategic_undergrounding_freeway | 3 | 10795.79 | 10795.79 | 0 | 0 | 5189159.91 | 0 | 5178363.95
Circuit | KT46_lateral | strategic_undergrounding_single_or_two_phase_lateral | 1 | 14656804.6 | 14656804.6 | 0 | 0 | 15347617 | 0 | 690812.297
Circuit | KT46_lateral | distribution_circuit_resiliency | 2 | 4374783.45 | 4374783.45 | 0 | 0 | 17634705.6 | 0 | 13259922
Circuit | KT46_lateral | strategic_undergrounding_three_phase_lateral | 3 | 250239.68 | 250239.68 | 0 | 0 | 29504681.9 | 0 | 29254442.1
Circuit | KT46_lateral | strategic_undergrounding_freeway | 4 | 99740.65 | 99740.65 | 0 | 0 | 29650008.1 | 0 | 29550267.3
Circuit | KT46_main | strategic_undergrounding_main | 1 | 7875162.29 | 7875162.29 | 0 | 0 | 7875162.43 | 0 | 0
Circuit | KT46_main | distribution_circuit_resiliency | 2 | 3331392.77 | 3331392.77 | 0 | 0 | 11280170.3 | 0 | 7948777.34
Circuit | KT47_lateral | strategic_undergrounding_single_or_two_phase_lateral | 1 | 663700.4 | 663700.4 | 0 | 0 | 665157.591 | 0 | 1457.0363
Circuit | KT47_lateral | distribution_circuit_resiliency | 2 | 240421.14 | 240421.14 | 0 | 0 | 764716.17 | 0 | 524294.91
Circuit | KT47_lateral | strategic_undergrounding_freeway | 3 | 738.06 | 738.06 | 0 | 0 | 1310940.27 | 0 | 1310202.07
Circuit | KT47_lateral | strategic_undergrounding_three_phase_lateral | 4 | 0 | 0 | 0 | 0 | 1311659.11 | 0 | 1311659.11
Circuit | KT47_main | strategic_undergrounding_main | 1 | 1002064.93 | 1002064.93 | 0 | 0 | 1072585.64 | 0 | 70520.5567
Circuit | KT47_main | distribution_circuit_resiliency | 2 | 479930.96 | 479930.96 | 0 | 0 | 1431168.86 | 0 | 951237.774
Circuit | KT47_main | strategic_undergrounding_freeway | 3 | 35728.93 | 35728.93 | 0 | 0 | 2013587.24 | 0 | 1977858.16
Circuit | KT48_lateral | strategic_undergrounding_single_or_two_phase_lateral | 1 | 8331661.74 | 8331661.74 | 0 | 0 | 9744053.47 | 0 | 1412391.58
Circuit | KT48_lateral | distribution_circuit_resiliency | 2 | 1639406.59 | 1639406.59 | 0 | 0 | 11536853 | 0 | 9897446.27
Circuit | KT48_lateral | strategic_undergrounding_three_phase_lateral | 3 | 439642.2 | 439642.2 | 0 | 0 | 17430986.3 | 0 | 16991344
Circuit | KT48_lateral | strategic_undergrounding_freeway | 4 | 276856.94 | 276856.94 | 0 | 0 | 17592070.3 | 0 | 17315213.3
Circuit | KT48_main | strategic_undergrounding_main | 1 | 7134747.22 | 7134747.22 | 0 | 0 | 7134747.38 | 0 | 0
Circuit | KT48_main | distribution_circuit_resiliency | 2 | 3044291.63 | 3044291.63 | 0 | 0 | 10182366.9 | 0 | 7138075.13
Circuit | KT49_lateral | strategic_undergrounding_single_or_two_phase_lateral | 1 | 70719.69 | 70719.69 | 0 | 0 | 77864.2381 | 0 | 7144.3943
Circuit | KT49_lateral | strategic_undergrounding_three_phase_lateral | 2 | 3619 | 3619 | 0 | 0 | 143428.298 | 0 | 139809.141
Circuit | KT49_lateral | distribution_circuit_resiliency | 3 | 0 | 0 | 0 | 0 | 77864.2381 | 0 | 77864.2381
Circuit | KT49_main | strategic_undergrounding_main | 1 | 171943.88 | 171943.88 | 0 | 0 | 171944.013 | 0 | 0
Circuit | KT49_main | distribution_circuit_resiliency | 2 | 59255.3 | 59255.3 | 0 | 0 | 263364.13 | 0 | 204108.69
Circuit | KT50_lateral | strategic_undergrounding_single_or_two_phase_lateral | 1 | 5116856.6 | 5116856.6 | 0 | 0 | 5597486.49 | 0 | 480629.738
Circuit | KT50_lateral | distribution_circuit_resiliency | 2 | 1466848.16 | 1466848.16 | 0 | 0 | 6663363.85 | 0 | 5196515.57
Circuit | KT50_lateral | strategic_undergrounding_three_phase_lateral | 3 | 243440.03 | 243440.03 | 0 | 0 | 10342996.2 | 0 | 10099556
Circuit | KT50_lateral | strategic_undergrounding_freeway | 4 | 0 | 0 | 0 | 0 | 10580185.8 | 0 | 10580185.8
Circuit | KT50_main | strategic_undergrounding_main | 1 | 7133965.19 | 7133965.19 | 0 | 0 | 7474136.11 | 0 | 340170.782
Circuit | KT50_main | distribution_circuit_resiliency | 2 | 2916512.27 | 2916512.27 | 0 | 0 | 10654307.8 | 0 | 7737795.4
Circuit | KT50_main | strategic_undergrounding_freeway | 3 | 172400.36 | 172400.36 | 0 | 0 | 14251946 | 0 | 14079545.5
Circuit | KW41_lateral | strategic_undergrounding_single_or_two_phase_lateral | 1 | 3612039.95 | 3612039.95 | 0 | 0 | 3920196.84 | 0 | 308156.753
Circuit | KW41_lateral | distribution_circuit_resiliency | 2 | 339545.95 | 339545.95 | 0 | 0 | 4220283.26 | 0 | 3880737.19
Circuit | KW41_lateral | strategic_undergrounding_three_phase_lateral | 3 | 156947.1 | 156947.1 | 0 | 0 | 7246358.19 | 0 | 7089410.96
Circuit | KW41_main | strategic_undergrounding_main | 1 | 8852437.51 | 8852437.51 | 0 | 0 | 8852437.67 | 0 | 0
Circuit | KW41_main | distribution_circuit_resiliency | 2 | 3403461.91 | 3403461.91 | 0 | 0 | 12810279.2 | 0 | 9406817.13
Circuit | KW42_lateral | strategic_undergrounding_single_or_two_phase_lateral | 1 | 2346538.41 | 2346538.41 | 0 | 0 | 2346587.35 | 0 | 48.7744
Circuit | KW42_lateral | distribution_circuit_resiliency | 2 | 441780.05 | 441780.05 | 0 | 0 | 2845091.3 | 0 | 2403311.14
Circuit | KW42_lateral | strategic_undergrounding_three_phase_lateral | 3 | 24.43 | 24.43 | 0 | 0 | 4611982.51 | 0 | 4611957.94
Circuit | KW42_main | strategic_undergrounding_main | 1 | 9062056.71 | 9062056.71 | 0 | 0 | 9062056.86 | 0 | 0
Circuit | KW42_main | distribution_circuit_resiliency | 2 | 3436179.75 | 3436179.75 | 0 | 0 | 13178169.5 | 0 | 9741989.61
Circuit | KW43_lateral | strategic_undergrounding_single_or_two_phase_lateral | 1 | 2200040.8 | 2200040.8 | 0 | 0 | 2502195.08 | 0 | 302154.148
Circuit | KW43_lateral | distribution_circuit_resiliency | 2 | 547384.19 | 547384.19 | 0 | 0 | 2726319.93 | 0 | 2178935.6
Circuit | KW43_lateral | strategic_undergrounding_freeway | 3 | 131978.94 | 131978.94 | 0 | 0 | 4497837.81 | 0 | 4365858.7
Circuit | KW43_lateral | strategic_undergrounding_three_phase_lateral | 4 | 21741.79 | 21741.79 | 0 | 0 | 4604308.75 | 0 | 4582566.82
Circuit | KW43_main | strategic_undergrounding_main | 1 | 4319093.5 | 4319093.5 | 0 | 0 | 4837955.93 | 0 | 518862.272
Circuit | KW43_main | distribution_circuit_resiliency | 2 | 1888182.67 | 1888182.67 | 0 | 0 | 6467962.33 | 0 | 4579779.5
Circuit | KW43_main | strategic_undergrounding_freeway | 3 | 263958.06 | 263958.06 | 0 | 0 | 8752760.94 | 0 | 8488802.71
Circuit | KW44_lateral | strategic_undergrounding_single_or_two_phase_lateral | 1 | 293652.19 | 293652.19 | 0 | 0 | 293652.335 | 0 | 0
Circuit | KW44_lateral | distribution_circuit_resiliency | 2 | 101007.67 | 101007.67 | 0 | 0 | 276934.288 | 0 | 175926.498
Circuit | KW44_main | strategic_undergrounding_main | 1 | 3853903.27 | 3853903.27 | 0 | 0 | 3853903.39 | 0 | 0
Circuit | KW44_main | distribution_circuit_resiliency | 2 | 1602268.82 | 1602268.82 | 0 | 0 | 5411468.54 | 0 | 3809199.56
Circuit | KW45_lateral | strategic_undergrounding_single_or_two_phase_lateral | 1 | 1860755.07 | 1860755.07 | 0 | 0 | 2276710.95 | 0 | 415955.74
Circuit | KW45_lateral | distribution_circuit_resiliency | 2 | 288744.38 | 288744.38 | 0 | 0 | 2775681.63 | 0 | 2486937.1
Circuit | KW45_lateral | strategic_undergrounding_three_phase_lateral | 3 | 211831.49 | 211831.49 | 0 | 0 | 3865616.89 | 0 | 3653785.27
Circuit | KW45_main | strategic_undergrounding_main | 1 | 3159578.4 | 3159578.4 | 0 | 0 | 3159578.54 | 0 | 0
Circuit | KW45_main | distribution_circuit_resiliency | 2 | 1203187.93 | 1203187.93 | 0 | 0 | 4585745.36 | 0 | 3382557.3
Circuit | KW46_lateral | strategic_undergrounding_single_or_two_phase_lateral | 1 | 515123.22 | 515123.22 | 0 | 0 | 515123.385 | 0 | 0
Circuit | KW46_lateral | distribution_circuit_resiliency | 2 | 84909.51 | 84909.51 | 0 | 0 | 640110.683 | 0 | 555201.05
Circuit | KW46_main | strategic_undergrounding_main | 1 | 1331740.99 | 1331740.99 | 0 | 0 | 1331741.14 | 0 | 0
Circuit | KW46_main | distribution_circuit_resiliency | 2 | 558873.57 | 558873.57 | 0 | 0 | 1867594.31 | 0 | 1308720.61
Circuit | LA01_lateral | strategic_undergrounding_single_or_two_phase_lateral | 1 | 796234.15 | 796234.15 | 0 | 0 | 833883.521 | 0 | 37649.2042
Circuit | LA01_lateral | distribution_circuit_resiliency | 2 | 215552.71 | 215552.71 | 0 | 0 | 990989.496 | 0 | 775436.661
Circuit | LA01_lateral | strategic_undergrounding_three_phase_lateral | 3 | 13747.05 | 13747.05 | 0 | 0 | 1596655.81 | 0 | 1582908.62
Circuit | LA01_lateral | strategic_undergrounding_freeway | 4 | 5306.38 | 5306.38 | 0 | 0 | 1604915.82 | 0 | 1599609.29
Circuit | LA01_main | strategic_undergrounding_main | 1 | 498465.86 | 498465.86 | 0 | 0 | 519110.924 | 0 | 20644.9256
Circuit | LA01_main | distribution_circuit_resiliency | 2 | 176562.82 | 176562.82 | 0 | 0 | 778239.759 | 0 | 601676.791
Circuit | LA01_main | strategic_undergrounding_freeway | 3 | 10459.08 | 10459.08 | 0 | 0 | 994699.777 | 0 | 984240.543
Circuit | LA02_lateral | strategic_undergrounding_single_or_two_phase_lateral | 1 | 6855797.87 | 6855797.87 | 0 | 0 | 8866562.71 | 0 | 2010764.68
Circuit | LA02_lateral | distribution_circuit_resiliency | 2 | 885068.51 | 885068.51 | 0 | 0 | 10907590.9 | 0 | 10022522.3
Circuit | LA02_lateral | strategic_undergrounding_freeway | 3 | 748729.54 | 748729.54 | 0 | 0 | 14826928.8 | 0 | 14078199.1
Circuit | LA02_lateral | strategic_undergrounding_three_phase_lateral | 4 | 268679.27 | 268679.27 | 0 | 0 | 15295909 | 0 | 15027229.6
Circuit | LA02_main | strategic_undergrounding_main | 1 | 4002572.56 | 4002572.56 | 0 | 0 | 4002572.72 | 0 | 0
Circuit | LA02_main | distribution_circuit_resiliency | 2 | 805985.46 | 805985.46 | 0 | 0 | 6871354.63 | 0 | 6065369.04
Circuit | LA03_lateral | strategic_undergrounding_single_or_two_phase_lateral | 1 | 709282.77 | 709282.77 | 0 | 0 | 767734.012 | 0 | 58451.0863
Circuit | LA03_lateral | distribution_circuit_resiliency | 2 | 181754.11 | 181754.11 | 0 | 0 | 863464.999 | 0 | 681710.742
Circuit | LA03_lateral | strategic_undergrounding_three_phase_lateral | 3 | 29755.49 | 29755.49 | 0 | 0 | 1431683.89 | 0 | 1401928.25
Circuit | LA03_main | strategic_undergrounding_main | 1 | 628180.46 | 628180.46 | 0 | 0 | 628180.604 | 0 | 0
Circuit | LA03_main | distribution_circuit_resiliency | 2 | 255891.92 | 255891.92 | 0 | 0 | 911882.447 | 0 | 655990.388
Circuit | LA04_lateral | strategic_undergrounding_single_or_two_phase_lateral | 1 | 752626.3 | 752626.3 | 0 | 0 | 813719.399 | 0 | 61092.9365
Circuit | LA04_lateral | distribution_circuit_resiliency | 2 | 274882.53 | 274882.53 | 0 | 0 | 954273.612 | 0 | 679390.916
Circuit | LA04_lateral | strategic_undergrounding_freeway | 3 | 30879.4 | 30879.4 | 0 | 0 | 1518211.24 | 0 | 1487331.7
Circuit | LA04_lateral | strategic_undergrounding_three_phase_lateral | 4 | 223.78 | 223.78 | 0 | 0 | 1547763.25 | 0 | 1547539.34
Circuit | LA04_main | strategic_undergrounding_main | 1 | 1181802.74 | 1181802.74 | 0 | 0 | 1181802.89 | 0 | 0
Circuit | LA04_main | distribution_circuit_resiliency | 2 | 554695.55 | 554695.55 | 0 | 0 | 1620892.71 | 0 | 1066197.02
Circuit | LAK41_lateral | strategic_undergrounding_single_or_two_phase_lateral | 1 | 1063474.96 | 1063474.96 | 0 | 0 | 1112362.83 | 0 | 48887.7535
Circuit | LAK41_lateral | distribution_circuit_resiliency | 2 | 431544.02 | 431544.02 | 0 | 0 | 1219109.87 | 0 | 787565.715
Circuit | LAK41_lateral | strategic_undergrounding_freeway | 3 | 24909.57 | 24909.57 | 0 | 0 | 2113781.68 | 0 | 2088871.98
Circuit | LAK41_main | strategic_undergrounding_main | 1 | 2001351.55 | 2001351.55 | 0 | 0 | 2012960.02 | 0 | 11608.2955
Circuit | LAK41_main | distribution_circuit_resiliency | 2 | 786332.11 | 786332.11 | 0 | 0 | 2885192.7 | 0 | 2098860.45
Circuit | LAK41_main | strategic_undergrounding_freeway | 3 | 5912.51 | 5912.51 | 0 | 0 | 3936162.65 | 0 | 3930250.02
Circuit | LAK42_lateral | strategic_undergrounding_single_or_two_phase_lateral | 1 | 2959309.54 | 2959309.54 | 0 | 0 | 3859909.1 | 0 | 900599.392
Circuit | LAK42_lateral | distribution_circuit_resiliency | 2 | 891890.11 | 891890.11 | 0 | 0 | 4191802.52 | 0 | 3299912.31
Circuit | LAK42_lateral | strategic_undergrounding_freeway | 3 | 458904.58 | 458904.58 | 0 | 0 | 6132726.72 | 0 | 5673822.02
Circuit | LAK42_main | strategic_undergrounding_main | 1 | 7971699.55 | 7971699.55 | 0 | 0 | 8707392.03 | 0 | 735692.343
Circuit | LAK42_main | distribution_circuit_resiliency | 2 | 3301039.05 | 3301039.05 | 0 | 0 | 11858853.7 | 0 | 8557814.51
Circuit | LAK42_main | strategic_undergrounding_freeway | 3 | 374875.37 | 374875.37 | 0 | 0 | 15851809.2 | 0 | 15476933.7
Circuit | LAK43_lateral | strategic_undergrounding_single_or_two_phase_lateral | 1 | 3225433.42 | 3225433.42 | 0 | 0 | 6348880.1 | 0 | 3123446.52
Circuit | LAK43_lateral | strategic_undergrounding_freeway | 2 | 1590695.79 | 1590695.79 | 0 | 0 | 7939058.18 | 0 | 6348362.25
Circuit | LAK43_lateral | distribution_circuit_resiliency | 3 | 1496573.69 | 1496573.69 | 0 | 0 | 6387010.63 | 0 | 4890436.82
Circuit | LAK43_main | strategic_undergrounding_main | 1 | 10111782.2 | 10111782.2 | 0 | 0 | 13052169.1 | 0 | 2940386.81
Circuit | LAK43_main | distribution_circuit_resiliency | 2 | 4136560.14 | 4136560.14 | 0 | 0 | 17487733.6 | 0 | 13351173.3
Circuit | LAK43_main | strategic_undergrounding_freeway | 3 | 1497469.52 | 1497469.52 | 0 | 0 | 21409900.3 | 0 | 19912430.7
Circuit | LAK44_lateral | strategic_undergrounding_freeway | 1 | 0 | 0 | 0 | 0 | 0 | 0 | 0
Circuit | LAK45_lateral | strategic_undergrounding_single_or_two_phase_lateral | 1 | 10069493.2 | 10069493.2 | 0 | 0 | 11244187.3 | 0 | 1174694
Circuit | LAK45_lateral | distribution_circuit_resiliency | 2 | 4184668.29 | 4184668.29 | 0 | 0 | 12067217.5 | 0 | 7882549.09
Circuit | LAK45_lateral | strategic_undergrounding_freeway | 3 | 598569.12 | 598569.12 | 0 | 0 | 20458860.3 | 0 | 19860291.1
Circuit | LAK45_main | strategic_undergrounding_main | 1 | 14724992.3 | 14724992.3 | 0 | 0 | 16758124.7 | 0 | 2033132.27
Circuit | LAK45_main | distribution_circuit_resiliency | 2 | 6045717.6 | 6045717.6 | 0 | 0 | 23248052.6 | 0 | 17202334.9
Circuit | LAK45_main | strategic_undergrounding_freeway | 3 | 1035803.95 | 1035803.95 | 0 | 0 | 30137885.3 | 0 | 29102081.2
Circuit | LAK46_lateral | strategic_undergrounding_single_or_two_phase_lateral | 1 | 1882103.34 | 1882103.34 | 0 | 0 | 1884844.5 | 0 | 2741.0012
Circuit | LAK46_lateral | distribution_circuit_resiliency | 2 | 470186.33 | 470186.33 | 0 | 0 | 2204444.88 | 0 | 1734258.42
Circuit | LAK46_lateral | strategic_undergrounding_freeway | 3 | 1390.66 | 1390.66 | 0 | 0 | 3712086.33 | 0 | 3710695.51
Circuit | LAK46_main | strategic_undergrounding_main | 1 | 5104217.77 | 5104217.77 | 0 | 0 | 5408368.93 | 0 | 304151.013
Circuit | LAK46_main | distribution_circuit_resiliency | 2 | 2268211.31 | 2268211.31 | 0 | 0 | 7457778.03 | 0 | 5189566.58
Circuit | LAK46_main | strategic_undergrounding_freeway | 3 | 154592.72 | 154592.72 | 0 | 0 | 10216956.3 | 0 | 10062363.4
Circuit | LB01_lateral | strategic_undergrounding_single_or_two_phase_lateral | 1 | 5324482.52 | 5324482.52 | 0 | 0 | 5342126.92 | 0 | 17644.2812
Circuit | LB01_lateral | distribution_circuit_resiliency | 2 | 832057.37 | 832057.37 | 0 | 0 | 6930870.53 | 0 | 6098813.03
Circuit | LB01_lateral | strategic_undergrounding_three_phase_lateral | 3 | 5910.78 | 5910.78 | 0 | 0 | 10535244.8 | 0 | 10529333.8
Circuit | LB01_lateral | strategic_undergrounding_freeway | 4 | 3017.42 | 3017.42 | 0 | 0 | 10538069.8 | 0 | 10535052.3
Circuit | LB01_main | strategic_undergrounding_main | 1 | 2044232.22 | 2044232.22 | 0 | 0 | 2044232.38 | 0 | 0
Circuit | LB01_main | distribution_circuit_resiliency | 2 | 678874.74 | 678874.74 | 0 | 0 | 3166296.81 | 0 | 2487421.91
Circuit | LB01_main | strategic_undergrounding_freeway | 3 | 0 | 0 | 0 | 0 | 4041017.65 | 0 | 4041017.65
Circuit | LB02_lateral | strategic_undergrounding_single_or_two_phase_lateral | 1 | 9232201.32 | 9232201.32 | 0 | 0 | 9283175.75 | 0 | 50974.276
Circuit | LB02_lateral | distribution_circuit_resiliency | 2 | 1317140.06 | 1317140.06 | 0 | 0 | 10689543.5 | 0 | 9372403.32
Circuit | LB02_lateral | strategic_undergrounding_three_phase_lateral | 3 | 24984.16 | 24984.16 | 0 | 0 | 18236546.2 | 0 | 18211561.9
Circuit | LB02_lateral | strategic_undergrounding_freeway | 4 | 828.96 | 828.96 | 0 | 0 | 18260090.9 | 0 | 18259261.8
Circuit | LB02_main | strategic_undergrounding_main | 1 | 2979031.57 | 2979031.57 | 0 | 0 | 2979031.74 | 0 | 0
Circuit | LB02_main | distribution_circuit_resiliency | 2 | 898431.25 | 898431.25 | 0 | 0 | 4727247.24 | 0 | 3828815.85
Circuit | LB03_lateral | strategic_undergrounding_single_or_two_phase_lateral | 1 | 1125293.77 | 1125293.77 | 0 | 0 | 1127832.59 | 0 | 2538.6728
Circuit | LB03_lateral | distribution_circuit_resiliency | 2 | 275583.41 | 275583.41 | 0 | 0 | 1223489.57 | 0 | 947906.027
Circuit | LB03_lateral | strategic_undergrounding_three_phase_lateral | 3 | 1286.28 | 1286.28 | 0 | 0 | 2222956.93 | 0 | 2221670.51
Circuit | LB03_main | strategic_undergrounding_main | 1 | 1113234.44 | 1113234.44 | 0 | 0 | 1115762.92 | 0 | 2528.3269
Circuit | LB03_main | distribution_circuit_resiliency | 2 | 477475.34 | 477475.34 | 0 | 0 | 1586456.63 | 0 | 1108981.14
Circuit | LB03_main | strategic_undergrounding_freeway | 3 | 1279.82 | 1279.82 | 0 | 0 | 2198848.67 | 0 | 2197568.74
Circuit | LB04_lateral | strategic_undergrounding_single_or_two_phase_lateral | 1 | 1230073.61 | 1230073.61 | 0 | 0 | 1622199.98 | 0 | 392126.209
Circuit | LB04_lateral | distribution_circuit_resiliency | 2 | 302213.34 | 302213.34 | 0 | 0 | 1795118.55 | 0 | 1492905.05
Circuit | LB04_lateral | strategic_undergrounding_freeway | 3 | 127614.03 | 127614.03 | 0 | 0 | 2697089.17 | 0 | 2569474.95
Circuit | LB04_lateral | strategic_undergrounding_three_phase_lateral | 4 | 70899.78 | 70899.78 | 0 | 0 | 2752398.94 | 0 | 2681498.99
Circuit | LB04_main | strategic_undergrounding_main | 1 | 1363982.91 | 1363982.91 | 0 | 0 | 1443728.02 | 0 | 79744.953
Circuit | LB04_main | distribution_circuit_resiliency | 2 | 564408.6 | 564408.6 | 0 | 0 | 2047761.83 | 0 | 1483353.11
Circuit | LB04_main | strategic_undergrounding_freeway | 3 | 40373.51 | 40373.51 | 0 | 0 | 2733933.37 | 0 | 2693559.69
Circuit | LB05_lateral | strategic_undergrounding_single_or_two_phase_lateral | 1 | 3939326.23 | 3939326.23 | 0 | 0 | 4174257.7 | 0 | 234931.314
Circuit | LB05_lateral | distribution_circuit_resiliency | 2 | 219041.25 | 219041.25 | 0 | 0 | 5173413.2 | 0 | 4954371.82
Circuit | LB05_lateral | strategic_undergrounding_freeway | 3 | 106376.32 | 106376.32 | 0 | 0 | 7914717.49 | 0 | 7808341.02
Circuit | LB05_lateral | strategic_undergrounding_three_phase_lateral | 4 | 12479.61 | 12479.61 | 0 | 0 | 8006430.55 | 0 | 7993950.79
Circuit | LB05_main | strategic_undergrounding_main | 1 | 1947662.52 | 1947662.52 | 0 | 0 | 2775975.63 | 0 | 828312.941
Circuit | LB05_main | distribution_circuit_resiliency | 2 | 589880.12 | 589880.12 | 0 | 0 | 3917716.35 | 0 | 3327836.08
Circuit | LB05_main | strategic_undergrounding_freeway | 3 | 419031.9 | 419031.9 | 0 | 0 | 4268091.48 | 0 | 3849059.45
Circuit | LB06_lateral | strategic_undergrounding_single_or_two_phase_lateral | 1 | 135706.8 | 135706.8 | 0 | 0 | 243086.176 | 0 | 107379.222
Circuit | LB06_lateral | strategic_undergrounding_three_phase_lateral | 2 | 47676.25 | 47676.25 | 0 | 0 | 329028.16 | 0 | 281351.771
Circuit | LB06_lateral | distribution_circuit_resiliency | 3 | 46678.28 | 46678.28 | 0 | 0 | 255807.718 | 0 | 209129.31
Circuit | LB06_lateral | strategic_undergrounding_freeway | 4 | 6654.73 | 6654.73 | 0 | 0 | 369094.377 | 0 | 362439.507
Circuit | LB06_main | strategic_undergrounding_main | 1 | 168599.14 | 168599.14 | 0 | 0 | 189765.135 | 0 | 21165.8101
Circuit | LB06_main | distribution_circuit_resiliency | 2 | 57852.37 | 57852.37 | 0 | 0 | 279854.125 | 0 | 222001.624
Circuit | LB06_main | strategic_undergrounding_freeway | 3 | 10714.54 | 10714.54 | 0 | 0 | 343914.459 | 0 | 333199.793
Circuit | LB07_lateral | strategic_undergrounding_single_or_two_phase_lateral | 1 | 3272110.26 | 3272110.26 | 0 | 0 | 3618376.24 | 0 | 346265.829
Circuit | LB07_lateral | distribution_circuit_resiliency | 2 | 218239.14 | 218239.14 | 0 | 0 | 4798806.75 | 0 | 4580567.48
Circuit | LB07_lateral | strategic_undergrounding_three_phase_lateral | 3 | 165667.38 | 165667.38 | 0 | 0 | 6653198.74 | 0 | 6487531.21
Circuit | LB07_lateral | strategic_undergrounding_freeway | 4 | 9497.91 | 9497.91 | 0 | 0 | 6805743.77 | 0 | 6796245.71
Circuit | LB07_main | strategic_undergrounding_main | 1 | 1248238.42 | 1248238.42 | 0 | 0 | 1320368.41 | 0 | 72129.849
Circuit | LB07_main | distribution_circuit_resiliency | 2 | 192851.12 | 192851.12 | 0 | 0 | 2291343.13 | 0 | 2098491.85
Circuit | LB07_main | strategic_undergrounding_freeway | 3 | 36491.35 | 36491.35 | 0 | 0 | 2504215.77 | 0 | 2467724.28
Circuit | LC01_lateral | strategic_undergrounding_single_or_two_phase_lateral | 1 | 11520605.4 | 11520605.4 | 0 | 0 | 18634755 | 0 | 7114149.4
Circuit | LC01_lateral | distribution_circuit_resiliency | 2 | 3271022.44 | 3271022.44 | 0 | 0 | 21962359.9 | 0 | 18691337.4
Circuit | LC01_lateral | strategic_undergrounding_freeway | 3 | 2603789.44 | 2603789.44 | 0 | 0 | 27288832.8 | 0 | 24685043.2
Circuit | LC01_lateral | strategic_undergrounding_three_phase_lateral | 4 | 1036419.85 | 1036419.85 | 0 | 0 | 28783996.7 | 0 | 27747576.7
Circuit | LC01_main | strategic_undergrounding_main | 1 | 4527702.3 | 4527702.3 | 0 | 0 | 8912123.23 | 0 | 4384420.8
Circuit | LC01_main | strategic_undergrounding_freeway | 2 | 2243705.38 | 2243705.38 | 0 | 0 | 11127689.2 | 0 | 8883983.63
Circuit | LC01_main | distribution_circuit_resiliency | 3 | 1291611.23 | 1291611.23 | 0 | 0 | 11643292.1 | 0 | 10351680.7
Circuit | LC02_lateral | strategic_undergrounding_single_or_two_phase_lateral | 1 | 1657221.17 | 1657221.17 | 0 | 0 | 1770049.08 | 0 | 112827.758
Circuit | LC02_lateral | distribution_circuit_resiliency | 2 | 348198.78 | 348198.78 | 0 | 0 | 2252699.76 | 0 | 1904500.85
Circuit | LC02_lateral | strategic_undergrounding_freeway | 3 | 57758.45 | 57758.45 | 0 | 0 | 3298021.83 | 0 | 3240263.25
Circuit | LC02_main | strategic_undergrounding_main | 1 | 1217006.38 | 1217006.38 | 0 | 0 | 1241381.26 | 0 | 24374.7336
Circuit | LC02_main | distribution_circuit_resiliency | 2 | 431151.48 | 431151.48 | 0 | 0 | 1859970.23 | 0 | 1428818.63
Circuit | LC02_main | strategic_undergrounding_freeway | 3 | 12476.73 | 12476.73 | 0 | 0 | 2390188.45 | 0 | 2377711.57
Circuit | LIM41_lateral | strategic_undergrounding_single_or_two_phase_lateral | 1 | 4053672.31 | 4053672.31 | 0 | 0 | 4053672.46 | 0 | 0
Circuit | LIM41_lateral | distribution_circuit_resiliency | 2 | 563976.89 | 563976.89 | 0 | 0 | 5225389.86 | 0 | 4661412.87
Circuit | LIM41_main | strategic_undergrounding_main | 1 | 4580366.98 | 4580366.98 | 0 | 0 | 4580367.15 | 0 | 0
Circuit | LIM41_main | distribution_circuit_resiliency | 2 | 2125948.6 | 2125948.6 | 0 | 0 | 6278400.27 | 0 | 4152451.54
Circuit | LIM42_lateral | strategic_undergrounding_single_or_two_phase_lateral | 1 | 235554.31 | 235554.31 | 0 | 0 | 260659.039 | 0 | 25104.598
Circuit | LIM42_lateral | distribution_circuit_resiliency | 2 | 37147.14 | 37147.14 | 0 | 0 | 313356.268 | 0 | 276208.995
Circuit | LIM42_lateral | strategic_undergrounding_three_phase_lateral | 3 | 8051.53 | 8051.53 | 0 | 0 | 485724.31 | 0 | 477672.638
Circuit | LIM42_lateral | strategic_undergrounding_freeway | 4 | 4698.32 | 4698.32 | 0 | 0 | 488871.705 | 0 | 484173.226
Circuit | LIM42_main | strategic_undergrounding_main | 1 | 190202.52 | 190202.52 | 0 | 0 | 190202.673 | 0 | 0
Circuit | LIM42_main | distribution_circuit_resiliency | 2 | 90735.77 | 90735.77 | 0 | 0 | 253131.215 | 0 | 162395.299
Circuit | LIM43_lateral | strategic_undergrounding_single_or_two_phase_lateral | 1 | 374171.67 | 374171.67 | 0 | 0 | 374171.796 | 0 | 0
Circuit | LIM43_lateral | distribution_circuit_resiliency | 2 | 34284.6 | 34284.6 | 0 | 0 | 488273.805 | 0 | 453989.053
Circuit | LIM43_main | strategic_undergrounding_main | 1 | 413900.19 | 413900.19 | 0 | 0 | 413900.309 | 0 | 0
Circuit | LIM43_main | distribution_circuit_resiliency | 2 | 194642.44 | 194642.44 | 0 | 0 | 562750.136 | 0 | 368107.583
Circuit | LIM44_lateral | strategic_undergrounding_single_or_two_phase_lateral | 1 | 1214796.92 | 1214796.92 | 0 | 0 | 1215945.76 | 0 | 1148.6888
Circuit | LIM44_lateral | distribution_circuit_resiliency | 2 | 164084.06 | 164084.06 | 0 | 0 | 1549525.05 | 0 | 1385440.86
Circuit | LIM44_lateral | strategic_undergrounding_three_phase_lateral | 3 | 585.09 | 585.09 | 0 | 0 | 2379426.03 | 0 | 2378840.75
Circuit | LIM44_main | strategic_undergrounding_main | 1 | 1633939.58 | 1633939.58 | 0 | 0 | 1633939.73 | 0 | 0
Circuit | LIM44_main | distribution_circuit_resiliency | 2 | 935375.11 | 935375.11 | 0 | 0 | 2007687.36 | 0 | 1072312.13
Circuit | LIM45_lateral | strategic_undergrounding_single_or_two_phase_lateral | 1 | 3257536.73 | 3257536.73 | 0 | 0 | 3292041.34 | 0 | 34504.4628
Circuit | LIM45_lateral | distribution_circuit_resiliency | 2 | 795859.86 | 795859.86 | 0 | 0 | 3828339.91 | 0 | 3032479.9
Circuit | LIM45_lateral | strategic_undergrounding_three_phase_lateral | 3 | 17670.3 | 17670.3 | 0 | 0 | 6404742.5 | 0 | 6387072
Circuit | LIM45_main | strategic_undergrounding_main | 1 | 2638525.96 | 2638525.96 | 0 | 0 | 2638526.12 | 0 | 0
Circuit | LIM45_main | distribution_circuit_resiliency | 2 | 1311761.22 | 1311761.22 | 0 | 0 | 3505702.28 | 0 | 2193940.93
Circuit | LIM46_lateral | strategic_undergrounding_single_or_two_phase_lateral | 1 | 6262682.82 | 6262682.82 | 0 | 0 | 6263545.23 | 0 | 862.2735
Circuit | LIM46_lateral | distribution_circuit_resiliency | 2 | 1536221.17 | 1536221.17 | 0 | 0 | 7025106.4 | 0 | 5488885.11
Circuit | LIM46_lateral | strategic_undergrounding_three_phase_lateral | 3 | 441.31 | 441.31 | 0 | 0 | 12267784.4 | 0 | 12267342.9
Circuit | LIM46_main | strategic_undergrounding_main | 1 | 10352688 | 10352688 | 0 | 0 | 10352688.1 | 0 | 0
Circuit | LIM46_main | distribution_circuit_resiliency | 2 | 4886915.69 | 4886915.69 | 0 | 0 | 14088178 | 0 | 9201262.23
Circuit | LIM47_lateral | strategic_undergrounding_single_or_two_phase_lateral | 1 | 17177088.5 | 17177088.5 | 0 | 0 | 18272701.3 | 0 | 1095612.62
Circuit | LIM47_lateral | distribution_circuit_resiliency | 2 | 2571299.67 | 2571299.67 | 0 | 0 | 23585820.1 | 0 | 21014520.3
Circuit | LIM47_lateral | strategic_undergrounding_freeway | 3 | 493003.21 | 493003.21 | 0 | 0 | 34212744.8 | 0 | 33719741.4
Circuit | LIM47_lateral | strategic_undergrounding_three_phase_lateral | 4 | 63256.16 | 63256.16 | 0 | 0 | 34627587.2 | 0 | 34564330.8
Circuit | LIM47_main | strategic_undergrounding_main | 1 | 13339772.8 | 13339772.8 | 0 | 0 | 13339772.9 | 0 | 0
Circuit | LIM47_main | distribution_circuit_resiliency | 2 | 5575645.56 | 5575645.56 | 0 | 0 | 19012866 | 0 | 13437220.3
Circuit | LJ01_lateral | strategic_undergrounding_single_or_two_phase_lateral | 1 | 1520447.74 | 1520447.74 | 0 | 0 | 1724100.17 | 0 | 203652.294
Circuit | LJ01_lateral | strategic_undergrounding_freeway | 2 | 89905.05 | 89905.05 | 0 | 0 | 3092061.8 | 0 | 3002156.55
Circuit | LJ01_lateral | distribution_circuit_resiliency | 3 | 37698.03 | 37698.03 | 0 | 0 | 2053972.78 | 0 | 2016274.63
Circuit | LJ01_lateral | strategic_undergrounding_three_phase_lateral | 4 | 14184.53 | 14184.53 | 0 | 0 | 3164489.13 | 0 | 3150304.45
Circuit | LJ01_main | strategic_undergrounding_main | 1 | 1904165.44 | 1904165.44 | 0 | 0 | 2425412.02 | 0 | 521246.422
Circuit | LJ01_main | distribution_circuit_resiliency | 2 | 650589.54 | 650589.54 | 0 | 0 | 3368864.91 | 0 | 2718275.25
Circuit | LJ01_main | strategic_undergrounding_freeway | 3 | 266416.86 | 266416.86 | 0 | 0 | 3991638.75 | 0 | 3725221.74
Circuit | LJ02_lateral | strategic_undergrounding_single_or_two_phase_lateral | 1 | 29337735.5 | 29337735.5 | 0 | 0 | 33459525.2 | 0 | 4121789.6
Circuit | LJ02_lateral | distribution_circuit_resiliency | 2 | 5340455.63 | 5340455.63 | 0 | 0 | 39951329.6 | 0 | 34610873.8
Circuit | LJ02_lateral | strategic_undergrounding_three_phase_lateral | 3 | 1919522.05 | 1919522.05 | 0 | 0 | 59734602.6 | 0 | 57815080.4
Circuit | LJ02_lateral | strategic_undergrounding_freeway | 4 | 185667.86 | 185667.86 | 0 | 0 | 61395771.9 | 0 | 61210103.9
Circuit | LJ02_main | strategic_undergrounding_main | 1 | 20752934.5 | 20752934.5 | 0 | 0 | 21004507.5 | 0 | 251572.905
Circuit | LJ02_main | distribution_circuit_resiliency | 2 | 7823991.46 | 7823991.46 | 0 | 0 | 30294815 | 0 | 22470823.4
Circuit | LJ02_main | strategic_undergrounding_freeway | 3 | 128539.25 | 128539.25 | 0 | 0 | 40767124.6 | 0 | 40638585.2
Circuit | LJ03_lateral | strategic_undergrounding_single_or_two_phase_lateral | 1 | 46236811.3 | 46236811.3 | 0 | 0 | 46237986.8 | 0 | 1175.3585
Circuit | LJ03_lateral | distribution_circuit_resiliency | 2 | 5246523.26 | 5246523.26 | 0 | 0 | 55479153 | 0 | 50232629.6
Circuit | LJ03_lateral | strategic_undergrounding_three_phase_lateral | 3 | 596.78 | 596.78 | 0 | 0 | 90509028.4 | 0 | 90508431.5
Circuit | LJ03_main | strategic_undergrounding_main | 1 | 36908682 | 36908682 | 0 | 0 | 36908682.1 | 0 | 0
Circuit | LJ03_main | distribution_circuit_resiliency | 2 | 14723466 | 14723466 | 0 | 0 | 52332896.3 | 0 | 37609430.2
Circuit | LJ04_lateral | strategic_undergrounding_single_or_two_phase_lateral | 1 | 2496885.23 | 2496885.23 | 0 | 0 | 5228095.62 | 0 | 2731210.23
Circuit | LJ04_lateral | strategic_undergrounding_freeway | 2 | 1395957.09 | 1395957.09 | 0 | 0 | 6281273.83 | 0 | 4885316.6
Circuit | LJ04_lateral | distribution_circuit_resiliency | 3 | 443153.97 | 443153.97 | 0 | 0 | 5163049.42 | 0 | 4719895.33
Circuit | LJ04_main | strategic_undergrounding_main | 1 | 4152106.68 | 4152106.68 | 0 | 0 | 8778215.69 | 0 | 4626108.86
Circuit | LJ04_main | strategic_undergrounding_freeway | 2 | 2364411.41 | 2364411.41 | 0 | 0 | 10488451.4 | 0 | 8124039.85
Circuit | LJ04_main | distribution_circuit_resiliency | 3 | 1721894.78 | 1721894.78 | 0 | 0 | 10428765.1 | 0 | 8706870.13
Circuit | LJ05_lateral | strategic_undergrounding_single_or_two_phase_lateral | 1 | 50979990.1 | 50979990.1 | 0 | 0 | 50979990.2 | 0 | 0
Circuit | LJ05_lateral | distribution_circuit_resiliency | 2 | 2656469.67 | 2656469.67 | 0 | 0 | 64717947.7 | 0 | 62061477.9
Circuit | LJ05_main | strategic_undergrounding_main | 1 | 32364633.9 | 32364633.9 | 0 | 0 | 32364634 | 0 | 0
Circuit | LJ05_main | distribution_circuit_resiliency | 2 | 9546246.89 | 9546246.89 | 0 | 0 | 50461369.7 | 0 | 40915122.7
Circuit | LJ06_lateral | strategic_undergrounding_single_or_two_phase_lateral | 1 | 16218178 | 16218178 | 0 | 0 | 17111479.9 | 0 | 893301.675
Circuit | LJ06_lateral | distribution_circuit_resiliency | 2 | 3997309.91 | 3997309.91 | 0 | 0 | 18243750.3 | 0 | 14246440.3
Circuit | LJ06_lateral | strategic_undergrounding_freeway | 3 | 452428.98 | 452428.98 | 0 | 0 | 32187347.7 | 0 | 31734918.6
Circuit | LJ06_lateral | strategic_undergrounding_three_phase_lateral | 4 | 4114.92 | 4114.92 | 0 | 0 | 32616231.3 | 0 | 32612116.3
Circuit | LJ06_main | strategic_undergrounding_main | 1 | 18788218.3 | 18788218.3 | 0 | 0 | 22210693.6 | 0 | 3422475.2
Circuit | LJ06_main | distribution_circuit_resiliency | 2 | 6539996.57 | 6539996.57 | 0 | 0 | 31356424.9 | 0 | 24816428.2
Circuit | LJ06_main | strategic_undergrounding_freeway | 3 | 1749196.57 | 1749196.57 | 0 | 0 | 38510468.2 | 0 | 36761271.4
Circuit | LJ07_lateral | strategic_undergrounding_single_or_two_phase_lateral | 1 | 37899789.5 | 37899789.5 | 0 | 0 | 37930615.6 | 0 | 30825.8921
Circuit | LJ07_lateral | distribution_circuit_resiliency | 2 | 9514122.32 | 9514122.32 | 0 | 0 | 46685230.5 | 0 | 37171108
Circuit | LJ07_lateral | strategic_undergrounding_three_phase_lateral | 3 | 12262.33 | 12262.33 | 0 | 0 | 74306987.4 | 0 | 74294724.9
Circuit | LJ07_lateral | strategic_undergrounding_freeway | 4 | 3486.8 | 3486.8 | 0 | 0 | 74315393.3 | 0 | 74311906.3
Circuit | LJ07_main | strategic_undergrounding_main | 1 | 20514768.7 | 20514768.7 | 0 | 0 | 25567177.1 | 0 | 5052408.14
Circuit | LJ07_main | distribution_circuit_resiliency | 2 | 8036717.63 | 8036717.63 | 0 | 0 | 34387981.2 | 0 | 26351263.5
Circuit | LJ07_main | strategic_undergrounding_freeway | 3 | 2581764.78 | 2581764.78 | 0 | 0 | 42755095 | 0 | 40173330
Circuit | LJ08_lateral | strategic_undergrounding_single_or_two_phase_lateral | 1 | 30871758.6 | 30871758.6 | 0 | 0 | 30880996 | 0 | 9237.1798
Circuit | LJ08_lateral | distribution_circuit_resiliency | 2 | 2357158.97 | 2357158.97 | 0 | 0 | 38914022.1 | 0 | 36556863
Circuit | LJ08_lateral | strategic_undergrounding_three_phase_lateral | 3 | 4721.09 | 4721.09 | 0 | 0 | 60394941.7 | 0 | 60390220.5
Circuit | LJ08_main | strategic_undergrounding_main | 1 | 24641859.5 | 24641859.5 | 0 | 0 | 24641859.6 | 0 | 0
Circuit | LJ08_main | distribution_circuit_resiliency | 2 | 9833550.48 | 9833550.48 | 0 | 0 | 34935584.9 | 0 | 25102034.3
Circuit | LJ09_lateral | strategic_undergrounding_single_or_two_phase_lateral | 1 | 22969677.8 | 22969677.8 | 0 | 0 | 23538373.4 | 0 | 568695.422
Circuit | LJ09_lateral | distribution_circuit_resiliency | 2 | 3354041.71 | 3354041.71 | 0 | 0 | 29181909.8 | 0 | 25827867.9
Circuit | LJ09_lateral | strategic_undergrounding_three_phase_lateral | 3 | 290474.13 | 290474.13 | 0 | 0 | 45309353.8 | 0 | 45018879.6
Circuit | LJ09_main | strategic_undergrounding_main | 1 | 18098550.1 | 18098550.1 | 0 | 0 | 18098550.2 | 0 | 0
Circuit | LJ09_main | distribution_circuit_resiliency | 2 | 6516631.97 | 6516631.97 | 0 | 0 | 26622739.2 | 0 | 20106107.2
Circuit | LK01_lateral | strategic_undergrounding_single_or_two_phase_lateral | 1 | 1424525.52 | 1424525.52 | 0 | 0 | 1430058.16 | 0 | 5532.4984
Circuit | LK01_lateral | distribution_circuit_resiliency | 2 | 289623.46 | 289623.46 | 0 | 0 | 1718996.32 | 0 | 1429372.72
Circuit | LK01_lateral | strategic_undergrounding_three_phase_lateral | 3 | 2794.81 | 2794.81 | 0 | 0 | 2823431.41 | 0 | 2820636.44
Circuit | LK01_main | strategic_undergrounding_main | 1 | 1715938.12 | 1715938.12 | 0 | 0 | 1715938.26 | 0 | 0
Circuit | LK01_main | distribution_circuit_resiliency | 2 | 837718.27 | 837718.27 | 0 | 0 | 2314930.83 | 0 | 1477212.44
Circuit | LK02_lateral | strategic_undergrounding_single_or_two_phase_lateral | 1 | 13449904.8 | 13449904.8 | 0 | 0 | 15818741.8 | 0 | 2368836.85
Circuit | LK02_lateral | distribution_circuit_resiliency | 2 | 2350988.3 | 2350988.3 | 0 | 0 | 18824867.7 | 0 | 16473879.3
Circuit | LK02_lateral | strategic_undergrounding_freeway | 3 | 1197827.68 | 1197827.68 | 0 | 0 | 27777652.3 | 0 | 26579824.5
Circuit | LK02_main | strategic_undergrounding_main | 1 | 5464591.11 | 5464591.11 | 0 | 0 | 5464591.25 | 0 | 0
Circuit | LK02_main | distribution_circuit_resiliency | 2 | 1277836.24 | 1277836.24 | 0 | 0 | 9161826.32 | 0 | 7883989.93
Circuit | LK03_lateral | strategic_undergrounding_single_or_two_phase_lateral | 1 | 423463.43 | 423463.43 | 0 | 0 | 453401.956 | 0 | 29938.376
Circuit | LK03_lateral | distribution_circuit_resiliency | 2 | 85672.68 | 85672.68 | 0 | 0 | 589907.362 | 0 | 504234.555
Circuit | LK03_lateral | strategic_undergrounding_three_phase_lateral | 3 | 15002.9 | 15002.9 | 0 | 0 | 853004.579 | 0 | 838001.52
Circuit | LK03_lateral | strategic_undergrounding_freeway | 4 | 132.64 | 132.64 | 0 | 0 | 867547.422 | 0 | 867414.637
Circuit | LK03_main | strategic_undergrounding_main | 1 | 180336.54 | 180336.54 | 0 | 0 | 180468.005 | 0 | 131.3146
Circuit | LK03_main | distribution_circuit_resiliency | 2 | 52746.14 | 52746.14 | 0 | 0 | 288756.88 | 0 | 236010.646
Circuit | LK03_main | strategic_undergrounding_freeway | 3 | 66.24 | 66.24 | 0 | 0 | 356753.609 | 0 | 356687.217
Circuit | LK04_lateral | strategic_undergrounding_single_or_two_phase_lateral | 1 | 444624.47 | 444624.47 | 0 | 0 | 444624.594 | 0 | 0
Circuit | LK04_lateral | distribution_circuit_resiliency | 2 | 16377.3 | 16377.3 | 0 | 0 | 497435.668 | 0 | 481058.234
Circuit | LK04_main | strategic_undergrounding_main | 1 | 716853.05 | 716853.05 | 0 | 0 | 716853.196 | 0 | 0
Circuit | LK04_main | distribution_circuit_resiliency | 2 | 269604.15 | 269604.15 | 0 | 0 | 1070369.43 | 0 | 800765.151
Circuit | LK05_lateral | strategic_undergrounding_single_or_two_phase_lateral | 1 | 2658080.17 | 2658080.17 | 0 | 0 | 2682340.02 | 0 | 24259.7073
Circuit | LK05_lateral | distribution_circuit_resiliency | 2 | 298745.31 | 298745.31 | 0 | 0 | 3603948.7 | 0 | 3305203.26
Circuit | LK05_lateral | strategic_undergrounding_three_phase_lateral | 3 | 12248.19 | 12248.19 | 0 | 0 | 5277053.97 | 0 | 5264805.63
Circuit | LK05_main | strategic_undergrounding_main | 1 | 1445985.41 | 1445985.41 | 0 | 0 | 1445985.56 | 0 | 0
Circuit | LK05_main | distribution_circuit_resiliency | 2 | 485489.21 | 485489.21 | 0 | 0 | 2236940.72 | 0 | 1751451.37
Circuit | LK06_lateral | strategic_undergrounding_single_or_two_phase_lateral | 1 | 9208470.46 | 9208470.46 | 0 | 0 | 10353107.1 | 0 | 1144636.45
Circuit | LK06_lateral | distribution_circuit_resiliency | 2 | 1913748.22 | 1913748.22 | 0 | 0 | 12515327.9 | 0 | 10601579.6
Circuit | LK06_lateral | strategic_undergrounding_three_phase_lateral | 3 | 421800.34 | 421800.34 | 0 | 0 | 18945306 | 0 | 18523505.5
Circuit | LK06_lateral | strategic_undergrounding_freeway | 4 | 156605.3 | 156605.3 | 0 | 0 | 19205335.1 | 0 | 19048729.6
Circuit | LK06_main | strategic_undergrounding_main | 1 | 2960014.48 | 2960014.48 | 0 | 0 | 3116421.36 | 0 | 156406.715
Circuit | LK06_main | distribution_circuit_resiliency | 2 | 797598.03 | 797598.03 | 0 | 0 | 4984978.19 | 0 | 4187380.03
Circuit | LK06_main | strategic_undergrounding_freeway | 3 | 79087.59 | 79087.59 | 0 | 0 | 5937996.13 | 0 | 5858908.4
Circuit | LK07_lateral | strategic_undergrounding_single_or_two_phase_lateral | 1 | 8154214.12 | 8154214.12 | 0 | 0 | 8156024.65 | 0 | 1810.3761
Circuit | LK07_lateral | distribution_circuit_resiliency | 2 | 938034.35 | 938034.35 | 0 | 0 | 10630775.3 | 0 | 9692740.79
Circuit | LK07_lateral | strategic_undergrounding_three_phase_lateral | 3 | 915.17 | 915.17 | 0 | 0 | 16127201.7 | 0 | 16126286.3
Circuit | LK07_main | strategic_undergrounding_main | 1 | 5464758.61 | 5464758.61 | 0 | 0 | 5470156.99 | 0 | 5398.2197
Circuit | LK07_main | distribution_circuit_resiliency | 2 | 1892114.52 | 1892114.52 | 0 | 0 | 8373084.78 | 0 | 6480970.13
Circuit | LK07_main | strategic_undergrounding_freeway | 3 | 2728.91 | 2728.91 | 0 | 0 | 10812058.4 | 0 | 10809329.3
Circuit | LK08_lateral | strategic_undergrounding_single_or_two_phase_lateral | 1 | 5636591.01 | 5636591.01 | 0 | 0 | 6568644.78 | 0 | 932053.628
Circuit | LK08_lateral | distribution_circuit_resiliency | 2 | 1315831.07 | 1315831.07 | 0 | 0 | 7690576.98 | 0 | 6374745.76
Circuit | LK08_lateral | strategic_undergrounding_three_phase_lateral | 3 | 472085.09 | 472085.09 | 0 | 0 | 11624266.3 | 0 | 11152181.1
Circuit | LK08_main | strategic_undergrounding_main | 1 | 2558079.32 | 2558079.32 | 0 | 0 | 2558079.48 | 0 | 0
Circuit | LK08_main | distribution_circuit_resiliency | 2 | 688787.89 | 688787.89 | 0 | 0 | 4175388.14 | 0 | 3486600.13
Circuit | LK09_lateral | strategic_undergrounding_single_or_two_phase_lateral | 1 | 6398206.83 | 6398206.83 | 0 | 0 | 6798812.37 | 0 | 400605.369
Circuit | LK09_lateral | distribution_circuit_resiliency | 2 | 885115.14 | 885115.14 | 0 | 0 | 8077611.1 | 0 | 7192495.81
Circuit | LK09_lateral | strategic_undergrounding_three_phase_lateral | 3 | 202479.79 | 202479.79 | 0 | 0 | 12827526.9 | 0 | 12625047
Circuit | LK09_main | strategic_undergrounding_main | 1 | 2770377.73 | 2770377.73 | 0 | 0 | 2770377.9 | 0 | 0
Circuit | LK09_main | distribution_circuit_resiliency | 2 | 785442.69 | 785442.69 | 0 | 0 | 4468036.71 | 0 | 3682593.9
Circuit | LK10_lateral | strategic_undergrounding_single_or_two_phase_lateral | 1 | 1728609.82 | 1728609.82 | 0 | 0 | 1729425.77 | 0 | 815.7942
Circuit | LK10_lateral | distribution_circuit_resiliency | 2 | 305444.28 | 305444.28 | 0 | 0 | 2275075.23 | 0 | 1969630.82
Circuit | LK10_lateral | strategic_undergrounding_three_phase_lateral | 3 | 412 | 412 | 0 | 0 | 3424267.15 | 0 | 3423855.02
Circuit | LK10_main | strategic_undergrounding_main | 1 | 1438721.12 | 1438721.12 | 0 | 0 | 1438721.29 | 0 | 0
Circuit | LK10_main | distribution_circuit_resiliency | 2 | 606618.73 | 606618.73 | 0 | 0 | 2065027.58 | 0 | 1458408.73
Circuit | LM02_lateral | strategic_undergrounding_single_or_two_phase_lateral | 1 | 25818985.1 | 25818985.1 | 0 | 0 | 30365584 | 0 | 4546598.81
Circuit | LM02_lateral | distribution_circuit_resiliency | 2 | 6242931.52 | 6242931.52 | 0 | 0 | 35628488.1 | 0 | 29385556.4
Circuit | LM02_lateral | strategic_undergrounding_three_phase_lateral | 3 | 2258601.26 | 2258601.26 | 0 | 0 | 52877270.4 | 0 | 50618669
Circuit | LM02_lateral | strategic_undergrounding_freeway | 4 | 65204.38 | 65204.38 | 0 | 0 | 54975507.7 | 0 | 54910303.1
Circuit | LM02_main | strategic_undergrounding_main | 1 | 16651185.1 | 16651185.1 | 0 | 0 | 21080689.3 | 0 | 4429504.03
Circuit | LM02_main | distribution_circuit_resiliency | 2 | 4812019.18 | 4812019.18 | 0 | 0 | 30522658.7 | 0 | 25710639.4
Circuit | LM02_main | strategic_undergrounding_freeway | 3 | 2264409.07 | 2264409.07 | 0 | 0 | 34828646.3 | 0 | 32564237
Circuit | LM03_lateral | strategic_undergrounding_single_or_two_phase_lateral | 1 | 4787082.42 | 4787082.42 | 0 | 0 | 6085229.13 | 0 | 1298146.57
Circuit | LM03_lateral | strategic_undergrounding_three_phase_lateral | 2 | 654413.95 | 654413.95 | 0 | 0 | 9995327.67 | 0 | 9340913.54
Circuit | LM03_lateral | distribution_circuit_resiliency | 3 | 497951.52 | 497951.52 | 0 | 0 | 7377418.18 | 0 | 6879466.54
Circuit | LM03_main | strategic_undergrounding_main | 1 | 3842495.22 | 3842495.22 | 0 | 0 | 3844033.37 | 0 | 1538.0191
Circuit | LM03_main | distribution_circuit_resiliency | 2 | 1062494.86 | 1062494.86 | 0 | 0 | 6070048.35 | 0 | 5007553.35
Circuit | LM03_main | strategic_undergrounding_freeway | 3 | 789.04 | 789.04 | 0 | 0 | 7512804.84 | 0 | 7512015.65
Circuit | LM04_lateral | strategic_undergrounding_single_or_two_phase_lateral | 1 | 4874813.05 | 4874813.05 | 0 | 0 | 5462701.35 | 0 | 587888.167
Circuit | LM04_lateral | strategic_undergrounding_three_phase_lateral | 2 | 172479.23 | 172479.23 | 0 | 0 | 9931613.41 | 0 | 9759134.02
Circuit | LM04_lateral | strategic_undergrounding_freeway | 3 | 129243.65 | 129243.65 | 0 | 0 | 9972690.76 | 0 | 9843446.96
Circuit | LM04_lateral | distribution_circuit_resiliency | 4 | 40590.69 | 40590.69 | 0 | 0 | 8142187.72 | 0 | 8101596.9
Circuit | LM04_main | strategic_undergrounding_main | 1 | 3527841.55 | 3527841.55 | 0 | 0 | 4652884.42 | 0 | 1125042.72
Circuit | LM04_main | distribution_circuit_resiliency | 2 | 1210132.78 | 1210132.78 | 0 | 0 | 6346756.61 | 0 | 5136623.68
Circuit | LM04_main | strategic_undergrounding_freeway | 3 | 577494.46 | 577494.46 | 0 | 0 | 7450686.93 | 0 | 6873192.34
Circuit | LP01_lateral | strategic_undergrounding_single_or_two_phase_lateral | 1 | 8275221.23 | 8275221.23 | 0 | 0 | 8357098.45 | 0 | 81877.0728
Circuit | LP01_lateral | distribution_circuit_resiliency | 2 | 1483884.78 | 1483884.78 | 0 | 0 | 9272100.97 | 0 | 7788216.09
Circuit | LP01_lateral | strategic_undergrounding_three_phase_lateral | 3 | 41824.76 | 41824.76 | 0 | 0 | 16251479.9 | 0 | 16209655
Circuit | LP01_main | strategic_undergrounding_main | 1 | 4135425.18 | 4135425.18 | 0 | 0 | 4135425.33 | 0 | 0
Circuit | LP01_main | distribution_circuit_resiliency | 2 | 1216041.03 | 1216041.03 | 0 | 0 | 6561249.88 | 0 | 5345208.71
Circuit | LP02_lateral | strategic_undergrounding_single_or_two_phase_lateral | 1 | 909366.76 | 909366.76 | 0 | 0 | 910005.998 | 0 | 639.0824
Circuit | LP02_lateral | distribution_circuit_resiliency | 2 | 36341.92 | 36341.92 | 0 | 0 | 1038473.67 | 0 | 1002131.64
Circuit | LP02_lateral | strategic_undergrounding_three_phase_lateral | 3 | 324.06 | 324.06 | 0 | 0 | 1790154.4 | 0 | 1789830.21
Circuit | LP02_main | strategic_undergrounding_main | 1 | 1098652.04 | 1098652.04 | 0 | 0 | 1098652.18 | 0 | 0
Circuit | LP02_main | distribution_circuit_resiliency | 2 | 628440.76 | 628440.76 | 0 | 0 | 1359829.49 | 0 | 731388.596
Circuit | LP03_lateral | strategic_undergrounding_single_or_two_phase_lateral | 1 | 1834610.82 | 1834610.82 | 0 | 0 | 1834610.94 | 0 | 0
Circuit | LP03_lateral | distribution_circuit_resiliency | 2 | 442504.82 | 442504.82 | 0 | 0 | 1873444.26 | 0 | 1430939.34
Circuit | LP03_lateral | strategic_undergrounding_three_phase_lateral | 3 | 0 | 0 | 0 | 0 | 3591464.48 | 0 | 3591464.48
Circuit | LP03_main | strategic_undergrounding_main | 1 | 1845154.55 | 1845154.55 | 0 | 0 | 1845154.65 | 0 | 0
Circuit | LP03_main | distribution_circuit_resiliency | 2 | 1032511.33 | 1032511.33 | 0 | 0 | 2308788.61 | 0 | 1276277.13
Circuit | LP04_lateral | strategic_undergrounding_single_or_two_phase_lateral | 1 | 438161.73 | 438161.73 | 0 | 0 | 438161.882 | 0 | 0
Circuit | LP04_lateral | distribution_circuit_resiliency | 2 | 104017.12 | 104017.12 | 0 | 0 | 538253.274 | 0 | 434236.025
Circuit | LP04_main | strategic_undergrounding_main | 1 | 505403.9 | 505403.9 | 0 | 0 | 638969.602 | 0 | 133565.548
Circuit | LP04_main | distribution_circuit_resiliency | 2 | 205718.94 | 205718.94 | 0 | 0 | 865029.912 | 0 | 659310.865
Circuit | LP04_main | strategic_undergrounding_freeway | 3 | 67984.71 | 67984.71 | 0 | 0 | 1060828.78 | 0 | 992843.952
Circuit | LP05_lateral | strategic_undergrounding_single_or_two_phase_lateral | 1 | 2983007.04 | 2983007.04 | 0 | 0 | 3369743.73 | 0 | 386736.559
Circuit | LP05_lateral | distribution_circuit_resiliency | 2 | 683481.52 | 683481.52 | 0 | 0 | 4002805.68 | 0 | 3319324.03
Circuit | LP05_lateral | strategic_undergrounding_freeway | 3 | 129162.42 | 129162.42 | 0 | 0 | 6124969.33 | 0 | 5995806.79
Circuit | LP05_lateral | strategic_undergrounding_three_phase_lateral | 4 | 68129.38 | 68129.38 | 0 | 0 | 6182901.18 | 0 | 6114771.66
Circuit | LP05_main | strategic_undergrounding_main | 1 | 2561916.39 | 2561916.39 | 0 | 0 | 3200476.33 | 0 | 638559.812
Circuit | LP05_main | distribution_circuit_resiliency | 2 | 1041810.42 | 1041810.42 | 0 | 0 | 4347766.94 | 0 | 3305956.4
Circuit | LP05_main | strategic_undergrounding_freeway | 3 | 325158.33 | 325158.33 | 0 | 0 | 5359100.65 | 0 | 5033942.2
Circuit | LP06_lateral | strategic_undergrounding_single_or_two_phase_lateral | 1 | 2922949.76 | 2922949.76 | 0 | 0 | 2940891.39 | 0 | 17941.477
Circuit | LP06_lateral | distribution_circuit_resiliency | 2 | 239422.88 | 239422.88 | 0 | 0 | 3686917.3 | 0 | 3447494.29
Circuit | LP06_lateral | strategic_undergrounding_three_phase_lateral | 3 | 9145.08 | 9145.08 | 0 | 0 | 5766620.71 | 0 | 5757475.47
Circuit | LP06_main | strategic_undergrounding_main | 1 | 1917087.54 | 1917087.54 | 0 | 0 | 1917087.71 | 0 | 0
Circuit | LP06_main | distribution_circuit_resiliency | 2 | 845995.74 | 845995.74 | 0 | 0 | 2689769.51 | 0 | 1843773.66
Circuit | LP07_lateral | strategic_undergrounding_single_or_two_phase_lateral | 1 | 1018900.9 | 1018900.9 | 0 | 0 | 1022391.91 | 0 | 3490.8533
Circuit | LP07_lateral | distribution_circuit_resiliency | 2 | 646770.6 | 646770.6 | 0 | 0 | 964324.634 | 0 | 317553.913
Circuit | LP07_lateral | strategic_undergrounding_freeway | 3 | 1779.14 | 1779.14 | 0 | 0 | 1999809.6 | 0 | 1998030.3
Circuit | LP07_main | strategic_undergrounding_main | 1 | 1602761.94 | 1602761.94 | 0 | 0 | 2003014.07 | 0 | 400251.99
Circuit | LP07_main | distribution_circuit_resiliency | 2 | 828708.66 | 828708.66 | 0 | 0 | 2494037.47 | 0 | 1665328.7
Circuit | LP07_main | strategic_undergrounding_freeway | 3 | 204192.71 | 204192.71 | 0 | 0 | 3348283.38 | 0 | 3144090.53
Circuit | LP08_lateral | strategic_undergrounding_single_or_two_phase_lateral | 1 | 779347.63 | 779347.63 | 0 | 0 | 779347.771 | 0 | 0
Circuit | LP08_lateral | distribution_circuit_resiliency | 2 | 116420.32 | 116420.32 | 0 | 0 | 962486.354 | 0 | 846065.912
Circuit | LP08_main | strategic_undergrounding_main | 1 | 709048.12 | 709048.12 | 0 | 0 | 709048.288 | 0 | 0
Circuit | LP08_main | distribution_circuit_resiliency | 2 | 255560.31 | 255560.31 | 0 | 0 | 1067642.61 | 0 | 812082.168
Circuit | LU01_lateral | strategic_undergrounding_single_or_two_phase_lateral | 1 | 460608.47 | 460608.47 | 0 | 0 | 460608.634 | 0 | 0
Circuit | LU01_lateral | distribution_circuit_resiliency | 2 | 27917.24 | 27917.24 | 0 | 0 | 649374.975 | 0 | 621457.625
Circuit | LU01_main | strategic_undergrounding_main | 1 | 584158.74 | 584158.74 | 0 | 0 | 584158.876 | 0 | 0
Circuit | LU01_main | distribution_circuit_resiliency | 2 | 252450.41 | 252450.41 | 0 | 0 | 826483.798 | 0 | 574033.285
Circuit | LU02_lateral | strategic_undergrounding_single_or_two_phase_lateral | 1 | 404241.24 | 404241.24 | 0 | 0 | 407598.555 | 0 | 3357.1587
Circuit | LU02_lateral | distribution_circuit_resiliency | 2 | 93133.92 | 93133.92 | 0 | 0 | 479563.203 | 0 | 386429.17
Circuit | LU02_lateral | strategic_undergrounding_three_phase_lateral | 3 | 1709.15 | 1709.15 | 0 | 0 | 795677.296 | 0 | 793968.03
Circuit | LU02_main | strategic_undergrounding_main | 1 | 2179313.95 | 2179313.95 | 0 | 0 | 2179314.11 | 0 | 0
Circuit | LU02_main | distribution_circuit_resiliency | 2 | 668938.75 | 668938.75 | 0 | 0 | 3430201.96 | 0 | 2761263.06
Circuit | LU03_lateral | strategic_undergrounding_single_or_two_phase_lateral | 1 | 224176.68 | 224176.68 | 0 | 0 | 224176.842 | 0 | 0
Circuit | LU03_lateral | distribution_circuit_resiliency | 2 | 24590.86 | 24590.86 | 0 | 0 | 305137.496 | 0 | 280546.51
Circuit | LU03_main | strategic_undergrounding_main | 1 | 242723.41 | 242723.41 | 0 | 0 | 242723.54 | 0 | 0
Circuit | LU03_main | distribution_circuit_resiliency | 2 | 72400.5 | 72400.5 | 0 | 0 | 386086.895 | 0 | 313686.247
Circuit | LU04_lateral | strategic_undergrounding_single_or_two_phase_lateral | 1 | 1946150.73 | 1946150.73 | 0 | 0 | 1946150.86 | 0 | 0
Circuit | LU04_lateral | distribution_circuit_resiliency | 2 | 535451.36 | 535451.36 | 0 | 0 | 2431793.9 | 0 | 1896342.43
Circuit | LU04_main | strategic_undergrounding_main | 1 | 2964535.35 | 2964535.35 | 0 | 0 | 2964535.48 | 0 | 0
Circuit | LU04_main | distribution_circuit_resiliency | 2 | 1194946.17 | 1194946.17 | 0 | 0 | 4304966.98 | 0 | 3110020.7
Circuit | LU41_lateral | strategic_undergrounding_single_or_two_phase_lateral | 1 | 14029842.1 | 14029842.1 | 0 | 0 | 15045777 | 0 | 1015934.79
Circuit | LU41_lateral | distribution_circuit_resiliency | 2 | 3237483.56 | 3237483.56 | 0 | 0 | 19383262 | 0 | 16145778.3
Circuit | LU41_lateral | strategic_undergrounding_three_phase_lateral | 3 | 397140.01 | 397140.01 | 0 | 0 | 29116326.4 | 0 | 28719186.2
Circuit | LU41_lateral | strategic_undergrounding_freeway | 4 | 119735.59 | 119735.59 | 0 | 0 | 29381789.5 | 0 | 29262053.8
Circuit | LU41_main | strategic_undergrounding_main | 1 | 10214523.2 | 10214523.2 | 0 | 0 | 10454142.1 | 0 | 239618.843
Circuit | LU41_main | distribution_circuit_resiliency | 2 | 3603208.31 | 3603208.31 | 0 | 0 | 16063155.9 | 0 | 12459947.4
Circuit | LU41_main | strategic_undergrounding_freeway | 3 | 121297.36 | 121297.36 | 0 | 0 | 20902696.8 | 0 | 20781399.3
Circuit | LU42_lateral | strategic_undergrounding_single_or_two_phase_lateral | 1 | 1604677.34 | 1604677.34 | 0 | 0 | 1604677.5 | 0 | 0
Circuit | LU42_lateral | distribution_circuit_resiliency | 2 | 190239.82 | 190239.82 | 0 | 0 | 2073564.87 | 0 | 1883324.92
Circuit | LU42_main | strategic_undergrounding_main | 1 | 2606137.73 | 2606137.73 | 0 | 0 | 2767412.93 | 0 | 161275.049
Circuit | LU42_main | distribution_circuit_resiliency | 2 | 1114584.1 | 1114584.1 | 0 | 0 | 3870206.56 | 0 | 2755622.32
Circuit | LU42_main | strategic_undergrounding_freeway | 3 | 82119.85 | 82119.85 | 0 | 0 | 5223218.91 | 0 | 5141098.93
Circuit | LU43_lateral | strategic_undergrounding_single_or_two_phase_lateral | 1 | 13807608.6 | 13807608.6 | 0 | 0 | 13876663.1 | 0 | 69054.3462
Circuit | LU43_lateral | distribution_circuit_resiliency | 2 | 2434850.45 | 2434850.45 | 0 | 0 | 17978425.6 | 0 | 15543575
Circuit | LU43_lateral | strategic_undergrounding_three_phase_lateral | 3 | 35193.97 | 35193.97 | 0 | 0 | 27124388.1 | 0 | 27089193.9
Circuit | LU43_main | strategic_undergrounding_main | 1 | 26885304.8 | 26885304.8 | 0 | 0 | 26885304.9 | 0 | 0
Circuit | LU43_main | distribution_circuit_resiliency | 2 | 10152188 | 10152188 | 0 | 0 | 39854079.3 | 0 | 29701891.2
Circuit | LU44_lateral | strategic_undergrounding_single_or_two_phase_lateral | 1 | 17715791.3 | 17715791.3 | 0 | 0 | 17725758.7 | 0 | 9967.1804
Circuit | LU44_lateral | distribution_circuit_resiliency | 2 | 5420872.32 | 5420872.32 | 0 | 0 | 21578528.7 | 0 | 16157656.2
Circuit | LU44_lateral | strategic_undergrounding_three_phase_lateral | 3 | 4971.31 | 4971.31 | 0 | 0 | 35583723 | 0 | 35578751.5
Circuit | LU44_main | strategic_undergrounding_main | 1 | 15415768.2 | 15415768.2 | 0 | 0 | 15415768.4 | 0 | 0
Circuit | LU44_main | distribution_circuit_resiliency | 2 | 6317985.84 | 6317985.84 | 0 | 0 | 22473569.6 | 0 | 16155583.6
Circuit | LU45_lateral | strategic_undergrounding_single_or_two_phase_lateral | 1 | 13287070.9 | 13287070.9 | 0 | 0 | 14221567.8 | 0 | 934496.785
Circuit | LU45_lateral | distribution_circuit_resiliency | 2 | 1173456.45 | 1173456.45 | 0 | 0 | 17990387 | 0 | 16816930.5
Circuit | LU45_lateral | strategic_undergrounding_three_phase_lateral | 3 | 471905.43 | 471905.43 | 0 | 0 | 26776628.8 | 0 | 26304723.2
Circuit | LU45_main | strategic_undergrounding_main | 1 | 15586206.1 | 15586206.1 | 0 | 0 | 15586206.3 | 0 | 0
Circuit | LU45_main | distribution_circuit_resiliency | 2 | 5450228.9 | 5450228.9 | 0 | 0 | 23876438.6 | 0 | 18426209.6
Circuit | LV01_lateral | strategic_undergrounding_single_or_two_phase_lateral | 1 | 7866024.29 | 7866024.29 | 0 | 0 | 8074792.78 | 0 | 208768.313
Circuit | LV01_lateral | distribution_circuit_resiliency | 2 | 1088830.96 | 1088830.96 | 0 | 0 | 10337809.3 | 0 | 9248978.2
Circuit | LV01_lateral | strategic_undergrounding_three_phase_lateral | 3 | 106573.12 | 106573.12 | 0 | 0 | 15523904 | 0 | 15417330.8
Circuit | LV01_main | strategic_undergrounding_main | 1 | 6528227.36 | 6528227.36 | 0 | 0 | 6528227.5 | 0 | 0
Circuit | LV01_main | distribution_circuit_resiliency | 2 | 2230747.81 | 2230747.81 | 0 | 0 | 9789924.24 | 0 | 7559176.32
Circuit | LV02_lateral | strategic_undergrounding_single_or_two_phase_lateral | 1 | 16299764.8 | 16299764.8 | 0 | 0 | 19202548.5 | 0 | 2902783.56
Circuit | LV02_lateral | distribution_circuit_resiliency | 2 | 1430227.82 | 1430227.82 | 0 | 0 | 25178953.2 | 0 | 23748725.3
Circuit | LV02_lateral | strategic_undergrounding_freeway | 3 | 1409133.47 | 1409133.47 | 0 | 0 | 33579700.2 | 0 | 32170566.6
Circuit | LV02_lateral | strategic_undergrounding_three_phase_lateral | 4 | 73298.59 | 73298.59 | 0 | 0 | 34859510 | 0 | 34786211.2
Circuit | LV02_main | strategic_undergrounding_main | 1 | 9206470.06 | 9206470.06 | 0 | 0 | 9206470.21 | 0 | 0
Circuit | LV02_main | distribution_circuit_resiliency | 2 | 3026511.85 | 3026511.85 | 0 | 0 | 14003323.5 | 0 | 10976811.5
Circuit | LV03_lateral | strategic_undergrounding_single_or_two_phase_lateral | 1 | 11796389.1 | 11796389.1 | 0 | 0 | 16582747.6 | 0 | 4786358.39
Circuit | LV03_lateral | distribution_circuit_resiliency | 2 | 2136682.68 | 2136682.68 | 0 | 0 | 19707361 | 0 | 17570678.1
Circuit | LV03_lateral | strategic_undergrounding_freeway | 3 | 2058295.64 | 2058295.64 | 0 | 0 | 25975724.6 | 0 | 23917428.8
Circuit | LV03_lateral | strategic_undergrounding_three_phase_lateral | 4 | 383272.79 | 383272.79 | 0 | 0 | 27583867.4 | 0 | 27200594.4
Circuit | LV03_main | strategic_undergrounding_main | 1 | 5120251.87 | 5120251.87 | 0 | 0 | 7768083.85 | 0 | 2647831.84
Circuit | LV03_main | distribution_circuit_resiliency | 2 | 1911827.65 | 1911827.65 | 0 | 0 | 10113566.4 | 0 | 8201738.67
Circuit | LV03_main | strategic_undergrounding_freeway | 3 | 1352500.61 | 1352500.61 | 0 | 0 | 11393274.9 | 0 | 10040774.1
Circuit | LW41_lateral | strategic_undergrounding_single_or_two_phase_lateral | 1 | 6095593.84 | 6095593.84 | 0 | 0 | 6669411.2 | 0 | 573817.222
Circuit | LW41_lateral | distribution_circuit_resiliency | 2 | 1923016.13 | 1923016.13 | 0 | 0 | 7900906.73 | 0 | 5977890.44
Circuit | LW41_lateral | strategic_undergrounding_three_phase_lateral | 3 | 177695.3 | 177695.3 | 0 | 0 | 12432896.7 | 0 | 12255201.2
Circuit | LW41_lateral | strategic_undergrounding_freeway | 4 | 113538.7 | 113538.7 | 0 | 0 | 12494376.2 | 0 | 12380837.4
Circuit | LW41_main | strategic_undergrounding_main | 1 | 4961966.23 | 4961966.23 | 0 | 0 | 5372044.04 | 0 | 410077.665
Circuit | LW41_main | distribution_circuit_resiliency | 2 | 1801128.17 | 1801128.17 | 0 | 0 | 7890454.42 | 0 | 6089326.11
Circuit | LW41_main | strategic_undergrounding_freeway | 3 | 207686.37 | 207686.37 | 0 | 0 | 10002652.5 | 0 | 9794965.93
Circuit | LW42_lateral | strategic_undergrounding_single_or_two_phase_lateral | 1 | 3847289.46 | 3847289.46 | 0 | 0 | 4338894.64 | 0 | 491605.054
Circuit | LW42_lateral | distribution_circuit_resiliency | 2 | 1372201.14 | 1372201.14 | 0 | 0 | 4911081.68 | 0 | 3538880.4
Circuit | LW42_lateral | strategic_undergrounding_freeway | 3 | 143588.11 | 143588.11 | 0 | 0 | 7938271.32 | 0 | 7794683.06
Circuit | LW42_lateral | strategic_undergrounding_three_phase_lateral | 4 | 105522.38 | 105522.38 | 0 | 0 | 7975462.95 | 0 | 7869940.42
Circuit | LW42_main | strategic_undergrounding_main | 1 | 3550141.08 | 3550141.08 | 0 | 0 | 3698070 | 0 | 147928.752
Circuit | LW42_main | distribution_circuit_resiliency | 2 | 806021.76 | 806021.76 | 0 | 0 | 6118456.6 | 0 | 5312434.7
Circuit | LW42_main | strategic_undergrounding_freeway | 3 | 74943.23 | 74943.23 | 0 | 0 | 7079644.5 | 0 | 7004701.11
Circuit | LW43_lateral | strategic_undergrounding_single_or_two_phase_lateral | 1 | 1138511.36 | 1138511.36 | 0 | 0 | 1341132.29 | 0 | 202620.759
Circuit | LW43_lateral | distribution_circuit_resiliency | 2 | 381390.55 | 381390.55 | 0 | 0 | 1311753.7 | 0 | 930363.008
Circuit | LW43_lateral | strategic_undergrounding_freeway | 3 | 102687.95 | 102687.95 | 0 | 0 | 2349819.24 | 0 | 2247131.14
Circuit | LW43_main | strategic_undergrounding_main | 1 | 1300798.13 | 1300798.13 | 0 | 0 | 1489333.13 | 0 | 188534.824
Circuit | LW43_main | distribution_circuit_resiliency | 2 | 632536.52 | 632536.52 | 0 | 0 | 1943292.66 | 0 | 1310756.01
Circuit | LW43_main | strategic_undergrounding_freeway | 3 | 95549.18 | 95549.18 | 0 | 0 | 2662722.36 | 0 | 2567173
Circuit | LW44_lateral | strategic_undergrounding_single_or_two_phase_lateral | 1 | 1499705.24 | 1499705.24 | 0 | 0 | 1688926.95 | 0 | 189221.518
Circuit | LW44_lateral | distribution_circuit_resiliency | 2 | 756678.34 | 756678.34 | 0 | 0 | 1751792.69 | 0 | 995114.228
Circuit | LW44_lateral | strategic_undergrounding_three_phase_lateral | 3 | 91749.85 | 91749.85 | 0 | 0 | 3057870.15 | 0 | 2966120.17
Circuit | LW44_lateral | strategic_undergrounding_freeway | 4 | 4338.18 | 4338.18 | 0 | 0 | 3142550.94 | 0 | 3138212.62
Circuit | LW44_main | strategic_undergrounding_main | 1 | 1644343.16 | 1644343.16 | 0 | 0 | 1686778.17 | 0 | 42434.8712
Circuit | LW44_main | distribution_circuit_resiliency | 2 | 807107.39 | 807107.39 | 0 | 0 | 2249964.33 | 0 | 1442856.81
Circuit | LW44_main | strategic_undergrounding_freeway | 3 | 21500.68 | 21500.68 | 0 | 0 | 3264414.06 | 0 | 3242913.22
Circuit | LW45_lateral | strategic_undergrounding_single_or_two_phase_lateral | 1 | 5164759.5 | 5164759.5 | 0 | 0 | 5164759.65 | 0 | 0
Circuit | LW45_lateral | distribution_circuit_resiliency | 2 | 1255136.49 | 1255136.49 | 0 | 0 | 6475406.27 | 0 | 5220269.67
Circuit | LW45_main | strategic_undergrounding_main | 1 | 4707699.69 | 4707699.69 | 0 | 0 | 4953408.29 | 0 | 245708.449
Circuit | LW45_main | distribution_circuit_resiliency | 2 | 1574064.01 | 1574064.01 | 0 | 0 | 7515265.12 | 0 | 5941200.98
Circuit | LW45_main | strategic_undergrounding_freeway | 3 | 124524.56 | 124524.56 | 0 | 0 | 9416146.69 | 0 | 9291621.98
Circuit | LW46_lateral | strategic_undergrounding_single_or_two_phase_lateral | 1 | 14961640.2 | 14961640.2 | 0 | 0 | 15033607.4 | 0 | 71967.0171
Circuit | LW46_lateral | distribution_circuit_resiliency | 2 | 5592565.48 | 5592565.48 | 0 | 0 | 16721133.5 | 0 | 11128567.9
Circuit | LW46_lateral | strategic_undergrounding_freeway | 3 | 36503.29 | 36503.29 | 0 | 0 | 29566521.6 | 0 | 29530018.2
Circuit | LW46_main | strategic_undergrounding_main | 1 | 19031473 | 19031473 | 0 | 0 | 21186593.5 | 0 | 2155120.39
Circuit | LW46_main | distribution_circuit_resiliency | 2 | 8859003.85 | 8859003.85 | 0 | 0 | 28332572.7 | 0 | 19473568.7
Circuit | LW46_main | strategic_undergrounding_freeway | 3 | 1093129.69 | 1093129.69 | 0 | 0 | 38647473.6 | 0 | 37554343.8
Circuit | LW47_lateral | strategic_undergrounding_single_or_two_phase_lateral | 1 | 2404487.68 | 2404487.68 | 0 | 0 | 2483275.57 | 0 | 78787.7303
Circuit | LW47_lateral | distribution_circuit_resiliency | 2 | 1007630.95 | 1007630.95 | 0 | 0 | 2740325.66 | 0 | 1732694.59
Circuit | LW47_lateral | strategic_undergrounding_freeway | 3 | 39640.31 | 39640.31 | 0 | 0 | 4786190.2 | 0 | 4746549.76
Circuit | LW47_lateral | strategic_undergrounding_three_phase_lateral | 4 | 285.94 | 285.94 | 0 | 0 | 4824493.92 | 0 | 4824207.81
Circuit | LW47_main | strategic_undergrounding_main | 1 | 1165712.66 | 1165712.66 | 0 | 0 | 1343862.02 | 0 | 178149.216
Circuit | LW47_main | distribution_circuit_resiliency | 2 | 356912.2 | 356912.2 | 0 | 0 | 2020253.49 | 0 | 1663341.16
Circuit | LW47_main | strategic_undergrounding_freeway | 3 | 90254.99 | 90254.99 | 0 | 0 | 2390743.17 | 0 | 2300488.02
Circuit | LY41_lateral | strategic_undergrounding_single_or_two_phase_lateral | 1 | 5420899.19 | 5420899.19 | 0 | 0 | 5451988.72 | 0 | 31089.3665
Circuit | LY41_lateral | distribution_circuit_resiliency | 2 | 1499690.96 | 1499690.96 | 0 | 0 | 7061727.12 | 0 | 5562036.02
Circuit | LY41_lateral | strategic_undergrounding_freeway | 3 | 15775.49 | 15775.49 | 0 | 0 | 10690608.4 | 0 | 10674832.7
Circuit | LY41_main | strategic_undergrounding_main | 1 | 4778637.54 | 4778637.54 | 0 | 0 | 4946734.92 | 0 | 168097.231
Circuit | LY41_main | distribution_circuit_resiliency | 2 | 1469600.17 | 1469600.17 | 0 | 0 | 7699668.94 | 0 | 6230068.64
Circuit | LY41_main | strategic_undergrounding_freeway | 3 | 85343.64 | 85343.64 | 0 | 0 | 9496705.73 | 0 | 9411361.95
Circuit | LY42_lateral | strategic_undergrounding_single_or_two_phase_lateral | 1 | 513410.06 | 513410.06 | 0 | 0 | 513410.208 | 0 | 0
Circuit | LY42_lateral | distribution_circuit_resiliency | 2 | 224727.97 | 224727.97 | 0 | 0 | 478608.248 | 0 | 253880.147
Circuit | LY42_main | strategic_undergrounding_main | 1 | 300771.92 | 300771.92 | 0 | 0 | 303025.085 | 0 | 2253.0045
Circuit | LY42_main | distribution_circuit_resiliency | 2 | 225445.17 | 225445.17 | 0 | 0 | 306310.622 | 0 | 80865.3137
Circuit | LY42_main | strategic_undergrounding_freeway | 3 | 1142.84 | 1142.84 | 0 | 0 | 594098.712 | 0 | 592955.718
Circuit | LY43_lateral | strategic_undergrounding_single_or_two_phase_lateral | 1 | 7498339.29 | 7498339.29 | 0 | 0 | 9876356.8 | 0 | 2378017.38
Circuit | LY43_lateral | distribution_circuit_resiliency | 2 | 1205157.18 | 1205157.18 | 0 | 0 | 11611764.6 | 0 | 10406607.3
Circuit | LY43_lateral | strategic_undergrounding_three_phase_lateral | 3 | 1203663.03 | 1203663.03 | 0 | 0 | 15988191.7 | 0 | 14784528.5
Circuit | LY43_main | strategic_undergrounding_main | 1 | 3195248.06 | 3195248.06 | 0 | 0 | 3195248.2 | 0 | 0
Circuit | LY43_main | distribution_circuit_resiliency | 2 | 1142035.07 | 1142035.07 | 0 | 0 | 4833259.04 | 0 | 3691223.83
Circuit | LY44_lateral | strategic_undergrounding_single_or_two_phase_lateral | 1 | 6182954.02 | 6182954.02 | 0 | 0 | 7241704.43 | 0 | 1058750.24
Circuit | LY44_lateral | distribution_circuit_resiliency | 2 | 2205148.63 | 2205148.63 | 0 | 0 | 8129803.56 | 0 | 5924654.8
Circuit | LY44_lateral | strategic_undergrounding_freeway | 3 | 302295.58 | 302295.58 | 0 | 0 | 12953250.1 | 0 | 12650954.4
Circuit | LY44_lateral | strategic_undergrounding_three_phase_lateral | 4 | 234068.86 | 234068.86 | 0 | 0 | 13020734.6 | 0 | 12786665.6
Circuit | LY44_main | strategic_undergrounding_main | 1 | 3714525.53 | 3714525.53 | 0 | 0 | 4145108.41 | 0 | 430582.729
Circuit | LY44_main | distribution_circuit_resiliency | 2 | 1769260.23 | 1769260.23 | 0 | 0 | 5487445.34 | 0 | 3718184.98
Circuit | LY44_main | strategic_undergrounding_freeway | 3 | 218012.48 | 218012.48 | 0 | 0 | 7544961.64 | 0 | 7326949.02
Circuit | LY45_lateral | strategic_undergrounding_single_or_two_phase_lateral | 1 | 1575947.35 | 1575947.35 | 0 | 0 | 1905295.58 | 0 | 329348.072
Circuit | LY45_lateral | distribution_circuit_resiliency | 2 | 338528.61 | 338528.61 | 0 | 0 | 2063120.15 | 0 | 1724591.4
Circuit | LY45_lateral | strategic_undergrounding_freeway | 3 | 134053.34 | 134053.34 | 0 | 0 | 3309171.82 | 0 | 3175118.34
Circuit | LY45_lateral | strategic_undergrounding_three_phase_lateral | 4 | 32932.13 | 32932.13 | 0 | 0 | 3407803.06 | 0 | 3374870.78
Circuit | LY45_main | strategic_undergrounding_main | 1 | 2857330.52 | 2857330.52 | 0 | 0 | 4468695.7 | 0 | 1611365.03
Circuit | LY45_main | distribution_circuit_resiliency | 2 | 1307492.84 | 1307492.84 | 0 | 0 | 5568948.84 | 0 | 4261455.86
Circuit | LY45_main | strategic_undergrounding_freeway | 3 | 817125.29 | 817125.29 | 0 | 0 | 6451213.25 | 0 | 5634087.81
Circuit | LY46_lateral | strategic_undergrounding_single_or_two_phase_lateral | 1 | 989067.78 | 989067.78 | 0 | 0 | 1064115.73 | 0 | 75047.8108
Circuit | LY46_lateral | distribution_circuit_resiliency | 2 | 349310.93 | 349310.93 | 0 | 0 | 1195060.76 | 0 | 845749.692
Circuit | LY46_lateral | strategic_undergrounding_freeway | 3 | 38119.15 | 38119.15 | 0 | 0 | 1986941.49 | 0 | 1948822.19
Circuit | LY46_lateral | strategic_undergrounding_three_phase_lateral | 4 | 0 | 0 | 0 | 0 | 2023870 | 0 | 2023870
Circuit | LY46_main | strategic_undergrounding_main | 1 | 526775.83 | 526775.83 | 0 | 0 | 669160.125 | 0 | 142384.126
Circuit | LY46_main | distribution_circuit_resiliency | 2 | 184675.66 | 184675.66 | 0 | 0 | 943265.067 | 0 | 758589.268
Circuit | LY46_main | strategic_undergrounding_freeway | 3 | 72324.06 | 72324.06 | 0 | 0 | 1110887.59 | 0 | 1038563.4
Circuit | LY47_lateral | strategic_undergrounding_single_or_two_phase_lateral | 1 | 6960120.96 | 6960120.96 | 0 | 0 | 12057485.1 | 0 | 5097363.95
Circuit | LY47_lateral | strategic_undergrounding_three_phase_lateral | 2 | 2585333.07 | 2585333.07 | 0 | 0 | 16295520.9 | 0 | 13710187.6
Circuit | LY47_lateral | distribution_circuit_resiliency | 3 | 889041.22 | 889041.22 | 0 | 0 | 13257217.3 | 0 | 12368175.9
Circuit | LY47_main | strategic_undergrounding_main | 1 | 5014417.11 | 5014417.11 | 0 | 0 | 5014417.25 | 0 | 0
Circuit | LY47_main | distribution_circuit_resiliency | 2 | 1696080.32 | 1696080.32 | 0 | 0 | 7712035.32 | 0 | 6015954.88
Circuit | LY48_lateral | strategic_undergrounding_single_or_two_phase_lateral | 1 | 5934270.09 | 5934270.09 | 0 | 0 | 5934270.24 | 0 | 0
Circuit | LY48_lateral | distribution_circuit_resiliency | 2 | 1230353.9 | 1230353.9 | 0 | 0 | 7143828.02 | 0 | 5913473.96
Circuit | LY48_main | strategic_undergrounding_main | 1 | 12546195.8 | 12546195.8 | 0 | 0 | 12546196 | 0 | 0
Circuit | LY48_main | distribution_circuit_resiliency | 2 | 5836225.41 | 5836225.41 | 0 | 0 | 17252374.2 | 0 | 11416148.7
Circuit | LY49_lateral | strategic_undergrounding_single_or_two_phase_lateral | 1 | 1591481.66 | 1591481.66 | 0 | 0 | 2122398.33 | 0 | 530916.512
Circuit | LY49_lateral | distribution_circuit_resiliency | 2 | 546424.8 | 546424.8 | 0 | 0 | 2089311.6 | 0 | 1542886.69
Circuit | LY49_lateral | strategic_undergrounding_freeway | 3 | 269439.88 | 269439.88 | 0 | 0 | 3404662.85 | 0 | 3135222.82
Circuit | LY49_lateral | strategic_undergrounding_three_phase_lateral | 4 | 0 | 0 | 0 | 0 | 3666139.33 | 0 | 3666139.33
Circuit | LY49_main | strategic_undergrounding_main | 1 | 788567.12 | 788567.12 | 0 | 0 | 1692804.71 | 0 | 904237.411
Circuit | LY49_main | distribution_circuit_resiliency | 2 | 484812.48 | 484812.48 | 0 | 0 | 1837649.1 | 0 | 1352836.49
Circuit | LY49_main | strategic_undergrounding_freeway | 3 | 458953.52 | 458953.52 | 0 | 0 | 2013235.37 | 0 | 1554281.7
Circuit | MAR41_lateral | strategic_undergrounding_single_or_two_phase_lateral | 1 | 3566690.66 | 3566690.66 | 0 | 0 | 3650139.12 | 0 | 83448.2913
Circuit | MAR41_lateral | distribution_circuit_resiliency | 2 | 663818.11 | 663818.11 | 0 | 0 | 4863234.69 | 0 | 4199416.45
Circuit | MAR41_lateral | strategic_undergrounding_freeway | 3 | 42250.05 | 42250.05 | 0 | 0 | 7085401.56 | 0 | 7043151.35
Circuit | MAR41_main | strategic_undergrounding_main | 1 | 7703385.65 | 7703385.65 | 0 | 0 | 7705124.33 | 0 | 1738.5061
Circuit | MAR41_main | distribution_circuit_resiliency | 2 | 3178037.3 | 3178037.3 | 0 | 0 | 11121749.3 | 0 | 7943711.9
Circuit | MAR41_main | strategic_undergrounding_freeway | 3 | 880.05 | 880.05 | 0 | 0 | 15207645.5 | 0 | 15206765.3
Circuit | MAR42_lateral | strategic_undergrounding_single_or_two_phase_lateral | 1 | 726988.15 | 726988.15 | 0 | 0 | 728624.89 | 0 | 1636.5844
Circuit | MAR42_lateral | distribution_circuit_resiliency | 2 | 204558.8 | 204558.8 | 0 | 0 | 991244.037 | 0 | 786685.118
Circuit | MAR42_lateral | strategic_undergrounding_three_phase_lateral | 3 | 829 | 829 | 0 | 0 | 1435460.73 | 0 | 1434631.57
Circuit | MAR42_main | strategic_undergrounding_main | 1 | 1269112.71 | 1269112.71 | 0 | 0 | 1269112.86 | 0 | 0
Circuit | MAR42_main | distribution_circuit_resiliency | 2 | 521151.19 | 521151.19 | 0 | 0 | 1834395.11 | 0 | 1313243.83
Circuit | MAR43_lateral | strategic_undergrounding_single_or_two_phase_lateral | 1 | 1426323.96 | 1426323.96 | 0 | 0 | 1426324.1 | 0 | 0
Circuit | MAR43_lateral | distribution_circuit_resiliency | 2 | 937086.03 | 937086.03 | 0 | 0 | 1296381.38 | 0 | 359295.208
Circuit | MAR43_main | strategic_undergrounding_main | 1 | 5933116.46 | 5933116.46 | 0 | 0 | 5933116.59 | 0 | 0
Circuit | MAR43_main | distribution_circuit_resiliency | 2 | 2371939.04 | 2371939.04 | 0 | 0 | 8655710.53 | 0 | 6283771.34
Circuit | MAR44_lateral | strategic_undergrounding_single_or_two_phase_lateral | 1 | 1339217.82 | 1339217.82 | 0 | 0 | 1588508.65 | 0 | 249290.683
Circuit | MAR44_lateral | distribution_circuit_resiliency | 2 | 466297.16 | 466297.16 | 0 | 0 | 1678153.9 | 0 | 1211856.59
Circuit | MAR44_lateral | strategic_undergrounding_freeway | 3 | 126197.48 | 126197.48 | 0 | 0 | 2770128.96 | 0 | 2643931.34
Circuit | MAR44_main | strategic_undergrounding_main | 1 | 5486532.82 | 5486532.82 | 0 | 0 | 5737281.48 | 0 | 250748.522
Circuit | MAR44_main | distribution_circuit_resiliency | 2 | 2502925.07 | 2502925.07 | 0 | 0 | 7862049.25 | 0 | 5359124.05
Circuit | MAR44_main | strategic_undergrounding_freeway | 3 | 126935.45 | 126935.45 | 0 | 0 | 10957756.7 | 0 | 10830821.1
Circuit | MAR45_lateral | strategic_undergrounding_single_or_two_phase_lateral | 1 | 677998.94 | 677998.94 | 0 | 0 | 677999.077 | 0 | 0
Circuit | MAR45_lateral | distribution_circuit_resiliency | 2 | 196429.99 | 196429.99 | 0 | 0 | 668352.607 | 0 | 471922.51
Circuit | MAR45_main | strategic_undergrounding_main | 1 | 2715698.25 | 2715698.25 | 0 | 0 | 2824472.34 | 0 | 108773.967
Circuit | MAR45_main | distribution_circuit_resiliency | 2 | 1194108.76 | 1194108.76 | 0 | 0 | 3931897.64 | 0 | 2737788.75
Circuit | MAR45_main | strategic_undergrounding_freeway | 3 | 55082.82 | 55082.82 | 0 | 0 | 5411847.74 | 0 | 5356764.79
Circuit | MAR46_lateral | strategic_undergrounding_single_or_two_phase_lateral | 1 | 1182677.04 | 1182677.04 | 0 | 0 | 1336287.44 | 0 | 153610.269
Circuit | MAR46_lateral | distribution_circuit_resiliency | 2 | 522866.54 | 522866.54 | 0 | 0 | 1432004.28 | 0 | 909137.626
Circuit | MAR46_lateral | strategic_undergrounding_freeway | 3 | 77761.46 | 77761.46 | 0 | 0 | 2412591.24 | 0 | 2334829.61
Circuit | MAR46_main | strategic_undergrounding_main | 1 | 2064846.44 | 2064846.44 | 0 | 0 | 2232067.92 | 0 | 167221.305
Circuit | MAR46_main | distribution_circuit_resiliency | 2 | 837970.32 | 837970.32 | 0 | 0 | 3165369.68 | 0 | 2327399.23
Circuit | MAR46_main | strategic_undergrounding_freeway | 3 | 84651.73 | 84651.73 | 0 | 0 | 4159865.93 | 0 | 4075214.03
Circuit | MAR47_lateral | strategic_undergrounding_single_or_two_phase_lateral | 1 | 170448.3 | 170448.3 | 0 | 0 | 170448.459 | 0 | 0
Circuit | MAR47_lateral | distribution_circuit_resiliency | 2 | 78692.3 | 78692.3 | 0 | 0 | 158497.31 | 0 | 79804.8987
Circuit | MAR47_main | strategic_undergrounding_main | 1 | 639440.97 | 639440.97 | 0 | 0 | 639441.121 | 0 | 0
Circuit | MAR47_main | distribution_circuit_resiliency | 2 | 296915.25 | 296915.25 | 0 | 0 | 880323.557 | 0 | 583408.176
Circuit | MAR48_lateral | strategic_undergrounding_single_or_two_phase_lateral | 1 | 912137.58 | 912137.58 | 0 | 0 | 1132476.97 | 0 | 220339.222
Circuit | MAR48_lateral | distribution_circuit_resiliency | 2 | 300156.78 | 300156.78 | 0 | 0 | 1197141.15 | 0 | 896984.226
Circuit | MAR48_lateral | strategic_undergrounding_freeway | 3 | 111477.13 | 111477.13 | 0 | 0 | 1912685.98 | 0 | 1801208.7
Circuit | MAR48_main | strategic_undergrounding_main | 1 | 3939629.87 | 3939629.87 | 0 | 0 | 4053240.73 | 0 | 113610.713
Circuit | MAR48_main | distribution_circuit_resiliency | 2 | 1636193.19 | 1636193.19 | 0 | 0 | 5786599.55 | 0 | 4150406.24
Circuit | MAR48_main | strategic_undergrounding_freeway | 3 | 57491.36 | 57491.36 | 0 | 0 | 7834753.4 | 0 | 7777261.91
Circuit | MAR49_lateral | strategic_undergrounding_single_or_two_phase_lateral | 1 | 1001945.47 | 1001945.47 | 0 | 0 | 1001945.62 | 0 | 0
Circuit | MAR49_lateral | distribution_circuit_resiliency | 2 | 503875.73 | 503875.73 | 0 | 0 | 1086982.17 | 0 | 583106.307
Circuit | MAR49_main | strategic_undergrounding_main | 1 | 2029541.27 | 2029541.27 | 0 | 0 | 2320678.3 | 0 | 291136.874
Circuit | MAR49_main | distribution_circuit_resiliency | 2 | 771977.33 | 771977.33 | 0 | 0 | 3302353.44 | 0 | 2530375.98
Circuit | MAR49_main | strategic_undergrounding_freeway | 3 | 147650.77 | 147650.77 | 0 | 0 | 4149358.26 | 0 | 4001707.36
Circuit | MAR50_lateral | strategic_undergrounding_single_or_two_phase_lateral | 1 | 1299939.18 | 1299939.18 | 0 | 0 | 1777090.44 | 0 | 477151.131
Circuit | MAR50_lateral | distribution_circuit_resiliency | 2 | 525683.07 | 525683.07 | 0 | 0 | 1754155.25 | 0 | 1228472.06
Circuit | MAR50_lateral | strategic_undergrounding_three_phase_lateral | 3 | 168833.06 | 168833.06 | 0 | 0 | 2880191.02 | 0 | 2711357.81
Circuit | MAR50_lateral | strategic_undergrounding_freeway | 4 | 72838.29 | 72838.29 | 0 | 0 | 2973524.69 | 0 | 2900686.23
Circuit | MAR50_main | strategic_undergrounding_main | 1 | 7118935.15 | 7118935.15 | 0 | 0 | 8316998.78 | 0 | 1198063.47
Circuit | MAR50_main | distribution_circuit_resiliency | 2 | 3048081.21 | 3048081.21 | 0 | 0 | 11329535.6 | 0 | 8281454.23
Circuit | MAR50_main | strategic_undergrounding_freeway | 3 | 606401.82 | 606401.82 | 0 | 0 | 14658369 | 0 | 14051967
Circuit | MAR51_lateral | strategic_undergrounding_single_or_two_phase_lateral | 1 | 1282577.16 | 1282577.16 | 0 | 0 | 1282577.3 | 0 | 0
Circuit | MAR51_lateral | distribution_circuit_resiliency | 2 | 468689.58 | 468689.58 | 0 | 0 | 1477408.38 | 0 | 1008718.67
Circuit | MAR51_lateral | strategic_undergrounding_three_phase_lateral | 3 | 0 | 0 | 0 | 0 | 2533996.96 | 0 | 2533996.96
Circuit | MAR51_main | strategic_undergrounding_main | 1 | 2087845.53 | 2087845.53 | 0 | 0 | 2389139.17 | 0 | 301293.492
Circuit | MAR51_main | distribution_circuit_resiliency | 2 | 974575.08 | 974575.08 | 0 | 0 | 3169167.31 | 0 | 2194592.11
Circuit | MAR51_main | strategic_undergrounding_freeway | 3 | 152574.33 | 152574.33 | 0 | 0 | 4274512.87 | 0 | 4121938.37
Circuit | MB02_lateral | strategic_undergrounding_single_or_two_phase_lateral | 1 | 90176.36 | 90176.36 | 0 | 0 | 115938.456 | 0 | 25761.9242
Circuit | MB02_lateral | distribution_circuit_resiliency | 2 | 37928.36 | 37928.36 | 0 | 0 | 110387.901 | 0 | 72459.4265
Circuit | MB02_lateral | strategic_undergrounding_three_phase_lateral | 3 | 13136.87 | 13136.87 | 0 | 0 | 189918.952 | 0 | 176781.924
Circuit | MB02_main | strategic_undergrounding_main | 1 | 117756.96 | 117756.96 | 0 | 0 | 285644.735 | 0 | 167887.633
Circuit | MB02_main | strategic_undergrounding_freeway | 2 | 85644.4 | 85644.4 | 0 | 0 | 316570.167 | 0 | 230925.622
Circuit | MB02_main | distribution_circuit_resiliency | 3 | 51710.47 | 51710.47 | 0 | 0 | 329616.207 | 0 | 277905.589
Circuit | MB03_lateral | strategic_undergrounding_single_or_two_phase_lateral | 1 | 484100.97 | 484100.97 | 0 | 0 | 498005.344 | 0 | 13904.2383
Circuit | MB03_lateral | distribution_circuit_resiliency | 2 | 94497.61 | 94497.61 | 0 | 0 | 601361.012 | 0 | 506863.274
Circuit | MB03_lateral | strategic_undergrounding_freeway | 3 | 7092.91 | 7092.91 | 0 | 0 | 956057.321 | 0 | 948964.265
Circuit | MB03_main | strategic_undergrounding_main | 1 | 450408.94 | 450408.94 | 0 | 0 | 672876.9 | 0 | 222467.813
Circuit | MB03_main | distribution_circuit_resiliency | 2 | 181836.42 | 181836.42 | 0 | 0 | 858651.896 | 0 | 676815.339
Circuit | MB03_main | strategic_undergrounding_freeway | 3 | 113488.78 | 113488.78 | 0 | 0 | 996408.038 | 0 | 882919.134
Circuit | MB04_lateral | strategic_undergrounding_single_or_two_phase_lateral | 1 | 107903.43 | 107903.43 | 0 | 0 | 239086.688 | 0 | 131183.094
Circuit | MB04_lateral | strategic_undergrounding_freeway | 2 | 66908.67 | 66908.67 | 0 | 0 | 278458.691 | 0 | 211549.859
Circuit | MB04_lateral | distribution_circuit_resiliency | 3 | 32572.21 | 32572.21 | 0 | 0 | 249196.118 | 0 | 216623.79
Circuit | MB04_main | strategic_undergrounding_freeway | 1 | 132414.93 | 132414.93 | 0 | 0 | 364460.99 | 0 | 232045.936
Circuit | MB04_main | strategic_undergrounding_main | 2 | 118350.4 | 118350.4 | 0 | 0 | 377991.353 | 0 | 259640.809
Circuit | MB04_main | distribution_circuit_resiliency | 3 | 48758.84 | 48758.84 | 0 | 0 | 425606.42 | 0 | 376847.442
Circuit | MB05_lateral | strategic_undergrounding_single_or_two_phase_lateral | 1 | 11106016 | 11106016 | 0 | 0 | 11180270.8 | 0 | 74254.6685
Circuit | MB05_lateral | distribution_circuit_resiliency | 2 | 1398777.67 | 1398777.67 | 0 | 0 | 13966164.8 | 0 | 12567387
Circuit | MB05_lateral | strategic_undergrounding_freeway | 3 | 35228.08 | 35228.08 | 0 | 0 | 22043938.5 | 0 | 22008710.2
Circuit | MB05_lateral | strategic_undergrounding_three_phase_lateral | 4 | 2618.77 | 2618.77 | 0 | 0 | 22075293.2 | 0 | 22072674.2
Circuit | MB05_main | strategic_undergrounding_main | 1 | 6465418.47 | 6465418.47 | 0 | 0 | 6920981.22 | 0 | 455562.611
Circuit | MB05_main | distribution_circuit_resiliency | 2 | 2849791.35 | 2849791.35 | 0 | 0 | 9169148.86 | 0 | 6319357.37
Circuit | MB05_main | strategic_undergrounding_freeway | 3 | 232162.35 | 232162.35 | 0 | 0 | 13080366.7 | 0 | 12848204.2
Circuit | MB06_lateral | strategic_undergrounding_single_or_two_phase_lateral | 1 | 61373.68 | 61373.68 | 0 | 0 | 66298.2719 | 0 | 4924.4534
Circuit | MB06_lateral | distribution_circuit_resiliency | 2 | 14726.6 | 14726.6 | 0 | 0 | 80569.2724 | 0 | 65842.5451
Circuit | MB06_lateral | strategic_undergrounding_three_phase_lateral | 3 | 1675.9 | 1675.9 | 0 | 0 | 123665.036 | 0 | 121988.988
Circuit | MB06_lateral | strategic_undergrounding_freeway | 4 | 835.04 | 835.04 | 0 | 0 | 124474.21 | 0 | 123639.006
Circuit | MB06_main | strategic_undergrounding_main | 1 | 95961.91 | 95961.91 | 0 | 0 | 131987.251 | 0 | 36025.1889
Circuit | MB06_main | distribution_circuit_resiliency | 2 | 51243.24 | 51243.24 | 0 | 0 | 154629.814 | 0 | 103386.439
Circuit | MB06_main | strategic_undergrounding_freeway | 3 | 18377.15 | 18377.15 | 0 | 0 | 206558.044 | 0 | 188180.733
Circuit | MB07_lateral | strategic_undergrounding_single_or_two_phase_lateral | 1 | 7314.72 | 7314.72 | 0 | 0 | 10501.5718 | 0 | 3186.6956
Circuit | MB07_lateral | strategic_undergrounding_freeway | 2 | 1625.39 | 1625.39 | 0 | 0 | 15965.6583 | 0 | 14340.1303
Circuit | MB07_lateral | distribution_circuit_resiliency | 3 | 656.85 | 656.85 | 0 | 0 | 10391.5962 | 0 | 9734.6213
Circuit | MB07_main | strategic_undergrounding_freeway | 1 | 28446.58 | 28446.58 | 0 | 0 | 71467.1319 | 0 | 43020.3908
Circuit | MB07_main | strategic_undergrounding_main | 2 | 21944.48 | 21944.48 | 0 | 0 | 77711.8024 | 0 | 55767.1739
Circuit | MB07_main | distribution_circuit_resiliency | 3 | 12482.41 | 12482.41 | 0 | 0 | 81866.9367 | 0 | 69384.4127
Circuit | MB08_lateral | strategic_undergrounding_single_or_two_phase_lateral | 1 | 3517885.5 | 3517885.5 | 0 | 0 | 6348385.2 | 0 | 2830499.58
Circuit | MB08_lateral | strategic_undergrounding_freeway | 2 | 1410275.45 | 1410275.45 | 0 | 0 | 8377503.71 | 0 | 6967228.12
Circuit | MB08_lateral | distribution_circuit_resiliency | 3 | 413735.96 | 413735.96 | 0 | 0 | 6865987.78 | 0 | 6452251.7
Circuit | MB08_lateral | strategic_undergrounding_three_phase_lateral | 4 | 32838.59 | 32838.59 | 0 | 0 | 9701785.09 | 0 | 9668946.35
Circuit | MB08_main | strategic_undergrounding_main | 1 | 4918910.19 | 4918910.19 | 0 | 0 | 8210625.81 | 0 | 3291715.47
Circuit | MB08_main | distribution_circuit_resiliency | 2 | 1757933.79 | 1757933.79 | 0 | 0 | 10571349.2 | 0 | 8813415.31
Circuit | MB08_main | strategic_undergrounding_freeway | 3 | 1665928.45 | 1665928.45 | 0 | 0 | 11314549.4 | 0 | 9648620.78
Circuit | MB09_lateral | strategic_undergrounding_single_or_two_phase_lateral | 1 | 9979273.43 | 9979273.43 | 0 | 0 | 13463076.4 | 0 | 3483802.82
Circuit | MB09_lateral | strategic_undergrounding_freeway | 2 | 1564853.69 | 1564853.69 | 0 | 0 | 21681907.8 | 0 | 20117054
Circuit | MB09_lateral | distribution_circuit_resiliency | 3 | 1019363.4 | 1019363.4 | 0 | 0 | 15762248.9 | 0 | 14742885.4
Circuit | MB09_lateral | strategic_undergrounding_three_phase_lateral | 4 | 256860.09 | 256860.09 | 0 | 0 | 22849470.9 | 0 | 22592610.7
Circuit | MB09_main | strategic_undergrounding_main | 1 | 6272340.36 | 6272340.36 | 0 | 0 | 8583645.97 | 0 | 2311305.46
Circuit | MB09_main | distribution_circuit_resiliency | 2 | 3070083 | 3070083 | 0 | 0 | 10401354.7 | 0 | 7331271.6
Circuit | MB09_main | strategic_undergrounding_freeway | 3 | 1225711.3 | 1225711.3 | 0 | 0 | 13441047.3 | 0 | 12215335.9
Circuit | MB10_lateral | strategic_undergrounding_single_or_two_phase_lateral | 1 | 66816.18 | 66816.18 | 0 | 0 | 66816.3312 | 0 | 0
Circuit | MB10_lateral | distribution_circuit_resiliency | 2 | 26974.57 | 26974.57 | 0 | 0 | 62294.7447 | 0 | 35320.0412
Circuit | MB10_main | strategic_undergrounding_main | 1 | 150336.6 | 150336.6 | 0 | 0 | 204364.929 | 0 | 54028.1829
Circuit | MB10_main | distribution_circuit_resiliency | 2 | 121386.03 | 121386.03 | 0 | 0 | 184017.79 | 0 | 62631.6233
Circuit | MB10_main | strategic_undergrounding_freeway | 3 | 27561.56 | 27561.56 | 0 | 0 | 322260.917 | 0 | 294699.181
Circuit | MC01_lateral | strategic_undergrounding_single_or_two_phase_lateral | 1 | 1288980.61 | 1288980.61 | 0 | 0 | 1375800.89 | 0 | 86820.1264
Circuit | MC01_lateral | distribution_circuit_resiliency | 2 | 202492.49 | 202492.49 | 0 | 0 | 1638573.03 | 0 | 1436080.4
Circuit | MC01_lateral | strategic_undergrounding_freeway | 3 | 38789.29 | 38789.29 | 0 | 0 | 2581786.09 | 0 | 2542996.65
Circuit | MC01_lateral | strategic_undergrounding_three_phase_lateral | 4 | 5415.42 | 5415.42 | 0 | 0 | 2613967.38 | 0 | 2608551.81
Circuit | MC01_main | strategic_undergrounding_main | 1 | 1519412.34 | 1519412.34 | 0 | 0 | 1686533.79 | 0 | 167121.283
Circuit | MC01_main | distribution_circuit_resiliency | 2 | 443607.75 | 443607.75 | 0 | 0 | 2586693.71 | 0 | 2143085.85
Circuit | MC01_main | strategic_undergrounding_freeway | 3 | 85086.35 | 85086.35 | 0 | 0 | 3068734.63 | 0 | 2983648.13
Circuit | MC02_lateral | strategic_undergrounding_single_or_two_phase_lateral | 1 | 9774070.78 | 9774070.78 | 0 | 0 | 10920788.7 | 0 | 1146717.83
Circuit | MC02_lateral | distribution_circuit_resiliency | 2 | 1794322.44 | 1794322.44 | 0 | 0 | 13209215 | 0 | 11414892.4
Circuit | MC02_lateral | strategic_undergrounding_three_phase_lateral | 3 | 580935.43 | 580935.43 | 0 | 0 | 19798509.7 | 0 | 19217574.1
Circuit | MC02_lateral | strategic_undergrounding_freeway | 4 | 2309.15 | 2309.15 | 0 | 0 | 20357529.8 | 0 | 20355220.5
Circuit | MC02_main | strategic_undergrounding_main | 1 | 7372770.65 | 7372770.65 | 0 | 0 | 7903447.99 | 0 | 530677.198
Circuit | MC02_main | distribution_circuit_resiliency | 2 | 2706384.93 | 2706384.93 | 0 | 0 | 11572373 | 0 | 8865987.9
Circuit | MC02_main | strategic_undergrounding_freeway | 3 | 270183.67 | 270183.67 | 0 | 0 | 14757910.1 | 0 | 14487726.3
Circuit | MC03_lateral | strategic_undergrounding_single_or_two_phase_lateral | 1 | 101055.47 | 101055.47 | 0 | 0 | 101055.586 | 0 | 0
Circuit | MC03_lateral | distribution_circuit_resiliency | 2 | 43590.38 | 43590.38 | 0 | 0 | 94216.0329 | 0 | 50625.526
Circuit | MC03_main | strategic_undergrounding_main | 1 | 208170.43 | 208170.43 | 0 | 0 | 208938.721 | 0 | 768.1239
Circuit | MC03_main | distribution_circuit_resiliency | 2 | 68933.72 | 68933.72 | 0 | 0 | 322030.656 | 0 | 253096.831
Circuit | MC03_main | strategic_undergrounding_freeway | 3 | 390.77 | 390.77 | 0 | 0 | 409416.919 | 0 | 409025.988
Circuit | MC04_lateral | strategic_undergrounding_single_or_two_phase_lateral | 1 | 1080064.38 | 1080064.38 | 0 | 0 | 1080064.54 | 0 | 0
Circuit | MC04_lateral | distribution_circuit_resiliency | 2 | 173784.3 | 173784.3 | 0 | 0 | 1246266.78 | 0 | 1072482.36
Circuit | MC04_main | strategic_undergrounding_main | 1 | 2884932.1 | 2884932.1 | 0 | 0 | 2884932.24 | 0 | 0
Circuit | MC04_main | distribution_circuit_resiliency | 2 | 1260520.34 | 1260520.34 | 0 | 0 | 4063709.42 | 0 | 2803188.95
Circuit | MC05_lateral | strategic_undergrounding_single_or_two_phase_lateral | 1 | 86592.11 | 86592.11 | 0 | 0 | 107838.734 | 0 | 21246.4923
Circuit | MC05_lateral | distribution_circuit_resiliency | 2 | 22866.28 | 22866.28 | 0 | 0 | 122949.655 | 0 | 100083.238
Circuit | MC05_lateral | strategic_undergrounding_freeway | 3 | 10812.05 | 10812.05 | 0 | 0 | 180965.309 | 0 | 170153.121
Circuit | MC05_main | strategic_undergrounding_main | 1 | 256232.73 | 256232.73 | 0 | 0 | 257061.374 | 0 | 828.5202
Circuit | MC05_main | distribution_circuit_resiliency | 2 | 110052.3 | 110052.3 | 0 | 0 | 364172.507 | 0 | 254120.07
Circuit | MC05_main | strategic_undergrounding_freeway | 3 | 421.5 | 421.5 | 0 | 0 | 503853.173 | 0 | 503431.504
Circuit | MC06_lateral | strategic_undergrounding_single_or_two_phase_lateral | 1 | 1024913.8 | 1024913.8 | 0 | 0 | 1157907.75 | 0 | 132993.797
Circuit | MC06_lateral | distribution_circuit_resiliency | 2 | 164234.97 | 164234.97 | 0 | 0 | 1423775.75 | 0 | 1259540.65
Circuit | MC06_lateral | strategic_undergrounding_freeway | 3 | 67657.82 | 67657.82 | 0 | 0 | 2081800.39 | 0 | 2014142.39
Circuit | MC06_lateral | strategic_undergrounding_three_phase_lateral | 4 | 0 | 0 | 0 | 0 | 2147136.18 | 0 | 2147136.18
Circuit | MC06_main | strategic_undergrounding_main | 1 | 953994.5 | 953994.5 | 0 | 0 | 1073404.95 | 0 | 119410.325
Circuit | MC06_main | distribution_circuit_resiliency | 2 | 537478.97 | 537478.97 | 0 | 0 | 1309672.47 | 0 | 772193.357
Circuit | MC06_main | strategic_undergrounding_freeway | 3 | 60717.03 | 60717.03 | 0 | 0 | 1935792.15 | 0 | 1875075
Circuit | MC07_lateral | strategic_undergrounding_single_or_two_phase_lateral | 1 | 407193.56 | 407193.56 | 0 | 0 | 407193.704 | 0 | 0
Circuit | MC07_lateral | distribution_circuit_resiliency | 2 | 161694.62 | 161694.62 | 0 | 0 | 428426.695 | 0 | 266731.941
Circuit | MC07_main | strategic_undergrounding_main | 1 | 362702.8 | 362702.8 | 0 | 0 | 374590.287 | 0 | 11887.3209
Circuit | MC07_main | distribution_circuit_resiliency | 2 | 180503.46 | 180503.46 | 0 | 0 | 494822.809 | 0 | 314319.223
Circuit | MC07_main | strategic_undergrounding_freeway | 3 | 6049.82 | 6049.82 | 0 | 0 | 718738.106 | 0 | 712688.146
Circuit | MC08_lateral | strategic_undergrounding_single_or_two_phase_lateral | 1 | 876853.26 | 876853.26 | 0 | 0 | 877948.922 | 0 | 1095.5076
Circuit | MC08_lateral | distribution_circuit_resiliency | 2 | 209163.1 | 209163.1 | 0 | 0 | 1066566.74 | 0 | 857403.512
Circuit | MC08_lateral | strategic_undergrounding_freeway | 3 | 556.86 | 556.86 | 0 | 0 | 1723979.4 | 0 | 1723422.36
Circuit | MC08_lateral | strategic_undergrounding_three_phase_lateral | 4 | 0 | 0 | 0 | 0 | 1724517.87 | 0 | 1724517.87
Circuit | MC08_main | strategic_undergrounding_main | 1 | 1329195.86 | 1329195.86 | 0 | 0 | 1376150.63 | 0 | 46954.6346
Circuit | MC08_main | distribution_circuit_resiliency | 2 | 600015.52 | 600015.52 | 0 | 0 | 1895249.35 | 0 | 1295233.7
Circuit | MC08_main | strategic_undergrounding_freeway | 3 | 23896.04 | 23896.04 | 0 | 0 | 2636763.84 | 0 | 2612867.67
Circuit | MC09_lateral | strategic_undergrounding_single_or_two_phase_lateral | 1 | 1645713.5 | 1645713.5 | 0 | 0 | 1954418.24 | 0 | 308704.551
Circuit | MC09_lateral | distribution_circuit_resiliency | 2 | 237348.84 | 237348.84 | 0 | 0 | 2381287.31 | 0 | 2143938.33
Circuit | MC09_lateral | strategic_undergrounding_freeway | 3 | 156568.48 | 156568.48 | 0 | 0 | 3390346.17 | 0 | 3233777.52
Circuit | MC09_lateral | strategic_undergrounding_three_phase_lateral | 4 | 602.07 | 602.07 | 0 | 0 | 3540718.71 | 0 | 3540116.52
Circuit | MC09_main | strategic_undergrounding_main | 1 | 1471933.04 | 1471933.04 | 0 | 0 | 1844507.65 | 0 | 372574.458
Circuit | MC09_main | distribution_circuit_resiliency | 2 | 639930.37 | 639930.37 | 0 | 0 | 2449587.37 | 0 | 1809656.86
Circuit | MC09_main | strategic_undergrounding_freeway | 3 | 189688.79 | 189688.79 | 0 | 0 | 3080899.6 | 0 | 2891210.67
Circuit | MC10_lateral | strategic_undergrounding_single_or_two_phase_lateral | 1 | 328783.03 | 328783.03 | 0 | 0 | 472607.372 | 0 | 143824.209
Circuit | MC10_lateral | strategic_undergrounding_freeway | 2 | 73224.38 | 73224.38 | 0 | 0 | 719319.647 | 0 | 646095.107
Circuit | MC10_lateral | distribution_circuit_resiliency | 3 | 67659.39 | 67659.39 | 0 | 0 | 464688.718 | 0 | 397029.204
Circuit | MC10_main | strategic_undergrounding_main | 1 | 479547.08 | 479547.08 | 0 | 0 | 521020 | 0 | 41472.7627
Circuit | MC10_main | distribution_circuit_resiliency | 2 | 246530.39 | 246530.39 | 0 | 0 | 669730.17 | 0 | 423199.633
Circuit | MC10_main | strategic_undergrounding_freeway | 3 | 21095.51 | 21095.51 | 0 | 0 | 963921.498 | 0 | 942825.846
Circuit | MDY01_lateral | strategic_undergrounding_single_or_two_phase_lateral | 1 | 5928516.31 | 5928516.31 | 0 | 0 | 5954586.6 | 0 | 26070.1529
Circuit | MDY01_lateral | distribution_circuit_resiliency | 2 | 1168805.21 | 1168805.21 | 0 | 0 | 7088843.66 | 0 | 5920038.3
Circuit | MDY01_lateral | strategic_undergrounding_three_phase_lateral | 3 | 13375.67 | 13375.67 | 0 | 0 | 11568529.3 | 0 | 11555153.5
Circuit | MDY01_main | strategic_undergrounding_main | 1 | 8467537.3 | 8467537.3 | 0 | 0 | 8467537.42 | 0 | 0
Circuit | MDY01_main | distribution_circuit_resiliency | 2 | 2101233.81 | 2101233.81 | 0 | 0 | 13595031.6 | 0 | 11493797.7
Circuit | MDY02_lateral | strategic_undergrounding_single_or_two_phase_lateral | 1 | 313700.28 | 313700.28 | 0 | 0 | 365383.464 | 0 | 51683.0098
Circuit | MDY02_lateral | distribution_circuit_resiliency | 2 | 88642.25 | 88642.25 | 0 | 0 | 404751.107 | 0 | 316108.735
Circuit | MDY02_lateral | strategic_undergrounding_three_phase_lateral | 3 | 26516.91 | 26516.91 | 0 | 0 | 637934.164 | 0 | 611417.124
Circuit | MDY02_main | strategic_undergrounding_main | 1 | 281042.54 | 281042.54 | 0 | 0 | 281042.708 | 0 | 0
Circuit | MDY02_main | distribution_circuit_resiliency | 2 | 88297.46 | 88297.46 | 0 | 0 | 425566.461 | 0 | 337268.843
Circuit | MDY03_lateral | strategic_undergrounding_single_or_two_phase_lateral | 1 | 10554575.2 | 10554575.2 | 0 | 0 | 10569141.3 | 0 | 14565.9688
Circuit | MDY03_lateral | distribution_circuit_resiliency | 2 | 2372818.46 | 2372818.46 | 0 | 0 | 12656814.3 | 0 | 10283995.7
Circuit | MDY03_lateral | strategic_undergrounding_three_phase_lateral | 3 | 7473.23 | 7473.23 | 0 | 0 | 20576225.3 | 0 | 20568751.9
Circuit | MDY03_main | strategic_undergrounding_main | 1 | 15571445.8 | 15571445.8 | 0 | 0 | 15571445.9 | 0 | 0
Circuit | MDY03_main | distribution_circuit_resiliency | 2 | 4489436.35 | 4489436.35 | 0 | 0 | 24132559.3 | 0 | 19643122.9
Circuit | ME01_lateral | strategic_undergrounding_single_or_two_phase_lateral | 1 | 6104701.08 | 6104701.08 | 0 | 0 | 6104701.24 | 0 | 0
Circuit | ME01_lateral | distribution_circuit_resiliency | 2 | 1596532.06 | 1596532.06 | 0 | 0 | 7099573.54 | 0 | 5503041.32
Circuit | ME01_lateral | strategic_undergrounding_three_phase_lateral | 3 | 0 | 0 | 0 | 0 | 12075684.6 | 0 | 12075684.6
Circuit | ME01_main | strategic_undergrounding_main | 1 | 3391975.64 | 3391975.64 | 0 | 0 | 3391975.81 | 0 | 0
Circuit | ME01_main | distribution_circuit_resiliency | 2 | 449706.15 | 449706.15 | 0 | 0 | 6127746.08 | 0 | 5678039.78
Circuit | ME02_lateral | strategic_undergrounding_single_or_two_phase_lateral | 1 | 501333.59 | 501333.59 | 0 | 0 | 503205.248 | 0 | 1871.5152
Circuit | ME02_lateral | strategic_undergrounding_three_phase_lateral | 2 | 946.6 | 946.6 | 0 | 0 | 992085.221 | 0 | 991138.439
Circuit | ME02_lateral | distribution_circuit_resiliency | 3 | 817.52 | 817.52 | 0 | 0 | 665192.322 | 0 | 664374.644
Circuit | ME02_main | strategic_undergrounding_main | 1 | 418043.67 | 418043.67 | 0 | 0 | 418043.817 | 0 | 0
Circuit | ME02_main | distribution_circuit_resiliency | 2 | 190387.53 | 190387.53 | 0 | 0 | 581061.726 | 0 | 390674.067
Circuit | ME03_lateral | strategic_undergrounding_single_or_two_phase_lateral | 1 | 462116.39 | 462116.39 | 0 | 0 | 486192.173 | 0 | 24075.603
Circuit | ME03_lateral | distribution_circuit_resiliency | 2 | 79863.57 | 79863.57 | 0 | 0 | 577304.116 | 0 | 497440.419
Circuit | ME03_lateral | strategic_undergrounding_three_phase_lateral | 3 | 12146.55 | 12146.55 | 0 | 0 | 926174.886 | 0 | 914028.172
Circuit | ME03_main | strategic_undergrounding_main | 1 | 1644381.34 | 1644381.34 | 0 | 0 | 1644381.47 | 0 | 0
Circuit | ME03_main | distribution_circuit_resiliency | 2 | 670937.32 | 670937.32 | 0 | 0 | 2386824.72 | 0 | 1715887.29
Circuit | ME04_lateral | strategic_undergrounding_single_or_two_phase_lateral | 1 | 1091502.85 | 1091502.85 | 0 | 0 | 1091503.01 | 0 | 0
Circuit | ME04_lateral | distribution_circuit_resiliency | 2 | 40128.15 | 40128.15 | 0 | 0 | 1395010.61 | 0 | 1354882.33
Circuit | ME04_main | strategic_undergrounding_main | 1 | 320274.73 | 320274.73 | 0 | 0 | 320274.86 | 0 | 0
Circuit | ME04_main | distribution_circuit_resiliency | 2 | 54072.87 | 54072.87 | 0 | 0 | 563545.557 | 0 | 509472.581
Circuit | ME05_lateral | strategic_undergrounding_single_or_two_phase_lateral | 1 | 641864.7 | 641864.7 | 0 | 0 | 641864.849 | 0 | 0
Circuit | ME05_lateral | distribution_circuit_resiliency | 2 | 146296.91 | 146296.91 | 0 | 0 | 789904.434 | 0 | 643607.396
Circuit | ME05_main | strategic_undergrounding_main | 1 | 624983.69 | 624983.69 | 0 | 0 | 624983.841 | 0 | 0
Circuit | ME05_main | distribution_circuit_resiliency | 2 | 241332.84 | 241332.84 | 0 | 0 | 924733.501 | 0 | 683400.532
Circuit | ME06_lateral | strategic_undergrounding_single_or_two_phase_lateral | 1 | 529957.3 | 529957.3 | 0 | 0 | 529957.455 | 0 | 0
Circuit | ME06_lateral | distribution_circuit_resiliency | 2 | 14760.78 | 14760.78 | 0 | 0 | 627078.683 | 0 | 612317.771
Circuit | ME06_main | strategic_undergrounding_main | 1 | 962602.48 | 962602.48 | 0 | 0 | 962602.623 | 0 | 0
Circuit | ME06_main | distribution_circuit_resiliency | 2 | 330038.75 | 330038.75 | 0 | 0 | 1477989.32 | 0 | 1147950.47
Circuit | ME07_lateral | strategic_undergrounding_single_or_two_phase_lateral | 1 | 79412.43 | 79412.43 | 0 | 0 | 90683.9966 | 0 | 11271.417
Circuit | ME07_lateral | distribution_circuit_resiliency | 2 | 15896.24 | 15896.24 | 0 | 0 | 88169.9307 | 0 | 72273.5639
Circuit | ME07_lateral | strategic_undergrounding_three_phase_lateral | 3 | 5698.31 | 5698.31 | 0 | 0 | 162806.161 | 0 | 157107.693
Circuit | ME07_main | strategic_undergrounding_main | 1 | 459093.39 | 459093.39 | 0 | 0 | 459093.569 | 0 | 0
Circuit | ME07_main | distribution_circuit_resiliency | 2 | 173025.64 | 173025.64 | 0 | 0 | 684764.16 | 0 | 511738.383
Circuit | ME08_lateral | strategic_undergrounding_single_or_two_phase_lateral | 1 | 876.52 | 876.52 | 0 | 0 | 876.6873 | 0 | 0
Circuit | ME08_lateral | distribution_circuit_resiliency | 2 | 378.34 | 378.34 | 0 | 0 | 816.8286 | 0 | 438.3436
Circuit | ME08_main | strategic_undergrounding_main | 1 | 28053.84 | 28053.84 | 0 | 0 | 28053.9924 | 0 | 0
Circuit | ME08_main | distribution_circuit_resiliency | 2 | 12111.39 | 12111.39 | 0 | 0 | 39856.5437 | 0 | 27745.0262
Circuit | ME09_lateral | strategic_undergrounding_single_or_two_phase_lateral | 1 | 1841395.98 | 1841395.98 | 0 | 0 | 2298657.22 | 0 | 457261.101
Circuit | ME09_lateral | distribution_circuit_resiliency | 2 | 404272.35 | 404272.35 | 0 | 0 | 2745286.31 | 0 | 2341013.84
Circuit | ME09_lateral | strategic_undergrounding_three_phase_lateral | 3 | 210843.15 | 210843.15 | 0 | 0 | 3893449.25 | 0 | 3682605.96
Circuit | ME09_lateral | strategic_undergrounding_freeway | 4 | 20302.38 | 20302.38 | 0 | 0 | 4079732.25 | 0 | 4059429.71
Circuit | ME09_main | strategic_undergrounding_main | 1 | 2025636.89 | 2025636.89 | 0 | 0 | 2113943.24 | 0 | 88306.2228
Circuit | ME09_main | distribution_circuit_resiliency | 2 | 911651.19 | 911651.19 | 0 | 0 | 2918780.17 | 0 | 2007128.83
Circuit | ME09_main | strategic_undergrounding_freeway | 3 | 44577.17 | 44577.17 | 0 | 0 | 4052408.45 | 0 | 4007831.14
Circuit | ME10_lateral | strategic_undergrounding_single_or_two_phase_lateral | 1 | 254698.96 | 254698.96 | 0 | 0 | 254699.084 | 0 | 0
Circuit | ME10_lateral | distribution_circuit_resiliency | 2 | 760.21 | 760.21 | 0 | 0 | 276163.266 | 0 | 275402.919
Circuit | ME10_main | strategic_undergrounding_main | 1 | 829545.49 | 829545.49 | 0 | 0 | 829545.599 | 0 | 0
Circuit | ME10_main | distribution_circuit_resiliency | 2 | 341381.13 | 341381.13 | 0 | 0 | 1199524.58 | 0 | 858143.325
Circuit | ME11_lateral | strategic_undergrounding_single_or_two_phase_lateral | 1 | 1070581.68 | 1070581.68 | 0 | 0 | 1070581.83 | 0 | 0
Circuit | ME11_lateral | distribution_circuit_resiliency | 2 | 349560.68 | 349560.68 | 0 | 0 | 1073162.44 | 0 | 723601.636
Circuit | ME11_main | strategic_undergrounding_main | 1 | 1026338.61 | 1026338.61 | 0 | 0 | 1026338.78 | 0 | 0
Circuit | ME11_main | distribution_circuit_resiliency | 2 | 378100.74 | 378100.74 | 0 | 0 | 1542173.37 | 0 | 1164072.49
Circuit | MID01_lateral | strategic_undergrounding_single_or_two_phase_lateral | 1 | 2583948.55 | 2583948.55 | 0 | 0 | 5553864.55 | 0 | 2969915.86
Circuit | MID01_lateral | strategic_undergrounding_freeway | 2 | 1506177.39 | 1506177.39 | 0 | 0 | 6602997.55 | 0 | 5096820
Circuit | MID01_lateral | distribution_circuit_resiliency | 3 | 905055.74 | 905055.74 | 0 | 0 | 6076322.38 | 0 | 5171266.52
Circuit | MID01_main | strategic_undergrounding_main | 1 | 1369708.25 | 1369708.25 | 0 | 0 | 3595661.34 | 0 | 2225952.92
Circuit | MID01_main | strategic_undergrounding_freeway | 2 | 1128880.45 | 1128880.45 | 0 | 0 | 3829703.45 | 0 | 2700822.88
Circuit | MID01_main | distribution_circuit_resiliency | 3 | 540918.12 | 540918.12 | 0 | 0 | 4233032.15 | 0 | 3692113.92
Circuit | MID02_lateral | strategic_undergrounding_single_or_two_phase_lateral | 1 | 795925.72 | 795925.72 | 0 | 0 | 802774.716 | 0 | 6848.8241
Circuit | MID02_lateral | distribution_circuit_resiliency | 2 | 192364.67 | 192364.67 | 0 | 0 | 788719.366 | 0 | 596354.574
Circuit | MID02_lateral | strategic_undergrounding_freeway | 3 | 3125.87 | 3125.87 | 0 | 0 | 1574599 | 0 | 1571472.99
Circuit | MID02_lateral | strategic_undergrounding_three_phase_lateral | 4 | 347.17 | 347.17 | 0 | 0 | 1577299.38 | 0 | 1576952.05
Circuit | MID02_main | strategic_undergrounding_main | 1 | 962932.45 | 962932.45 | 0 | 0 | 1173876.39 | 0 | 210943.784
Circuit | MID02_main | distribution_circuit_resiliency | 2 | 416823.22 | 416823.22 | 0 | 0 | 1575971.48 | 0 | 1159148.13
Circuit | MID02_main | strategic_undergrounding_freeway | 3 | 106978.9 | 106978.9 | 0 | 0 | 2007410.59 | 0 | 1900431.53
Circuit | MID03_lateral | strategic_undergrounding_single_or_two_phase_lateral | 1 | 3096541.25 | 3096541.25 | 0 | 0 | 3451678.99 | 0 | 355137.599
Circuit | MID03_lateral | distribution_circuit_resiliency | 2 | 765635.29 | 765635.29 | 0 | 0 | 3686331.45 | 0 | 2920696.04
Circuit | MID03_lateral | strategic_undergrounding_freeway | 3 | 152184.05 | 152184.05 | 0 | 0 | 6321033.8 | 0 | 6168849.61
Circuit | MID03_lateral | strategic_undergrounding_three_phase_lateral | 4 | 27695.94 | 27695.94 | 0 | 0 | 6442452.64 | 0 | 6414756.58
Circuit | MID03_main | strategic_undergrounding_main | 1 | 1961361.74 | 1961361.74 | 0 | 0 | 2126305.29 | 0 | 164943.393
Circuit | MID03_main | distribution_circuit_resiliency | 2 | 174005.74 | 174005.74 | 0 | 0 | 3813306.88 | 0 | 3639301.03
Circuit | MID03_main | strategic_undergrounding_freeway | 3 | 83533.95 | 83533.95 | 0 | 0 | 3955556.77 | 0 | 3872022.67
Circuit | MID04_lateral | strategic_undergrounding_single_or_two_phase_lateral | 1 | 186989.53 | 186989.53 | 0 | 0 | 186989.663 | 0 | 0
Circuit | MID04_lateral | distribution_circuit_resiliency | 2 | 0 | 0 | 0 | 0 | 186989.663 | 0 | 186989.663
Circuit | MID05_lateral | strategic_undergrounding_single_or_two_phase_lateral | 1 | 241528.12 | 241528.12 | 0 | 0 | 241528.314 | 0 | 0
Circuit | MID05_lateral | distribution_circuit_resiliency | 2 | 0 | 0 | 0 | 0 | 241528.314 | 0 | 241528.314
Circuit | MID05_main | strategic_undergrounding_main | 1 | 53499.69 | 53499.69 | 0 | 0 | 53499.8202 | 0 | 0
Circuit | MID05_main | distribution_circuit_resiliency | 2 | 46217.11 | 46217.11 | 0 | 0 | 46217.2267 | 0 | 0
Circuit | MP01_lateral | strategic_undergrounding_single_or_two_phase_lateral | 1 | 5573231.06 | 5573231.06 | 0 | 0 | 5773064.08 | 0 | 199832.858
Circuit | MP01_lateral | distribution_circuit_resiliency | 2 | 601981.09 | 601981.09 | 0 | 0 | 6630758.99 | 0 | 6028777.77
Circuit | MP01_lateral | strategic_undergrounding_freeway | 3 | 83852.27 | 83852.27 | 0 | 0 | 11108481.7 | 0 | 11024629.3
Circuit | MP01_lateral | strategic_undergrounding_three_phase_lateral | 4 | 17471.46 | 17471.46 | 0 | 0 | 11173076 | 0 | 11155604.4
Circuit | MP01_main | strategic_undergrounding_main | 1 | 4003979.5 | 4003979.5 | 0 | 0 | 4184723.52 | 0 | 180743.88
Circuit | MP01_main | distribution_circuit_resiliency | 2 | 1106481.88 | 1106481.88 | 0 | 0 | 6654131.57 | 0 | 5547649.54
Circuit | MP01_main | strategic_undergrounding_freeway | 3 | 91628.92 | 91628.92 | 0 | 0 | 7990543.33 | 0 | 7898914.27
Circuit | MP02_lateral | strategic_undergrounding_single_or_two_phase_lateral | 1 | 2838135.73 | 2838135.73 | 0 | 0 | 2849462.54 | 0 | 11326.6623
Circuit | MP02_lateral | distribution_circuit_resiliency | 2 | 591571.69 | 591571.69 | 0 | 0 | 3552582.09 | 0 | 2961010.29
Circuit | MP02_lateral | strategic_undergrounding_three_phase_lateral | 3 | 5741.97 | 5741.97 | 0 | 0 | 5605520.72 | 0 | 5599778.61
Circuit | MP02_main | strategic_undergrounding_main | 1 | 1349050.72 | 1349050.72 | 0 | 0 | 1349050.88 | 0 | 0
Circuit | MP02_main | distribution_circuit_resiliency | 2 | 211846.02 | 211846.02 | 0 | 0 | 2389379.16 | 0 | 2177533.02
Circuit | MP03_lateral | strategic_undergrounding_single_or_two_phase_lateral | 1 | 11211204.7 | 11211204.7 | 0 | 0 | 13870111.5 | 0 | 2658906.75
Circuit | MP03_lateral | distribution_circuit_resiliency | 2 | 1911554.12 | 1911554.12 | 0 | 0 | 17448455.7 | 0 | 15536901.5
Circuit | MP03_lateral | strategic_undergrounding_freeway | 3 | 1348541.16 | 1348541.16 | 0 | 0 | 23446063.1 | 0 | 22097521.8
Circuit | MP03_main | strategic_undergrounding_main | 1 | 10102474.7 | 10102474.7 | 0 | 0 | 12235712.7 | 0 | 2133237.8
Circuit | MP03_main | distribution_circuit_resiliency | 2 | 3517479.04 | 3517479.04 | 0 | 0 | 17541119.1 | 0 | 14023640
Circuit | MP03_main | strategic_undergrounding_freeway | 3 | 1081785.26 | 1081785.26 | 0 | 0 | 20999778.7 | 0 | 19917993.3
Circuit | MP04_lateral | strategic_undergrounding_single_or_two_phase_lateral | 1 | 4525738.95 | 4525738.95 | 0 | 0 | 4665322.29 | 0 | 139583.168
Circuit | MP04_lateral | distribution_circuit_resiliency | 2 | 628025.22 | 628025.22 | 0 | 0 | 5683258.28 | 0 | 5055232.91
Circuit | MP04_lateral | strategic_undergrounding_freeway | 3 | 40999.43 | 40999.43 | 0 | 0 | 9025400.12 | 0 | 8984400.54
Circuit | MP04_lateral | strategic_undergrounding_three_phase_lateral | 4 | 29763.35 | 29763.35 | 0 | 0 | 9036329.2 | 0 | 9006565.69
Circuit | MP04_main | strategic_undergrounding_main | 1 | 2536258.27 | 2536258.27 | 0 | 0 | 2536258.42 | 0 | 0
Circuit | MP04_main | distribution_circuit_resiliency | 2 | 740162.34 | 740162.34 | 0 | 0 | 4053333.68 | 0 | 3313171.2
Circuit | MP05_lateral | strategic_undergrounding_single_or_two_phase_lateral | 1 | 1879093.16 | 1879093.16 | 0 | 0 | 2191455.25 | 0 | 312361.948
Circuit | MP05_lateral | distribution_circuit_resiliency | 2 | 364305.43 | 364305.43 | 0 | 0 | 2511561.68 | 0 | 2147256.14
Circuit | MP05_lateral | strategic_undergrounding_freeway | 3 | 88376.99 | 88376.99 | 0 | 0 | 3931549.42 | 0 | 3843172.27
Circuit | MP05_lateral | strategic_undergrounding_three_phase_lateral | 4 | 70055.62 | 70055.62 | 0 | 0 | 3949524.74 | 0 | 3879468.96
Circuit | MP05_main | strategic_undergrounding_main | 1 | 788403.41 | 788403.41 | 0 | 0 | 901668.351 | 0 | 113264.812
Circuit | MP05_main | distribution_circuit_resiliency | 2 | 199616.3 | 199616.3 | 0 | 0 | 1411962.73 | 0 | 1212346.32
Circuit | MP05_main | strategic_undergrounding_freeway | 3 | 57420.03 | 57420.03 | 0 | 0 | 1612077.43 | 0 | 1554657.24
Circuit | MP06_lateral | strategic_undergrounding_single_or_two_phase_lateral | 1 | 411055.99 | 411055.99 | 0 | 0 | 422124.163 | 0 | 11068.0605
Circuit | MP06_lateral | distribution_circuit_resiliency | 2 | 22274.66 | 22274.66 | 0 | 0 | 607794.344 | 0 | 585519.552
Circuit | MP06_lateral | strategic_undergrounding_three_phase_lateral | 3 | 5610.87 | 5610.87 | 0 | 0 | 816448.043 | 0 | 810837.032
Circuit | MP06_main | strategic_undergrounding_main | 1 | 568450.17 | 568450.17 | 0 | 0 | 568450.318 | 0 | 0
Circuit | MP06_main | distribution_circuit_resiliency | 2 | 225206.86 | 225206.86 | 0 | 0 | 832333.699 | 0 | 607126.71
Circuit | MP07_lateral | strategic_undergrounding_single_or_two_phase_lateral | 1 | 1840938.03 | 1840938.03 | 0 | 0 | 2471736.5 | 0 | 630798.293
Circuit | MP07_lateral | distribution_circuit_resiliency | 2 | 629734.97 | 629734.97 | 0 | 0 | 2397137.11 | 0 | 1767402.01
Circuit | MP07_lateral | strategic_undergrounding_freeway | 3 | 319869.05 | 319869.05 | 0 | 0 | 3950898.95 | 0 | 3631029.76
Circuit | MP07_main | strategic_undergrounding_main | 1 | 947855.33 | 947855.33 | 0 | 0 | 987027.151 | 0 | 39171.6556
Circuit | MP07_main | distribution_circuit_resiliency | 2 | 227211.63 | 227211.63 | 0 | 0 | 1617157.69 | 0 | 1389945.92
Circuit | MP07_main | strategic_undergrounding_freeway | 3 | 19858.12 | 19858.12 | 0 | 0 | 1889392.3 | 0 | 1869534.03
Circuit | MP08_lateral | strategic_undergrounding_single_or_two_phase_lateral | 1 | 1310572.84 | 1310572.84 | 0 | 0 | 1310929.05 | 0 | 356.0668
Circuit | MP08_lateral | distribution_circuit_resiliency | 2 | 332945.68 | 332945.68 | 0 | 0 | 1529889.25 | 0 | 1196943.44
Circuit | MP08_lateral | strategic_undergrounding_three_phase_lateral | 3 | 180.18 | 180.18 | 0 | 0 | 2589661.83 | 0 | 2589481.5
Circuit | MP08_main | strategic_undergrounding_main | 1 | 543339.39 | 543339.39 | 0 | 0 | 543339.523 | 0 | 0
Circuit | MP08_main | distribution_circuit_resiliency | 2 | 106837.89 | 106837.89 | 0 | 0 | 934987.823 | 0 | 828149.825
Circuit | MP09_lateral | strategic_undergrounding_single_or_two_phase_lateral | 1 | 13545.95 | 13545.95 | 0 | 0 | 13546.089 | 0 | 0
Circuit | MP09_lateral | distribution_circuit_resiliency | 2 | 3744.91 | 3744.91 | 0 | 0 | 12956.401 | 0 | 9211.3405
Circuit | MP09_main | strategic_undergrounding_main | 1 | 20048.09 | 20048.09 | 0 | 0 | 20048.2117 | 0 | 0
Circuit | MP09_main | distribution_circuit_resiliency | 2 | 8426.25 | 8426.25 | 0 | 0 | 28733.9544 | 0 | 20307.5682
Circuit | MP10_lateral | strategic_undergrounding_single_or_two_phase_lateral | 1 | 2612886.28 | 2612886.28 | 0 | 0 | 2747446.35 | 0 | 134559.901
Circuit | MP10_lateral | distribution_circuit_resiliency | 2 | 430725.79 | 430725.79 | 0 | 0 | 3333649.21 | 0 | 2902923.28
Circuit | MP10_lateral | strategic_undergrounding_freeway | 3 | 63612.18 | 63612.18 | 0 | 0 | 5225325.73 | 0 | 5161713.41
Circuit | MP10_lateral | strategic_undergrounding_three_phase_lateral | 4 | 4603.39 | 4603.39 | 0 | 0 | 5282715.38 | 0 | 5278111.85
Circuit | MP10_main | strategic_undergrounding_main | 1 | 2135858.97 | 2135858.97 | 0 | 0 | 2135859.1 | 0 | 0
Circuit | MP10_main | distribution_circuit_resiliency | 2 | 625471.99 | 625471.99 | 0 | 0 | 3403209.89 | 0 | 2777737.78
Circuit | MP41_lateral | strategic_undergrounding_single_or_two_phase_lateral | 1 | 744303.73 | 744303.73 | 0 | 0 | 745372.692 | 0 | 1068.8194
Circuit | MP41_lateral | distribution_circuit_resiliency | 2 | 1420.99 | 1420.99 | 0 | 0 | 745149.045 | 0 | 743727.926
Circuit | MP41_lateral | strategic_undergrounding_freeway | 3 | 541.7 | 541.7 | 0 | 0 | 1467061.37 | 0 | 1466519.52
Circuit | MP41_main | strategic_undergrounding_main | 1 | 152839.64 | 152839.64 | 0 | 0 | 154977.409 | 0 | 2137.6388
Circuit | MP41_main | distribution_circuit_resiliency | 2 | 130158.12 | 130158.12 | 0 | 0 | 136608.136 | 0 | 6449.8612
Circuit | MP41_main | strategic_undergrounding_freeway | 3 | 1083.54 | 1083.54 | 0 | 0 | 302564.644 | 0 | 301480.956
Circuit | MU01_lateral | strategic_undergrounding_single_or_two_phase_lateral | 1 | 4421715.54 | 4421715.54 | 0 | 0 | 6283436.16 | 0 | 1861720.51
Circuit | MU01_lateral | strategic_undergrounding_freeway | 2 | 947113.89 | 947113.89 | 0 | 0 | 9614824.88 | 0 | 8667710.81
Circuit | MU01_lateral | distribution_circuit_resiliency | 3 | 496727.35 | 496727.35 | 0 | 0 | 7198969.92 | 0 | 6702242.44
Circuit | MU01_lateral | strategic_undergrounding_three_phase_lateral | 4 | 1242.09 | 1242.09 | 0 | 0 | 10525808.1 | 0 | 10524565.8
Circuit | MU01_main | strategic_undergrounding_main | 1 | 3244454.69 | 3244454.69 | 0 | 0 | 5875966.61 | 0 | 2631511.76
Circuit | MU01_main | distribution_circuit_resiliency | 2 | 1655258.98 | 1655258.98 | 0 | 0 | 6761823.45 | 0 | 5106564.35
Circuit | MU01_main | strategic_undergrounding_freeway | 3 | 1341647.47 | 1341647.47 | 0 | 0 | 7699338.01 | 0 | 6357690.4
Circuit | MU02_lateral | strategic_undergrounding_single_or_two_phase_lateral | 1 | 193963.71 | 193963.71 | 0 | 0 | 229592.917 | 0 | 35629.0485
Circuit | MU02_lateral | distribution_circuit_resiliency | 2 | 39350.31 | 39350.31 | 0 | 0 | 286408.983 | 0 | 247058.522
Circuit | MU02_lateral | strategic_undergrounding_freeway | 3 | 17978.96 | 17978.96 | 0 | 0 | 398364.599 | 0 | 380385.487
Circuit | MU02_lateral | strategic_undergrounding_three_phase_lateral | 4 | 171.22 | 171.22 | 0 | 0 | 415510.254 | 0 | 415338.884
Circuit | MU02_main | strategic_undergrounding_main | 1 | 123295 | 123295 | 0 | 0 | 135036.495 | 0 | 11741.3509
Circuit | MU02_main | distribution_circuit_resiliency | 2 | 44645.42 | 44645.42 | 0 | 0 | 193267.923 | 0 | 148622.378
Circuit | MU02_main | strategic_undergrounding_freeway | 3 | 5981.48 | 5981.48 | 0 | 0 | 247511.748 | 0 | 241530.117
Circuit | MU03_lateral | strategic_undergrounding_single_or_two_phase_lateral | 1 | 13927506.6 | 13927506.6 | 0 | 0 | 20458786.3 | 0 | 6531279.6
Circuit | MU03_lateral | strategic_undergrounding_freeway | 2 | 2849726.79 | 2849726.79 | 0 | 0 | 31105752.3 | 0 | 28256025.4
Circuit | MU03_lateral | distribution_circuit_resiliency | 3 | 2314570.14 | 2314570.14 | 0 | 0 | 24177321.3 | 0 | 21862751
Circuit | MU03_lateral | strategic_undergrounding_three_phase_lateral | 4 | 486145.2 | 486145.2 | 0 | 0 | 33369368 | 0 | 32883222.6
Circuit | MU03_main | strategic_undergrounding_main | 1 | 5720801.36 | 5720801.36 | 0 | 0 | 8622996.93 | 0 | 2902195.45
Circuit | MU03_main | distribution_circuit_resiliency | 2 | 2152749.02 | 2152749.02 | 0 | 0 | 11211288.2 | 0 | 9058539.13
Circuit | MU03_main | strategic_undergrounding_freeway | 3 | 1482499.11 | 1482499.11 | 0 | 0 | 12692041 | 0 | 11209541.8
Circuit | MU04_lateral | strategic_undergrounding_single_or_two_phase_lateral | 1 | 5211538.09 | 5211538.09 | 0 | 0 | 6422466.08 | 0 | 1210927.85
Circuit | MU04_lateral | distribution_circuit_resiliency | 2 | 1260917.27 | 1260917.27 | 0 | 0 | 7688482.2 | 0 | 6427564.79
Circuit | MU04_lateral | strategic_undergrounding_freeway | 3 | 565378.06 | 565378.06 | 0 | 0 | 10888564.7 | 0 | 10323186.5
Circuit | MU04_lateral | strategic_undergrounding_three_phase_lateral | 4 | 51721.64 | 51721.64 | 0 | 0 | 11382409.6 | 0 | 11330687.8
Circuit | MU04_main | strategic_undergrounding_main | 1 | 2615887.71 | 2615887.71 | 0 | 0 | 2968258.69 | 0 | 352370.814
Circuit | MU04_main | distribution_circuit_resiliency | 2 | 718123.58 | 718123.58 | 0 | 0 | 4515220.47 | 0 | 3797096.76
Circuit | MU04_main | strategic_undergrounding_freeway | 3 | 180108.3 | 180108.3 | 0 | 0 | 5313825.19 | 0 | 5133716.72
Circuit | MV01_lateral | strategic_undergrounding_single_or_two_phase_lateral | 1 | 1265179.81 | 1265179.81 | 0 | 0 | 2029345.67 | 0 | 764165.705
Circuit | MV01_lateral | strategic_undergrounding_freeway | 2 | 369327.85 | 369327.85 | 0 | 0 | 2892864 | 0 | 2523536.01
Circuit | MV01_lateral | distribution_circuit_resiliency | 3 | 158482.86 | 158482.86 | 0 | 0 | 2463976.68 | 0 | 2305493.69
Circuit | MV01_lateral | strategic_undergrounding_three_phase_lateral | 4 | 19808.36 | 19808.36 | 0 | 0 | 3229729.44 | 0 | 3209920.94
Circuit | MV01_main | strategic_undergrounding_main | 1 | 795564.99 | 795564.99 | 0 | 0 | 820149.097 | 0 | 24583.9813
Circuit | MV01_main | distribution_circuit_resiliency | 2 | 241336.27 | 241336.27 | 0 | 0 | 1261781.32 | 0 | 1020444.89
Circuit | MV01_main | strategic_undergrounding_freeway | 3 | 12521.52 | 12521.52 | 0 | 0 | 1574919.91 | 0 | 1562398.24
Circuit | MV02_lateral | strategic_undergrounding_single_or_two_phase_lateral | 1 | 158197.94 | 158197.94 | 0 | 0 | 158995.344 | 0 | 797.2495
Circuit | MV02_lateral | strategic_undergrounding_three_phase_lateral | 2 | 405.82 | 405.82 | 0 | 0 | 311132.022 | 0 | 310726.045
Circuit | MV02_lateral | distribution_circuit_resiliency | 3 | 165.24 | 165.24 | 0 | 0 | 211207.067 | 0 | 211041.683
Circuit | MV02_main | strategic_undergrounding_main | 1 | 163488.38 | 163488.38 | 0 | 0 | 163488.535 | 0 | 0
Circuit | MV02_main | distribution_circuit_resiliency | 2 | 53866.89 | 53866.89 | 0 | 0 | 248666.751 | 0 | 194799.734
Circuit | MV03_lateral | strategic_undergrounding_single_or_two_phase_lateral | 1 | 4134911.57 | 4134911.57 | 0 | 0 | 5764139.27 | 0 | 1629227.55
Circuit | MV03_lateral | distribution_circuit_resiliency | 2 | 917235.9 | 917235.9 | 0 | 0 | 6781856.75 | 0 | 5864620.72
Circuit | MV03_lateral | strategic_undergrounding_freeway | 3 | 830496.11 | 830496.11 | 0 | 0 | 9165508.01 | 0 | 8335011.76
Circuit | MV03_lateral | strategic_undergrounding_three_phase_lateral | 4 | 1492.81 | 1492.81 | 0 | 0 | 9959866.65 | 0 | 9958373.68
Circuit | MV03_main | strategic_undergrounding_main | 1 | 2031069.1 | 2031069.1 | 0 | 0 | 3610529.66 | 0 | 1579460.4
Circuit | MV03_main | distribution_circuit_resiliency | 2 | 849334.13 | 849334.13 | 0 | 0 | 4420022.99 | 0 | 3570688.75
Circuit | MV03_main | strategic_undergrounding_freeway | 3 | 806270.8 | 806270.8 | 0 | 0 | 4789091.36 | 0 | 3982820.41
Circuit | MY01_lateral | strategic_undergrounding_single_or_two_phase_lateral | 1 | 2030246.09 | 2030246.09 | 0 | 0 | 2030246.24 | 0 | 0
Circuit | MY01_lateral | distribution_circuit_resiliency | 2 | 596655.12 | 596655.12 | 0 | 0 | 2109739.57 | 0 | 1513084.29
Circuit | MY01_main | strategic_undergrounding_main | 1 | 2681558.31 | 2681558.31 | 0 | 0 | 2681558.47 | 0 | 0
Circuit | MY01_main | distribution_circuit_resiliency | 2 | 1074447.5 | 1074447.5 | 0 | 0 | 3893274.68 | 0 | 2818827.04
Circuit | MY02_lateral | strategic_undergrounding_single_or_two_phase_lateral | 1 | 1913083.27 | 1913083.27 | 0 | 0 | 1913083.43 | 0 | 0
Circuit | MY02_lateral | distribution_circuit_resiliency | 2 | 139842.92 | 139842.92 | 0 | 0 | 2543457.8 | 0 | 2403614.76
Circuit | MY02_main | strategic_undergrounding_main | 1 | 2346253.34 | 2346253.34 | 0 | 0 | 2346253.51 | 0 | 0
Circuit | MY02_main | distribution_circuit_resiliency | 2 | 1004430.79 | 1004430.79 | 0 | 0 | 3317693.73 | 0 | 2313262.81
Circuit | MY03_lateral | strategic_undergrounding_single_or_two_phase_lateral | 1 | 984415.84 | 984415.84 | 0 | 0 | 984416.002 | 0 | 0
Circuit | MY03_lateral | distribution_circuit_resiliency | 2 | 190720.98 | 190720.98 | 0 | 0 | 1064275.21 | 0 | 873554.079
Circuit | MY03_main | strategic_undergrounding_main | 1 | 3525415.73 | 3525415.73 | 0 | 0 | 3525415.89 | 0 | 0
Circuit | MY03_main | distribution_circuit_resiliency | 2 | 1626951.06 | 1626951.06 | 0 | 0 | 4879800.98 | 0 | 3252849.77
Circuit | MY04_lateral | strategic_undergrounding_single_or_two_phase_lateral | 1 | 1333365.61 | 1333365.61 | 0 | 0 | 1333365.78 | 0 | 0
Circuit | MY04_lateral | distribution_circuit_resiliency | 2 | 252089.77 | 252089.77 | 0 | 0 | 1873899.86 | 0 | 1621809.92
Circuit | MY04_main | strategic_undergrounding_main | 1 | 2587046.65 | 2587046.65 | 0 | 0 | 2587046.8 | 0 | 0
Circuit | MY04_main | distribution_circuit_resiliency | 2 | 1061243.85 | 1061243.85 | 0 | 0 | 3715395.62 | 0 | 2654151.62
Circuit | MY05_lateral | strategic_undergrounding_single_or_two_phase_lateral | 1 | 1073602.19 | 1073602.19 | 0 | 0 | 1283734.07 | 0 | 210131.743
Circuit | MY05_lateral | distribution_circuit_resiliency | 2 | 316633.51 | 316633.51 | 0 | 0 | 1441541.77 | 0 | 1124908.14
Circuit | MY05_lateral | strategic_undergrounding_three_phase_lateral | 3 | 107683.79 | 107683.79 | 0 | 0 | 2201557.29 | 0 | 2093873.33
Circuit | MY05_main | strategic_undergrounding_main | 1 | 2463343.56 | 2463343.56 | 0 | 0 | 2463343.69 | 0 | 0
Circuit | MY05_main | distribution_circuit_resiliency | 2 | 1070277.88 | 1070277.88 | 0 | 0 | 3430431.14 | 0 | 2360153.15
Circuit | MY06_lateral | strategic_undergrounding_single_or_two_phase_lateral | 1 | 1667964.28 | 1667964.28 | 0 | 0 | 2374101.9 | 0 | 706137.478
Circuit | MY06_lateral | strategic_undergrounding_freeway | 2 | 361756.47 | 361756.47 | 0 | 0 | 3617404.51 | 0 | 3255647.88
Circuit | MY06_lateral | distribution_circuit_resiliency | 3 | 296948.04 | 296948.04 | 0 | 0 | 2786121.12 | 0 | 2489172.98
Circuit | MY06_main | strategic_undergrounding_main | 1 | 1938038.02 | 1938038.02 | 0 | 0 | 3049178.09 | 0 | 1111139.91
Circuit | MY06_main | distribution_circuit_resiliency | 2 | 851656.42 | 851656.42 | 0 | 0 | 3824437.43 | 0 | 2972780.87
Circuit | MY06_main | strategic_undergrounding_freeway | 3 | 569240.62 | 569240.62 | 0 | 0 | 4351895.28 | 0 | 3782654.52
Circuit | MY07_lateral | strategic_undergrounding_single_or_two_phase_lateral | 1 | 7297808.81 | 7297808.81 | 0 | 0 | 7297808.95 | 0 | 0
Circuit | MY07_lateral | distribution_circuit_resiliency | 2 | 3100786.8 | 3100786.8 | 0 | 0 | 8120710.23 | 0 | 5019923.3
Circuit | MY07_main | strategic_undergrounding_main | 1 | 4889403.17 | 4889403.17 | 0 | 0 | 4889403.34 | 0 | 0
Circuit | MY07_main | distribution_circuit_resiliency | 2 | 2131664.3 | 2131664.3 | 0 | 0 | 6807407.12 | 0 | 4675742.67
Circuit | MY08_lateral | strategic_undergrounding_single_or_two_phase_lateral | 1 | 6524855.89 | 6524855.89 | 0 | 0 | 6524856.05 | 0 | 0
Circuit | MY08_lateral | distribution_circuit_resiliency | 2 | 1380448.72 | 1380448.72 | 0 | 0 | 8440431.76 | 0 | 7059982.95
Circuit | MY08_main | strategic_undergrounding_main | 1 | 4889659.95 | 4889659.95 | 0 | 0 | 4889660.09 | 0 | 0
Circuit | MY08_main | distribution_circuit_resiliency | 2 | 1757492.71 | 1757492.71 | 0 | 0 | 7276255.85 | 0 | 5518763.01
Circuit | MY09_lateral | strategic_undergrounding_single_or_two_phase_lateral | 1 | 31208.13 | 31208.13 | 0 | 0 | 40354.1624 | 0 | 9145.8548
Circuit | MY09_lateral | strategic_undergrounding_freeway | 2 | 4685.3 | 4685.3 | 0 | 0 | 65673.6601 | 0 | 60988.2076
Circuit | MY09_lateral | distribution_circuit_resiliency | 3 | 714.87 | 714.87 | 0 | 0 | 40342.9333 | 0 | 39627.9119
Circuit | MY09_lateral | strategic_undergrounding_three_phase_lateral | 4 | 0 | 0 | 0 | 0 | 70134.0624 | 0 | 70134.0624
Circuit | MY09_main | strategic_undergrounding_main | 1 | 155978.11 | 155978.11 | 0 | 0 | 171685.275 | 0 | 15707.0114
Circuit | MY09_main | distribution_circuit_resiliency | 2 | 83932.56 | 83932.56 | 0 | 0 | 214697.966 | 0 | 130765.265
Circuit | MY09_main | strategic_undergrounding_freeway | 3 | 8046.58 | 8046.58 | 0 | 0 | 312510.52 | 0 | 304463.765
Circuit | MY10_lateral | strategic_undergrounding_single_or_two_phase_lateral | 1 | 1397600.32 | 1397600.32 | 0 | 0 | 1671347.9 | 0 | 273747.435
Circuit | MY10_lateral | distribution_circuit_resiliency | 2 | 287460.15 | 287460.15 | 0 | 0 | 2014590.22 | 0 | 1727129.93
Circuit | MY10_lateral | strategic_undergrounding_freeway | 3 | 138684.12 | 138684.12 | 0 | 0 | 2881974.04 | 0 | 2743289.78
Circuit | MY10_lateral | strategic_undergrounding_three_phase_lateral | 4 | 291.16 | 291.16 | 0 | 0 | 3013989.98 | 0 | 3013698.79
Circuit | MY10_main | strategic_undergrounding_main | 1 | 2025101.8 | 2025101.8 | 0 | 0 | 2525328.03 | 0 | 500226.067
Circuit | MY10_main | distribution_circuit_resiliency | 2 | 1008356.37 | 1008356.37 | 0 | 0 | 3161978.71 | 0 | 2153622.19
Circuit | MY10_main | strategic_undergrounding_freeway | 3 | 253240.61 | 253240.61 | 0 | 0 | 4221904.79 | 0 | 3968664.03
Circuit | MY11_lateral | strategic_undergrounding_single_or_two_phase_lateral | 1 | 657681.02 | 657681.02 | 0 | 0 | 657681.204 | 0 | 0
Circuit | MY11_lateral | distribution_circuit_resiliency | 2 | 223724.37 | 223724.37 | 0 | 0 | 650503.682 | 0 | 426779.202
Circuit | MY11_main | strategic_undergrounding_main | 1 | 1519086.64 | 1519086.64 | 0 | 0 | 1519086.8 | 0 | 0
Circuit | MY11_main | distribution_circuit_resiliency | 2 | 706896.83 | 706896.83 | 0 | 0 | 2077691.65 | 0 | 1370794.68
Circuit | MY12_lateral | strategic_undergrounding_single_or_two_phase_lateral | 1 | 2735063.42 | 2735063.42 | 0 | 0 | 2735063.54 | 0 | 0
Circuit | MY12_lateral | distribution_circuit_resiliency | 2 | 600699.91 | 600699.91 | 0 | 0 | 3352997.82 | 0 | 2752297.78
Circuit | MY12_main | strategic_undergrounding_main | 1 | 2962639.59 | 2962639.59 | 0 | 0 | 2962639.74 | 0 | 0
Circuit | MY12_main | distribution_circuit_resiliency | 2 | 1400399.52 | 1400399.52 | 0 | 0 | 4028787.58 | 0 | 2628387.9
Circuit | MYK01_lateral | strategic_undergrounding_single_or_two_phase_lateral | 1 | 547605.71 | 547605.71 | 0 | 0 | 547605.866 | 0 | 0
Circuit | MYK01_lateral | distribution_circuit_resiliency | 2 | 0 | 0 | 0 | 0 | 547605.866 | 0 | 547605.866
Circuit | MYK01_main | strategic_undergrounding_main | 1 | 0 | 0 | 0 | 0 | 0 | 0 | 0
Circuit | MYK03_lateral | strategic_undergrounding_three_phase_lateral | 1 | 493735.42 | 493735.42 | 0 | 0 | 494921.321 | 0 | 1185.7483
Circuit | MYK03_lateral | strategic_undergrounding_single_or_two_phase_lateral | 2 | 603.45 | 603.45 | 0 | 0 | 970545.674 | 0 | 969942.085
Circuit | MYK03_lateral | distribution_circuit_resiliency | 3 | 0 | 0 | 0 | 0 | 970545.674 | 0 | 970545.674
Circuit | MYK42_lateral | strategic_undergrounding_single_or_two_phase_lateral | 1 | 512358.51 | 512358.51 | 0 | 0 | 512358.667 | 0 | 0
Circuit | MYK42_main | strategic_undergrounding_main | 1 | 512358.51 | 512358.51 | 0 | 0 | 512358.667 | 0 | 0
Circuit | MYK43_main | strategic_undergrounding_main | 1 | 0 | 0 | 0 | 0 | 0 | 0 | 0
Circuit | NB41_lateral | strategic_undergrounding_single_or_two_phase_lateral | 1 | 1449978.26 | 1449978.26 | 0 | 0 | 3388588.46 | 0 | 1938610.06
Circuit | NB41_lateral | strategic_undergrounding_three_phase_lateral | 2 | 932097.31 | 932097.31 | 0 | 0 | 3892197.28 | 0 | 2960099.8
Circuit | NB41_lateral | distribution_circuit_resiliency | 3 | 291852.08 | 291852.08 | 0 | 0 | 3772697.31 | 0 | 3480845.09
Circuit | NB41_lateral | strategic_undergrounding_freeway | 4 | 50101.61 | 50101.61 | 0 | 0 | 4751180.81 | 0 | 4701079.01
Circuit | NB41_main | strategic_undergrounding_main | 1 | 5899448.13 | 5899448.13 | 0 | 0 | 6063736.53 | 0 | 164288.225
Circuit | NB41_main | distribution_circuit_resiliency | 2 | 2160150.96 | 2160150.96 | 0 | 0 | 9033429.89 | 0 | 6873278.79
Circuit | NB41_main | strategic_undergrounding_freeway | 3 | 83297.92 | 83297.92 | 0 | 0 | 11726602.5 | 0 | 11643304.4
Circuit | NB42_lateral | strategic_undergrounding_single_or_two_phase_lateral | 1 | 281183.29 | 281183.29 | 0 | 0 | 339039.057 | 0 | 57855.626
Circuit | NB42_lateral | distribution_circuit_resiliency | 2 | 145933.19 | 145933.19 | 0 | 0 | 331472.521 | 0 | 185539.218
Circuit | NB42_lateral | strategic_undergrounding_freeway | 3 | 29327.27 | 29327.27 | 0 | 0 | 583964.774 | 0 | 554637.387
Circuit | NB42_main | strategic_undergrounding_main | 1 | 368783.49 | 368783.49 | 0 | 0 | 792633.416 | 0 | 423849.778
Circuit | NB42_main | strategic_undergrounding_freeway | 2 | 214889.26 | 214889.26 | 0 | 0 | 942395.894 | 0 | 727506.466
Circuit | NB42_main | distribution_circuit_resiliency | 3 | 141060.33 | 141060.33 | 0 | 0 | 970354.235 | 0 | 829293.76
Circuit | NB43_lateral | strategic_undergrounding_single_or_two_phase_lateral | 1 | 4870634.64 | 4870634.64 | 0 | 0 | 5176712.64 | 0 | 306077.844
Circuit | NB43_lateral | distribution_circuit_resiliency | 2 | 1817210 | 1817210 | 0 | 0 | 5636240.47 | 0 | 3819030.33
Circuit | NB43_lateral | strategic_undergrounding_three_phase_lateral | 3 | 155068.23 | 155068.23 | 0 | 0 | 9762900.04 | 0 | 9607831.67
Circuit | NB43_main | strategic_undergrounding_main | 1 | 6486424.47 | 6486424.47 | 0 | 0 | 6514537.11 | 0 | 28112.4918
Circuit | NB43_main | distribution_circuit_resiliency | 2 | 2491299.61 | 2491299.61 | 0 | 0 | 9627512.19 | 0 | 7136212.44
Circuit | NB43_main | strategic_undergrounding_freeway | 3 | 14253.55 | 14253.55 | 0 | 0 | 12808326.7 | 0 | 12794073
Circuit | NB44_lateral | strategic_undergrounding_single_or_two_phase_lateral | 1 | 741529.31 | 741529.31 | 0 | 0 | 1066571.26 | 0 | 325041.806
Circuit | NB44_lateral | distribution_circuit_resiliency | 2 | 300832.92 | 300832.92 | 0 | 0 | 1165323.15 | 0 | 864490.088
Circuit | NB44_lateral | strategic_undergrounding_freeway | 3 | 164679.12 | 164679.12 | 0 | 0 | 1627859.32 | 0 | 1463180.05
Circuit | NB44_lateral | strategic_undergrounding_three_phase_lateral | 4 | 0 | 0 | 0 | 0 | 1788221.86 | 0 | 1788221.86
Circuit | NB44_main | strategic_undergrounding_main | 1 | 456835.2 | 456835.2 | 0 | 0 | 1070789.4 | 0 | 613954.061
Circuit | NB44_main | strategic_undergrounding_freeway | 2 | 311044.6 | 311044.6 | 0 | 0 | 1212637.07 | 0 | 901592.344
Circuit | NB44_main | distribution_circuit_resiliency | 3 | 136828.4 | 136828.4 | 0 | 0 | 1339831.41 | 0 | 1203002.86
Circuit | NB45_lateral | strategic_undergrounding_single_or_two_phase_lateral | 1 | 1202427.29 | 1202427.29 | 0 | 0 | 1710337.31 | 0 | 507909.856
Circuit | NB45_lateral | distribution_circuit_resiliency | 2 | 205758.71 | 205758.71 | 0 | 0 | 2008682.41 | 0 | 1802923.56
Circuit | NB45_lateral | strategic_undergrounding_three_phase_lateral | 3 | 178111.58 | 178111.58 | 0 | 0 | 2706689.31 | 0 | 2528577.58
Circuit | NB45_lateral | strategic_undergrounding_freeway | 4 | 79543.79 | 79543.79 | 0 | 0 | 2802427.74 | 0 | 2722883.82
Circuit | NB45_main | strategic_undergrounding_main | 1 | 2360030.15 | 2360030.15 | 0 | 0 | 2703778.79 | 0 | 343748.479
Circuit | NB45_main | distribution_circuit_resiliency | 2 | 738702.46 | 738702.46 | 0 | 0 | 4050857.75 | 0 | 3312155.11
Circuit | NB45_main | strategic_undergrounding_freeway | 3 | 174371.87 | 174371.87 | 0 | 0 | 4829005.32 | 0 | 4654633.31
Circuit | NB46_lateral | strategic_undergrounding_single_or_two_phase_lateral | 1 | 2218178.91 | 2218178.91 | 0 | 0 | 3001329.65 | 0 | 783150.581
Circuit | NB46_lateral | distribution_circuit_resiliency | 2 | 903671.18 | 903671.18 | 0 | 0 | 3194256.56 | 0 | 2290585.26
Circuit | NB46_lateral | strategic_undergrounding_freeway | 3 | 396796.85 | 396796.85 | 0 | 0 | 4775195.81 | 0 | 4378398.81
Circuit | NB46_main | strategic_undergrounding_main | 1 | 2065366.77 | 2065366.77 | 0 | 0 | 2451228.27 | 0 | 385861.325
Circuit | NB46_main | distribution_circuit_resiliency | 2 | 765313.19 | 765313.19 | 0 | 0 | 3479545.54 | 0 | 2714232.2
Circuit | NB46_main | strategic_undergrounding_freeway | 3 | 195539.84 | 195539.84 | 0 | 0 | 4272139.49 | 0 | 4076599.5
Circuit | NEW01_lateral | strategic_undergrounding_single_or_two_phase_lateral | 1 | 10608567.6 | 10608567.6 | 0 | 0 | 10787294.8 | 0 | 178727.037
Circuit | NEW01_lateral | distribution_circuit_resiliency | 2 | 1301058.57 | 1301058.57 | 0 | 0 | 14582585.2 | 0 | 13281526.5
Circuit | NEW01_lateral | strategic_undergrounding_three_phase_lateral | 3 | 91423.32 | 91423.32 | 0 | 0 | 20845759.7 | 0 | 20754336.2
Circuit | NEW01_main | strategic_undergrounding_main | 1 | 4810422.67 | 4810422.67 | 0 | 0 | 4810422.84 | 0 | 0
Circuit | NEW01_main | distribution_circuit_resiliency | 2 | 1854860.02 | 1854860.02 | 0 | 0 | 7069118.52 | 0 | 5214258.39
Circuit | NEW02_lateral | strategic_undergrounding_single_or_two_phase_lateral | 1 | 631.96 | 631.96 | 0 | 0 | 632.1034 | 0 | 0
Circuit | NEW02_lateral | distribution_circuit_resiliency | 2 | 0 | 0 | 0 | 0 | 632.1034 | 0 | 632.1034
Circuit | NEW02_main | strategic_undergrounding_main | 1 | 1264.06 | 1264.06 | 0 | 0 | 1264.2069 | 0 | 0
Circuit | NEW02_main | distribution_circuit_resiliency | 2 | 546.81 | 546.81 | 0 | 0 | 1782.8145 | 0 | 1235.8875
Circuit | NEW03_lateral | strategic_undergrounding_single_or_two_phase_lateral | 1 | 16314872.3 | 16314872.3 | 0 | 0 | 17057070.7 | 0 | 742198.301
Circuit | NEW03_lateral | distribution_circuit_resiliency | 2 | 3601181.99 | 3601181.99 | 0 | 0 | 21501294.5 | 0 | 17900112.4
Circuit | NEW03_lateral | strategic_undergrounding_three_phase_lateral | 3 | 379227.37 | 379227.37 | 0 | 0 | 32319787.3 | 0 | 31940559.8
Circuit | NEW03_main | strategic_undergrounding_main | 1 | 11766513.9 | 11766513.9 | 0 | 0 | 11766514 | 0 | 0
Circuit | NEW03_main | distribution_circuit_resiliency | 2 | 4630546.78 | 4630546.78 | 0 | 0 | 17155621 | 0 | 12525074.1
Circuit | NEW04_lateral | strategic_undergrounding_single_or_two_phase_lateral | 1 | 631.96 | 631.96 | 0 | 0 | 632.1034 | 0 | 0
Circuit | NEW04_lateral | distribution_circuit_resiliency | 2 | 546.81 | 546.81 | 0 | 0 | 546.927 | 0 | 0
Circuit | NEW04_main | strategic_undergrounding_main | 1 | 1264.06 | 1264.06 | 0 | 0 | 1264.2069 | 0 | 0
Circuit | NEW04_main | distribution_circuit_resiliency | 2 | 546.81 | 546.81 | 0 | 0 | 1782.8145 | 0 | 1235.8875
Circuit | NM01_lateral | strategic_undergrounding_single_or_two_phase_lateral | 1 | 1672890.97 | 1672890.97 | 0 | 0 | 2260045.88 | 0 | 587154.766
Circuit | NM01_lateral | strategic_undergrounding_freeway | 2 | 177649.48 | 177649.48 | 0 | 0 | 3711148.62 | 0 | 3533499.01
Circuit | NM01_lateral | distribution_circuit_resiliency | 3 | 162447.46 | 162447.46 | 0 | 0 | 2905951.52 | 0 | 2743503.93
Circuit | NM01_lateral | strategic_undergrounding_three_phase_lateral | 4 | 120301.69 | 120301.69 | 0 | 0 | 3766883.53 | 0 | 3646581.68
Circuit | NM01_main | strategic_undergrounding_main | 1 | 844816.67 | 844816.67 | 0 | 0 | 1023744.6 | 0 | 178927.763
Circuit | NM01_main | distribution_circuit_resiliency | 2 | 235777.13 | 235777.13 | 0 | 0 | 1541841.4 | 0 | 1306064.14
Circuit | NM01_main | strategic_undergrounding_freeway | 3 | 90798.14 | 90798.14 | 0 | 0 | 1755464.16 | 0 | 1664665.88
Circuit | NM02_lateral | strategic_undergrounding_single_or_two_phase_lateral | 1 | 853416.13 | 853416.13 | 0 | 0 | 863889.326 | 0 | 10473.0388
Circuit | NM02_lateral | distribution_circuit_resiliency | 2 | 185019.5 | 185019.5 | 0 | 0 | 1061068.89 | 0 | 876049.243
Circuit | NM02_lateral | strategic_undergrounding_freeway | 3 | 5034.21 | 5034.21 | 0 | 0 | 1687290.04 | 0 | 1682255.68
Circuit | NM02_lateral | strategic_undergrounding_three_phase_lateral | 4 | 276.11 | 276.11 | 0 | 0 | 1691916.39 | 0 | 1691640.15
Circuit | NM02_main | strategic_undergrounding_main | 1 | 2023845.37 | 2023845.37 | 0 | 0 | 2043703.04 | 0 | 19857.516
Circuit | NM02_main | distribution_circuit_resiliency | 2 | 735340.93 | 735340.93 | 0 | 0 | 3066614.02 | 0 | 2331272.96
Circuit | NM02_main | strategic_undergrounding_freeway | 3 | 10068.56 | 10068.56 | 0 | 0 | 3997953.95 | 0 | 3987885.23
Circuit | NM03_lateral | strategic_undergrounding_single_or_two_phase_lateral | 1 | 1353034.5 | 1353034.5 | 0 | 0 | 2017716.98 | 0 | 664682.308
Circuit | NM03_lateral | distribution_circuit_resiliency | 2 | 476105.88 | 476105.88 | 0 | 0 | 1993053.76 | 0 | 1516947.75
Circuit | NM03_lateral | strategic_undergrounding_freeway | 3 | 336823.39 | 336823.39 | 0 | 0 | 3004933.08 | 0 | 2668109.51
Circuit | NM03_lateral | strategic_undergrounding_three_phase_lateral | 4 | 202.26 | 202.26 | 0 | 0 | 3332195.82 | 0 | 3331993.4
Circuit | NM03_main | strategic_undergrounding_main | 1 | 1940470.98 | 1940470.98 | 0 | 0 | 3050271.02 | 0 | 1109799.89
Circuit | NM03_main | distribution_circuit_resiliency | 2 | 697102.09 | 697102.09 | 0 | 0 | 4042585.22 | 0 | 3345483.02
Circuit | NM03_main | strategic_undergrounding_freeway | 3 | 562721.89 | 562721.89 | 0 | 0 | 4389463.76 | 0 | 3826741.7
Circuit | NM04_lateral | strategic_undergrounding_single_or_two_phase_lateral | 1 | 4365574.13 | 4365574.13 | 0 | 0 | 4902643.63 | 0 | 537069.318
Circuit | NM04_lateral | distribution_circuit_resiliency | 2 | 1067340.26 | 1067340.26 | 0 | 0 | 6115915.19 | 0 | 5048574.77
Circuit | NM04_lateral | strategic_undergrounding_freeway | 3 | 272321.32 | 272321.32 | 0 | 0 | 8875643.52 | 0 | 8603322.08
Circuit | NM04_main | strategic_undergrounding_main | 1 | 2358668.82 | 2358668.82 | 0 | 0 | 2373110.66 | 0 | 14441.7057
Circuit | NM04_main | distribution_circuit_resiliency | 2 | 551774 | 551774 | 0 | 0 | 3943105.59 | 0 | 3391331.45
Circuit | NM04_main | strategic_undergrounding_freeway | 3 | 7326.68 | 7326.68 | 0 | 0 | 4654232.44 | 0 | 4646905.63
Circuit | NM05_main | strategic_undergrounding_freeway | 1 | 51077.52 | 51077.52 | 0 | 0 | 51077.6833 | 0 | 0
Circuit | NM06_lateral | strategic_undergrounding_single_or_two_phase_lateral | 1 | 1565215.54 | 1565215.54 | 0 | 0 | 1958181.25 | 0 | 392965.557
Circuit | NM06_lateral | distribution_circuit_resiliency | 2 | 297320.16 | 297320.16 | 0 | 0 | 2323830.24 | 0 | 2026509.96
Circuit | NM06_lateral | strategic_undergrounding_freeway | 3 | 197222.11 | 197222.11 | 0 | 0 | 3288167.24 | 0 | 3090944.98
Circuit | NM06_lateral | strategic_undergrounding_three_phase_lateral | 4 | 2029.12 | 2029.12 | 0 | 0 | 3477931.74 | 0 | 3475902.5
Circuit | NM06_main | strategic_undergrounding_main | 1 | 873144.6 | 873144.6 | 0 | 0 | 1180972.62 | 0 | 307827.878
Circuit | NM06_main | distribution_circuit_resiliency | 2 | 165305.09 | 165305.09 | 0 | 0 | 1818248.29 | 0 | 1652943.08
Circuit | NM06_main | strategic_undergrounding_freeway | 3 | 156084.58 | 156084.58 | 0 | 0 | 1878621.44 | 0 | 1722536.69
Circuit | NP41_lateral | strategic_undergrounding_single_or_two_phase_lateral | 1 | 884754.81 | 884754.81 | 0 | 0 | 1054060.44 | 0 | 169305.454
Circuit | NP41_lateral | distribution_circuit_resiliency | 2 | 191485.99 | 191485.99 | 0 | 0 | 1289411.17 | 0 | 1097925.05
Circuit | NP41_lateral | strategic_undergrounding_freeway | 3 | 85739.9 | 85739.9 | 0 | 0 | 1831000.37 | 0 | 1745260.32
Circuit | NP41_lateral | strategic_undergrounding_three_phase_lateral | 4 | 194.49 | 194.49 | 0 | 0 | 1913990.76 | 0 | 1913796.11
Circuit | NP41_main | strategic_undergrounding_main | 1 | 705091.38 | 705091.38 | 0 | 0 | 811334.487 | 0 | 106242.947
Circuit | NP41_main | distribution_circuit_resiliency | 2 | 302546.57 | 302546.57 | 0 | 0 | 1107907.94 | 0 | 805361.234
Circuit | NP41_main | strategic_undergrounding_freeway | 3 | 53956.14 | 53956.14 | 0 | 0 | 1444848.46 | 0 | 1390892.19
Circuit | NP43_lateral | strategic_undergrounding_single_or_two_phase_lateral | 1 | 2721414.37 | 2721414.37 | 0 | 0 | 3649934.51 | 0 | 928519.987
Circuit | NP43_lateral | distribution_circuit_resiliency | 2 | 566344.06 | 566344.06 | 0 | 0 | 4039127.42 | 0 | 3472783.26
Circuit | NP43_lateral | strategic_undergrounding_three_phase_lateral | 3 | 291355.96 | 291355.96 | 0 | 0 | 6014553.54 | 0 | 5723197.42
Circuit | NP43_lateral | strategic_undergrounding_freeway | 4 | 178793.57 | 178793.57 | 0 | 0 | 6122716.4 | 0 | 5943922.69
Circuit | NP43_main | strategic_undergrounding_main | 1 | 3537162.88 | 3537162.88 | 0 | 0 | 4364404.52 | 0 | 827241.476
Circuit | NP43_main | distribution_circuit_resiliency | 2 | 1426916.69 | 1426916.69 | 0 | 0 | 5976167.64 | 0 | 4549250.84
Circuit | NP43_main | strategic_undergrounding_freeway | 3 | 418054.72 | 418054.72 | 0 | 0 | 7399390.59 | 0 | 6981335.7
Circuit | NP44_lateral | strategic_undergrounding_single_or_two_phase_lateral | 1 | 3297659.07 | 3297659.07 | 0 | 0 | 4192074.52 | 0 | 894415.305
Circuit | NP44_lateral | distribution_circuit_resiliency | 2 | 591795.69 | 591795.69 | 0 | 0 | 4994072.05 | 0 | 4402276.22
Circuit | NP44_lateral | strategic_undergrounding_three_phase_lateral | 3 | 278308.9 | 278308.9 | 0 | 0 | 7146375.93 | 0 | 6868066.89
Circuit | NP44_lateral | strategic_undergrounding_freeway | 4 | 175513.88 | 175513.88 | 0 | 0 | 7245041.46 | 0 | 7069527.42
Circuit | NP44_main | strategic_undergrounding_main | 1 | 2657002.17 | 2657002.17 | 0 | 0 | 2954832.42 | 0 | 297830.109
Circuit | NP44_main | distribution_circuit_resiliency | 2 | 1040669.55 | 1040669.55 | 0 | 0 | 4202459.61 | 0 | 3161789.93
Circuit | NP44_main | strategic_undergrounding_freeway | 3 | 150889.96 | 150889.96 | 0 | 0 | 5398605.61 | 0 | 5247715.52
Circuit | NS01_lateral | strategic_undergrounding_single_or_two_phase_lateral | 1 | 1357569.09 | 1357569.09 | 0 | 0 | 1359831.1 | 0 | 2261.8686
Circuit | NS01_lateral | distribution_circuit_resiliency | 2 | 529439.08 | 529439.08 | 0 | 0 | 1581371.23 | 0 | 1051932.03
Circuit | NS01_lateral | strategic_undergrounding_three_phase_lateral | 3 | 1143.75 | 1143.75 | 0 | 0 | 2683865.41 | 0 | 2682721.5
Circuit | NS01_main | strategic_undergrounding_main | 1 | 300848.97 | 300848.97 | 0 | 0 | 300849.114 | 0 | 0
Circuit | NS01_main | distribution_circuit_resiliency | 2 | 69157.05 | 69157.05 | 0 | 0 | 505697.802 | 0 | 436540.633
Circuit | NS02_lateral | strategic_undergrounding_single_or_two_phase_lateral | 1 | 3410219.74 | 3410219.74 | 0 | 0 | 4058624.67 | 0 | 648404.803
Circuit | NS02_lateral | distribution_circuit_resiliency | 2 | 448059.48 | 448059.48 | 0 | 0 | 4714256.07 | 0 | 4266196.45
Circuit | NS02_lateral | strategic_undergrounding_three_phase_lateral | 3 | 327922.83 | 327922.83 | 0 | 0 | 7068231.96 | 0 | 6740308.99
Circuit | NS02_main | strategic_undergrounding_main | 1 | 2522411.24 | 2522411.24 | 0 | 0 | 2522411.42 | 0 | 0
Circuit | NS02_main | distribution_circuit_resiliency | 2 | 470760.94 | 470760.94 | 0 | 0 | 4379813.2 | 0 | 3909052.15
Circuit | NS03_lateral | strategic_undergrounding_single_or_two_phase_lateral | 1 | 902977.44 | 902977.44 | 0 | 0 | 1150472.31 | 0 | 247494.68
Circuit | NS03_lateral | strategic_undergrounding_three_phase_lateral | 2 | 125249.03 | 125249.03 | 0 | 0 | 1908997.35 | 0 | 1783748.16
Circuit | NS03_lateral | distribution_circuit_resiliency | 3 | 121170.4 | 121170.4 | 0 | 0 | 1314226.58 | 0 | 1193056.09
Circuit | NS03_main | strategic_undergrounding_main | 1 | 357732.31 | 357732.31 | 0 | 0 | 357732.474 | 0 | 0
Circuit | NS03_main | distribution_circuit_resiliency | 2 | 53130.72 | 53130.72 | 0 | 0 | 638426.221 | 0 | 585295.356
Circuit | NS04_lateral | strategic_undergrounding_single_or_two_phase_lateral | 1 | 2586117.43 | 2586117.43 | 0 | 0 | 2706890.97 | 0 | 120773.388
Circuit | NS04_lateral | distribution_circuit_resiliency | 2 | 211550.13 | 211550.13 | 0 | 0 | 3244155.39 | 0 | 3032605.12
Circuit | NS04_lateral | strategic_undergrounding_three_phase_lateral | 3 | 61153.31 | 61153.31 | 0 | 0 | 5168322.01 | 0 | 5107168.57
Circuit | NS04_main | strategic_undergrounding_main | 1 | 1890429.09 | 1890429.09 | 0 | 0 | 1890429.21 | 0 | 0
Circuit | NS04_main | distribution_circuit_resiliency | 2 | 527421.89 | 527421.89 | 0 | 0 | 3054748.72 | 0 | 2527326.7
Circuit | NS05_lateral | strategic_undergrounding_single_or_two_phase_lateral | 1 | 4583533.35 | 4583533.35 | 0 | 0 | 4686441.71 | 0 | 102908.255
Circuit | NS05_lateral | distribution_circuit_resiliency | 2 | 404412.15 | 404412.15 | 0 | 0 | 5898383.34 | 0 | 5493971.04
Circuit | NS05_lateral | strategic_undergrounding_three_phase_lateral | 3 | 52079.91 | 52079.91 | 0 | 0 | 9109323.57 | 0 | 9057243.51
Circuit | NS05_main | strategic_undergrounding_main | 1 | 1601418.86 | 1601418.86 | 0 | 0 | 1601419.01 | 0 | 0
Circuit | NS05_main | distribution_circuit_resiliency | 2 | 300390.44 | 300390.44 | 0 | 0 | 2777564.62 | 0 | 2477174.06
Circuit | NS06_lateral | strategic_undergrounding_single_or_two_phase_lateral | 1 | 4540144.63 | 4540144.63 | 0 | 0 | 4983310.77 | 0 | 443166.026
Circuit | NS06_lateral | distribution_circuit_resiliency | 2 | 615514.96 | 615514.96 | 0 | 0 | 5725578.52 | 0 | 5110063.43
Circuit | NS06_lateral | strategic_undergrounding_freeway | 3 | 208026.26 | 208026.26 | 0 | 0 | 9210107.78 | 0 | 9002081.37
Circuit | NS06_lateral | strategic_undergrounding_three_phase_lateral | 4 | 16077.67 | 16077.67 | 0 | 0 | 9397795.04 | 0 | 9381717.22
Circuit | NS06_main | strategic_undergrounding_main | 1 | 2333128.97 | 2333128.97 | 0 | 0 | 2388324.37 | 0 | 55195.2559
Circuit | NS06_main | distribution_circuit_resiliency | 2 | 313402.12 | 313402.12 | 0 | 0 | 4264298.8 | 0 | 3950896.54
Circuit | NS06_main | strategic_undergrounding_freeway | 3 | 27922.41 | 27922.41 | 0 | 0 | 4641094.23 | 0 | 4613171.65
Circuit | NS07_lateral | strategic_undergrounding_single_or_two_phase_lateral | 1 | 11008213.6 | 11008213.6 | 0 | 0 | 11771789.9 | 0 | 763576.141
Circuit | NS07_lateral | distribution_circuit_resiliency | 2 | 1445195.49 | 1445195.49 | 0 | 0 | 13743246.4 | 0 | 12298050.8
Circuit | NS07_lateral | strategic_undergrounding_freeway | 3 | 346261.28 | 346261.28 | 0 | 0 | 22175679 | 0 | 21829417.5
Circuit | NS07_lateral | strategic_undergrounding_three_phase_lateral | 4 | 40390.77 | 40390.77 | 0 | 0 | 22473793.6 | 0 | 22433402.7
Circuit | NS07_main | strategic_undergrounding_main | 1 | 5275545.72 | 5275545.72 | 0 | 0 | 5910121.46 | 0 | 634575.579
Circuit | NS07_main | distribution_circuit_resiliency | 2 | 1946182.78 | 1946182.78 | 0 | 0 | 8551416.35 | 0 | 6605233.46
Circuit | NS07_main | strategic_undergrounding_freeway | 3 | 321344.22 | 321344.22 | 0 | 0 | 10743781.6 | 0 | 10422437.2
Circuit | NS08_lateral | strategic_undergrounding_single_or_two_phase_lateral | 1 | 3970564.27 | 3970564.27 | 0 | 0 | 4018267.75 | 0 | 47703.3348
Circuit | NS08_lateral | distribution_circuit_resiliency | 2 | 840494.81 | 840494.81 | 0 | 0 | 4371576.14 | 0 | 3531081.19
Circuit | NS08_lateral | strategic_undergrounding_three_phase_lateral | 3 | 24155.81 | 24155.81 | 0 | 0 | 7866002.32 | 0 | 7841846.37
Circuit | NS08_main | strategic_undergrounding_main | 1 | 2144550.39 | 2144550.39 | 0 | 0 | 2144550.56 | 0 | 0
Circuit | NS08_main | distribution_circuit_resiliency | 2 | 399799.77 | 399799.77 | 0 | 0 | 3720810.76 | 0 | 3321010.86
Circuit | NSH02_lateral | strategic_undergrounding_single_or_two_phase_lateral | 1 | 558245.55 | 558245.55 | 0 | 0 | 627276.59 | 0 | 69030.8775
Circuit | NSH02_lateral | distribution_circuit_resiliency | 2 | 144718 | 144718 | 0 | 0 | 768382.408 | 0 | 623664.279
Circuit | NSH02_lateral | strategic_undergrounding_three_phase_lateral | 3 | 35290.73 | 35290.73 | 0 | 0 | 1127896.36 | 0 | 1092605.49
Circuit | NSH02_main | strategic_undergrounding_main | 1 | 276293.18 | 276293.18 | 0 | 0 | 276293.318 | 0 | 0
Circuit | NSH02_main | distribution_circuit_resiliency | 2 | 56083.54 | 56083.54 | 0 | 0 | 465936.099 | 0 | 409852.457
Circuit | NSH03_lateral | strategic_undergrounding_single_or_two_phase_lateral | 1 | 297710.5 | 297710.5 | 0 | 0 | 297872.495 | 0 | 161.8887
Circuit | NSH03_lateral | distribution_circuit_resiliency | 2 | 16185.63 | 16185.63 | 0 | 0 | 422146.691 | 0 | 405960.936
Circuit | NSH03_lateral | strategic_undergrounding_three_phase_lateral | 3 | 82.62 | 82.62 | 0 | 0 | 585356.905 | 0 | 585274.136
Circuit | NSH03_main | strategic_undergrounding_main | 1 | 172991.9 | 172991.9 | 0 | 0 | 172992.049 | 0 | 0
Circuit | NSH03_main | distribution_circuit_resiliency | 2 | 86302.05 | 86302.05 | 0 | 0 | 224450.05 | 0 | 138147.874
Circuit | NV01_lateral | strategic_undergrounding_single_or_two_phase_lateral | 1 | 20471852.4 | 20471852.4 | 0 | 0 | 27162284.9 | 0 | 6690432.34
Circuit | NV01_lateral | distribution_circuit_resiliency | 2 | 4051771.07 | 4051771.07 | 0 | 0 | 33809343.7 | 0 | 29757572.5
Circuit | NV01_lateral | strategic_undergrounding_freeway | 3 | 2453685.46 | 2453685.46 | 0 | 0 | 44497927.8 | 0 | 42044242.2
Circuit | NV01_lateral | strategic_undergrounding_three_phase_lateral | 4 | 953249.6 | 953249.6 | 0 | 0 | 45945361.1 | 0 | 44992111.3
Circuit | NV01_main | strategic_undergrounding_main | 1 | 11809685.1 | 11809685.1 | 0 | 0 | 18689838.5 | 0 | 6880153.3
Circuit | NV01_main | distribution_circuit_resiliency | 2 | 4147335.27 | 4147335.27 | 0 | 0 | 24812419.1 | 0 | 20665083.7
Circuit | NV01_main | strategic_undergrounding_freeway | 3 | 3503913.78 | 3503913.78 | 0 | 0 | 26714176.5 | 0 | 23210262.6
Circuit | NV02_lateral | strategic_undergrounding_single_or_two_phase_lateral | 1 | 9405874.13 | 9405874.13 | 0 | 0 | 14503978.1 | 0 | 5098103.79
Circuit | NV02_lateral | strategic_undergrounding_freeway | 2 | 2389363.28 | 2389363.28 | 0 | 0 | 21257325.8 | 0 | 18867962.4
Circuit | NV02_lateral | distribution_circuit_resiliency | 3 | 1232913.45 | 1232913.45 | 0 | 0 | 17719243.9 | 0 | 16486330.3
Circuit | NV02_lateral | strategic_undergrounding_three_phase_lateral | 4 | 208685.05 | 208685.05 | 0 | 0 | 23356060.1 | 0 | 23147374.9
Circuit | NV02_main | strategic_undergrounding_main | 1 | 4247964.08 | 4247964.08 | 0 | 0 | 7394566.52 | 0 | 3146602.29
Circuit | NV02_main | strategic_undergrounding_freeway | 2 | 1603654.01 | 1603654.01 | 0 | 0 | 9936734.11 | 0 | 8333079.94
Circuit | NV02_main | distribution_circuit_resiliency | 3 | 1370511.39 | 1370511.39 | 0 | 0 | 9741563.87 | 0 | 8371052.38
Circuit | NV03_lateral | strategic_undergrounding_single_or_two_phase_lateral | 1 | 9710986.78 | 9710986.78 | 0 | 0 | 10761788.3 | 0 | 1050801.38
Circuit | NV03_lateral | distribution_circuit_resiliency | 2 | 2174904.84 | 2174904.84 | 0 | 0 | 13288253.1 | 0 | 11113348.1
Circuit | NV03_lateral | strategic_undergrounding_freeway | 3 | 501361.91 | 501361.91 | 0 | 0 | 19652253.1 | 0 | 19150891
Circuit | NV03_lateral | strategic_undergrounding_three_phase_lateral | 4 | 34257.81 | 34257.81 | 0 | 0 | 20101418.1 | 0 | 20067160.1
Circuit | NV03_main | strategic_undergrounding_main | 1 | 2813618.08 | 2813618.08 | 0 | 0 | 3307624.28 | 0 | 494006.039
Circuit | NV03_main | distribution_circuit_resiliency | 2 | 1110878.01 | 1110878.01 | 0 | 0 | 4607047.28 | 0 | 3496169.14
Circuit | NV03_main | strategic_undergrounding_freeway | 3 | 251817.24 | 251817.24 | 0 | 0 | 5777538.65 | 0 | 5525721.26
Circuit | NV04_lateral | strategic_undergrounding_single_or_two_phase_lateral | 1 | 1159780.26 | 1159780.26 | 0 | 0 | 1159780.44 | 0 | 0
Circuit | NV04_lateral | distribution_circuit_resiliency | 2 | 48591.31 | 48591.31 | 0 | 0 | 1588193.81 | 0 | 1539602.38
Circuit | NV04_main | strategic_undergrounding_main | 1 | 601619.11 | 601619.11 | 0 | 0 | 601619.251 | 0 | 0
Circuit | NV04_main | distribution_circuit_resiliency | 2 | 264620.76 | 264620.76 | 0 | 0 | 844047.925 | 0 | 579427.051
Circuit | NV05_lateral | strategic_undergrounding_single_or_two_phase_lateral | 1 | 10796755.9 | 10796755.9 | 0 | 0 | 13095370.5 | 0 | 2298614.46
Circuit | NV05_lateral | strategic_undergrounding_three_phase_lateral | 2 | 1170751.41 | 1170751.41 | 0 | 0 | 22379063.7 | 0 | 21208312.2
Circuit | NV05_lateral | distribution_circuit_resiliency | 3 | 551786.06 | 551786.06 | 0 | 0 | 17116174.3 | 0 | 16564388.1
Circuit | NV05_main | strategic_undergrounding_main | 1 | 5222248.33 | 5222248.33 | 0 | 0 | 5222248.46 | 0 | 0
Circuit | NV05_main | distribution_circuit_resiliency | 2 | 2024057.66 | 2024057.66 | 0 | 0 | 7679904.61 | 0 | 5655846.85
Circuit | NV06_lateral | strategic_undergrounding_single_or_two_phase_lateral | 1 | 3021156.58 | 3021156.58 | 0 | 0 | 3630961.31 | 0 | 609804.552
Circuit | NV06_lateral | distribution_circuit_resiliency | 2 | 443634.03 | 443634.03 | 0 | 0 | 4397258.99 | 0 | 3953624.82
Circuit | NV06_lateral | strategic_undergrounding_three_phase_lateral | 3 | 310990.7 | 310990.7 | 0 | 0 | 6239906.81 | 0 | 5928915.95
Circuit | NV06_main | strategic_undergrounding_main | 1 | 1394167.2 | 1394167.2 | 0 | 0 | 1394167.38 | 0 | 0
Circuit | NV06_main | distribution_circuit_resiliency | 2 | 522898.63 | 522898.63 | 0 | 0 | 2070967.33 | 0 | 1548068.56
Circuit | OA01_lateral | strategic_undergrounding_single_or_two_phase_lateral | 1 | 726840.92 | 726840.92 | 0 | 0 | 819424.962 | 0 | 92583.8913
Circuit | OA01_lateral | distribution_circuit_resiliency | 2 | 217096.9 | 217096.9 | 0 | 0 | 942314.969 | 0 | 725217.932
Circuit | OA01_lateral | strategic_undergrounding_three_phase_lateral | 3 | 38401.15 | 38401.15 | 0 | 0 | 1489990.84 | 0 | 1451589.55
Circuit | OA01_lateral | strategic_undergrounding_freeway | 4 | 8501.81 | 8501.81 | 0 | 0 | 1519112.56 | 0 | 1510610.61
Circuit | OA01_main | strategic_undergrounding_main | 1 | 343807.03 | 343807.03 | 0 | 0 | 494720.642 | 0 | 150913.435
Circuit | OA01_main | strategic_undergrounding_freeway | 2 | 76429.35 | 76429.35 | 0 | 0 | 755018.769 | 0 | 678589.267
Circuit | OA01_main | distribution_circuit_resiliency | 3 | 67728.6 | 67728.6 | 0 | 0 | 742529.756 | 0 | 674801.029
Circuit | OA02_lateral | strategic_undergrounding_single_or_two_phase_lateral | 1 | 1695736.39 | 1695736.39 | 0 | 0 | 2320282.15 | 0 | 624545.631
Circuit | OA02_lateral | strategic_undergrounding_three_phase_lateral | 2 | 213185.64 | 213185.64 | 0 | 0 | 3761938.77 | 0 | 3548752.97
Circuit | OA02_lateral | distribution_circuit_resiliency | 3 | 128226.77 | 128226.77 | 0 | 0 | 2705374.98 | 0 | 2577148.08
Circuit | OA02_lateral | strategic_undergrounding_freeway | 4 | 102562.33 | 102562.33 | 0 | 0 | 3870672.94 | 0 | 3768110.45
Circuit | OA02_main | strategic_undergrounding_main | 1 | 934524.75 | 934524.75 | 0 | 0 | 1158752 | 0 | 224227.129
Circuit | OA02_main | distribution_circuit_resiliency | 2 | 324573.79 | 324573.79 | 0 | 0 | 1652161.81 | 0 | 1327587.88
Circuit | OA02_main | strategic_undergrounding_freeway | 3 | 113516.68 | 113516.68 | 0 | 0 | 1958717.28 | 0 | 1845200.43
Circuit | OA03_lateral | strategic_undergrounding_single_or_two_phase_lateral | 1 | 14742.94 | 14742.94 | 0 | 0 | 19535.3859 | 0 | 4792.3099
Circuit | OA03_lateral | distribution_circuit_resiliency | 2 | 3143.64 | 3143.64 | 0 | 0 | 20678.1974 | 0 | 17534.4343
Circuit | OA03_lateral | strategic_undergrounding_freeway | 3 | 1772.79 | 1772.79 | 0 | 0 | 32185.6377 | 0 | 30412.7362
Circuit | OA03_lateral | strategic_undergrounding_three_phase_lateral | 4 | 653.02 | 653.02 | 0 | 0 | 33277.7458 | 0 | 32624.5716
Circuit | OA03_main | strategic_undergrounding_main | 1 | 25287.02 | 25287.02 | 0 | 0 | 26946.0511 | 0 | 1658.8765
Circuit | OA03_main | distribution_circuit_resiliency | 2 | 18136.98 | 18136.98 | 0 | 0 | 28274.6738 | 0 | 10137.5787
Circuit | OA03_main | strategic_undergrounding_freeway | 3 | 839.64 | 839.64 | 0 | 0 | 50790.4109 | 0 | 49950.6154
Circuit | OA04_lateral | strategic_undergrounding_single_or_two_phase_lateral | 1 | 3266169.29 | 3266169.29 | 0 | 0 | 3470126.14 | 0 | 203956.695
Circuit | OA04_lateral | distribution_circuit_resiliency | 2 | 437440.17 | 437440.17 | 0 | 0 | 4655305.8 | 0 | 4217865.51
Circuit | OA04_lateral | strategic_undergrounding_freeway | 3 | 102797.52 | 102797.52 | 0 | 0 | 6551111.5 | 0 | 6448313.82
Circuit | OA04_lateral | strategic_undergrounding_three_phase_lateral | 4 | 524.56 | 524.56 | 0 | 0 | 6650723.78 | 0 | 6650199.09
Circuit | OA04_main | strategic_undergrounding_main | 1 | 1077680.37 | 1077680.37 | 0 | 0 | 1201867.53 | 0 | 124187.019
Circuit | OA04_main | distribution_circuit_resiliency | 2 | 242976.89 | 242976.89 | 0 | 0 | 1939318.19 | 0 | 1696341.18
Circuit | OA04_main | strategic_undergrounding_freeway | 3 | 62910.81 | 62910.81 | 0 | 0 | 2190207.63 | 0 | 2127296.68
Circuit | OA05_lateral | strategic_undergrounding_single_or_two_phase_lateral | 1 | 4683958.34 | 4683958.34 | 0 | 0 | 6839619.93 | 0 | 2155661.45
Circuit | OA05_lateral | distribution_circuit_resiliency | 2 | 1524273.16 | 1524273.16 | 0 | 0 | 7809710.76 | 0 | 6285437.44
Circuit | OA05_lateral | strategic_undergrounding_freeway | 3 | 919186.03 | 919186.03 | 0 | 0 | 10503087.6 | 0 | 9583901.37
Circuit | OA05_lateral | strategic_undergrounding_three_phase_lateral | 4 | 173144.56 | 173144.56 | 0 | 0 | 11229238 | 0 | 11056093.3
Circuit | OA05_main | strategic_undergrounding_main | 1 | 7712727.83 | 7712727.83 | 0 | 0 | 13383888.6 | 0 | 5671160.67
Circuit | OA05_main | distribution_circuit_resiliency | 2 | 2964302.2 | 2964302.2 | 0 | 0 | 17086490.4 | 0 | 14122188.1
Circuit | OA05_main | strategic_undergrounding_freeway | 3 | 2871858.66 | 2871858.66 | 0 | 0 | 18095643.6 | 0 | 15223784.8
Circuit | OA06_lateral | strategic_undergrounding_single_or_two_phase_lateral | 1 | 993709.08 | 993709.08 | 0 | 0 | 1370054.64 | 0 | 376345.417
Circuit | OA06_lateral | distribution_circuit_resiliency | 2 | 230594.17 | 230594.17 | 0 | 0 | 1428673.17 | 0 | 1198078.9
Circuit | OA06_lateral | strategic_undergrounding_freeway | 3 | 144027.71 | 144027.71 | 0 | 0 | 2196753.51 | 0 | 2052725.64
Circuit | OA06_lateral | strategic_undergrounding_three_phase_lateral | 4 | 46693.79 | 46693.79 | 0 | 0 | 2291418.7 | 0 | 2244724.77
Circuit | OA06_main | strategic_undergrounding_main | 1 | 976451.76 | 976451.76 | 0 | 0 | 1355979.43 | 0 | 379527.498
Circuit | OA06_main | distribution_circuit_resiliency | 2 | 342687.22 | 342687.22 | 0 | 0 | 1866086.41 | 0 | 1523399.09
Circuit | OA06_main | strategic_undergrounding_freeway | 3 | 192316.23 | 192316.23 | 0 | 0 | 2118790.02 | 0 | 1926473.64
Circuit | OA07_lateral | strategic_undergrounding_single_or_two_phase_lateral | 1 | 2729344.15 | 2729344.15 | 0 | 0 | 3059868.48 | 0 | 330524.199
Circuit | OA07_lateral | distribution_circuit_resiliency | 2 | 951810.8 | 951810.8 | 0 | 0 | 3550990.46 | 0 | 2599179.53
Circuit | OA07_lateral | strategic_undergrounding_freeway | 3 | 95177.94 | 95177.94 | 0 | 0 | 5626608.55 | 0 | 5531430.45
Circuit | OA07_lateral | strategic_undergrounding_three_phase_lateral | 4 | 72282.13 | 72282.13 | 0 | 0 | 5648909.6 | 0 | 5576627.32
Circuit | OA07_main | strategic_undergrounding_main | 1 | 1960578.17 | 1960578.17 | 0 | 0 | 2377585.84 | 0 | 417007.525
Circuit | OA07_main | distribution_circuit_resiliency | 2 | 660386.09 | 660386.09 | 0 | 0 | 3438810.77 | 0 | 2778424.54
Circuit | OA07_main | strategic_undergrounding_freeway | 3 | 211226.53 | 211226.53 | 0 | 0 | 4081609.92 | 0 | 3870383.26
Circuit | OB41_lateral | strategic_undergrounding_single_or_two_phase_lateral | 1 | 10591113.5 | 10591113.5 | 0 | 0 | 10591113.6 | 0 | 0
Circuit | OB41_lateral | distribution_circuit_resiliency | 2 | 4833163.87 | 4833163.87 | 0 | 0 | 12089574.2 | 0 | 7256410.25
Circuit | OB41_main | strategic_undergrounding_main | 1 | 16651022.3 | 16651022.3 | 0 | 0 | 16651022.5 | 0 | 0
Circuit | OB41_main | distribution_circuit_resiliency | 2 | 7752205.04 | 7752205.04 | 0 | 0 | 22858849.2 | 0 | 15106644
Circuit | OB42_lateral | strategic_undergrounding_single_or_two_phase_lateral | 1 | 2311154.73 | 2311154.73 | 0 | 0 | 2311154.88 | 0 | 0
Circuit | OB42_lateral | distribution_circuit_resiliency | 2 | 762853.27 | 762853.27 | 0 | 0 | 2879125.8 | 0 | 2116272.39
Circuit | OB42_main | strategic_undergrounding_main | 1 | 3982508.94 | 3982508.94 | 0 | 0 | 3982509.08 | 0 | 0
Circuit | OB42_main | distribution_circuit_resiliency | 2 | 1520849.81 | 1520849.81 | 0 | 0 | 5893824.05 | 0 | 4372974.13
Circuit | OB43_lateral | strategic_undergrounding_single_or_two_phase_lateral | 1 | 3405550.25 | 3405550.25 | 0 | 0 | 3689281.71 | 0 | 283731.31
Circuit | OB43_lateral | distribution_circuit_resiliency | 2 | 908569.86 | 908569.86 | 0 | 0 | 4446121.02 | 0 | 3537551.06
Circuit | OB43_lateral | strategic_undergrounding_freeway | 3 | 140084.85 | 140084.85 | 0 | 0 | 6857932.83 | 0 | 6717847.83
Circuit | OB43_lateral | strategic_undergrounding_three_phase_lateral | 4 | 4007.79 | 4007.79 | 0 | 0 | 6989803.16 | 0 | 6985795.21
Circuit | OB43_main | strategic_undergrounding_main | 1 | 5919755.24 | 5919755.24 | 0 | 0 | 6906103.17 | 0 | 986347.779
Circuit | OB43_main | distribution_circuit_resiliency | 2 | 2901827.64 | 2901827.64 | 0 | 0 | 8917483.71 | 0 | 6015655.94
Circuit | OB43_main | strategic_undergrounding_freeway | 3 | 500798.65 | 500798.65 | 0 | 0 | 12161353.7 | 0 | 11660554.9
Circuit | OB44_lateral | strategic_undergrounding_single_or_two_phase_lateral | 1 | 11683424.7 | 11683424.7 | 0 | 0 | 12432106.3 | 0 | 748681.38
Circuit | OB44_lateral | distribution_circuit_resiliency | 2 | 4603651.28 | 4603651.28 | 0 | 0 | 14021588.4 | 0 | 9417936.99
Circuit | OB44_lateral | strategic_undergrounding_three_phase_lateral | 3 | 380719.75 | 380719.75 | 0 | 0 | 23417193.8 | 0 | 23036473.9
Circuit | OB44_main | strategic_undergrounding_main | 1 | 13258172.5 | 13258172.5 | 0 | 0 | 13258172.7 | 0 | 0
Circuit | OB44_main | distribution_circuit_resiliency | 2 | 6519673.95 | 6519673.95 | 0 | 0 | 17753536.3 | 0 | 11233862.2
Circuit | OB45_lateral | strategic_undergrounding_single_or_two_phase_lateral | 1 | 8362487.53 | 8362487.53 | 0 | 0 | 8363479.97 | 0 | 992.2816
Circuit | OB45_lateral | distribution_circuit_resiliency | 2 | 3567547.61 | 3567547.61 | 0 | 0 | 8864507.58 | 0 | 5296959.85
Circuit | OB45_lateral | strategic_undergrounding_freeway | 3 | 502.53 | 502.53 | 0 | 0 | 16472675.1 | 0 | 16472172.4
Circuit | OB45_main | strategic_undergrounding_main | 1 | 11889235.9 | 11889235.9 | 0 | 0 | 14651137.5 | 0 | 2761901.45
Circuit | OB45_main | distribution_circuit_resiliency | 2 | 6254958.36 | 6254958.36 | 0 | 0 | 18173787.7 | 0 | 11918829.2
Circuit | OB45_main | strategic_undergrounding_freeway | 3 | 1401960.12 | 1401960.12 | 0 | 0 | 24848710.2 | 0 | 23446750
Circuit | OB46_lateral | strategic_undergrounding_single_or_two_phase_lateral | 1 | 3617668.31 | 3617668.31 | 0 | 0 | 4081998.83 | 0 | 464330.372
Circuit | OB46_lateral | distribution_circuit_resiliency | 2 | 866205.1 | 866205.1 | 0 | 0 | 4979754.84 | 0 | 4113549.62
Circuit | OB46_lateral | strategic_undergrounding_three_phase_lateral | 3 | 205784.03 | 205784.03 | 0 | 0 | 7387770.17 | 0 | 7181985.99
Circuit | OB46_lateral | strategic_undergrounding_freeway | 4 | 30264.48 | 30264.48 | 0 | 0 | 7557545.2 | 0 | 7527280.57
Circuit | OB46_main | strategic_undergrounding_main | 1 | 4699810.88 | 4699810.88 | 0 | 0 | 5340101.52 | 0 | 640290.463
Circuit | OB46_main | distribution_circuit_resiliency | 2 | 2099323.83 | 2099323.83 | 0 | 0 | 7207148.15 | 0 | 5107824.17
Circuit | OB46_main | strategic_undergrounding_freeway | 3 | 325125.38 | 325125.38 | 0 | 0 | 9576426.16 | 0 | 9251300.63
Circuit | OB47_lateral | strategic_undergrounding_single_or_two_phase_lateral | 1 | 8113450.05 | 8113450.05 | 0 | 0 | 8114384.97 | 0 | 934.7714
Circuit | OB47_lateral | distribution_circuit_resiliency | 2 | 2945628.73 | 2945628.73 | 0 | 0 | 8656242.35 | 0 | 5710613.48
Circuit | OB47_lateral | strategic_undergrounding_freeway | 3 | 474.21 | 474.21 | 0 | 0 | 15978057.1 | 0 | 15977582.8
Circuit | OB47_main | strategic_undergrounding_main | 1 | 13658758.6 | 13658758.6 | 0 | 0 | 14138123.3 | 0 | 479364.618
Circuit | OB47_main | distribution_circuit_resiliency | 2 | 6449133.96 | 6449133.96 | 0 | 0 | 19130368.8 | 0 | 12681234.7
Circuit | OB47_main | strategic_undergrounding_freeway | 3 | 243253.11 | 243253.11 | 0 | 0 | 27152678.3 | 0 | 26909425
Circuit | OB48_lateral | strategic_undergrounding_single_or_two_phase_lateral | 1 | 6984647.52 | 6984647.52 | 0 | 0 | 7005212.62 | 0 | 20564.97
Circuit | OB48_lateral | distribution_circuit_resiliency | 2 | 2365682.8 | 2365682.8 | 0 | 0 | 7752251.32 | 0 | 5386568.39
Circuit | OB48_lateral | strategic_undergrounding_freeway | 3 | 10434.77 | 10434.77 | 0 | 0 | 13769856.6 | 0 | 13759421.7
Circuit | OB48_main | strategic_undergrounding_main | 1 | 12574908.1 | 12574908.1 | 0 | 0 | 13211487.5 | 0 | 636579.301
Circuit | OB48_main | distribution_circuit_resiliency | 2 | 5125668.28 | 5125668.28 | 0 | 0 | 18844303.1 | 0 | 13718634.7
Circuit | OB48_main | strategic_undergrounding_freeway | 3 | 323008.93 | 323008.93 | 0 | 0 | 25095583 | 0 | 24772573.9
Circuit | OB49_lateral | strategic_undergrounding_single_or_two_phase_lateral | 1 | 559996.09 | 559996.09 | 0 | 0 | 561116.016 | 0 | 1119.817
Circuit | OB49_lateral | distribution_circuit_resiliency | 2 | 214927.5 | 214927.5 | 0 | 0 | 572386.596 | 0 | 357458.96
Circuit | OB49_lateral | strategic_undergrounding_freeway | 3 | 568.02 | 568.02 | 0 | 0 | 1103398.27 | 0 | 1102830.13
Circuit | OB49_main | strategic_undergrounding_main | 1 | 1054704.19 | 1054704.19 | 0 | 0 | 1365789.52 | 0 | 311085.159
Circuit | OB49_main | distribution_circuit_resiliency | 2 | 499338.7 | 499338.7 | 0 | 0 | 1749206.32 | 0 | 1249867.48
Circuit | OB49_main | strategic_undergrounding_freeway | 3 | 157829.67 | 157829.67 | 0 | 0 | 2235547.47 | 0 | 2077717.66
Circuit | OR01_lateral | strategic_undergrounding_single_or_two_phase_lateral | 1 | 5069027.69 | 5069027.69 | 0 | 0 | 5993990.26 | 0 | 924962.424
Circuit | OR01_lateral | distribution_circuit_resiliency | 2 | 755538.32 | 755538.32 | 0 | 0 | 7498767.03 | 0 | 6743228.59
Circuit | OR01_lateral | strategic_undergrounding_freeway | 3 | 276636.37 | 276636.37 | 0 | 0 | 10598285.2 | 0 | 10321648.6
Circuit | OR01_lateral | strategic_undergrounding_three_phase_lateral | 4 | 193587.45 | 193587.45 | 0 | 0 | 10679212.4 | 0 | 10485624.7
Circuit | OR01_main | strategic_undergrounding_main | 1 | 2872978.54 | 2872978.54 | 0 | 0 | 3751955.56 | 0 | 878976.838
Circuit | OR01_main | distribution_circuit_resiliency | 2 | 1293309.02 | 1293309.02 | 0 | 0 | 4868031.2 | 0 | 3574722.05
Circuit | OR01_main | strategic_undergrounding_freeway | 3 | 447146.45 | 447146.45 | 0 | 0 | 6099958.22 | 0 | 5652811.63
Circuit | OR02_lateral | strategic_undergrounding_single_or_two_phase_lateral | 1 | 1488868 | 1488868 | 0 | 0 | 1593943.08 | 0 | 105074.924
Circuit | OR02_lateral | distribution_circuit_resiliency | 2 | 229329.52 | 229329.52 | 0 | 0 | 1966289.71 | 0 | 1736960.04
Circuit | OR02_lateral | strategic_undergrounding_three_phase_lateral | 3 | 52505.09 | 52505.09 | 0 | 0 | 2986387.84 | 0 | 2933882.64
Circuit | OR02_lateral | strategic_undergrounding_freeway | 4 | 869.71 | 869.71 | 0 | 0 | 3036403.47 | 0 | 3035533.63
Circuit | OR02_main | strategic_undergrounding_main | 1 | 1298567.97 | 1298567.97 | 0 | 0 | 1453501.3 | 0 | 154933.181
Circuit | OR02_main | distribution_circuit_resiliency | 2 | 602278.44 | 602278.44 | 0 | 0 | 1941905.46 | 0 | 1339626.89
Circuit | OR02_main | strategic_undergrounding_freeway | 3 | 78720.74 | 78720.74 | 0 | 0 | 2637868.62 | 0 | 2559147.72
Circuit | OR03_lateral | strategic_undergrounding_single_or_two_phase_lateral | 1 | 2299.61 | 2299.61 | 0 | 0 | 2299.7612 | 0 | 0
Circuit | OR03_lateral | distribution_circuit_resiliency | 2 | 0 | 0 | 0 | 0 | 2299.7612 | 0 | 2299.7612
Circuit | OR03_main | strategic_undergrounding_main | 1 | 49494.07 | 49494.07 | 0 | 0 | 49494.2021 | 0 | 0
Circuit | OR03_main | distribution_circuit_resiliency | 2 | 18443.73 | 18443.73 | 0 | 0 | 73949.1018 | 0 | 55505.2123
Circuit | OR41_lateral | strategic_undergrounding_single_or_two_phase_lateral | 1 | 3238117 | 3238117 | 0 | 0 | 3779573.4 | 0 | 541456.276
Circuit | OR41_lateral | distribution_circuit_resiliency | 2 | 478332.08 | 478332.08 | 0 | 0 | 4568491.44 | 0 | 4090159.22
Circuit | OR41_lateral | strategic_undergrounding_three_phase_lateral | 3 | 216668.33 | 216668.33 | 0 | 0 | 6703794.22 | 0 | 6487125.73
Circuit | OR41_lateral | strategic_undergrounding_freeway | 4 | 58453.85 | 58453.85 | 0 | 0 | 6856696.5 | 0 | 6798242.47
Circuit | OR41_main | strategic_undergrounding_main | 1 | 1814268.41 | 1814268.41 | 0 | 0 | 2071448.52 | 0 | 257179.977
Circuit | OR41_main | distribution_circuit_resiliency | 2 | 837133.01 | 837133.01 | 0 | 0 | 2759089.37 | 0 | 1921956.22
Circuit | OR41_main | strategic_undergrounding_freeway | 3 | 130631.55 | 130631.55 | 0 | 0 | 3702017.54 | 0 | 3571385.83
Circuit | OR91_lateral | strategic_undergrounding_single_or_two_phase_lateral | 1 | 565.68 | 565.68 | 0 | 0 | 565.8302 | 0 | 0
Circuit | OR91_lateral | distribution_circuit_resiliency | 2 | 0 | 0 | 0 | 0 | 565.8302 | 0 | 565.8302
Circuit | OR91_main | strategic_undergrounding_main | 1 | 565.68 | 565.68 | 0 | 0 | 565.8302 | 0 | 0
Circuit | OR91_main | distribution_circuit_resiliency | 2 | 488.48 | 488.48 | 0 | 0 | 488.5977 | 0 | 0
Circuit | PA01_lateral | strategic_undergrounding_single_or_two_phase_lateral | 1 | 6610803.42 | 6610803.42 | 0 | 0 | 8583150.81 | 0 | 1972347.25
Circuit | PA01_lateral | strategic_undergrounding_three_phase_lateral | 2 | 816183.79 | 816183.79 | 0 | 0 | 14183113.4 | 0 | 13366929.5
Circuit | PA01_lateral | distribution_circuit_resiliency | 3 | 618526.71 | 618526.71 | 0 | 0 | 10720455.3 | 0 | 10101928.4
Circuit | PA01_lateral | strategic_undergrounding_freeway | 4 | 186566.17 | 186566.17 | 0 | 0 | 14791908.6 | 0 | 14605342.2
Circuit | PA01_main | strategic_undergrounding_main | 1 | 5568827.48 | 5568827.48 | 0 | 0 | 5934253.03 | 0 | 365425.387
Circuit | PA01_main | distribution_circuit_resiliency | 2 | 1279068.03 | 1279068.03 | 0 | 0 | 9685026.25 | 0 | 8405958.1
Circuit | PA01_main | strategic_undergrounding_freeway | 3 | 185782.33 | 185782.33 | 0 | 0 | 11135353.9 | 0 | 10949571.4
Circuit | PA02_lateral | strategic_undergrounding_single_or_two_phase_lateral | 1 | 3314554.52 | 3314554.52 | 0 | 0 | 3327225.86 | 0 | 12671.1894
Circuit | PA02_lateral | distribution_circuit_resiliency | 2 | 804801.76 | 804801.76 | 0 | 0 | 4017589.18 | 0 | 3212787.3
Circuit | PA02_lateral | strategic_undergrounding_freeway | 3 | 4294.56 | 4294.56 | 0 | 0 | 6529580.93 | 0 | 6525286.23
Circuit | PA02_lateral | strategic_undergrounding_three_phase_lateral | 4 | 2147.19 | 2147.19 | 0 | 0 | 6531657.31 | 0 | 6529509.96
Circuit | PA02_main | strategic_undergrounding_main | 1 | 1563505.93 | 1563505.93 | 0 | 0 | 2009531.95 | 0 | 446025.869
Circuit | PA02_main | distribution_circuit_resiliency | 2 | 472889.29 | 472889.29 | 0 | 0 | 2918520.26 | 0 | 2445630.85
Circuit | PA02_main | strategic_undergrounding_freeway | 3 | 226759.65 | 226759.65 | 0 | 0 | 3301960.79 | 0 | 3075200.99
Circuit | PA03_lateral | strategic_undergrounding_single_or_two_phase_lateral | 1 | 6644401.1 | 6644401.1 | 0 | 0 | 6661809.48 | 0 | 17408.2214
Circuit | PA03_lateral | distribution_circuit_resiliency | 2 | 859483.8 | 859483.8 | 0 | 0 | 9791457.96 | 0 | 8931974.04
Circuit | PA03_lateral | strategic_undergrounding_three_phase_lateral | 3 | 8850.7 | 8850.7 | 0 | 0 | 13082809.5 | 0 | 13073958.7
Circuit | PA03_main | strategic_undergrounding_main | 1 | 6375112.4 | 6375112.4 | 0 | 0 | 6375112.55 | 0 | 0
Circuit | PA03_main | distribution_circuit_resiliency | 2 | 2229100.5 | 2229100.5 | 0 | 0 | 9698619.85 | 0 | 7469519.16
Circuit | PA04_lateral | strategic_undergrounding_single_or_two_phase_lateral | 1 | 424059.2 | 424059.2 | 0 | 0 | 446533.873 | 0 | 22474.5437
Circuit | PA04_lateral | distribution_circuit_resiliency | 2 | 70684.28 | 70684.28 | 0 | 0 | 471891.479 | 0 | 401207.075
Circuit | PA04_lateral | strategic_undergrounding_freeway | 3 | 11276.02 | 11276.02 | 0 | 0 | 845411.649 | 0 | 834135.475
Circuit | PA04_lateral | strategic_undergrounding_three_phase_lateral | 4 | 151.57 | 151.57 | 0 | 0 | 856165.331 | 0 | 856013.596
Circuit | PA04_main | strategic_undergrounding_main | 1 | 243458.77 | 243458.77 | 0 | 0 | 402537.152 | 0 | 159078.227
Circuit | PA04_main | strategic_undergrounding_freeway | 2 | 80887.61 | 80887.61 | 0 | 0 | 559606.355 | 0 | 478718.596
Circuit | PA04_main | distribution_circuit_resiliency | 3 | 39073.72 | 39073.72 | 0 | 0 | 588008.787 | 0 | 548934.914
Circuit | PA05_lateral | strategic_undergrounding_single_or_two_phase_lateral | 1 | 5823602.87 | 5823602.87 | 0 | 0 | 5823603.02 | 0 | 0
Circuit | PA05_lateral | distribution_circuit_resiliency | 2 | 807752.43 | 807752.43 | 0 | 0 | 8185266.05 | 0 | 7377513.49
Circuit | PA05_main | strategic_undergrounding_main | 1 | 4237182.26 | 4237182.26 | 0 | 0 | 4237182.4 | 0 | 0
Circuit | PA05_main | distribution_circuit_resiliency | 2 | 784683.03 | 784683.03 | 0 | 0 | 7327083.2 | 0 | 6542400.03
Circuit | PA06_lateral | strategic_undergrounding_single_or_two_phase_lateral | 1 | 5234249.76 | 5234249.76 | 0 | 0 | 5471313.86 | 0 | 237063.949
Circuit | PA06_lateral | distribution_circuit_resiliency | 2 | 690618.88 | 690618.88 | 0 | 0 | 6916581.52 | 0 | 6225962.51
Circuit | PA06_lateral | strategic_undergrounding_three_phase_lateral | 3 | 120620.4 | 120620.4 | 0 | 0 | 10407975 | 0 | 10287354.5
Circuit | PA06_main | strategic_undergrounding_main | 1 | 2269518.04 | 2269518.04 | 0 | 0 | 2269518.18 | 0 | 0
Circuit | PA06_main | distribution_circuit_resiliency | 2 | 713253.83 | 713253.83 | 0 | 0 | 3552493.45 | 0 | 2839239.49
Circuit | PA07_lateral | strategic_undergrounding_single_or_two_phase_lateral | 1 | 6120606.81 | 6120606.81 | 0 | 0 | 6327409.59 | 0 | 206802.621
Circuit | PA07_lateral | distribution_circuit_resiliency | 2 | 521871.08 | 521871.08 | 0 | 0 | 8135344.79 | 0 | 7613473.58
Circuit | PA07_lateral | strategic_undergrounding_freeway | 3 | 62402.5 | 62402.5 | 0 | 0 | 12154485.2 | 0 | 12092082.6
Circuit | PA07_lateral | strategic_undergrounding_three_phase_lateral | 4 | 42676.57 | 42676.57 | 0 | 0 | 12173669.8 | 0 | 12130993.1
Circuit | PA07_main | strategic_undergrounding_main | 1 | 4669614.19 | 4669614.19 | 0 | 0 | 4771409.75 | 0 | 101795.419
Circuit | PA07_main | distribution_circuit_resiliency | 2 | 902048.19 | 902048.19 | 0 | 0 | 8139443.16 | 0 | 7237394.83
Circuit | PA07_main | strategic_undergrounding_freeway | 3 | 51704.89 | 51704.89 | 0 | 0 | 9240070.78 | 0 | 9188365.74
Circuit | PA08_lateral | strategic_undergrounding_single_or_two_phase_lateral | 1 | 884457.58 | 884457.58 | 0 | 0 | 981678.909 | 0 | 97221.2173
Circuit | PA08_lateral | strategic_undergrounding_three_phase_lateral | 2 | 49467.76 | 49467.76 | 0 | 0 | 1788065.66 | 0 | 1738597.74
Circuit | PA08_lateral | distribution_circuit_resiliency | 3 | 35652.62 | 35652.62 | 0 | 0 | 1357041.62 | 0 | 1321388.88
Circuit | PA08_main | strategic_undergrounding_main | 1 | 517165.7 | 517165.7 | 0 | 0 | 517165.853 | 0 | 0
Circuit | PA08_main | distribution_circuit_resiliency | 2 | 141552.96 | 141552.96 | 0 | 0 | 836147.936 | 0 | 694594.863
Circuit | PA09_lateral | strategic_undergrounding_single_or_two_phase_lateral | 1 | 761876.39 | 761876.39 | 0 | 0 | 1077783.59 | 0 | 315907.051
Circuit | PA09_lateral | strategic_undergrounding_three_phase_lateral | 2 | 160616.32 | 160616.32 | 0 | 0 | 1658985.78 | 0 | 1498369.31
Circuit | PA09_lateral | distribution_circuit_resiliency | 3 | 38459.81 | 38459.81 | 0 | 0 | 1421676.87 | 0 | 1383216.93
Circuit | PA09_main | strategic_undergrounding_main | 1 | 674474.9 | 674474.9 | 0 | 0 | 674475.048 | 0 | 0
Circuit | PA09_main | distribution_circuit_resiliency | 2 | 232166.54 | 232166.54 | 0 | 0 | 1030458.48 | 0 | 798291.801
Circuit | PA10_lateral | strategic_undergrounding_single_or_two_phase_lateral | 1 | 5388824.78 | 5388824.78 | 0 | 0 | 5402984.76 | 0 | 14159.7922
Circuit | PA10_lateral | distribution_circuit_resiliency | 2 | 1083540.7 | 1083540.7 | 0 | 0 | 7357386.74 | 0 | 6273845.92
Circuit | PA10_lateral | strategic_undergrounding_three_phase_lateral | 3 | 7203.35 | 7203.35 | 0 | 0 | 10597138 | 0 | 10589934.5
Circuit | PA10_main | strategic_undergrounding_main | 1 | 3431230.54 | 3431230.54 | 0 | 0 | 3431230.72 | 0 | 0
Circuit | PA10_main | distribution_circuit_resiliency | 2 | 1023472.33 | 1023472.33 | 0 | 0 | 5439069.93 | 0 | 4415597.48
Circuit | PA11_lateral | strategic_undergrounding_single_or_two_phase_lateral | 1 | 3496521.9 | 3496521.9 | 0 | 0 | 3497431 | 0 | 908.9571
Circuit | PA11_lateral | distribution_circuit_resiliency | 2 | 491385.4 | 491385.4 | 0 | 0 | 4566287.25 | 0 | 4074901.72
Circuit | PA11_lateral | strategic_undergrounding_three_phase_lateral | 3 | 462.35 | 462.35 | 0 | 0 | 6871616.13 | 0 | 6871153.64
Circuit | PA11_main | strategic_undergrounding_main | 1 | 3161992.47 | 3161992.47 | 0 | 0 | 3161992.62 | 0 | 0
Circuit | PA11_main | distribution_circuit_resiliency | 2 | 1246853.65 | 1246853.65 | 0 | 0 | 4626843 | 0 | 3379989.21
Circuit | PE01_lateral | strategic_undergrounding_single_or_two_phase_lateral | 1 | 902149.18 | 902149.18 | 0 | 0 | 902149.328 | 0 | 0
Circuit | PE01_lateral | distribution_circuit_resiliency | 2 | 201727.58 | 201727.58 | 0 | 0 | 1071286.86 | 0 | 869559.158
Circuit | PE01_main | strategic_undergrounding_main | 1 | 901430.7 | 901430.7 | 0 | 0 | 901430.835 | 0 | 0
Circuit | PE01_main | distribution_circuit_resiliency | 2 | 443371.21 | 443371.21 | 0 | 0 | 1203500.42 | 0 | 760129.087
Circuit | PE02_lateral | strategic_undergrounding_single_or_two_phase_lateral | 1 | 1646689.9 | 1646689.9 | 0 | 0 | 1646690.07 | 0 | 0
Circuit | PE02_lateral | distribution_circuit_resiliency | 2 | 392447.32 | 392447.32 | 0 | 0 | 2021811.39 | 0 | 1629363.94
Circuit | PE02_main | strategic_undergrounding_main | 1 | 835316.32 | 835316.32 | 0 | 0 | 835316.489 | 0 | 0
Circuit | PE02_main | distribution_circuit_resiliency | 2 | 333657.19 | 333657.19 | 0 | 0 | 1212652.36 | 0 | 878995.024
Circuit | PE03_lateral | strategic_undergrounding_single_or_two_phase_lateral | 1 | 4016703.95 | 4016703.95 | 0 | 0 | 4016704.09 | 0 | 0
Circuit | PE03_lateral | distribution_circuit_resiliency | 2 | 883820.14 | 883820.14 | 0 | 0 | 4739199.14 | 0 | 3855378.88
Circuit | PE03_main | strategic_undergrounding_main | 1 | 4082531.23 | 4082531.23 | 0 | 0 | 4082531.37 | 0 | 0
Circuit | PE03_main | distribution_circuit_resiliency | 2 | 1959586.02 | 1959586.02 | 0 | 0 | 5515374.64 | 0 | 3555788.47
Circuit | PE04_lateral | strategic_undergrounding_single_or_two_phase_lateral | 1 | 3018885.25 | 3018885.25 | 0 | 0 | 3512396.9 | 0 | 493511.506
Circuit | PE04_lateral | distribution_circuit_resiliency | 2 | 459018.24 | 459018.24 | 0 | 0 | 4429443.47 | 0 | 3970425.11
Circuit | PE04_lateral | strategic_undergrounding_freeway | 3 | 250027.47 | 250027.47 | 0 | 0 | 6182730.91 | 0 | 5932703.3
Circuit | PE04_lateral | strategic_undergrounding_three_phase_lateral | 4 | 928.53 | 928.53 | 0 | 0 | 6423502.47 | 0 | 6422573.82
Circuit | PE04_main | strategic_undergrounding_main | 1 | 1968055.23 | 1968055.23 | 0 | 0 | 1968055.37 | 0 | 0
Circuit | PE04_main | distribution_circuit_resiliency | 2 | 639438.06 | 639438.06 | 0 | 0 | 3051863.19 | 0 | 2412425
Circuit | PE05_lateral | strategic_undergrounding_single_or_two_phase_lateral | 1 | 76072.64 | 76072.64 | 0 | 0 | 76072.7633 | 0 | 0
Circuit | PE05_lateral | distribution_circuit_resiliency | 2 | 12085.29 | 12085.29 | 0 | 0 | 80613.8219 | 0 | 68528.3987
Circuit | PE05_main | strategic_undergrounding_main | 1 | 135062.08 | 135062.08 | 0 | 0 | 135062.231 | 0 | 0
Circuit | PE05_main | distribution_circuit_resiliency | 2 | 66627.2 | 66627.2 | 0 | 0 | 179991.684 | 0 | 113364.35
Circuit | PE06_lateral | strategic_undergrounding_single_or_two_phase_lateral | 1 | 2341957.18 | 2341957.18 | 0 | 0 | 2470502.05 | 0 | 128544.733
Circuit | PE06_lateral | distribution_circuit_resiliency | 2 | 166024.64 | 166024.64 | 0 | 0 | 2884797.72 | 0 | 2718772.93
Circuit | PE06_lateral | strategic_undergrounding_three_phase_lateral | 3 | 65238.28 | 65238.28 | 0 | 0 | 4664018.85 | 0 | 4598780.42
Circuit | PE06_main | strategic_undergrounding_main | 1 | 2055391.15 | 2055391.15 | 0 | 0 | 2055391.29 | 0 | 0
Circuit | PE06_main | distribution_circuit_resiliency | 2 | 918085.49 | 918085.49 | 0 | 0 | 2856122.81 | 0 | 1938037.19
Circuit | PE07_lateral | strategic_undergrounding_single_or_two_phase_lateral | 1 | 5896581.6 | 5896581.6 | 0 | 0 | 9161455.51 | 0 | 3264873.77
Circuit | PE07_lateral | strategic_undergrounding_freeway | 2 | 1260228.89 | 1260228.89 | 0 | 0 | 13621860 | 0 | 12361631
Circuit | PE07_lateral | distribution_circuit_resiliency | 3 | 727843.8 | 727843.8 | 0 | 0 | 11224207.8 | 0 | 10496363.8
Circuit | PE07_lateral | strategic_undergrounding_three_phase_lateral | 4 | 412360.18 | 412360.18 | 0 | 0 | 14428972 | 0 | 14016611.7
Circuit | PE07_main | strategic_undergrounding_main | 1 | 4669823.31 | 4669823.31 | 0 | 0 | 6027372.82 | 0 | 1357549.38
Circuit | PE07_main | distribution_circuit_resiliency | 2 | 1646436.01 | 1646436.01 | 0 | 0 | 8418395.24 | 0 | 6771959.08
Circuit | PE07_main | strategic_undergrounding_freeway | 3 | 695476.96 | 695476.96 | 0 | 0 | 9846950.07 | 0 | 9151472.92
Circuit | PG01_lateral | strategic_undergrounding_single_or_two_phase_lateral | 1 | 5695957.66 | 5695957.66 | 0 | 0 | 6093533.04 | 0 | 397575.237
Circuit | PG01_lateral | distribution_circuit_resiliency | 2 | 668002.36 | 668002.36 | 0 | 0 | 5989400.53 | 0 | 5321398.03
Circuit | PG01_lateral | strategic_undergrounding_three_phase_lateral | 3 | 203252.87 | 203252.87 | 0 | 0 | 11286784.8 | 0 | 11083531.8
Circuit | PG01_main | strategic_undergrounding_main | 1 | 3278719.45 | 3278719.45 | 0 | 0 | 3278719.59 | 0 | 0
Circuit | PG01_main | distribution_circuit_resiliency | 2 | 2836554.57 | 2836554.57 | 0 | 0 | 2836554.7 | 0 | 0
Circuit | PG02_lateral | strategic_undergrounding_single_or_two_phase_lateral | 1 | 5222.27 | 5222.27 | 0 | 0 | 5222.4118 | 0 | 0
Circuit | PG02_lateral | distribution_circuit_resiliency | 2 | 0 | 0 | 0 | 0 | 5222.4118 | 0 | 5222.4118
Circuit | PG02_lateral | strategic_undergrounding_three_phase_lateral | 3 | 0 | 0 | 0 | 0 | 10212.9576 | 0 | 10212.9576
Circuit | PG02_main | strategic_undergrounding_main | 1 | 4569.42 | 4569.42 | 0 | 0 | 4569.6103 | 0 | 0
Circuit | PG02_main | distribution_circuit_resiliency | 2 | 3953.66 | 3953.66 | 0 | 0 | 3953.8231 | 0 | 0
Circuit | PHR01_lateral | strategic_undergrounding_single_or_two_phase_lateral | 1 | 11477685.2 | 11477685.2 | 0 | 0 | 11477685.3 | 0 | 0
Circuit | PHR01_lateral | distribution_circuit_resiliency | 2 | 755635.4 | 755635.4 | 0 | 0 | 15335596.1 | 0 | 14579960.5
Circuit | PHR01_main | strategic_undergrounding_main | 1 | 7640368.57 | 7640368.57 | 0 | 0 | 7640368.7 | 0 | 0
Circuit | PHR01_main | distribution_circuit_resiliency | 2 | 2707776.07 | 2707776.07 | 0 | 0 | 11246517 | 0 | 8538740.79
Circuit | PHR02_lateral | strategic_undergrounding_single_or_two_phase_lateral | 1 | 1484383.31 | 1484383.31 | 0 | 0 | 2267154.14 | 0 | 782770.678
Circuit | PHR02_lateral | strategic_undergrounding_freeway | 2 | 400690.2 | 400690.2 | 0 | 0 | 3302754.3 | 0 | 2902063.95
Circuit | PHR02_lateral | distribution_circuit_resiliency | 3 | 295986.04 | 295986.04 | 0 | 0 | 2665396.03 | 0 | 2369409.87
Circuit | PHR02_main | strategic_undergrounding_main | 1 | 1061219.95 | 1061219.95 | 0 | 0 | 1775874.69 | 0 | 714654.59
Circuit | PHR02_main | distribution_circuit_resiliency | 2 | 459517.94 | 459517.94 | 0 | 0 | 2162597.12 | 0 | 1703079.05
Circuit | PHR02_main | strategic_undergrounding_freeway | 3 | 365682.48 | 365682.48 | 0 | 0 | 2439718.38 | 0 | 2074035.76
Circuit | PHR03_lateral | strategic_undergrounding_single_or_two_phase_lateral | 1 | 4099919.35 | 4099919.35 | 0 | 0 | 4099919.5 | 0 | 0
Circuit | PHR03_lateral | distribution_circuit_resiliency | 2 | 1157196.32 | 1157196.32 | 0 | 0 | 3904634.64 | 0 | 2747438.19
Circuit | PHR03_main | strategic_undergrounding_main | 1 | 11915853.2 | 11915853.2 | 0 | 0 | 11915853.4 | 0 | 0
Circuit | PHR03_main | distribution_circuit_resiliency | 2 | 5848298.22 | 5848298.22 | 0 | 0 | 15313484.6 | 0 | 9465186.21
Circuit | PHR04_lateral | strategic_undergrounding_single_or_two_phase_lateral | 1 | 21404210.7 | 21404210.7 | 0 | 0 | 21586573.9 | 0 | 182362.995
Circuit | PHR04_lateral | distribution_circuit_resiliency | 2 | 3500211.42 | 3500211.42 | 0 | 0 | 27310583.1 | 0 | 23810371.5
Circuit | PHR04_lateral | strategic_undergrounding_three_phase_lateral | 3 | 93345.02 | 93345.02 | 0 | 0 | 41977231.1 | 0 | 41883886
Circuit | PHR04_main | strategic_undergrounding_main | 1 | 9549597.94 | 9549597.94 | 0 | 0 | 9549598.07 | 0 | 0
Circuit | PHR04_main | distribution_circuit_resiliency | 2 | 2413257.73 | 2413257.73 | 0 | 0 | 15385769.3 | 0 | 12972511.5
Circuit | PI41_lateral | strategic_undergrounding_single_or_two_phase_lateral | 1 | 11817668.4 | 11817668.4 | 0 | 0 | 17110967.7 | 0 | 5293299.13
Circuit | PI41_lateral | distribution_circuit_resiliency | 2 | 3009301.41 | 3009301.41 | 0 | 0 | 20555549.8 | 0 | 17546248.3
Circuit | PI41_lateral | strategic_undergrounding_freeway | 3 | 1876043.82 | 1876043.82 | 0 | 0 | 27254132.4 | 0 | 25378088.4
Circuit | PI41_lateral | strategic_undergrounding_three_phase_lateral | 4 | 808551.87 | 808551.87 | 0 | 0 | 28290658.7 | 0 | 27482106.7
Circuit | PI41_main | strategic_undergrounding_main | 1 | 7287803.64 | 7287803.64 | 0 | 0 | 10211006.2 | 0 | 2923202.45
Circuit | PI41_main | distribution_circuit_resiliency | 2 | 2530536.01 | 2530536.01 | 0 | 0 | 14197506 | 0 | 11666969.8
Circuit | PI41_main | strategic_undergrounding_freeway | 3 | 1482589.72 | 1482589.72 | 0 | 0 | 16007277.9 | 0 | 14524688
Circuit | PI42_lateral | strategic_undergrounding_single_or_two_phase_lateral | 1 | 53986021.3 | 53986021.3 | 0 | 0 | 64667440.9 | 0 | 10681419.4
Circuit | PI42_lateral | distribution_circuit_resiliency | 2 | 8470522.76 | 8470522.76 | 0 | 0 | 79344941.3 | 0 | 70874418.4
Circuit | PI42_lateral | strategic_undergrounding_freeway | 3 | 3894005.94 | 3894005.94 | 0 | 0 | 113467440 | 0 | 109573434
Circuit | PI42_lateral | strategic_undergrounding_three_phase_lateral | 4 | 1523849.7 | 1523849.7 | 0 | 0 | 115771476 | 0 | 114247626
Circuit | PI42_main | strategic_undergrounding_main | 1 | 36246000.7 | 36246000.7 | 0 | 0 | 41894655 | 0 | 5648654.14
Circuit | PI42_main | distribution_circuit_resiliency | 2 | 12107382.4 | 12107382.4 | 0 | 0 | 61774470.5 | 0 | 49667088
Circuit | PI42_main | strategic_undergrounding_freeway | 3 | 2864866.99 | 2864866.99 | 0 | 0 | 74940432.3 | 0 | 72075565.1
Circuit | PI43_lateral | strategic_undergrounding_single_or_two_phase_lateral | 1 | 18298636.3 | 18298636.3 | 0 | 0 | 29414273.9 | 0 | 11115637.4
Circuit | PI43_lateral | strategic_undergrounding_three_phase_lateral | 2 | 5646462.61 | 5646462.61 | 0 | 0 | 41863737.2 | 0 | 36217274.4
Circuit | PI43_lateral | distribution_circuit_resiliency | 3 | 3682385.18 | 3682385.18 | 0 | 0 | 34613586.6 | 0 | 30931201.3
Circuit | PI43_main | strategic_undergrounding_main | 1 | 11445323.5 | 11445323.5 | 0 | 0 | 11445323.6 | 0 | 0
Circuit | PI43_main | distribution_circuit_resiliency | 2 | 3786461.74 | 3786461.74 | 0 | 0 | 17768477.8 | 0 | 13982015.9
Circuit | PI44_lateral | strategic_undergrounding_single_or_two_phase_lateral | 1 | 39841040.5 | 39841040.5 | 0 | 0 | 46776293.3 | 0 | 6935252.67
Circuit | PI44_lateral | distribution_circuit_resiliency | 2 | 10063317.9 | 10063317.9 | 0 | 0 | 56378587.7 | 0 | 46315269.7
Circuit | PI44_lateral | strategic_undergrounding_freeway | 3 | 3498144.7 | 3498144.7 | 0 | 0 | 82734017.7 | 0 | 79235872.8
Circuit | PI44_lateral | strategic_undergrounding_three_phase_lateral | 4 | 14558.75 | 14558.75 | 0 | 0 | 86128396.6 | 0 | 86113837.7
Circuit | PI44_main | strategic_undergrounding_main | 1 | 23682707.5 | 23682707.5 | 0 | 0 | 28160226.7 | 0 | 4477519.11
Circuit | PI44_main | distribution_circuit_resiliency | 2 | 6991468.91 | 6991468.91 | 0 | 0 | 42230182.1 | 0 | 35238713
Circuit | PI44_main | strategic_undergrounding_freeway | 3 | 2267779.97 | 2267779.97 | 0 | 0 | 48910793.2 | 0 | 46643013.1
Circuit | PI45_lateral | strategic_undergrounding_single_or_two_phase_lateral | 1 | 13821687 | 13821687 | 0 | 0 | 15343359.3 | 0 | 1521672.14
Circuit | PI45_lateral | distribution_circuit_resiliency | 2 | 1702300.41 | 1702300.41 | 0 | 0 | 19678990.8 | 0 | 17976690.2
Circuit | PI45_lateral | strategic_undergrounding_three_phase_lateral | 3 | 771243.13 | 771243.13 | 0 | 0 | 28150959.3 | 0 | 27379716
Circuit | PI45_main | strategic_undergrounding_main | 1 | 6499830.35 | 6499830.35 | 0 | 0 | 6499830.49 | 0 | 0
Circuit | PI45_main | distribution_circuit_resiliency | 2 | 2206046.35 | 2206046.35 | 0 | 0 | 10041447.8 | 0 | 7835401.37
Circuit | PI46_lateral | strategic_undergrounding_single_or_two_phase_lateral | 1 | 16816655 | 16816655 | 0 | 0 | 20255979.4 | 0 | 3439324.21
Circuit | PI46_lateral | distribution_circuit_resiliency | 2 | 2484425.97 | 2484425.97 | 0 | 0 | 23596146 | 0 | 21111719.9
Circuit | PI46_lateral | strategic_undergrounding_freeway | 3 | 1110064.75 | 1110064.75 | 0 | 0 | 35530754.8 | 0 | 34420689.9
Circuit | PI46_lateral | strategic_undergrounding_three_phase_lateral | 4 | 632051.99 | 632051.99 | 0 | 0 | 35992340.3 | 0 | 35360288.2
Circuit | PI46_main | strategic_undergrounding_main | 1 | 8132374.71 | 8132374.71 | 0 | 0 | 10489274 | 0 | 2356899.17
Circuit | PI46_main | distribution_circuit_resiliency | 2 | 3232235.08 | 3232235.08 | 0 | 0 | 14428301.3 | 0 | 11196066.1
Circuit | PI46_main | strategic_undergrounding_freeway | 3 | 1195073.24 | 1195073.24 | 0 | 0 | 17370777.2 | 0 | 16175703.8
Circuit | PI47_lateral | strategic_undergrounding_single_or_two_phase_lateral | 1 | 10099206.8 | 10099206.8 | 0 | 0 | 13138206.3 | 0 | 3038999.29
Circuit | PI47_lateral | distribution_circuit_resiliency | 2 | 1492098.98 | 1492098.98 | 0 | 0 | 15594865 | 0 | 14102765.9
Circuit | PI47_lateral | strategic_undergrounding_freeway | 3 | 1332923.82 | 1332923.82 | 0 | 0 | 21583430.6 | 0 | 20250506.6
Circuit | PI47_lateral | strategic_undergrounding_three_phase_lateral | 4 | 202821.68 | 202821.68 | 0 | 0 | 22693373.9 | 0 | 22490552.1
Circuit | PI47_main | strategic_undergrounding_main | 1 | 6543612.89 | 6543612.89 | 0 | 0 | 9755600.42 | 0 | 3211987.38
Circuit | PI47_main | distribution_circuit_resiliency | 2 | 2634387.26 | 2634387.26 | 0 | 0 | 12761594 | 0 | 10127206.5
Circuit | PI47_main | strategic_undergrounding_freeway | 3 | 1623311.43 | 1623311.43 | 0 | 0 | 14580173 | 0 | 12956861.4
Circuit | PI48_lateral | strategic_undergrounding_single_or_two_phase_lateral | 1 | 5467078.43 | 5467078.43 | 0 | 0 | 6457210.28 | 0 | 990131.703
Circuit | PI48_lateral | distribution_circuit_resiliency | 2 | 1158860.72 | 1158860.72 | 0 | 0 | 7938163.25 | 0 | 6779302.39
Circuit | PI48_lateral | strategic_undergrounding_three_phase_lateral | 3 | 279258.95 | 279258.95 | 0 | 0 | 11428127.6 | 0 | 11148868.5
Circuit | PI48_lateral | strategic_undergrounding_freeway | 4 | 222203.06 | 222203.06 | 0 | 0 | 11483711.9 | 0 | 11261508.7
Circuit | PI48_main | strategic_undergrounding_main | 1 | 3685727.85 | 3685727.85 | 0 | 0 | 4210407.92 | 0 | 524679.92
Circuit | PI48_main | distribution_circuit_resiliency | 2 | 1598348.58 | 1598348.58 | 0 | 0 | 5734121.78 | 0 | 4135773.09
Circuit | PI48_main | strategic_undergrounding_freeway | 3 | 265367.36 | 265367.36 | 0 | 0 | 7528509.22 | 0 | 7263141.7
Circuit | PJ01_lateral | strategic_undergrounding_single_or_two_phase_lateral | 1 | 698085.03 | 698085.03 | 0 | 0 | 714843.784 | 0 | 16758.6096
Circuit | PJ01_lateral | distribution_circuit_resiliency | 2 | 304131.17 | 304131.17 | 0 | 0 | 669382.873 | 0 | 365251.567
Circuit | PJ01_lateral | strategic_undergrounding_freeway | 3 | 5247.14 | 5247.14 | 0 | 0 | 1374387.69 | 0 | 1369140.4
Circuit | PJ01_lateral | strategic_undergrounding_three_phase_lateral | 4 | 3290.08 | 3290.08 | 0 | 0 | 1376270.99 | 0 | 1372980.78
Circuit | PJ01_main | strategic_undergrounding_main | 1 | 827681.27 | 827681.27 | 0 | 0 | 843148.185 | 0 | 15466.7864
Circuit | PJ01_main | distribution_circuit_resiliency | 2 | 419558.91 | 419558.91 | 0 | 0 | 1104113.97 | 0 | 684554.926
Circuit | PJ01_main | strategic_undergrounding_freeway | 3 | 7879.3 | 7879.3 | 0 | 0 | 1623631.58 | 0 | 1615752.12
Circuit | PJ02_lateral | strategic_undergrounding_single_or_two_phase_lateral | 1 | 280761.81 | 280761.81 | 0 | 0 | 376788.143 | 0 | 96026.1606
Circuit | PJ02_lateral | distribution_circuit_resiliency | 2 | 106014.29 | 106014.29 | 0 | 0 | 374990.673 | 0 | 268976.252
Circuit | PJ02_lateral | strategic_undergrounding_freeway | 3 | 49252.3 | 49252.3 | 0 | 0 | 598557.75 | 0 | 549305.304
Circuit | PJ02_main | strategic_undergrounding_main | 1 | 418852.73 | 418852.73 | 0 | 0 | 802962.868 | 0 | 384109.971
Circuit | PJ02_main | strategic_undergrounding_freeway | 2 | 197038.27 | 197038.27 | 0 | 0 | 1014726.29 | 0 | 817687.881
Circuit | PJ02_main | distribution_circuit_resiliency | 3 | 191582.95 | 191582.95 | 0 | 0 | 946015.174 | 0 | 754432.071
Circuit | PJ03_lateral | strategic_undergrounding_single_or_two_phase_lateral | 1 | 1652677.82 | 1652677.82 | 0 | 0 | 2292809.01 | 0 | 640131.066
Circuit | PJ03_lateral | distribution_circuit_resiliency | 2 | 581960.75 | 581960.75 | 0 | 0 | 2213869.16 | 0 | 1631908.28
Circuit | PJ03_lateral | strategic_undergrounding_three_phase_lateral | 3 | 328583.41 | 328583.41 | 0 | 0 | 3559208.85 | 0 | 3230625.33
Circuit | PJ03_main | strategic_undergrounding_main | 1 | 5628905.15 | 5628905.15 | 0 | 0 | 5628905.31 | 0 | 0
Circuit | PJ03_main | distribution_circuit_resiliency | 2 | 2199267.41 | 2199267.41 | 0 | 0 | 8067402.23 | 0 | 5868134.68
Circuit | PJ04_lateral | strategic_undergrounding_single_or_two_phase_lateral | 1 | 998345.68 | 998345.68 | 0 | 0 | 998345.85 | 0 | 0
Circuit | PJ04_lateral | distribution_circuit_resiliency | 2 | 203717.69 | 203717.69 | 0 | 0 | 1077486.66 | 0 | 873768.821
Circuit | PJ04_main | strategic_undergrounding_main | 1 | 4150289.68 | 4150289.68 | 0 | 0 | 4150289.84 | 0 | 0
Circuit | PJ04_main | distribution_circuit_resiliency | 2 | 1507850.56 | 1507850.56 | 0 | 0 | 6088304.47 | 0 | 4580453.79
Circuit | PJ05_lateral | strategic_undergrounding_single_or_two_phase_lateral | 1 | 1114741.98 | 1114741.98 | 0 | 0 | 1114742.12 | 0 | 0
Circuit | PJ05_lateral | distribution_circuit_resiliency | 2 | 201324.22 | 201324.22 | 0 | 0 | 1261336.93 | 0 | 1060012.59
Circuit | PJ05_main | strategic_undergrounding_main | 1 | 1604646.77 | 1604646.77 | 0 | 0 | 1604646.92 | 0 | 0
Circuit | PJ05_main | distribution_circuit_resiliency | 2 | 642719.91 | 642719.91 | 0 | 0 | 2279617.21 | 0 | 1636897.16
Circuit | PJ06_lateral | strategic_undergrounding_single_or_two_phase_lateral | 1 | 4043165.49 | 4043165.49 | 0 | 0 | 4100050.95 | 0 | 56885.2979
Circuit | PJ06_lateral | distribution_circuit_resiliency | 2 | 645773.01 | 645773.01 | 0 | 0 | 4496542.86 | 0 | 3850769.69
Circuit | PJ06_lateral | strategic_undergrounding_freeway | 3 | 29021.6 | 29021.6 | 0 | 0 | 7943227 | 0 | 7914205.25
Circuit | PJ06_lateral | strategic_undergrounding_three_phase_lateral | 4 | 0 | 0 | 0 | 0 | 7971025.67 | 0 | 7971025.67
Circuit | PJ06_main | strategic_undergrounding_main | 1 | 5171427.4 | 5171427.4 | 0 | 0 | 5220516.82 | 0 | 49089.2815
Circuit | PJ06_main | distribution_circuit_resiliency | 2 | 2164550.33 | 2164550.33 | 0 | 0 | 7461778.38 | 0 | 5297227.93
Circuit | PJ06_main | strategic_undergrounding_freeway | 3 | 25005.47 | 25005.47 | 0 | 0 | 10192802.3 | 0 | 10167796.6
Circuit | PJ07_lateral | strategic_undergrounding_single_or_two_phase_lateral | 1 | 653873.46 | 653873.46 | 0 | 0 | 701649.813 | 0 | 47776.2182
Circuit | PJ07_lateral | distribution_circuit_resiliency | 2 | 285672.97 | 285672.97 | 0 | 0 | 689272.803 | 0 | 403599.694
Circuit | PJ07_lateral | strategic_undergrounding_freeway | 3 | 15874.35 | 15874.35 | 0 | 0 | 1315235.04 | 0 | 1299360.5
Circuit | PJ07_lateral | strategic_undergrounding_three_phase_lateral | 4 | 8498.99 | 8498.99 | 0 | 0 | 1322276.56 | 0 | 1313777.41
Circuit | PJ07_main | strategic_undergrounding_main | 1 | 876264.88 | 876264.88 | 0 | 0 | 1059727.41 | 0 | 183462.384
Circuit | PJ07_main | distribution_circuit_resiliency | 2 | 533840.22 | 533840.22 | 0 | 0 | 1183935.05 | 0 | 650094.692
Circuit | PJ07_main | strategic_undergrounding_freeway | 3 | 93507.14 | 93507.14 | 0 | 0 | 1805841.98 | 0 | 1712334.66
Circuit | PK01_lateral | strategic_undergrounding_single_or_two_phase_lateral | 1 | 38956.05 | 38956.05 | 0 | 0 | 38956.1803 | 0 | 0
Circuit | PK01_lateral | distribution_circuit_resiliency | 2 | 0 | 0 | 0 | 0 | 38956.1803 | 0 | 38956.1803
Circuit | PK03_lateral | strategic_undergrounding_freeway | 1 | 36358.96 | 36358.96 | 0 | 0 | 37383.2969 | 0 | 1024.196
Circuit | PK03_lateral | strategic_undergrounding_single_or_two_phase_lateral | 2 | 519.27 | 519.27 | 0 | 0 | 72213.1358 | 0 | 71693.7201
Circuit | PK03_lateral | distribution_circuit_resiliency | 3 | 0 | 0 | 0 | 0 | 72213.1358 | 0 | 72213.1358
Circuit | PK05_lateral | strategic_undergrounding_single_or_two_phase_lateral | 1 | 21295.92 | 21295.92 | 0 | 0 | 23344.437 | 0 | 2048.392
Circuit | PK05_lateral | distribution_circuit_resiliency | 2 | 4038.28 | 4038.28 | 0 | 0 | 22708.0939 | 0 | 18669.6954
Circuit | PK05_lateral | strategic_undergrounding_freeway | 3 | 1038.7 | 1038.7 | 0 | 0 | 43030.8676 | 0 | 41992.0362
Circuit | PK07_lateral | strategic_undergrounding_single_or_two_phase_lateral | 1 | 97650 | 97650 | 0 | 0 | 97650.1569 | 0 | 0
Circuit | PK07_lateral | distribution_circuit_resiliency | 2 | 71793.63 | 71793.63 | 0 | 0 | 86337.3902 | 0 | 14543.6404
Circuit | PK08_lateral | strategic_undergrounding_single_or_two_phase_lateral | 1 | 519.27 | 519.27 | 0 | 0 | 519.4157 | 0 | 0
Circuit | PK08_lateral | distribution_circuit_resiliency | 2 | 448.59 | 448.59 | 0 | 0 | 448.7109 | 0 | 0
Circuit | PK41_lateral | strategic_undergrounding_single_or_two_phase_lateral | 1 | 2077.51 | 2077.51 | 0 | 0 | 2077.6629 | 0 | 0
Circuit | PK41_lateral | distribution_circuit_resiliency | 2 | 1794.71 | 1794.71 | 0 | 0 | 1794.8438 | 0 | 0
Circuit | PK42_lateral | strategic_undergrounding_freeway | 1 | 7088.23 | 7088.23 | 0 | 0 | 7088.4005 | 0 | 0
Circuit | PK43_lateral | strategic_undergrounding_single_or_two_phase_lateral | 1 | 87261.68 | 87261.68 | 0 | 0 | 88286.0403 | 0 | 1024.196
Circuit | PK43_lateral | distribution_circuit_resiliency | 2 | 37691.58 | 37691.58 | 0 | 0 | 82346.8378 | 0 | 44655.1181
Circuit | PK43_lateral | strategic_undergrounding_freeway | 3 | 519.27 | 519.27 | 0 | 0 | 172584.345 | 0 | 172064.93
Circuit | PK45_lateral | strategic_undergrounding_single_or_two_phase_lateral | 1 | 42072.53 | 42072.53 | 0 | 0 | 42072.6742 | 0 | 0
Circuit | PK45_lateral | distribution_circuit_resiliency | 2 | 35896.75 | 35896.75 | 0 | 0 | 36416.291 | 0 | 519.4157
Circuit | PK46_lateral | strategic_undergrounding_single_or_two_phase_lateral | 1 | 34281.29 | 34281.29 | 0 | 0 | 35305.6344 | 0 | 1024.196
Circuit | PK46_lateral | distribution_circuit_resiliency | 2 | 2692.12 | 2692.12 | 0 | 0 | 34881.4057 | 0 | 32189.14
Circuit | PK46_lateral | strategic_undergrounding_freeway | 3 | 519.27 | 519.27 | 0 | 0 | 68116.3524 | 0 | 67596.9366
Circuit | PK46_main | strategic_undergrounding_main | 1 | 18179.42 | 18179.42 | 0 | 0 | 18179.5507 | 0 | 0
Circuit | PK46_main | distribution_circuit_resiliency | 2 | 15704.76 | 15704.76 | 0 | 0 | 15704.883 | 0 | 0
Circuit | PK47_main | strategic_undergrounding_main | 1 | 0 | 0 | 0 | 0 | 0 | 0 | 0
Circuit | PK48_lateral | strategic_undergrounding_single_or_two_phase_lateral | 1 | 1038.7 | 1038.7 | 0 | 0 | 1038.8315 | 0 | 0
Circuit | PK48_lateral | distribution_circuit_resiliency | 2 | 897.3 | 897.3 | 0 | 0 | 897.4219 | 0 | 0
Circuit | PK49_lateral | strategic_undergrounding_single_or_two_phase_lateral | 1 | 519.27 | 519.27 | 0 | 0 | 519.4157 | 0 | 0
Circuit | PK49_lateral | distribution_circuit_resiliency | 2 | 448.59 | 448.59 | 0 | 0 | 448.7109 | 0 | 0
Circuit | PK50_lateral | strategic_undergrounding_single_or_two_phase_lateral | 1 | 5194.02 | 5194.02 | 0 | 0 | 5194.1574 | 0 | 0
Circuit | PK50_lateral | distribution_circuit_resiliency | 2 | 2243.44 | 2243.44 | 0 | 0 | 4840.6334 | 0 | 2597.0787
Circuit | PLK41_lateral | distribution_circuit_resiliency | 1 | 0 | 0 | 0 | 0 | 0 | 0 | 0
Circuit | PLK41_lateral | strategic_undergrounding_single_or_two_phase_lateral | 2 | 0 | 0 | 0 | 0 | 0 | 0 | 0
Circuit | PLK41_lateral | strategic_undergrounding_three_phase_lateral | 3 | 0 | 0 | 0 | 0 | 0 | 0 | 0
Circuit | PLK41_main | distribution_circuit_resiliency | 1 | 0 | 0 | 0 | 0 | 0 | 0 | 0
Circuit | PLK41_main | strategic_undergrounding_main | 2 | 0 | 0 | 0 | 0 | 0 | 0 | 0
Circuit | PLK42_lateral | strategic_undergrounding_single_or_two_phase_lateral | 1 | 292256.2 | 292256.2 | 0 | 0 | 595527.898 | 0 | 303271.554
Circuit | PLK42_lateral | strategic_undergrounding_freeway | 2 | 133776.93 | 133776.93 | 0 | 0 | 749192.294 | 0 | 615415.23
Circuit | PLK42_lateral | strategic_undergrounding_three_phase_lateral | 3 | 20445.76 | 20445.76 | 0 | 0 | 858694.635 | 0 | 838248.712
Circuit | PLK42_lateral | distribution_circuit_resiliency | 4 | 0 | 0 | 0 | 0 | 595527.898 | 0 | 595527.898
Circuit | PLK42_main | strategic_undergrounding_main | 1 | 0 | 0 | 0 | 0 | 0 | 0 | 0
Circuit | PLK43_lateral | strategic_undergrounding_single_or_two_phase_lateral | 1 | 171745.61 | 171745.61 | 0 | 0 | 171745.757 | 0 | 0
Circuit | PLK43_lateral | distribution_circuit_resiliency | 2 | 0 | 0 | 0 | 0 | 171745.757 | 0 | 171745.757
Circuit | PO01_lateral | strategic_undergrounding_single_or_two_phase_lateral | 1 | 517344 | 517344 | 0 | 0 | 1035670.74 | 0 | 518326.568
Circuit | PO01_lateral | strategic_undergrounding_three_phase_lateral | 2 | 266096.43 | 266096.43 | 0 | 0 | 1274352.36 | 0 | 1008255.8
Circuit | PO01_lateral | distribution_circuit_resiliency | 3 | 92736.32 | 92736.32 | 0 | 0 | 1125899.24 | 0 | 1033162.79
Circuit | PO01_main | strategic_undergrounding_main | 1 | 2516790.15 | 2516790.15 | 0 | 0 | 2516790.29 | 0 | 0
Circuit | PO01_main | distribution_circuit_resiliency | 2 | 1181419.96 | 1181419.96 | 0 | 0 | 3402403.33 | 0 | 2220983.25
Circuit | PO02_lateral | strategic_undergrounding_single_or_two_phase_lateral | 1 | 502357.66 | 502357.66 | 0 | 0 | 707437.434 | 0 | 205079.648
Circuit | PO02_lateral | distribution_circuit_resiliency | 2 | 143172.65 | 143172.65 | 0 | 0 | 719511.426 | 0 | 576338.638
Circuit | PO02_lateral | strategic_undergrounding_three_phase_lateral | 3 | 102188.14 | 102188.14 | 0 | 0 | 1089892.68 | 0 | 987704.409
Circuit | PO02_lateral | strategic_undergrounding_freeway | 4 | 389.04 | 389.04 | 0 | 0 | 1191649.96 | 0 | 1191260.76
Circuit | PO02_main | strategic_undergrounding_main | 1 | 1101923.06 | 1101923.06 | 0 | 0 | 1152192.12 | 0 | 50268.9295
Circuit | PO02_main | distribution_circuit_resiliency | 2 | 513227.2 | 513227.2 | 0 | 0 | 1558586.21 | 0 | 1045358.86
Circuit | PO02_main | strategic_undergrounding_freeway | 3 | 25687.31 | 25687.31 | 0 | 0 | 2184851.67 | 0 | 2159164.22
Circuit | PO03_lateral | strategic_undergrounding_single_or_two_phase_lateral | 1 | 15117.31 | 15117.31 | 0 | 0 | 17684.3446 | 0 | 2566.8733
Circuit | PO03_lateral | strategic_undergrounding_three_phase_lateral | 2 | 1314.38 | 1314.38 | 0 | 0 | 30833.6053 | 0 | 29519.0426
Circuit | PO03_lateral | distribution_circuit_resiliency | 3 | 1110.38 | 1110.38 | 0 | 0 | 18760.012 | 0 | 17649.4894
Circuit | PO03_main | strategic_undergrounding_main | 1 | 608220.47 | 608220.47 | 0 | 0 | 608220.631 | 0 | 0
Circuit | PO03_main | distribution_circuit_resiliency | 2 | 346590.74 | 346590.74 | 0 | 0 | 746190.389 | 0 | 399599.495
Circuit | PO04_lateral | strategic_undergrounding_single_or_two_phase_lateral | 1 | 927961.7 | 927961.7 | 0 | 0 | 1824233.31 | 0 | 896271.471
Circuit | PO04_lateral | strategic_undergrounding_three_phase_lateral | 2 | 459577.78 | 459577.78 | 0 | 0 | 2269934.53 | 0 | 1810356.58
Circuit | PO04_lateral | distribution_circuit_resiliency | 3 | 401354.03 | 401354.03 | 0 | 0 | 1794691.12 | 0 | 1393336.99
Circuit | PO04_main | strategic_undergrounding_main | 1 | 3800457.78 | 3800457.78 | 0 | 0 | 3808232.58 | 0 | 7774.6537
Circuit | PO04_main | distribution_circuit_resiliency | 2 | 1317611.11 | 1317611.11 | 0 | 0 | 5775371.27 | 0 | 4457760.05
Circuit | PO04_main | strategic_undergrounding_freeway | 3 | 3955.3 | 3955.3 | 0 | 0 | 7431807.95 | 0 | 7427852.51
Circuit | PO05_lateral | strategic_undergrounding_single_or_two_phase_lateral | 1 | 242668.47 | 242668.47 | 0 | 0 | 699258.888 | 0 | 456590.279
Circuit | PO05_lateral | strategic_undergrounding_three_phase_lateral | 2 | 234403.48 | 234403.48 | 0 | 0 | 707132.546 | 0 | 472728.936
Circuit | PO05_lateral | distribution_circuit_resiliency | 3 | 17203.77 | 17203.77 | 0 | 0 | 696520.611 | 0 | 679316.74
Circuit | PO05_main | strategic_undergrounding_main | 1 | 2447664.93 | 2447664.93 | 0 | 0 | 2447665.08 | 0 | 0
Circuit | PO05_main | distribution_circuit_resiliency | 2 | 640234.33 | 640234.33 | 0 | 0 | 3937507.95 | 0 | 3297273.49
Circuit | PO06_lateral | strategic_undergrounding_three_phase_lateral | 1 | 581781.02 | 581781.02 | 0 | 0 | 670424.937 | 0 | 88643.7358
Circuit | PO06_lateral | strategic_undergrounding_single_or_two_phase_lateral | 2 | 45513.37 | 45513.37 | 0 | 0 | 1178611.68 | 0 | 1133098.18
Circuit | PO06_lateral | distribution_circuit_resiliency | 3 | 25117.39 | 25117.39 | 0 | 0 | 1175159.79 | 0 | 1150042.3
Circuit | PO06_main | strategic_undergrounding_main | 1 | 2012026.44 | 2012026.44 | 0 | 0 | 2012026.58 | 0 | 0
Circuit | PO06_main | distribution_circuit_resiliency | 2 | 469995.34 | 469995.34 | 0 | 0 | 3319889.87 | 0 | 2849894.38
Circuit | PO07_lateral | strategic_undergrounding_single_or_two_phase_lateral | 1 | 1134956.93 | 1134956.93 | 0 | 0 | 1817194.01 | 0 | 682236.966
Circuit | PO07_lateral | distribution_circuit_resiliency | 2 | 393146.69 | 393146.69 | 0 | 0 | 1967112.27 | 0 | 1573965.45
Circuit | PO07_lateral | strategic_undergrounding_three_phase_lateral | 3 | 350285.88 | 350285.88 | 0 | 0 | 2571175.03 | 0 | 2220888.99
Circuit | PO07_main | strategic_undergrounding_main | 1 | 1766601.31 | 1766601.31 | 0 | 0 | 1766601.46 | 0 | 0
Circuit | PO07_main | distribution_circuit_resiliency | 2 | 780661.79 | 780661.79 | 0 | 0 | 2437811.16 | 0 | 1657149.23
Circuit | PO08_lateral | strategic_undergrounding_single_or_two_phase_lateral | 1 | 382952.99 | 382952.99 | 0 | 0 | 575656.899 | 0 | 192703.774
Circuit | PO08_lateral | strategic_undergrounding_three_phase_lateral | 2 | 98942.2 | 98942.2 | 0 | 0 | 844794.596 | 0 | 745852.213
Circuit | PO08_lateral | distribution_circuit_resiliency | 3 | 97804.88 | 97804.88 | 0 | 0 | 677882.412 | 0 | 580077.417
Circuit | PO08_main | strategic_undergrounding_main | 1 | 2069194.09 | 2069194.09 | 0 | 0 | 2069194.24 | 0 | 0
Circuit | PO08_main | distribution_circuit_resiliency | 2 | 598433.38 | 598433.38 | 0 | 0 | 3263279.46 | 0 | 2664845.93
Circuit | PO09_lateral | strategic_undergrounding_single_or_two_phase_lateral | 1 | 2298471.95 | 2298471.95 | 0 | 0 | 4017465.89 | 0 | 1718993.78
Circuit | PO09_lateral | strategic_undergrounding_freeway | 2 | 660312.72 | 660312.72 | 0 | 0 | 5577091.99 | 0 | 4916779.13
Circuit | PO09_lateral | distribution_circuit_resiliency | 3 | 505089 | 505089 | 0 | 0 | 4530548.36 | 0 | 4025459.22
Circuit | PO09_lateral | strategic_undergrounding_three_phase_lateral | 4 | 219871.42 | 219871.42 | 0 | 0 | 5997320.26 | 0 | 5777448.68
Circuit | PO09_main | strategic_undergrounding_main | 1 | 3054397.8 | 3054397.8 | 0 | 0 | 4173799.99 | 0 | 1119402.06
Circuit | PO09_main | distribution_circuit_resiliency | 2 | 1036142.54 | 1036142.54 | 0 | 0 | 5709224.26 | 0 | 4673081.58
Circuit | PO09_main | strategic_undergrounding_freeway | 3 | 572857.28 | 572857.28 | 0 | 0 | 6541196.28 | 0 | 5968338.85
Circuit | PW01_lateral | strategic_undergrounding_single_or_two_phase_lateral | 1 | 3199007.56 | 3199007.56 | 0 | 0 | 3400053.41 | 0 | 201045.699
Circuit | PW01_lateral | distribution_circuit_resiliency | 2 | 796732.03 | 796732.03 | 0 | 0 | 4064486.76 | 0 | 3267754.61
Circuit | PW01_lateral | strategic_undergrounding_three_phase_lateral | 3 | 101844.71 | 101844.71 | 0 | 0 | 6416807.43 | 0 | 6314962.56
Circuit | PW01_main | strategic_undergrounding_main | 1 | 4450218.8 | 4450218.8 | 0 | 0 | 4450218.98 | 0 | 0
Circuit | PW01_main | distribution_circuit_resiliency | 2 | 1860232.91 | 1860232.91 | 0 | 0 | 6394374.92 | 0 | 4534141.86
Circuit | PW02_lateral | strategic_undergrounding_single_or_two_phase_lateral | 1 | 6665659 | 6665659 | 0 | 0 | 6665659.15 | 0 | 0
Circuit | PW02_lateral | distribution_circuit_resiliency | 2 | 886563.69 | 886563.69 | 0 | 0 | 8628447.95 | 0 | 7741884.12
Circuit | PW02_lateral | strategic_undergrounding_three_phase_lateral | 3 | 0 | 0 | 0 | 0 | 13153762.4 | 0 | 13153762.4
Circuit | PW02_main | strategic_undergrounding_main | 1 | 6248850.21 | 6248850.21 | 0 | 0 | 6248850.36 | 0 | 0
Circuit | PW02_main | distribution_circuit_resiliency | 2 | 2731146.29 | 2731146.29 | 0 | 0 | 8824358.87 | 0 | 6093212.44
Circuit | PW03_lateral | strategic_undergrounding_single_or_two_phase_lateral | 1 | 2139548.8 | 2139548.8 | 0 | 0 | 2190255.27 | 0 | 50706.3567
Circuit | PW03_lateral | distribution_circuit_resiliency | 2 | 323522.88 | 323522.88 | 0 | 0 | 2515839.76 | 0 | 2192316.75
Circuit | PW03_lateral | strategic_undergrounding_three_phase_lateral | 3 | 25686.24 | 25686.24 | 0 | 0 | 4248177.55 | 0 | 4222491.16
Circuit | PW03_main | strategic_undergrounding_main | 1 | 2263015.13 | 2263015.13 | 0 | 0 | 2263015.27 | 0 | 0
Circuit | PW03_main | distribution_circuit_resiliency | 2 | 1124925.53 | 1124925.53 | 0 | 0 | 3021218.27 | 0 | 1896292.63
Circuit | PW04_lateral | strategic_undergrounding_single_or_two_phase_lateral | 1 | 2770722.94 | 2770722.94 | 0 | 0 | 3925262.04 | 0 | 1154538.96
Circuit | PW04_lateral | strategic_undergrounding_freeway | 2 | 582940.96 | 582940.96 | 0 | 0 | 6054834.27 | 0 | 5471893.14
Circuit | PW04_lateral | distribution_circuit_resiliency | 3 | 282136.29 | 282136.29 | 0 | 0 | 4708823.48 | 0 | 4426687.06
Circuit | PW04_lateral | strategic_undergrounding_three_phase_lateral | 4 | 2638.15 | 2638.15 | 0 | 0 | 6618654.22 | 0 | 6616015.93
Circuit | PW04_main | strategic_undergrounding_main | 1 | 1562163.4 | 1562163.4 | 0 | 0 | 1924776.69 | 0 | 362613.128
Circuit | PW04_main | distribution_circuit_resiliency | 2 | 507349.32 | 507349.32 | 0 | 0 | 2794340.48 | 0 | 2286991.03
Circuit | PW04_main | strategic_undergrounding_freeway | 3 | 183690.89 | 183690.89 | 0 | 0 | 3267278.85 | 0 | 3083587.84
Circuit | PW05_lateral | strategic_undergrounding_single_or_two_phase_lateral | 1 | 12276421.2 | 12276421.2 | 0 | 0 | 15935043.4 | 0 | 3658622.06
Circuit | PW05_lateral | distribution_circuit_resiliency | 2 | 3066624.53 | 3066624.53 | 0 | 0 | 17835636.5 | 0 | 14769011.8
Circuit | PW05_lateral | strategic_undergrounding_freeway | 3 | 1840673.52 | 1840673.52 | 0 | 0 | 26086386.5 | 0 | 24245712.8
Circuit | PW05_lateral | strategic_undergrounding_three_phase_lateral | 4 | 13096.73 | 13096.73 | 0 | 0 | 27865733.3 | 0 | 27852636.4
Circuit | PW05_main | strategic_undergrounding_main | 1 | 12897525 | 12897525 | 0 | 0 | 14842716.3 | 0 | 1945191.15
Circuit | PW05_main | distribution_circuit_resiliency | 2 | 4475481.49 | 4475481.49 | 0 | 0 | 21647405.7 | 0 | 17171924.1
Circuit | PW05_main | strategic_undergrounding_freeway | 3 | 985649.85 | 985649.85 | 0 | 0 | 26429830.3 | 0 | 25444180.3
Circuit | PW06_lateral | strategic_undergrounding_single_or_two_phase_lateral | 1 | 1961989.41 | 1961989.41 | 0 | 0 | 2013243.5 | 0 | 51253.9284
Circuit | PW06_lateral | distribution_circuit_resiliency | 2 | 434786.48 | 434786.48 | 0 | 0 | 2299888.55 | 0 | 1865101.97
Circuit | PW06_lateral | strategic_undergrounding_freeway | 3 | 25989.78 | 25989.78 | 0 | 0 | 3893531.75 | 0 | 3867541.82
Circuit | PW06_lateral | strategic_undergrounding_three_phase_lateral | 4 | 0 | 0 | 0 | 0 | 3918795.75 | 0 | 3918795.75
Circuit | PW06_main | strategic_undergrounding_main | 1 | 2691371.49 | 2691371.49 | 0 | 0 | 2825913.22 | 0 | 134541.562
Circuit | PW06_main | distribution_circuit_resiliency | 2 | 1130286.75 | 1130286.75 | 0 | 0 | 3992212.08 | 0 | 2861925.19
Circuit | PW06_main | strategic_undergrounding_freeway | 3 | 68223.4 | 68223.4 | 0 | 0 | 5374607.26 | 0 | 5306383.69
Circuit | PW07_lateral | strategic_undergrounding_single_or_two_phase_lateral | 1 | 1036304.45 | 1036304.45 | 0 | 0 | 1132001.11 | 0 | 95696.482
Circuit | PW07_lateral | distribution_circuit_resiliency | 2 | 226726.15 | 226726.15 | 0 | 0 | 1372162.24 | 0 | 1145435.96
Circuit | PW07_lateral | strategic_undergrounding_three_phase_lateral | 3 | 48511.8 | 48511.8 | 0 | 0 | 2092976.19 | 0 | 2044464.22
Circuit | PW07_main | strategic_undergrounding_main | 1 | 1116269.04 | 1116269.04 | 0 | 0 | 1116269.18 | 0 | 0
Circuit | PW07_main | distribution_circuit_resiliency | 2 | 449932.75 | 449932.75 | 0 | 0 | 1624757.88 | 0 | 1174824.96
Circuit | PW08_lateral | strategic_undergrounding_single_or_two_phase_lateral | 1 | 2295101.74 | 2295101.74 | 0 | 0 | 2295101.9 | 0 | 0
Circuit | PW08_lateral | distribution_circuit_resiliency | 2 | 508783.31 | 508783.31 | 0 | 0 | 2823537.88 | 0 | 2314754.46
Circuit | PW08_main | strategic_undergrounding_main | 1 | 2194413.93 | 2194413.93 | 0 | 0 | 2194414.08 | 0 | 0
Circuit | PW08_main | distribution_circuit_resiliency | 2 | 1077767.98 | 1077767.98 | 0 | 0 | 2946149.52 | 0 | 1868381.41
Circuit | PZ41_lateral | distribution_circuit_resiliency | 1 | 0 | 0 | 0 | 0 | 0 | 0 | 0
Circuit | PZ41_lateral | strategic_undergrounding_freeway | 2 | 0 | 0 | 0 | 0 | 0 | 0 | 0
Circuit | PZ41_lateral | strategic_undergrounding_single_or_two_phase_lateral | 3 | 0 | 0 | 0 | 0 | 0 | 0 | 0
Circuit | PZ41_main | distribution_circuit_resiliency | 1 | 0 | 0 | 0 | 0 | 0 | 0 | 0
Circuit | PZ41_main | strategic_undergrounding_main | 2 | 0 | 0 | 0 | 0 | 0 | 0 | 0
Circuit | PZ42_lateral | strategic_undergrounding_single_or_two_phase_lateral | 1 | 1026702.96 | 1026702.96 | 0 | 0 | 2110256.9 | 0 | 1083553.8
Circuit | PZ42_lateral | strategic_undergrounding_freeway | 2 | 540686.39 | 540686.39 | 0 | 0 | 2581774.48 | 0 | 2041087.92
Circuit | PZ42_lateral | distribution_circuit_resiliency | 3 | 231929.46 | 231929.46 | 0 | 0 | 2094972.31 | 0 | 1863042.71
Circuit | PZ42_lateral | strategic_undergrounding_three_phase_lateral | 4 | 9293.78 | 9293.78 | 0 | 0 | 3097314.53 | 0 | 3088020.62
Circuit | PZ42_main | strategic_undergrounding_main | 1 | 4211944.87 | 4211944.87 | 0 | 0 | 5547538.18 | 0 | 1335593.15
Circuit | PZ42_main | distribution_circuit_resiliency | 2 | 1799334.25 | 1799334.25 | 0 | 0 | 7330197.9 | 0 | 5530863.55
Circuit | PZ42_main | strategic_undergrounding_freeway | 3 | 677908.17 | 677908.17 | 0 | 0 | 8976992.44 | 0 | 8299084.12
Circuit | PZ43_lateral | distribution_circuit_resiliency | 1 | 0 | 0 | 0 | 0 | 0 | 0 | 0
Circuit | PZ43_lateral | strategic_undergrounding_freeway | 2 | 0 | 0 | 0 | 0 | 0 | 0 | 0
Circuit | PZ43_lateral | strategic_undergrounding_single_or_two_phase_lateral | 3 | 0 | 0 | 0 | 0 | 0 | 0 | 0
Circuit | PZ43_main | strategic_undergrounding_main | 1 | 546.52 | 546.52 | 0 | 0 | 546.7003 | 0 | 0
Circuit | PZ43_main | distribution_circuit_resiliency | 2 | 472.2 | 472.2 | 0 | 0 | 472.3617 | 0 | 0
Circuit | PZ43_main | strategic_undergrounding_freeway | 3 | 0 | 0 | 0 | 0 | 1077.0912 | 0 | 1077.0912
Circuit | PZ44_lateral | strategic_undergrounding_single_or_two_phase_lateral | 1 | 1544807.07 | 1544807.07 | 0 | 0 | 2239478.56 | 0 | 694671.317
Circuit | PZ44_lateral | strategic_undergrounding_three_phase_lateral | 2 | 348585.06 | 348585.06 | 0 | 0 | 3399380.66 | 0 | 3050795.45
Circuit | PZ44_lateral | distribution_circuit_resiliency | 3 | 197297.62 | 197297.62 | 0 | 0 | 2444408.54 | 0 | 2247110.78
Circuit | PZ44_lateral | strategic_undergrounding_freeway | 4 | 3965.21 | 3965.21 | 0 | 0 | 3733807.27 | 0 | 3729841.91
Circuit | PZ44_main | strategic_undergrounding_main | 1 | 2594224.77 | 2594224.77 | 0 | 0 | 2656528.65 | 0 | 62303.7046
Circuit | PZ44_main | distribution_circuit_resiliency | 2 | 775986.54 | 775986.54 | 0 | 0 | 4179343.72 | 0 | 3403357.06
Circuit | PZ44_main | strategic_undergrounding_freeway | 3 | 31625.38 | 31625.38 | 0 | 0 | 5141936.85 | 0 | 5110311.35
Circuit | PZ45_lateral | strategic_undergrounding_single_or_two_phase_lateral | 1 | 395283.97 | 395283.97 | 0 | 0 | 529488.743 | 0 | 134204.605
Circuit | PZ45_lateral | distribution_circuit_resiliency | 2 | 80116.45 | 80116.45 | 0 | 0 | 588754.665 | 0 | 508638.067
Circuit | PZ45_lateral | strategic_undergrounding_three_phase_lateral | 3 | 63751.61 | 63751.61 | 0 | 0 | 851330.145 | 0 | 787578.384
Circuit | PZ45_lateral | strategic_undergrounding_freeway | 4 | 4328.36 | 4328.36 | 0 | 0 | 909060.331 | 0 | 904731.799
Circuit | PZ45_main | strategic_undergrounding_main | 1 | 469674.74 | 469674.74 | 0 | 0 | 500571.634 | 0 | 30896.7616
Circuit | PZ45_main | distribution_circuit_resiliency | 2 | 173250.39 | 173250.39 | 0 | 0 | 734660.99 | 0 | 561410.459
Circuit | PZ45_main | strategic_undergrounding_freeway | 3 | 15686.43 | 15686.43 | 0 | 0 | 941504.579 | 0 | 925817.992
Circuit | PZ46_lateral | strategic_undergrounding_single_or_two_phase_lateral | 1 | 3856234.82 | 3856234.82 | 0 | 0 | 4087669.88 | 0 | 231434.905
Circuit | PZ46_lateral | strategic_undergrounding_three_phase_lateral | 2 | 67635.96 | 67635.96 | 0 | 0 | 7772435.94 | 0 | 7704799.82
Circuit | PZ46_lateral | strategic_undergrounding_freeway | 3 | 49749.55 | 49749.55 | 0 | 0 | 7789953.85 | 0 | 7740204.12
Circuit | PZ46_lateral | distribution_circuit_resiliency | 4 | 7844.76 | 7844.76 | 0 | 0 | 4206300.34 | 0 | 4198455.47
Circuit | PZ46_main | strategic_undergrounding_main | 1 | 7766084.49 | 7766084.49 | 0 | 0 | 9489364.83 | 0 | 1723280.21
Circuit | PZ46_main | distribution_circuit_resiliency | 2 | 3377828.25 | 3377828.25 | 0 | 0 | 12708070.5 | 0 | 9330242.14
Circuit | PZ46_main | strategic_undergrounding_freeway | 3 | 873828.35 | 873828.35 | 0 | 0 | 16192903.9 | 0 | 15319075.4
Circuit | PZ47_lateral | strategic_undergrounding_single_or_two_phase_lateral | 1 | 492576.78 | 492576.78 | 0 | 0 | 493654.028 | 0 | 1077.0912
Circuit | PZ47_lateral | distribution_circuit_resiliency | 2 | 212090.27 | 212090.27 | 0 | 0 | 460276.021 | 0 | 248185.61
Circuit | PZ47_lateral | strategic_undergrounding_freeway | 3 | 546.52 | 546.52 | 0 | 0 | 971005.92 | 0 | 970459.22
Circuit | PZ47_main | strategic_undergrounding_main | 1 | 546.52 | 546.52 | 0 | 0 | 546.7003 | 0 | 0
Circuit | PZ47_main | distribution_circuit_resiliency | 2 | 472.2 | 472.2 | 0 | 0 | 472.3617 | 0 | 0
Circuit | PZ48_lateral | distribution_circuit_resiliency | 1 | 0 | 0 | 0 | 0 | 0 | 0 | 0
Circuit | PZ48_lateral | strategic_undergrounding_freeway | 2 | 0 | 0 | 0 | 0 | 0 | 0 | 0
Circuit | PZ48_lateral | strategic_undergrounding_single_or_two_phase_lateral | 3 | 0 | 0 | 0 | 0 | 0 | 0 | 0
Circuit | PZ48_main | distribution_circuit_resiliency | 1 | 0 | 0 | 0 | 0 | 0 | 0 | 0
Circuit | PZ48_main | strategic_undergrounding_freeway | 2 | 0 | 0 | 0 | 0 | 0 | 0 | 0
Circuit | PZ48_main | strategic_undergrounding_main | 3 | 0 | 0 | 0 | 0 | 0 | 0 | 0
Circuit | PZ49_lateral | distribution_circuit_resiliency | 1 | 0 | 0 | 0 | 0 | 0 | 0 | 0
Circuit | PZ49_lateral | strategic_undergrounding_freeway | 2 | 0 | 0 | 0 | 0 | 0 | 0 | 0
Circuit | PZ49_lateral | strategic_undergrounding_single_or_two_phase_lateral | 3 | 0 | 0 | 0 | 0 | 0 | 0 | 0
Circuit | PZ49_lateral | strategic_undergrounding_three_phase_lateral | 4 | 0 | 0 | 0 | 0 | 0 | 0 | 0
Circuit | PZ49_main | distribution_circuit_resiliency | 1 | 0 | 0 | 0 | 0 | 0 | 0 | 0
Circuit | PZ49_main | strategic_undergrounding_freeway | 2 | 0 | 0 | 0 | 0 | 0 | 0 | 0
Circuit | PZ49_main | strategic_undergrounding_main | 3 | 0 | 0 | 0 | 0 | 0 | 0 | 0
Circuit | PZ50_lateral | strategic_undergrounding_single_or_two_phase_lateral | 1 | 753575.38 | 753575.38 | 0 | 0 | 753575.515 | 0 | 0
Circuit | PZ50_lateral | distribution_circuit_resiliency | 2 | 212090.27 | 212090.27 | 0 | 0 | 720197.508 | 0 | 508107.096
Circuit | PZ50_main | strategic_undergrounding_main | 1 | 1093.24 | 1093.24 | 0 | 0 | 1093.4005 | 0 | 0
Circuit | PZ50_main | distribution_circuit_resiliency | 2 | 0 | 0 | 0 | 0 | 2154.1825 | 0 | 2154.1825
Circuit | QV01_lateral | strategic_undergrounding_single_or_two_phase_lateral | 1 | 657009.44 | 657009.44 | 0 | 0 | 657009.579 | 0 | 0
Circuit | QV01_lateral | distribution_circuit_resiliency | 2 | 188241.99 | 188241.99 | 0 | 0 | 666195.966 | 0 | 477953.828
Circuit | QV01_main | strategic_undergrounding_main | 1 | 4113550.5 | 4113550.5 | 0 | 0 | 4113550.64 | 0 | 0
Circuit | QV01_main | distribution_circuit_resiliency | 2 | 1808394.9 | 1808394.9 | 0 | 0 | 5763678.81 | 0 | 3955283.79
Circuit | QV02_lateral | strategic_undergrounding_single_or_two_phase_lateral | 1 | 306843.99 | 306843.99 | 0 | 0 | 335328.324 | 0 | 28484.1914
Circuit | QV02_lateral | distribution_circuit_resiliency | 2 | 92854.12 | 92854.12 | 0 | 0 | 381817.255 | 0 | 288962.998
Circuit | QV02_lateral | strategic_undergrounding_freeway | 3 | 14521.34 | 14521.34 | 0 | 0 | 616535.961 | 0 | 602014.455
Circuit | QV02_main | strategic_undergrounding_main | 1 | 910649.25 | 910649.25 | 0 | 0 | 1046589.54 | 0 | 135940.156
Circuit | QV02_main | distribution_circuit_resiliency | 2 | 398987.81 | 398987.81 | 0 | 0 | 1415794.14 | 0 | 1016806.2
Circuit | QV02_main | strategic_undergrounding_freeway | 3 | 69287.65 | 69287.65 | 0 | 0 | 1854850.91 | 0 | 1785563.1
Circuit | QV03_lateral | strategic_undergrounding_single_or_two_phase_lateral | 1 | 933497.55 | 933497.55 | 0 | 0 | 933497.701 | 0 | 0
Circuit | QV03_lateral | distribution_circuit_resiliency | 2 | 375386.14 | 375386.14 | 0 | 0 | 962669.684 | 0 | 587283.428
Circuit | QV03_main | strategic_undergrounding_main | 1 | 1834857.74 | 1834857.74 | 0 | 0 | 1966675.37 | 0 | 131817.477
Circuit | QV03_main | distribution_circuit_resiliency | 2 | 729887.57 | 729887.57 | 0 | 0 | 2804508.95 | 0 | 2074621.25
Circuit | QV03_main | strategic_undergrounding_freeway | 3 | 67248.79 | 67248.79 | 0 | 0 | 3666496.92 | 0 | 3599247.98
Circuit | QV04_lateral | strategic_undergrounding_single_or_two_phase_lateral | 1 | 983489.55 | 983489.55 | 0 | 0 | 983489.69 | 0 | 0
Circuit | QV04_lateral | distribution_circuit_resiliency | 2 | 13197.83 | 13197.83 | 0 | 0 | 1136622.34 | 0 | 1123424.39
Circuit | QV04_main | strategic_undergrounding_main | 1 | 1746795.52 | 1746795.52 | 0 | 0 | 1746795.68 | 0 | 0
Circuit | QV04_main | distribution_circuit_resiliency | 2 | 794694.32 | 794694.32 | 0 | 0 | 2417870.21 | 0 | 1623175.76
Circuit | QV05_lateral | strategic_undergrounding_single_or_two_phase_lateral | 1 | 369996.73 | 369996.73 | 0 | 0 | 369996.891 | 0 | 0
Circuit | QV05_lateral | distribution_circuit_resiliency | 2 | 8620.81 | 8620.81 | 0 | 0 | 368645.994 | 0 | 360025.054
Circuit | QV05_main | strategic_undergrounding_main | 1 | 3525220.02 | 3525220.02 | 0 | 0 | 3525220.14 | 0 | 0
Circuit | QV05_main | distribution_circuit_resiliency | 2 | 1875268.09 | 1875268.09 | 0 | 0 | 4535811.35 | 0 | 2660543.11
Circuit | QV06_lateral | strategic_undergrounding_single_or_two_phase_lateral | 1 | 262754.19 | 262754.19 | 0 | 0 | 262754.346 | 0 | 0
Circuit | QV06_lateral | distribution_circuit_resiliency | 2 | 64302.6 | 64302.6 | 0 | 0 | 282627.046 | 0 | 218324.312
Circuit | QV06_main | strategic_undergrounding_main | 1 | 360139.61 | 360139.61 | 0 | 0 | 360139.725 | 0 | 0
Circuit | QV06_main | distribution_circuit_resiliency | 2 | 149730.86 | 149730.86 | 0 | 0 | 516811.68 | 0 | 367080.684
Circuit | QV07_lateral | strategic_undergrounding_single_or_two_phase_lateral | 1 | 460033.04 | 460033.04 | 0 | 0 | 461009.206 | 0 | 976.0238
Circuit | QV07_lateral | distribution_circuit_resiliency | 2 | 177307.62 | 177307.62 | 0 | 0 | 440213.145 | 0 | 262905.397
Circuit | QV07_lateral | strategic_undergrounding_three_phase_lateral | 3 | 496.62 | 496.62 | 0 | 0 | 904178.772 | 0 | 903682.032
Circuit | QV07_main | strategic_undergrounding_main | 1 | 838383.6 | 838383.6 | 0 | 0 | 838383.734 | 0 | 0
Circuit | QV07_main | distribution_circuit_resiliency | 2 | 470121.19 | 470121.19 | 0 | 0 | 1048686.03 | 0 | 578564.702
Circuit | QV08_lateral | strategic_undergrounding_single_or_two_phase_lateral | 1 | 341699.42 | 341699.42 | 0 | 0 | 341699.568 | 0 | 0
Circuit | QV08_lateral | distribution_circuit_resiliency | 2 | 116742.05 | 116742.05 | 0 | 0 | 328607.95 | 0 | 211865.77
Circuit | QV08_main | strategic_undergrounding_main | 1 | 719705.21 | 719705.21 | 0 | 0 | 719705.37 | 0 | 0
Circuit | QV08_main | distribution_circuit_resiliency | 2 | 311380.36 | 311380.36 | 0 | 0 | 1017612.95 | 0 | 706232.466
Circuit | QV09_lateral | strategic_undergrounding_single_or_two_phase_lateral | 1 | 822611.9 | 822611.9 | 0 | 0 | 822612.024 | 0 | 0
Circuit | QV09_lateral | distribution_circuit_resiliency | 2 | 336293.14 | 336293.14 | 0 | 0 | 837053.781 | 0 | 500760.523
Circuit | QV09_main | strategic_undergrounding_main | 1 | 1938624.4 | 1938624.4 | 0 | 0 | 1938624.56 | 0 | 0
Circuit | QV09_main | distribution_circuit_resiliency | 2 | 910982.79 | 910982.79 | 0 | 0 | 2649188.47 | 0 | 1738205.57
Circuit | QV10_lateral | strategic_undergrounding_single_or_two_phase_lateral | 1 | 589630.07 | 589630.07 | 0 | 0 | 589630.208 | 0 | 0
Circuit | QV10_lateral | distribution_circuit_resiliency | 2 | 288717.1 | 288717.1 | 0 | 0 | 625661.264 | 0 | 336944.029
Circuit | QV10_main | strategic_undergrounding_main | 1 | 1804802.42 | 1804802.42 | 0 | 0 | 1804802.57 | 0 | 0
Circuit | QV10_main | distribution_circuit_resiliency | 2 | 804782.04 | 804782.04 | 0 | 0 | 2521382.17 | 0 | 1716600.02
Circuit | RA41_lateral | strategic_undergrounding_single_or_two_phase_lateral | 1 | 3269262.45 | 3269262.45 | 0 | 0 | 3311384.37 | 0 | 42121.7701
Circuit | RA41_lateral | distribution_circuit_resiliency | 2 | 695520.87 | 695520.87 | 0 | 0 | 4009801.85 | 0 | 3314280.85
Circuit | RA41_lateral | strategic_undergrounding_three_phase_lateral | 3 | 20106.96 | 20106.96 | 0 | 0 | 6456143.36 | 0 | 6436036.26
Circuit | RA41_lateral | strategic_undergrounding_freeway | 4 | 1296.16 | 1296.16 | 0 | 0 | 6474352.77 | 0 | 6473056.47
Circuit | RA41_main | strategic_undergrounding_main | 1 | 2886022.52 | 2886022.52 | 0 | 0 | 3014354.99 | 0 | 128332.322
Circuit | RA41_main | distribution_circuit_resiliency | 2 | 1092290.47 | 1092290.47 | 0 | 0 | 4411912.45 | 0 | 3319621.87
Circuit | RA41_main | strategic_undergrounding_freeway | 3 | 65213.32 | 65213.32 | 0 | 0 | 5743139.75 | 0 | 5677926.29
Circuit | RA42_lateral | strategic_undergrounding_single_or_two_phase_lateral | 1 | 15562733.7 | 15562733.7 | 0 | 0 | 16697685.8 | 0 | 1134951.91
Circuit | RA42_lateral | distribution_circuit_resiliency | 2 | 4111987.06 | 4111987.06 | 0 | 0 | 19308746.7 | 0 | 15196759.5
Circuit | RA42_lateral | strategic_undergrounding_freeway | 3 | 576932.95 | 576932.95 | 0 | 0 | 31193558.8 | 0 | 30616625.7
Circuit | RA42_main | strategic_undergrounding_main | 1 | 17812333.3 | 17812333.3 | 0 | 0 | 20346701.1 | 0 | 2534367.7
Circuit | RA42_main | distribution_circuit_resiliency | 2 | 8911225.18 | 8911225.18 | 0 | 0 | 26199906.6 | 0 | 17288681.3
Circuit | RA42_main | strategic_undergrounding_freeway | 3 | 1288314.35 | 1288314.35 | 0 | 0 | 36337422.1 | 0 | 35049107.6
Circuit | RA43_lateral | strategic_undergrounding_single_or_two_phase_lateral | 1 | 2416859.71 | 2416859.71 | 0 | 0 | 3210582.37 | 0 | 793722.507
Circuit | RA43_lateral | distribution_circuit_resiliency | 2 | 588406.14 | 588406.14 | 0 | 0 | 3677576.8 | 0 | 3089170.54
Circuit | RA43_lateral | strategic_undergrounding_three_phase_lateral | 3 | 382086.71 | 382086.71 | 0 | 0 | 5177476.95 | 0 | 4795390.08
Circuit | RA43_lateral | strategic_undergrounding_freeway | 4 | 21584.02 | 21584.02 | 0 | 0 | 5525783.83 | 0 | 5504199.66
Circuit | RA43_main | strategic_undergrounding_main | 1 | 1918430.23 | 1918430.23 | 0 | 0 | 2459156.56 | 0 | 540726.172
Circuit | RA43_main | distribution_circuit_resiliency | 2 | 550094.72 | 550094.72 | 0 | 0 | 3611700.2 | 0 | 3061605.35
Circuit | RA43_main | strategic_undergrounding_freeway | 3 | 274897.48 | 274897.48 | 0 | 0 | 4046987.7 | 0 | 3772090.07
Circuit | RA44_lateral | strategic_undergrounding_single_or_two_phase_lateral | 1 | 542754.05 | 542754.05 | 0 | 0 | 543401.294 | 0 | 647.1009
Circuit | RA44_lateral | distribution_circuit_resiliency | 2 | 155907.51 | 155907.51 | 0 | 0 | 652334.877 | 0 | 496427.237
Circuit | RA44_lateral | strategic_undergrounding_freeway | 3 | 313.57 | 313.57 | 0 | 0 | 1068846.11 | 0 | 1068532.39
Circuit | RA44_lateral | strategic_undergrounding_three_phase_lateral | 4 | 0 | 0 | 0 | 0 | 1069120.09 | 0 | 1069120.09
Circuit | RA44_main | strategic_undergrounding_main | 1 | 731805.38 | 731805.38 | 0 | 0 | 733040.333 | 0 | 1234.8
Circuit | RA44_main | distribution_circuit_resiliency | 2 | 301642.43 | 301642.43 | 0 | 0 | 1056357.41 | 0 | 754714.861
Circuit | RA44_main | strategic_undergrounding_freeway | 3 | 627.29 | 627.29 | 0 | 0 | 1441214.55 | 0 | 1440587.11
Circuit | RA45_lateral | strategic_undergrounding_single_or_two_phase_lateral | 1 | 4530372.18 | 4530372.18 | 0 | 0 | 5202440.85 | 0 | 672068.511
Circuit | RA45_lateral | distribution_circuit_resiliency | 2 | 1069591.38 | 1069591.38 | 0 | 0 | 5034407.71 | 0 | 3964816.21
Circuit | RA45_lateral | strategic_undergrounding_three_phase_lateral | 3 | 341496.11 | 341496.11 | 0 | 0 | 9257358 | 0 | 8915861.71
Circuit | RA45_main | strategic_undergrounding_main | 1 | 4024226.66 | 4024226.66 | 0 | 0 | 4024226.77 | 0 | 0
Circuit | RA45_main | distribution_circuit_resiliency | 2 | 3477991.62 | 3477991.62 | 0 | 0 | 3477991.72 | 0 | 0
Circuit | RA46_lateral | strategic_undergrounding_single_or_two_phase_lateral | 1 | 7953053.89 | 7953053.89 | 0 | 0 | 7973288.76 | 0 | 20234.6779
Circuit | RA46_lateral | distribution_circuit_resiliency | 2 | 1117648.91 | 1117648.91 | 0 | 0 | 10498672.5 | 0 | 9381023.44
Circuit | RA46_lateral | strategic_undergrounding_three_phase_lateral | 3 | 10291.01 | 10291.01 | 0 | 0 | 15642930.1 | 0 | 15632638.9
Circuit | RA46_main | strategic_undergrounding_main | 1 | 8107566.48 | 8107566.48 | 0 | 0 | 8107566.63 | 0 | 0
Circuit | RA46_main | distribution_circuit_resiliency | 2 | 3152261.84 | 3152261.84 | 0 | 0 | 11923306.9 | 0 | 8771044.99
Circuit | RE01_lateral | strategic_undergrounding_single_or_two_phase_lateral | 1 | 542.67 | 542.67 | 0 | 0 | 542.8293 | 0 | 0
Circuit | RE01_lateral | distribution_circuit_resiliency | 2 | 0 | 0 | 0 | 0 | 542.8293 | 0 | 542.8293
Circuit | RE01_main | strategic_undergrounding_main | 1 | 2713.99 | 2713.99 | 0 | 0 | 2714.1465 | 0 | 0
Circuit | RE01_main | distribution_circuit_resiliency | 2 | 938.33 | 938.33 | 0 | 0 | 4138.4001 | 0 | 3199.9405
Circuit | RE02_lateral | strategic_undergrounding_single_or_two_phase_lateral | 1 | 659102.92 | 659102.92 | 0 | 0 | 659103.062 | 0 | 0
Circuit | RE02_lateral | distribution_circuit_resiliency | 2 | 224937.9 | 224937.9 | 0 | 0 | 743789.914 | 0 | 518851.88
Circuit | RE02_main | strategic_undergrounding_main | 1 | 2499704.25 | 2499704.25 | 0 | 0 | 2499704.38 | 0 | 0
Circuit | RE02_main | distribution_circuit_resiliency | 2 | 1191722.73 | 1191722.73 | 0 | 0 | 3398277.45 | 0 | 2206554.59
Circuit | RE03_lateral | strategic_undergrounding_single_or_two_phase_lateral | 1 | 1243265.92 | 1243265.92 | 0 | 0 | 1353692.42 | 0 | 110426.36
Circuit | RE03_lateral | distribution_circuit_resiliency | 2 | 296602.62 | 296602.62 | 0 | 0 | 1662846.13 | 0 | 1366243.38
Circuit | RE03_lateral | strategic_undergrounding_freeway | 3 | 52791.24 | 52791.24 | 0 | 0 | 2503656.92 | 0 | 2450865.52
Circuit | RE03_lateral | strategic_undergrounding_three_phase_lateral | 4 | 3405.72 | 3405.72 | 0 | 0 | 2551312.77 | 0 | 2547906.87
Circuit | RE03_main | strategic_undergrounding_main | 1 | 857044.03 | 857044.03 | 0 | 0 | 1058934.79 | 0 | 201890.618
Circuit | RE03_main | distribution_circuit_resiliency | 2 | 303368.44 | 303368.44 | 0 | 0 | 1499862.9 | 0 | 1196494.36
Circuit | RE03_main | strategic_undergrounding_freeway | 3 | 102744.4 | 102744.4 | 0 | 0 | 1787097.73 | 0 | 1684353.19
Circuit | RE04_lateral | strategic_undergrounding_single_or_two_phase_lateral | 1 | 1663771.66 | 1663771.66 | 0 | 0 | 1664838.44 | 0 | 1066.6468
Circuit | RE04_lateral | distribution_circuit_resiliency | 2 | 418083.59 | 418083.59 | 0 | 0 | 1817169.36 | 0 | 1399085.63
Circuit | RE04_lateral | strategic_undergrounding_freeway | 3 | 542.67 | 542.67 | 0 | 0 | 3269815.39 | 0 | 3269272.56
Circuit | RE04_main | strategic_undergrounding_main | 1 | 1707306.95 | 1707306.95 | 0 | 0 | 1725440.08 | 0 | 18132.9963
Circuit | RE04_main | distribution_circuit_resiliency | 2 | 467821.96 | 467821.96 | 0 | 0 | 2777636.49 | 0 | 2309814.41
Circuit | RE04_main | strategic_undergrounding_freeway | 3 | 9227.93 | 9227.93 | 0 | 0 | 3364356.42 | 0 | 3355128.32
Circuit | RE05_lateral | strategic_undergrounding_single_or_two_phase_lateral | 1 | 1700402.2 | 1700402.2 | 0 | 0 | 2316277.85 | 0 | 615875.505
Circuit | RE05_lateral | distribution_circuit_resiliency | 2 | 358404.14 | 358404.14 | 0 | 0 | 2844622.6 | 0 | 2486218.29
Circuit | RE05_lateral | strategic_undergrounding_freeway | 3 | 313145.15 | 313145.15 | 0 | 0 | 3655702.46 | 0 | 3342557.15
Circuit | RE05_lateral | strategic_undergrounding_three_phase_lateral | 4 | 192.69 | 192.69 | 0 | 0 | 3957867.27 | 0 | 3957674.42
Circuit | RE05_main | strategic_undergrounding_main | 1 | 948932.79 | 948932.79 | 0 | 0 | 1173511.31 | 0 | 224578.384
Circuit | RE05_main | distribution_circuit_resiliency | 2 | 327205.3 | 327205.3 | 0 | 0 | 1672763.56 | 0 | 1345558.14
Circuit | RE05_main | strategic_undergrounding_freeway | 3 | 114246.49 | 114246.49 | 0 | 0 | 1979399.77 | 0 | 1865153.13
Circuit | RE06_lateral | strategic_undergrounding_single_or_two_phase_lateral | 1 | 1684387.08 | 1684387.08 | 0 | 0 | 1684387.24 | 0 | 0
Circuit | RE06_lateral | distribution_circuit_resiliency | 2 | 297234.52 | 297234.52 | 0 | 0 | 2110777.25 | 0 | 1813542.6
Circuit | RE06_main | strategic_undergrounding_main | 1 | 1681135.11 | 1681135.11 | 0 | 0 | 1681135.22 | 0 | 0
Circuit | RE06_main | distribution_circuit_resiliency | 2 | 553093.34 | 553093.34 | 0 | 0 | 2600121.22 | 0 | 2047027.74
Circuit | RE07_lateral | strategic_undergrounding_single_or_two_phase_lateral | 1 | 8174956.7 | 8174956.7 | 0 | 0 | 8174956.86 | 0 | 0
Circuit | RE07_lateral | distribution_circuit_resiliency | 2 | 1235707.01 | 1235707.01 | 0 | 0 | 10209668.6 | 0 | 8973961.44
Circuit | RE07_main | strategic_undergrounding_main | 1 | 4697443.74 | 4697443.74 | 0 | 0 | 4697443.89 | 0 | 0
Circuit | RE07_main | distribution_circuit_resiliency | 2 | 1401651.88 | 1401651.88 | 0 | 0 | 7454981.49 | 0 | 6053329.49
Circuit | RE08_lateral | strategic_undergrounding_single_or_two_phase_lateral | 1 | 3015734.38 | 3015734.38 | 0 | 0 | 4117368.65 | 0 | 1101634.1
Circuit | RE08_lateral | distribution_circuit_resiliency | 2 | 648881.21 | 648881.21 | 0 | 0 | 4727538.76 | 0 | 4078657.42
Circuit | RE08_lateral | strategic_undergrounding_freeway | 3 | 560430.89 | 560430.89 | 0 | 0 | 6486217.9 | 0 | 5925786.86
Circuit | RE08_main | strategic_undergrounding_main | 1 | 2122624.97 | 2122624.97 | 0 | 0 | 3427328.27 | 0 | 1304703.15
Circuit | RE08_main | distribution_circuit_resiliency | 2 | 757413.76 | 757413.76 | 0 | 0 | 4511010.99 | 0 | 3753597.08
Circuit | RE08_main | strategic_undergrounding_freeway | 3 | 663836.11 | 663836.11 | 0 | 0 | 4834314.6 | 0 | 4170478.35
Circuit | RE09_lateral | strategic_undergrounding_single_or_two_phase_lateral | 1 | 2584366.14 | 2584366.14 | 0 | 0 | 3534729.96 | 0 | 950363.665
Circuit | RE09_lateral | distribution_circuit_resiliency | 2 | 524735.57 | 524735.57 | 0 | 0 | 4211142.61 | 0 | 3686406.88
Circuit | RE09_lateral | strategic_undergrounding_three_phase_lateral | 3 | 448116.71 | 448116.71 | 0 | 0 | 5605262.15 | 0 | 5157145.3
Circuit | RE09_lateral | strategic_undergrounding_freeway | 4 | 34484.81 | 34484.81 | 0 | 0 | 6006177.83 | 0 | 5971692.87
Circuit | RE09_main | strategic_undergrounding_main | 1 | 2141687.87 | 2141687.87 | 0 | 0 | 2209596.06 | 0 | 67908.0481
Circuit | RE09_main | distribution_circuit_resiliency | 2 | 872580.31 | 872580.31 | 0 | 0 | 3169056.13 | 0 | 2296475.69
Circuit | RE09_main | strategic_undergrounding_freeway | 3 | 34484.81 | 34484.81 | 0 | 0 | 4253329.23 | 0 | 4218844.28
Circuit | RE41_lateral | strategic_undergrounding_single_or_two_phase_lateral | 1 | 2438023.19 | 2438023.19 | 0 | 0 | 2492247.49 | 0 | 54224.1644
Circuit | RE41_lateral | distribution_circuit_resiliency | 2 | 558192.29 | 558192.29 | 0 | 0 | 2971499.69 | 0 | 2413307.3
Circuit | RE41_lateral | strategic_undergrounding_three_phase_lateral | 3 | 27592.95 | 27592.95 | 0 | 0 | 4815125.1 | 0 | 4787531.99
Circuit | RE41_main | strategic_undergrounding_main | 1 | 4886415.71 | 4886415.71 | 0 | 0 | 4886415.86 | 0 | 0
Circuit | RE41_main | distribution_circuit_resiliency | 2 | 2095022.17 | 2095022.17 | 0 | 0 | 6931942.55 | 0 | 4836920.24
Circuit | RE42_lateral | strategic_undergrounding_single_or_two_phase_lateral | 1 | 347617.24 | 347617.24 | 0 | 0 | 347617.406 | 0 | 0
Circuit | RE42_lateral | distribution_circuit_resiliency | 2 | 73657.82 | 73657.82 | 0 | 0 | 435470.703 | 0 | 361812.741
Circuit | RE42_main | strategic_undergrounding_main | 1 | 603645.21 | 603645.21 | 0 | 0 | 625802.975 | 0 | 22157.6248
Circuit | RE42_main | distribution_circuit_resiliency | 2 | 303249.91 | 303249.91 | 0 | 0 | 817686.367 | 0 | 514436.332
Circuit | RE42_main | strategic_undergrounding_freeway | 3 | 11251.89 | 11251.89 | 0 | 0 | 1197220.1 | 0 | 1185968.05
Circuit | RE43_lateral | strategic_undergrounding_single_or_two_phase_lateral | 1 | 17091510.3 | 17091510.3 | 0 | 0 | 18839904.6 | 0 | 1748394.1
Circuit | RE43_lateral | distribution_circuit_resiliency | 2 | 7359334.9 | 7359334.9 | 0 | 0 | 20603765.8 | 0 | 13244430.7
Circuit | RE43_lateral | strategic_undergrounding_three_phase_lateral | 3 | 692265.79 | 692265.79 | 0 | 0 | 34712581.7 | 0 | 34020315.7
Circuit | RE43_lateral | strategic_undergrounding_freeway | 4 | 196875.42 | 196875.42 | 0 | 0 | 35193580.3 | 0 | 34996704.8
Circuit | RE43_main | strategic_undergrounding_main | 1 | 16012451 | 16012451 | 0 | 0 | 16467471.1 | 0 | 455019.967
Circuit | RE43_main | distribution_circuit_resiliency | 2 | 9198489.09 | 9198489.09 | 0 | 0 | 20163629.7 | 0 | 10965140.5
Circuit | RE43_main | strategic_undergrounding_freeway | 3 | 231113.17 | 231113.17 | 0 | 0 | 31765346 | 0 | 31534232.7
Circuit | RED03_lateral | strategic_undergrounding_single_or_two_phase_lateral | 1 | 4318.92 | 4318.92 | 0 | 0 | 4319.0581 | 0 | 0
Circuit | RED03_lateral | distribution_circuit_resiliency | 2 | 2022.62 | 2022.62 | 0 | 0 | 4870.5033 | 0 | 2847.7506
Circuit | RED03_main | strategic_undergrounding_main | 1 | 3419.12 | 3419.12 | 0 | 0 | 3419.2544 | 0 | 0
Circuit | RED03_main | distribution_circuit_resiliency | 2 | 2022.62 | 2022.62 | 0 | 0 | 4144.336 | 0 | 2121.5833
Circuit | RED04_lateral | strategic_undergrounding_single_or_two_phase_lateral | 1 | 10540.5 | 10540.5 | 0 | 0 | 10540.672 | 0 | 0
Circuit | RED04_lateral | distribution_circuit_resiliency | 2 | 4556.66 | 4556.66 | 0 | 0 | 9827.1354 | 0 | 5270.336
Circuit | RED04_main | strategic_undergrounding_main | 1 | 10540.5 | 10540.5 | 0 | 0 | 10540.672 | 0 | 0
Circuit | RED04_main | distribution_circuit_resiliency | 2 | 4556.66 | 4556.66 | 0 | 0 | 14912.2579 | 0 | 10355.4585
Circuit | RED05_lateral | strategic_undergrounding_single_or_two_phase_lateral | 1 | 4911233.81 | 4911233.81 | 0 | 0 | 5097621.77 | 0 | 186387.783
Circuit | RED05_lateral | distribution_circuit_resiliency | 2 | 1459000.52 | 1459000.52 | 0 | 0 | 5841887.24 | 0 | 4382886.57
Circuit | RED05_lateral | strategic_undergrounding_freeway | 3 | 88051.9 | 88051.9 | 0 | 0 | 9750180.47 | 0 | 9662128.44
Circuit | RED05_lateral | strategic_undergrounding_three_phase_lateral | 4 | 6869.34 | 6869.34 | 0 | 0 | 9828385.79 | 0 | 9821516.3
Circuit | RED05_main | strategic_undergrounding_main | 1 | 4401626.79 | 4401626.79 | 0 | 0 | 7337558.07 | 0 | 2935931.15
Circuit | RED05_main | distribution_circuit_resiliency | 2 | 1934585.47 | 1934585.47 | 0 | 0 | 8999770.1 | 0 | 7065184.49
Circuit | RED05_main | strategic_undergrounding_freeway | 3 | 1494067.47 | 1494067.47 | 0 | 0 | 10142476.6 | 0 | 8648409.01
Circuit | RED06_lateral | strategic_undergrounding_single_or_two_phase_lateral | 1 | 8292483.53 | 8292483.53 | 0 | 0 | 8295111.07 | 0 | 2627.4367
Circuit | RED06_lateral | distribution_circuit_resiliency | 2 | 1400407.97 | 1400407.97 | 0 | 0 | 10260130.3 | 0 | 8859722.22
Circuit | RED06_lateral | strategic_undergrounding_three_phase_lateral | 3 | 1334.3 | 1334.3 | 0 | 0 | 16294635.7 | 0 | 16293301.3
Circuit | RED06_main | strategic_undergrounding_main | 1 | 6605993.54 | 6605993.54 | 0 | 0 | 6605993.7 | 0 | 0
Circuit | RED06_main | distribution_circuit_resiliency | 2 | 2149911.02 | 2149911.02 | 0 | 0 | 10247238.4 | 0 | 8097327.22
Circuit | RED08_lateral | distribution_circuit_resiliency | 1 | 0 | 0 | 0 | 0 | 0 | 0 | 0
Circuit | RED08_lateral | strategic_undergrounding_single_or_two_phase_lateral | 2 | 0 | 0 | 0 | 0 | 0 | 0 | 0
Circuit | RED09_lateral | strategic_undergrounding_single_or_two_phase_lateral | 1 | 4290610.8 | 4290610.8 | 0 | 0 | 4943785.86 | 0 | 653174.923
Circuit | RED09_lateral | distribution_circuit_resiliency | 2 | 1111670.15 | 1111670.15 | 0 | 0 | 5933236.96 | 0 | 4821566.67
Circuit | RED09_lateral | strategic_undergrounding_three_phase_lateral | 3 | 332369.8 | 332369.8 | 0 | 0 | 8742033.39 | 0 | 8409663.44
Circuit | RED09_main | strategic_undergrounding_main | 1 | 4637004.63 | 4637004.63 | 0 | 0 | 4637004.77 | 0 | 0
Circuit | RED09_main | distribution_circuit_resiliency | 2 | 2059730.85 | 2059730.85 | 0 | 0 | 6352484.92 | 0 | 4292753.94
Circuit | RED10_lateral | strategic_undergrounding_single_or_two_phase_lateral | 1 | 590440.9 | 590440.9 | 0 | 0 | 592222.205 | 0 | 1781.1356
Circuit | RED10_lateral | distribution_circuit_resiliency | 2 | 85551.16 | 85551.16 | 0 | 0 | 799774.799 | 0 | 714223.495
Circuit | RED10_lateral | strategic_undergrounding_three_phase_lateral | 3 | 906.36 | 906.36 | 0 | 0 | 1157235.95 | 0 | 1156329.46
Circuit | RED10_main | strategic_undergrounding_main | 1 | 280178.47 | 280178.47 | 0 | 0 | 280178.627 | 0 | 0
Circuit | RED10_main | distribution_circuit_resiliency | 2 | 95608.25 | 95608.25 | 0 | 0 | 418219.368 | 0 | 322611.005
Circuit | RO01_lateral | strategic_undergrounding_single_or_two_phase_lateral | 1 | 234561.77 | 234561.77 | 0 | 0 | 360114.852 | 0 | 125552.944
Circuit | RO01_lateral | strategic_undergrounding_freeway | 2 | 63789.93 | 63789.93 | 0 | 0 | 525499.734 | 0 | 461709.695
Circuit | RO01_lateral | distribution_circuit_resiliency | 3 | 57355.61 | 57355.61 | 0 | 0 | 351108.834 | 0 | 293753.087
Circuit | RO01_main | strategic_undergrounding_main | 1 | 1313266.57 | 1313266.57 | 0 | 0 | 1476843.43 | 0 | 163576.691
Circuit | RO01_main | distribution_circuit_resiliency | 2 | 433903.45 | 433903.45 | 0 | 0 | 2194250.73 | 0 | 1760347.15
Circuit | RO01_main | strategic_undergrounding_freeway | 3 | 83113.93 | 83113.93 | 0 | 0 | 2668087.02 | 0 | 2584972.93
Circuit | RO02_lateral | strategic_undergrounding_single_or_two_phase_lateral | 1 | 729679.06 | 729679.06 | 0 | 0 | 729679.216 | 0 | 0
Circuit | RO02_lateral | distribution_circuit_resiliency | 2 | 93632.63 | 93632.63 | 0 | 0 | 859556.275 | 0 | 765923.525
Circuit | RO02_main | strategic_undergrounding_main | 1 | 1243113.01 | 1243113.01 | 0 | 0 | 1243113.17 | 0 | 0
Circuit | RO02_main | distribution_circuit_resiliency | 2 | 450378.17 | 450378.17 | 0 | 0 | 1870731.52 | 0 | 1420353.22
Circuit | RO03_lateral | strategic_undergrounding_single_or_two_phase_lateral | 1 | 829629.15 | 829629.15 | 0 | 0 | 832366.391 | 0 | 2737.0751
Circuit | RO03_lateral | distribution_circuit_resiliency | 2 | 173079.84 | 173079.84 | 0 | 0 | 1021710.69 | 0 | 848630.748
Circuit | RO03_lateral | strategic_undergrounding_three_phase_lateral | 3 | 1391.27 | 1391.27 | 0 | 0 | 1633790.37 | 0 | 1632398.94
Circuit | RO03_main | strategic_undergrounding_main | 1 | 1397786.39 | 1397786.39 | 0 | 0 | 1397786.56 | 0 | 0
Circuit | RO03_main | distribution_circuit_resiliency | 2 | 343032.56 | 343032.56 | 0 | 0 | 2312807.66 | 0 | 1969774.98
Circuit | RO04_lateral | strategic_undergrounding_single_or_two_phase_lateral | 1 | 278572.53 | 278572.53 | 0 | 0 | 307096.904 | 0 | 28524.2124
Circuit | RO04_lateral | distribution_circuit_resiliency | 2 | 83861.41 | 83861.41 | 0 | 0 | 324349.311 | 0 | 240487.772
Circuit | RO04_lateral | strategic_undergrounding_three_phase_lateral | 3 | 12294.76 | 12294.76 | 0 | 0 | 564561.951 | 0 | 552267.072
Circuit | RO04_lateral | strategic_undergrounding_freeway | 4 | 2212.95 | 2212.95 | 0 | 0 | 574302.06 | 0 | 572088.982
Circuit | RO04_main | strategic_undergrounding_main | 1 | 1058236.31 | 1058236.31 | 0 | 0 | 1451290.44 | 0 | 393053.979
Circuit | RO04_main | distribution_circuit_resiliency | 2 | 465411.29 | 465411.29 | 0 | 0 | 1880695.1 | 0 | 1415283.66
Circuit | RO04_main | strategic_undergrounding_freeway | 3 | 199914.57 | 199914.57 | 0 | 0 | 2281054.13 | 0 | 2081139.4
Circuit | RO05_lateral | strategic_undergrounding_single_or_two_phase_lateral | 1 | 1257763.46 | 1257763.46 | 0 | 0 | 1257763.59 | 0 | 0
Circuit | RO05_lateral | distribution_circuit_resiliency | 2 | 452633.25 | 452633.25 | 0 | 0 | 1196960.91 | 0 | 744327.542
Circuit | RO05_main | strategic_undergrounding_main | 1 | 1983180.03 | 1983180.03 | 0 | 0 | 1983180.19 | 0 | 0
Circuit | RO05_main | distribution_circuit_resiliency | 2 | 658300.49 | 658300.49 | 0 | 0 | 3061606.48 | 0 | 2403305.87
Circuit | RO06_lateral | strategic_undergrounding_single_or_two_phase_lateral | 1 | 446418.43 | 446418.43 | 0 | 0 | 446418.611 | 0 | 0
Circuit | RO06_lateral | distribution_circuit_resiliency | 2 | 178879.78 | 178879.78 | 0 | 0 | 418829.885 | 0 | 239949.99
Circuit | RO06_main | strategic_undergrounding_main | 1 | 1661424.53 | 1661424.53 | 0 | 0 | 1661424.69 | 0 | 0
Circuit | RO06_main | distribution_circuit_resiliency | 2 | 668158.2 | 668158.2 | 0 | 0 | 2415845.05 | 0 | 1747686.73
Circuit | RO07_lateral | strategic_undergrounding_single_or_two_phase_lateral | 1 | 4109825.63 | 4109825.63 | 0 | 0 | 4109825.79 | 0 | 0
Circuit | RO07_lateral | distribution_circuit_resiliency | 2 | 1068091.02 | 1068091.02 | 0 | 0 | 3946646.71 | 0 | 2878555.57
Circuit | RO07_main | strategic_undergrounding_main | 1 | 6134415.28 | 6134415.28 | 0 | 0 | 6134415.45 | 0 | 0
Circuit | RO07_main | distribution_circuit_resiliency | 2 | 3193939.95 | 3193939.95 | 0 | 0 | 7993822.41 | 0 | 4799882.32
Circuit | RO07_main | strategic_undergrounding_freeway | 3 | 0 | 0 | 0 | 0 | 12072852.8 | 0 | 12072852.8
Circuit | RO08_lateral | strategic_undergrounding_single_or_two_phase_lateral | 1 | 486680.32 | 486680.32 | 0 | 0 | 574027.675 | 0 | 87347.203
Circuit | RO08_lateral | distribution_circuit_resiliency | 2 | 328127.79 | 328127.79 | 0 | 0 | 523011.353 | 0 | 194883.436
Circuit | RO08_lateral | strategic_undergrounding_freeway | 3 | 44381.27 | 44381.27 | 0 | 0 | 1002316.97 | 0 | 957935.564
Circuit | RO08_main | strategic_undergrounding_main | 1 | 1300578.61 | 1300578.61 | 0 | 0 | 1474245.55 | 0 | 173666.793
Circuit | RO08_main | distribution_circuit_resiliency | 2 | 549891.16 | 549891.16 | 0 | 0 | 2031222.96 | 0 | 1481331.67
Circuit | RO08_main | strategic_undergrounding_freeway | 3 | 88240.55 | 88240.55 | 0 | 0 | 2648239.95 | 0 | 2559999.26
Circuit | RO41_lateral | strategic_undergrounding_single_or_two_phase_lateral | 1 | 2336979.05 | 2336979.05 | 0 | 0 | 3240191.08 | 0 | 903211.892
Circuit | RO41_lateral | distribution_circuit_resiliency | 2 | 623152.37 | 623152.37 | 0 | 0 | 3832136.11 | 0 | 3208983.59
Circuit | RO41_lateral | strategic_undergrounding_freeway | 3 | 357691.1 | 357691.1 | 0 | 0 | 5153726.53 | 0 | 4796035.3
Circuit | RO41_lateral | strategic_undergrounding_three_phase_lateral | 4 | 101602.75 | 101602.75 | 0 | 0 | 5401325.5 | 0 | 5299722.6
Circuit | RO41_main | strategic_undergrounding_main | 1 | 3324629.37 | 3324629.37 | 0 | 0 | 3829671.21 | 0 | 505041.692
Circuit | RO41_main | distribution_circuit_resiliency | 2 | 1354397.18 | 1354397.18 | 0 | 0 | 5316127.74 | 0 | 3961730.45
Circuit | RO41_main | strategic_undergrounding_freeway | 3 | 256778.05 | 256778.05 | 0 | 0 | 6800589.43 | 0 | 6543811.22
Circuit | RO42_lateral | strategic_undergrounding_single_or_two_phase_lateral | 1 | 915706.93 | 915706.93 | 0 | 0 | 948487.547 | 0 | 32780.4519
Circuit | RO42_lateral | distribution_circuit_resiliency | 2 | 313314.97 | 313314.97 | 0 | 0 | 989610.496 | 0 | 676295.409
Circuit | RO42_lateral | strategic_undergrounding_freeway | 3 | 16654.06 | 16654.06 | 0 | 0 | 1818862.93 | 0 | 1802208.74
Circuit | RO42_lateral | strategic_undergrounding_three_phase_lateral | 4 | 0 | 0 | 0 | 0 | 1834989.2 | 0 | 1834989.2
Circuit | RO42_main | strategic_undergrounding_main | 1 | 1141008.54 | 1141008.54 | 0 | 0 | 1608739.84 | 0 | 467731.158
Circuit | RO42_main | distribution_circuit_resiliency | 2 | 335456.8 | 335456.8 | 0 | 0 | 2284942.85 | 0 | 1949485.94
Circuit | RO42_main | strategic_undergrounding_freeway | 3 | 237624.49 | 237624.49 | 0 | 0 | 2483234.08 | 0 | 2245609.45
Circuit | RO43_lateral | strategic_undergrounding_single_or_two_phase_lateral | 1 | 2117384.67 | 2117384.67 | 0 | 0 | 2120372.62 | 0 | 2987.7985
Circuit | RO43_lateral | distribution_circuit_resiliency | 2 | 171050.84 | 171050.84 | 0 | 0 | 2751044.94 | 0 | 2579993.97
Circuit | RO43_lateral | strategic_undergrounding_three_phase_lateral | 3 | 761.23 | 761.23 | 0 | 0 | 4167566.34 | 0 | 4166804.96
Circuit | RO43_lateral | strategic_undergrounding_freeway | 4 | 757.14 | 757.14 | 0 | 0 | 4167569.83 | 0 | 4166812.53
Circuit | RO43_main | strategic_undergrounding_main | 1 | 4347897.2 | 4347897.2 | 0 | 0 | 4350877.58 | 0 | 2980.2317
Circuit | RO43_main | distribution_circuit_resiliency | 2 | 1432041.7 | 1432041.7 | 0 | 0 | 6728663.28 | 0 | 5296621.43
Circuit | RO43_main | strategic_undergrounding_freeway | 3 | 1514.44 | 1514.44 | 0 | 0 | 8554520.82 | 0 | 8553006.23
Circuit | RO44_lateral | strategic_undergrounding_single_or_two_phase_lateral | 1 | 853371.76 | 853371.76 | 0 | 0 | 869828.183 | 0 | 16456.2675
Circuit | RO44_lateral | distribution_circuit_resiliency | 2 | 427812.49 | 427812.49 | 0 | 0 | 858781.631 | 0 | 430969.02
Circuit | RO44_lateral | strategic_undergrounding_freeway | 3 | 8363.14 | 8363.14 | 0 | 0 | 1688101.17 | 0 | 1679737.85
Circuit | RO44_main | strategic_undergrounding_main | 1 | 1178705.25 | 1178705.25 | 0 | 0 | 1552056.95 | 0 | 373351.57
Circuit | RO44_main | distribution_circuit_resiliency | 2 | 497382.86 | 497382.86 | 0 | 0 | 2057642.86 | 0 | 1560259.87
Circuit | RO44_main | strategic_undergrounding_freeway | 3 | 189742.67 | 189742.67 | 0 | 0 | 2509048.03 | 0 | 2319305.22
Circuit | RS01_lateral | strategic_undergrounding_single_or_two_phase_lateral | 1 | 796493.26 | 796493.26 | 0 | 0 | 1064286.36 | 0 | 267792.942
Circuit | RS01_lateral | distribution_circuit_resiliency | 2 | 187431.59 | 187431.59 | 0 | 0 | 1252261.94 | 0 | 1064830.24
Circuit | RS01_lateral | strategic_undergrounding_three_phase_lateral | 3 | 88501.53 | 88501.53 | 0 | 0 | 1750248.89 | 0 | 1661747.2
Circuit | RS01_lateral | strategic_undergrounding_freeway | 4 | 47522.8 | 47522.8 | 0 | 0 | 1789937.95 | 0 | 1742415
Circuit | RS01_main | strategic_undergrounding_main | 1 | 504350.36 | 504350.36 | 0 | 0 | 915642.588 | 0 | 411292.097
Circuit | RS01_main | distribution_circuit_resiliency | 2 | 219984.92 | 219984.92 | 0 | 0 | 1123110.4 | 0 | 903125.366
Circuit | RS01_main | strategic_undergrounding_freeway | 3 | 208916.04 | 208916.04 | 0 | 0 | 1201984.18 | 0 | 993068.003
Circuit | RS02_lateral | strategic_undergrounding_single_or_two_phase_lateral | 1 | 4464926.53 | 4464926.53 | 0 | 0 | 4895965.31 | 0 | 431038.631
Circuit | RS02_lateral | distribution_circuit_resiliency | 2 | 1168828.42 | 1168828.42 | 0 | 0 | 5568375.83 | 0 | 4399547.27
Circuit | RS02_lateral | strategic_undergrounding_three_phase_lateral | 3 | 219153.55 | 219153.55 | 0 | 0 | 9005114.24 | 0 | 8785960.55
Circuit | RS02_main | strategic_undergrounding_main | 1 | 2780572.77 | 2780572.77 | 0 | 0 | 2780572.91 | 0 | 0
Circuit | RS02_main | distribution_circuit_resiliency | 2 | 884362.3 | 884362.3 | 0 | 0 | 4341061.16 | 0 | 3456698.73
Circuit | RS03_lateral | strategic_undergrounding_single_or_two_phase_lateral | 1 | 2315760.26 | 2315760.26 | 0 | 0 | 2617940.91 | 0 | 302180.484
Circuit | RS03_lateral | distribution_circuit_resiliency | 2 | 831893.41 | 831893.41 | 0 | 0 | 2921155.31 | 0 | 2089261.75
Circuit | RS03_lateral | strategic_undergrounding_three_phase_lateral | 3 | 153688.33 | 153688.33 | 0 | 0 | 4683233.63 | 0 | 4529545.15
Circuit | RS03_main | strategic_undergrounding_main | 1 | 1870168.85 | 1870168.85 | 0 | 0 | 1873368.94 | 0 | 3199.9405
Circuit | RS03_main | distribution_circuit_resiliency | 2 | 759634.04 | 759634.04 | 0 | 0 | 2711462.49 | 0 | 1951828.32
Circuit | RS03_main | strategic_undergrounding_freeway | 3 | 1628.35 | 1628.35 | 0 | 0 | 3678232.52 | 0 | 3676604.03
Circuit | RS04_lateral | strategic_undergrounding_single_or_two_phase_lateral | 1 | 3411250.09 | 3411250.09 | 0 | 0 | 3529064.14 | 0 | 117813.921
Circuit | RS04_lateral | distribution_circuit_resiliency | 2 | 590732.43 | 590732.43 | 0 | 0 | 4611152.31 | 0 | 4020419.74
Circuit | RS04_lateral | strategic_undergrounding_freeway | 3 | 34195.45 | 34195.45 | 0 | 0 | 6796883.9 | 0 | 6762688.3
Circuit | RS04_lateral | strategic_undergrounding_three_phase_lateral | 4 | 25668.82 | 25668.82 | 0 | 0 | 6805130.22 | 0 | 6779461.26
Circuit | RS04_main | strategic_undergrounding_main | 1 | 3439854.31 | 3439854.31 | 0 | 0 | 3473501.15 | 0 | 33646.7206
Circuit | RS04_main | distribution_circuit_resiliency | 2 | 1307254.8 | 1307254.8 | 0 | 0 | 5131819.21 | 0 | 3824564.26
Circuit | RS04_main | strategic_undergrounding_freeway | 3 | 17097.66 | 17097.66 | 0 | 0 | 6783062.26 | 0 | 6765964.45
Circuit | RS05_lateral | strategic_undergrounding_single_or_two_phase_lateral | 1 | 1733213.18 | 1733213.18 | 0 | 0 | 1924682.38 | 0 | 191469.03
Circuit | RS05_lateral | distribution_circuit_resiliency | 2 | 301431.68 | 301431.68 | 0 | 0 | 2254511.85 | 0 | 1953080.05
Circuit | RS05_lateral | strategic_undergrounding_freeway | 3 | 64103.41 | 64103.41 | 0 | 0 | 3539670.25 | 0 | 3475566.71
Circuit | RS05_lateral | strategic_undergrounding_three_phase_lateral | 4 | 33153.41 | 33153.41 | 0 | 0 | 3569554.89 | 0 | 3536401.3
Circuit | RS05_main | strategic_undergrounding_main | 1 | 1703874.06 | 1703874.06 | 0 | 0 | 1795030.56 | 0 | 91156.3627
Circuit | RS05_main | distribution_circuit_resiliency | 2 | 737766.42 | 737766.42 | 0 | 0 | 2502662.09 | 0 | 1764895.52
Circuit | RS05_main | strategic_undergrounding_freeway | 3 | 46321.57 | 46321.57 | 0 | 0 | 3402446.53 | 0 | 3356124.83
Circuit | RS06_lateral | strategic_undergrounding_single_or_two_phase_lateral | 1 | 150920.73 | 150920.73 | 0 | 0 | 207161.893 | 0 | 56241.0284
Circuit | RS06_lateral | strategic_undergrounding_freeway | 2 | 28468.92 | 28468.92 | 0 | 0 | 326216.153 | 0 | 297747.109
Circuit | RS06_lateral | distribution_circuit_resiliency | 3 | 26191.77 | 26191.77 | 0 | 0 | 241809.155 | 0 | 215617.246
Circuit | RS06_main | strategic_undergrounding_main | 1 | 248642.82 | 248642.82 | 0 | 0 | 468181.381 | 0 | 219538.4
Circuit | RS06_main | strategic_undergrounding_freeway | 2 | 111254.55 | 111254.55 | 0 | 0 | 601675.287 | 0 | 490420.594
Circuit | RS06_main | distribution_circuit_resiliency | 3 | 106651.94 | 106651.94 | 0 | 0 | 573062.689 | 0 | 466410.621
Circuit | RS07_lateral | strategic_undergrounding_single_or_two_phase_lateral | 1 | 2068055.39 | 2068055.39 | 0 | 0 | 2080202.09 | 0 | 12146.5449
Circuit | RS07_lateral | distribution_circuit_resiliency | 2 | 201531.64 | 201531.64 | 0 | 0 | 2679082.65 | 0 | 2477550.87
Circuit | RS07_lateral | strategic_undergrounding_three_phase_lateral | 3 | 5860.62 | 5860.62 | 0 | 0 | 4082383.38 | 0 | 4076522.59
Circuit | RS07_lateral | strategic_undergrounding_freeway | 4 | 308.54 | 308.54 | 0 | 0 | 4087762.38 | 0 | 4087453.68
Circuit | RS07_main | strategic_undergrounding_main | 1 | 1421217.42 | 1421217.42 | 0 | 0 | 1440664.83 | 0 | 19447.2671
Circuit | RS07_main | distribution_circuit_resiliency | 2 | 538428.97 | 538428.97 | 0 | 0 | 2129066.13 | 0 | 1590637.04
Circuit | RS07_main | strategic_undergrounding_freeway | 3 | 9878.26 | 9878.26 | 0 | 0 | 2811126.65 | 0 | 2801248.25
Circuit | RS08_lateral | strategic_undergrounding_single_or_two_phase_lateral | 1 | 4097865.83 | 4097865.83 | 0 | 0 | 5686359.26 | 0 | 1588493.27
Circuit | RS08_lateral | strategic_undergrounding_freeway | 2 | 606354.26 | 606354.26 | 0 | 0 | 9076936.92 | 0 | 8470582.51
Circuit | RS08_lateral | distribution_circuit_resiliency | 3 | 594378.27 | 594378.27 | 0 | 0 | 6609600.35 | 0 | 6015221.97
Circuit | RS08_lateral | strategic_undergrounding_three_phase_lateral | 4 | 200001.82 | 200001.82 | 0 | 0 | 9471395.75 | 0 | 9271393.77
Circuit | RS08_main | strategic_undergrounding_main | 1 | 1446410.92 | 1446410.92 | 0 | 0 | 2422148.91 | 0 | 975737.83
Circuit | RS08_main | distribution_circuit_resiliency | 2 | 595750.15 | 595750.15 | 0 | 0 | 3061347.36 | 0 | 2465597.09
Circuit | RS08_main | strategic_undergrounding_freeway | 3 | 495348.24 | 495348.24 | 0 | 0 | 3345421.86 | 0 | 2850073.47
Circuit | RT01_lateral | strategic_undergrounding_single_or_two_phase_lateral | 1 | 12114841.3 | 12114841.3 | 0 | 0 | 15175375.3 | 0 | 3060533.88
Circuit | RT01_lateral | distribution_circuit_resiliency | 2 | 3432692.4 | 3432692.4 | 0 | 0 | 17486309 | 0 | 14053616.4
Circuit | RT01_lateral | strategic_undergrounding_freeway | 3 | 1318921.22 | 1318921.22 | 0 | 0 | 25512468.5 | 0 | 24193547.1
Circuit | RT01_lateral | strategic_undergrounding_three_phase_lateral | 4 | 243789.17 | 243789.17 | 0 | 0 | 26543088.4 | 0 | 26299299.1
Circuit | RT01_main | strategic_undergrounding_main | 1 | 7727112.59 | 7727112.59 | 0 | 0 | 8961255.09 | 0 | 1234142.34
Circuit | RT01_main | distribution_circuit_resiliency | 2 | 2655116.04 | 2655116.04 | 0 | 0 | 12783760 | 0 | 10128643.8
Circuit | RT01_main | strategic_undergrounding_freeway | 3 | 630162.52 | 630162.52 | 0 | 0 | 15750262.5 | 0 | 15120099.8
Circuit | RT02_lateral | strategic_undergrounding_single_or_two_phase_lateral | 1 | 7883355.52 | 7883355.52 | 0 | 0 | 8704983.23 | 0 | 821627.569
Circuit | RT02_lateral | distribution_circuit_resiliency | 2 | 768288.28 | 768288.28 | 0 | 0 | 11484677.1 | 0 | 10716388.7
Circuit | RT02_lateral | strategic_undergrounding_freeway | 3 | 420321.33 | 420321.33 | 0 | 0 | 15838752.9 | 0 | 15418431.4
Circuit | RT02_main | strategic_undergrounding_main | 1 | 6022748.73 | 6022748.73 | 0 | 0 | 6022748.86 | 0 | 0
Circuit | RT02_main | distribution_circuit_resiliency | 2 | 2171785.09 | 2171785.09 | 0 | 0 | 8855595.89 | 0 | 6683810.65
Circuit | RU01_lateral | strategic_undergrounding_single_or_two_phase_lateral | 1 | 3033484.46 | 3033484.46 | 0 | 0 | 3035953.91 | 0 | 2469.2961
Circuit | RU01_lateral | distribution_circuit_resiliency | 2 | 288647.75 | 288647.75 | 0 | 0 | 4148387.41 | 0 | 3859739.53
Circuit | RU01_lateral | strategic_undergrounding_freeway | 3 | 1248.32 | 1248.32 | 0 | 0 | 6004541.43 | 0 | 6003292.96
Circuit | RU01_lateral | strategic_undergrounding_three_phase_lateral | 4 | 0 | 0 | 0 | 0 | 6005762.26 | 0 | 6005762.26
Circuit | RU01_main | strategic_undergrounding_main | 1 | 2305262 | 2305262 | 0 | 0 | 2658371.52 | 0 | 353109.345
Circuit | RU01_main | distribution_circuit_resiliency | 2 | 522420.17 | 522420.17 | 0 | 0 | 4240521.5 | 0 | 3718101.18
Circuit | RU01_main | strategic_undergrounding_freeway | 3 | 178530.37 | 178530.37 | 0 | 0 | 4740658.01 | 0 | 4562127.5
Circuit | RU02_lateral | strategic_undergrounding_single_or_two_phase_lateral | 1 | 5206248.49 | 5206248.49 | 0 | 0 | 5210333.27 | 0 | 4084.6093
Circuit | RU02_lateral | distribution_circuit_resiliency | 2 | 1417200.84 | 1417200.84 | 0 | 0 | 5943511.47 | 0 | 4526310.52
Circuit | RU02_lateral | strategic_undergrounding_freeway | 3 | 1368.01 | 1368.01 | 0 | 0 | 10300500 | 0 | 10299131.8
Circuit | RU02_lateral | strategic_undergrounding_three_phase_lateral | 4 | 696.32 | 696.32 | 0 | 0 | 10301155.9 | 0 | 10300459.4
Circuit | RU02_main | strategic_undergrounding_main | 1 | 3828147.43 | 3828147.43 | 0 | 0 | 3830853.67 | 0 | 2706.0866
Circuit | RU02_main | distribution_circuit_resiliency | 2 | 1245181.72 | 1245181.72 | 0 | 0 | 5969565.69 | 0 | 4724383.82
Circuit | RU02_main | strategic_undergrounding_freeway | 3 | 1368.01 | 1368.01 | 0 | 0 | 7576219.4 | 0 | 7574851.21
Circuit | RU03_lateral | strategic_undergrounding_single_or_two_phase_lateral | 1 | 4290811.51 | 4290811.51 | 0 | 0 | 5060546.05 | 0 | 769734.403
Circuit | RU03_lateral | distribution_circuit_resiliency | 2 | 481016.98 | 481016.98 | 0 | 0 | 6570142.85 | 0 | 6089125.75
Circuit | RU03_lateral | strategic_undergrounding_freeway | 3 | 388754.73 | 388754.73 | 0 | 0 | 8883204.18 | 0 | 8494449.29
Circuit | RU03_lateral | strategic_undergrounding_three_phase_lateral | 4 | 357.74 | 357.74 | 0 | 0 | 9263125.84 | 0 | 9262767.94
Circuit | RU03_main | strategic_undergrounding_main | 1 | 2514387.41 | 2514387.41 | 0 | 0 | 2748694.67 | 0 | 234307.097
Circuit | RU03_main | distribution_circuit_resiliency | 2 | 518434.62 | 518434.62 | 0 | 0 | 4540192.82 | 0 | 4021758.07
Circuit | RU03_main | strategic_undergrounding_freeway | 3 | 118464.46 | 118464.46 | 0 | 0 | 5094166.95 | 0 | 4975702.33
Circuit | RU04_lateral | strategic_undergrounding_single_or_two_phase_lateral | 1 | 3166178.4 | 3166178.4 | 0 | 0 | 3176096.07 | 0 | 9917.5043
Circuit | RU04_lateral | distribution_circuit_resiliency | 2 | 378070.36 | 378070.36 | 0 | 0 | 4291148.45 | 0 | 3913077.96
Circuit | RU04_lateral | strategic_undergrounding_three_phase_lateral | 3 | 5009.18 | 5009.18 | 0 | 0 | 6273042.93 | 0 | 6268033.59
Circuit | RU04_main | strategic_undergrounding_main | 1 | 1636102.5 | 1636102.5 | 0 | 0 | 1637204.59 | 0 | 1101.9449
Circuit | RU04_main | distribution_circuit_resiliency | 2 | 437692.3 | 437692.3 | 0 | 0 | 2674447.91 | 0 | 2236755.49
Circuit | RU04_main | strategic_undergrounding_freeway | 3 | 556.45 | 556.45 | 0 | 0 | 3239509.8 | 0 | 3238953.2
Circuit | RU05_lateral | strategic_undergrounding_single_or_two_phase_lateral | 1 | 726531.09 | 726531.09 | 0 | 0 | 726531.257 | 0 | 0
Circuit | RU05_lateral | distribution_circuit_resiliency | 2 | 47824.01 | 47824.01 | 0 | 0 | 994391.725 | 0 | 946567.558
Circuit | RU05_lateral | strategic_undergrounding_three_phase_lateral | 3 | 0 | 0 | 0 | 0 | 1437517.95 | 0 | 1437517.95
Circuit | RU05_main | strategic_undergrounding_main | 1 | 435130.46 | 435130.46 | 0 | 0 | 435130.609 | 0 | 0
Circuit | RU05_main | distribution_circuit_resiliency | 2 | 90667.53 | 90667.53 | 0 | 0 | 743908.099 | 0 | 653240.421
Circuit | RU06_lateral | strategic_undergrounding_single_or_two_phase_lateral | 1 | 5960733.98 | 5960733.98 | 0 | 0 | 8360620.68 | 0 | 2399886.54
Circuit | RU06_lateral | distribution_circuit_resiliency | 2 | 695579.45 | 695579.45 | 0 | 0 | 10323851.6 | 0 | 9628272.08
Circuit | RU06_lateral | strategic_undergrounding_three_phase_lateral | 3 | 642613.6 | 642613.6 | 0 | 0 | 13560699.6 | 0 | 12918085.8
Circuit | RU06_lateral | strategic_undergrounding_freeway | 4 | 571405.12 | 571405.12 | 0 | 0 | 13630257 | 0 | 13058851.7
Circuit | RU06_main | strategic_undergrounding_main | 1 | 4107025.71 | 4107025.71 | 0 | 0 | 4809710.78 | 0 | 702684.95
Circuit | RU06_main | distribution_circuit_resiliency | 2 | 1027180.91 | 1027180.91 | 0 | 0 | 7500339.61 | 0 | 6473158.54
Circuit | RU06_main | strategic_undergrounding_freeway | 3 | 355463.7 | 355463.7 | 0 | 0 | 8478710.42 | 0 | 8123246.57
Circuit | RZ01_lateral | strategic_undergrounding_single_or_two_phase_lateral | 1 | 34148357.8 | 34148357.8 | 0 | 0 | 64884077.7 | 0 | 30735719.7
Circuit | RZ01_lateral | strategic_undergrounding_three_phase_lateral | 2 | 13397539.7 | 13397539.7 | 0 | 0 | 84797577.7 | 0 | 71400037.9
Circuit | RZ01_lateral | distribution_circuit_resiliency | 3 | 9346166.76 | 9346166.76 | 0 | 0 | 71863356.2 | 0 | 62517189.3
Circuit | RZ01_lateral | strategic_undergrounding_freeway | 4 | 2198822.46 | 2198822.46 | 0 | 0 | 95680781.7 | 0 | 93481959.1
Circuit | RZ01_main | strategic_undergrounding_main | 1 | 18748722.5 | 18748722.5 | 0 | 0 | 22366321.4 | 0 | 3617598.73
Circuit | RZ01_main | distribution_circuit_resiliency | 2 | 5940348.67 | 5940348.67 | 0 | 0 | 32388221.9 | 0 | 26447873.1
Circuit | RZ01_main | strategic_undergrounding_freeway | 3 | 1843417.85 | 1843417.85 | 0 | 0 | 38669391.7 | 0 | 36825973.7
Circuit | RZ02_lateral | strategic_undergrounding_single_or_two_phase_lateral | 1 | 59583302.9 | 59583302.9 | 0 | 0 | 77989365.6 | 0 | 18406062.6
Circuit | RZ02_lateral | distribution_circuit_resiliency | 2 | 10607290.7 | 10607290.7 | 0 | 0 | 91209731.2 | 0 | 80602440.4
Circuit | RZ02_lateral | strategic_undergrounding_freeway | 3 | 6271326.21 | 6271326.21 | 0 | 0 | 129275660 | 0 | 123004334
Circuit | RZ02_lateral | strategic_undergrounding_three_phase_lateral | 4 | 3107027.72 | 3107027.72 | 0 | 0 | 132336876 | 0 | 129229848
Circuit | RZ02_main | strategic_undergrounding_main | 1 | 29997173.3 | 29997173.3 | 0 | 0 | 42756261.5 | 0 | 12759088.1
Circuit | RZ02_main | distribution_circuit_resiliency | 2 | 13087819.4 | 13087819.4 | 0 | 0 | 54033966.8 | 0 | 40946147.3
Circuit | RZ02_main | strategic_undergrounding_freeway | 3 | 6499206.4 | 6499206.4 | 0 | 0 | 65355641.4 | 0 | 58856434.9
Circuit | RZ03_lateral | strategic_undergrounding_single_or_two_phase_lateral | 1 | 3216859.13 | 3216859.13 | 0 | 0 | 3432201.69 | 0 | 215342.411
Circuit | RZ03_lateral | distribution_circuit_resiliency | 2 | 452688.37 | 452688.37 | 0 | 0 | 4285700.07 | 0 | 3833011.57
Circuit | RZ03_lateral | strategic_undergrounding_three_phase_lateral | 3 | 109599.72 | 109599.72 | 0 | 0 | 6421165.67 | 0 | 6311565.82
Circuit | RZ03_main | strategic_undergrounding_main | 1 | 1847746.56 | 1847746.56 | 0 | 0 | 1936289.99 | 0 | 88543.2815
Circuit | RZ03_main | distribution_circuit_resiliency | 2 | 793110.4 | 793110.4 | 0 | 0 | 2645909.37 | 0 | 1852798.84
Circuit | RZ03_main | strategic_undergrounding_freeway | 3 | 45054.76 | 45054.76 | 0 | 0 | 3672177.93 | 0 | 3627123.02
Circuit | SA01_lateral | strategic_undergrounding_single_or_two_phase_lateral | 1 | 6248272.18 | 6248272.18 | 0 | 0 | 6320595.36 | 0 | 72323.077
Circuit | SA01_lateral | distribution_circuit_resiliency | 2 | 730656.33 | 730656.33 | 0 | 0 | 8061337.39 | 0 | 7330680.89
Circuit | SA01_lateral | strategic_undergrounding_freeway | 3 | 36488.29 | 36488.29 | 0 | 0 | 12402289.2 | 0 | 12365800.7
Circuit | SA01_main | strategic_undergrounding_main | 1 | 5399004.78 | 5399004.78 | 0 | 0 | 5686188.76 | 0 | 287183.803
Circuit | SA01_main | distribution_circuit_resiliency | 2 | 1967157.88 | 1967157.88 | 0 | 0 | 8431365.99 | 0 | 6464207.97
Circuit | SA01_main | strategic_undergrounding_freeway | 3 | 145030.95 | 145030.95 | 0 | 0 | 10826736.1 | 0 | 10681705
Circuit | SA03_lateral | strategic_undergrounding_single_or_two_phase_lateral | 1 | 61423.71 | 61423.71 | 0 | 0 | 61423.8738 | 0 | 0
Circuit | SA03_lateral | distribution_circuit_resiliency | 2 | 3337.85 | 3337.85 | 0 | 0 | 76292.5583 | 0 | 72954.5773
Circuit | SA03_lateral | strategic_undergrounding_freeway | 3 | 0 | 0 | 0 | 0 | 121597.167 | 0 | 121597.167
Circuit | SA03_main | strategic_undergrounding_main | 1 | 99654.09 | 99654.09 | 0 | 0 | 99840.2474 | 0 | 186.0077
Circuit | SA03_main | distribution_circuit_resiliency | 2 | 44802.4 | 44802.4 | 0 | 0 | 139598.204 | 0 | 94795.675
Circuit | SA03_main | strategic_undergrounding_freeway | 3 | 93.69 | 93.69 | 0 | 0 | 197416.772 | 0 | 197322.928
Circuit | SA41_lateral | strategic_undergrounding_single_or_two_phase_lateral | 1 | 360276.65 | 360276.65 | 0 | 0 | 387605.342 | 0 | 27328.506
Circuit | SA41_lateral | distribution_circuit_resiliency | 2 | 100331.99 | 100331.99 | 0 | 0 | 473162.304 | 0 | 372830.196
Circuit | SA41_lateral | strategic_undergrounding_freeway | 3 | 13535.42 | 13535.42 | 0 | 0 | 727248.753 | 0 | 713713.175
Circuit | SA41_lateral | strategic_undergrounding_three_phase_lateral | 4 | 254.28 | 254.28 | 0 | 0 | 740289.786 | 0 | 740035.39
Circuit | SA41_main | strategic_undergrounding_main | 1 | 360092.01 | 360092.01 | 0 | 0 | 493516.932 | 0 | 133424.785
Circuit | SA41_main | distribution_circuit_resiliency | 2 | 158655.66 | 158655.66 | 0 | 0 | 640931.797 | 0 | 482276.007
Circuit | SA41_main | strategic_undergrounding_freeway | 3 | 67414.59 | 67414.59 | 0 | 0 | 780400.894 | 0 | 712986.147
Circuit | SA42_lateral | strategic_undergrounding_single_or_two_phase_lateral | 1 | 109721.57 | 109721.57 | 0 | 0 | 117095.986 | 0 | 7374.249
Circuit | SA42_lateral | distribution_circuit_resiliency | 2 | 43829.12 | 43829.12 | 0 | 0 | 121384.747 | 0 | 77555.5094
Circuit | SA42_lateral | strategic_undergrounding_freeway | 3 | 3722.46 | 3722.46 | 0 | 0 | 220836.163 | 0 | 217113.578
Circuit | SA42_lateral | strategic_undergrounding_three_phase_lateral | 4 | 0 | 0 | 0 | 0 | 224487.827 | 0 | 224487.827
Circuit | SA42_main | strategic_undergrounding_main | 1 | 79885.42 | 79885.42 | 0 | 0 | 94546.264 | 0 | 14660.6867
Circuit | SA42_main | distribution_circuit_resiliency | 2 | 28244.5 | 28244.5 | 0 | 0 | 136019.386 | 0 | 107774.75
Circuit | SA42_main | strategic_undergrounding_freeway | 3 | 7401.09 | 7401.09 | 0 | 0 | 165123.503 | 0 | 157722.258
Circuit | SA43_lateral | strategic_undergrounding_single_or_two_phase_lateral | 1 | 905872.11 | 905872.11 | 0 | 0 | 1128526.07 | 0 | 222653.786
Circuit | SA43_lateral | distribution_circuit_resiliency | 2 | 218445.61 | 218445.61 | 0 | 0 | 1294806.53 | 0 | 1076360.81
Circuit | SA43_lateral | strategic_undergrounding_freeway | 3 | 112333.71 | 112333.71 | 0 | 0 | 1907115.43 | 0 | 1794781.56
Circuit | SA43_main | strategic_undergrounding_main | 1 | 1011410.64 | 1011410.64 | 0 | 0 | 1236563.26 | 0 | 225152.471
Circuit | SA43_main | distribution_circuit_resiliency | 2 | 419139.77 | 419139.77 | 0 | 0 | 1686695.17 | 0 | 1267555.27
Circuit | SA43_main | strategic_undergrounding_freeway | 3 | 113667.04 | 113667.04 | 0 | 0 | 2117421.91 | 0 | 2003754.74
Circuit | SA44_lateral | strategic_undergrounding_single_or_two_phase_lateral | 1 | 391088.28 | 391088.28 | 0 | 0 | 391088.435 | 0 | 0
Circuit | SA44_lateral | distribution_circuit_resiliency | 2 | 110004.23 | 110004.23 | 0 | 0 | 473223.086 | 0 | 363218.737
Circuit | SA44_main | strategic_undergrounding_main | 1 | 377002.14 | 377002.14 | 0 | 0 | 377002.27 | 0 | 0
Circuit | SA44_main | distribution_circuit_resiliency | 2 | 129913.53 | 129913.53 | 0 | 0 | 579116.985 | 0 | 449203.319
Circuit | SA44_main | strategic_undergrounding_freeway | 3 | 0 | 0 | 0 | 0 | 747339.678 | 0 | 747339.678
Circuit | SA45_lateral | strategic_undergrounding_single_or_two_phase_lateral | 1 | 1072088.12 | 1072088.12 | 0 | 0 | 1800044.68 | 0 | 727956.408
Circuit | SA45_lateral | distribution_circuit_resiliency | 2 | 448987.68 | 448987.68 | 0 | 0 | 1895056.92 | 0 | 1446069.11
Circuit | SA45_lateral | strategic_undergrounding_freeway | 3 | 367471.36 | 367471.36 | 0 | 0 | 2490590.09 | 0 | 2123118.59
Circuit | SA45_lateral | strategic_undergrounding_three_phase_lateral | 4 | 0 | 0 | 0 | 0 | 2851075 | 0 | 2851075
Circuit | SA45_main | strategic_undergrounding_main | 1 | 2190693.12 | 2190693.12 | 0 | 0 | 3218621.13 | 0 | 1027927.84
Circuit | SA45_main | distribution_circuit_resiliency | 2 | 895146.42 | 895146.42 | 0 | 0 | 4207993.81 | 0 | 3312847.26
Circuit | SA45_main | strategic_undergrounding_freeway | 3 | 518862.19 | 518862.19 | 0 | 0 | 4856740.94 | 0 | 4337878.59
Circuit | SA46_lateral | strategic_undergrounding_single_or_two_phase_lateral | 1 | 91172.28 | 91172.28 | 0 | 0 | 91172.4319 | 0 | 0
Circuit | SA46_lateral | distribution_circuit_resiliency | 2 | 45017 | 45017 | 0 | 0 | 91174.5079 | 0 | 46157.4029
Circuit | SA46_main | strategic_undergrounding_main | 1 | 130744.01 | 130744.01 | 0 | 0 | 164442.786 | 0 | 33698.6295
Circuit | SA46_main | distribution_circuit_resiliency | 2 | 45124.22 | 45124.22 | 0 | 0 | 234423.316 | 0 | 189298.971
Circuit | SA46_main | strategic_undergrounding_freeway | 3 | 17001.48 | 17001.48 | 0 | 0 | 276171.524 | 0 | 259169.889
Circuit | SA47_lateral | strategic_undergrounding_single_or_two_phase_lateral | 1 | 1047771.63 | 1047771.63 | 0 | 0 | 1047771.79 | 0 | 0
Circuit | SA47_lateral | distribution_circuit_resiliency | 2 | 353915.67 | 353915.67 | 0 | 0 | 1169543.82 | 0 | 815628.023
Circuit | SA47_main | strategic_undergrounding_main | 1 | 2386907.74 | 2386907.74 | 0 | 0 | 2388504.42 | 0 | 1596.5267
Circuit | SA47_main | distribution_circuit_resiliency | 2 | 944572.69 | 944572.69 | 0 | 0 | 3510897.46 | 0 | 2566324.64
Circuit | SA47_main | strategic_undergrounding_freeway | 3 | 805.35 | 805.35 | 0 | 0 | 4733805.35 | 0 | 4732999.87
Circuit | SA48_lateral | strategic_undergrounding_single_or_two_phase_lateral | 1 | 1309680.02 | 1309680.02 | 0 | 0 | 1309680.16 | 0 | 0
Circuit | SA48_lateral | distribution_circuit_resiliency | 2 | 569261.47 | 569261.47 | 0 | 0 | 1432696.16 | 0 | 863434.523
Circuit | SA48_lateral | strategic_undergrounding_freeway | 3 | 0 | 0 | 0 | 0 | 2596844.92 | 0 | 2596844.92
Circuit | SA48_main | strategic_undergrounding_main | 1 | 1808287.99 | 1808287.99 | 0 | 0 | 1814674.23 | 0 | 6386.1068
Circuit | SA48_main | distribution_circuit_resiliency | 2 | 770220.34 | 770220.34 | 0 | 0 | 2593689.13 | 0 | 1823468.65
Circuit | SA48_main | strategic_undergrounding_freeway | 3 | 3221.81 | 3221.81 | 0 | 0 | 3588600.66 | 0 | 3585378.74
Circuit | SA49_lateral | strategic_undergrounding_single_or_two_phase_lateral | 1 | 438539.36 | 438539.36 | 0 | 0 | 446101 | 0 | 7561.49
Circuit | SA49_lateral | distribution_circuit_resiliency | 2 | 132638.86 | 132638.86 | 0 | 0 | 505871.468 | 0 | 373232.477
Circuit | SA49_lateral | strategic_undergrounding_freeway | 3 | 3815.38 | 3815.38 | 0 | 0 | 871926.25 | 0 | 868110.722
Circuit | SA49_lateral | strategic_undergrounding_three_phase_lateral | 4 | 0 | 0 | 0 | 0 | 875672.212 | 0 | 875672.212
Circuit | SA49_main | strategic_undergrounding_main | 1 | 473888.68 | 473888.68 | 0 | 0 | 475232.321 | 0 | 1343.4999
Circuit | SA49_main | distribution_circuit_resiliency | 2 | 193295.22 | 193295.22 | 0 | 0 | 687919.131 | 0 | 494623.78
Circuit | SA49_main | strategic_undergrounding_freeway | 3 | 678.47 | 678.47 | 0 | 0 | 938583.373 | 0 | 937904.754
Circuit | SA50_lateral | strategic_undergrounding_single_or_two_phase_lateral | 1 | 385041.39 | 385041.39 | 0 | 0 | 413128.211 | 0 | 28086.6657
Circuit | SA50_lateral | distribution_circuit_resiliency | 2 | 149023.64 | 149023.64 | 0 | 0 | 485499.046 | 0 | 336475.278
Circuit | SA50_lateral | strategic_undergrounding_freeway | 3 | 14045.62 | 14045.62 | 0 | 0 | 775883.721 | 0 | 761837.959
Circuit | SA50_lateral | strategic_undergrounding_three_phase_lateral | 4 | 141.19 | 141.19 | 0 | 0 | 789506.798 | 0 | 789365.431
Circuit | SA50_main | strategic_undergrounding_main | 1 | 330777.15 | 330777.15 | 0 | 0 | 421959.103 | 0 | 91181.807
Circuit | SA50_main | distribution_circuit_resiliency | 2 | 141165.41 | 141165.41 | 0 | 0 | 563544.232 | 0 | 422378.691
Circuit | SA50_main | strategic_undergrounding_freeway | 3 | 46064.89 | 46064.89 | 0 | 0 | 700734.923 | 0 | 654669.868
Circuit | SA51_lateral | strategic_undergrounding_freeway | 1 | 0 | 0 | 0 | 0 | 0 | 0 | 0
Circuit | SA51_main | strategic_undergrounding_freeway | 1 | 0 | 0 | 0 | 0 | 0 | 0 | 0
Circuit | SA52_lateral | strategic_undergrounding_single_or_two_phase_lateral | 1 | 260243.82 | 260243.82 | 0 | 0 | 281322.231 | 0 | 21078.246
Circuit | SA52_lateral | distribution_circuit_resiliency | 2 | 40444.89 | 40444.89 | 0 | 0 | 365081.267 | 0 | 324636.243
Circuit | SA52_lateral | strategic_undergrounding_freeway | 3 | 10646.53 | 10646.53 | 0 | 0 | 526129.88 | 0 | 515483.192
Circuit | SA52_main | strategic_undergrounding_main | 1 | 372958.98 | 372958.98 | 0 | 0 | 462264.851 | 0 | 89305.7409
Circuit | SA52_main | distribution_circuit_resiliency | 2 | 178501.7 | 178501.7 | 0 | 0 | 596465.725 | 0 | 417963.903
Circuit | SA52_main | strategic_undergrounding_freeway | 3 | 45095.63 | 45095.63 | 0 | 0 | 782848.957 | 0 | 737753.174
Circuit | SA53_lateral | strategic_undergrounding_freeway | 1 | 0 | 0 | 0 | 0 | 0 | 0 | 0
Circuit | SA53_main | strategic_undergrounding_freeway | 1 | 0 | 0 | 0 | 0 | 0 | 0 | 0
Circuit | SA54_lateral | strategic_undergrounding_single_or_two_phase_lateral | 1 | 19144116.3 | 19144116.3 | 0 | 0 | 57516277.8 | 0 | 38372161.3
Circuit | SA54_lateral | strategic_undergrounding_freeway | 2 | 17946789.7 | 17946789.7 | 0 | 0 | 58636112.2 | 0 | 40689322.4
Circuit | SA54_lateral | distribution_circuit_resiliency | 3 | 6800454.67 | 6800454.67 | 0 | 0 | 60702552 | 0 | 53902097.2
Circuit | SA54_lateral | strategic_undergrounding_three_phase_lateral | 4 | 1429863.78 | 1429863.78 | 0 | 0 | 74827196.9 | 0 | 73397333
Circuit | SA54_main | strategic_undergrounding_main | 1 | 32099607.4 | 32099607.4 | 0 | 0 | 74136869.2 | 0 | 42037261.7
Circuit | SA54_main | strategic_undergrounding_freeway | 2 | 21226417.2 | 21226417.2 | 0 | 0 | 84842070.7 | 0 | 63615653.3
Circuit | SA54_main | distribution_circuit_resiliency | 3 | 12856421.5 | 12856421.5 | 0 | 0 | 89006588.6 | 0 | 76150167
Circuit | SB01_lateral | strategic_undergrounding_single_or_two_phase_lateral | 1 | 2437846.13 | 2437846.13 | 0 | 0 | 2955849.72 | 0 | 518003.457
Circuit | SB01_lateral | distribution_circuit_resiliency | 2 | 406485.71 | 406485.71 | 0 | 0 | 3661203 | 0 | 3254717.16
Circuit | SB01_lateral | strategic_undergrounding_three_phase_lateral | 3 | 168603.45 | 168603.45 | 0 | 0 | 5141238.56 | 0 | 4972634.94
Circuit | SB01_lateral | strategic_undergrounding_freeway | 4 | 95156.98 | 95156.98 | 0 | 0 | 5211988.98 | 0 | 5116831.85
Circuit | SB01_main | strategic_undergrounding_main | 1 | 1580667.02 | 1580667.02 | 0 | 0 | 1773087.14 | 0 | 192419.962
Circuit | SB01_main | distribution_circuit_resiliency | 2 | 550218.75 | 550218.75 | 0 | 0 | 2596211.38 | 0 | 2045992.54
Circuit | SB01_main | strategic_undergrounding_freeway | 3 | 98020.11 | 98020.11 | 0 | 0 | 3200871.61 | 0 | 3102851.36
Circuit | SB02_lateral | strategic_undergrounding_single_or_two_phase_lateral | 1 | 5297345.13 | 5297345.13 | 0 | 0 | 9973826.07 | 0 | 4676480.8
Circuit | SB02_lateral | strategic_undergrounding_freeway | 2 | 2383417.67 | 2383417.67 | 0 | 0 | 12780969.2 | 0 | 10397551.4
Circuit | SB02_lateral | distribution_circuit_resiliency | 3 | 1101280.83 | 1101280.83 | 0 | 0 | 11266349.2 | 0 | 10165068.2
Circuit | SB02_lateral | strategic_undergrounding_three_phase_lateral | 4 | 821.98 | 821.98 | 0 | 0 | 15071629.2 | 0 | 15070807.1
Circuit | SB02_main | strategic_undergrounding_main | 1 | 3367865.96 | 3367865.96 | 0 | 0 | 7731391 | 0 | 4363524.9
Circuit | SB02_main | strategic_undergrounding_freeway | 2 | 2224699.24 | 2224699.24 | 0 | 0 | 8831999.36 | 0 | 6607299.94
Circuit | SB02_main | distribution_circuit_resiliency | 3 | 1104272.13 | 1104272.13 | 0 | 0 | 9569674.75 | 0 | 8465402.47
Circuit | SB03_lateral | strategic_undergrounding_single_or_two_phase_lateral | 1 | 2974329.26 | 2974329.26 | 0 | 0 | 3755948.79 | 0 | 781619.409
Circuit | SB03_lateral | distribution_circuit_resiliency | 2 | 547403.27 | 547403.27 | 0 | 0 | 4660612.13 | 0 | 4113208.71
Circuit | SB03_lateral | strategic_undergrounding_freeway | 3 | 397467.01 | 397467.01 | 0 | 0 | 6246483.74 | 0 | 5849016.57
Circuit | SB03_main | strategic_undergrounding_main | 1 | 1630397.75 | 1630397.75 | 0 | 0 | 1632330.21 | 0 | 1932.31
Circuit | SB03_main | distribution_circuit_resiliency | 2 | 218090.35 | 218090.35 | 0 | 0 | 2930044.66 | 0 | 2711954.19
Circuit | SB03_main | strategic_undergrounding_freeway | 3 | 982.46 | 982.46 | 0 | 0 | 3207148.67 | 0 | 3206166.05
Circuit | SB04_lateral | strategic_undergrounding_single_or_two_phase_lateral | 1 | 4664218.6 | 4664218.6 | 0 | 0 | 4667610 | 0 | 3391.2454
Circuit | SB04_lateral | distribution_circuit_resiliency | 2 | 394700.71 | 394700.71 | 0 | 0 | 6323337.82 | 0 | 5928636.98
Circuit | SB04_lateral | strategic_undergrounding_freeway | 3 | 1726.82 | 1726.82 | 0 | 0 | 9165640.3 | 0 | 9163913.34
Circuit | SB04_main | strategic_undergrounding_main | 1 | 1822303.33 | 1822303.33 | 0 | 0 | 1823420.99 | 0 | 1117.4967
Circuit | SB04_main | distribution_circuit_resiliency | 2 | 547560.87 | 547560.87 | 0 | 0 | 2883970.86 | 0 | 2336409.87
Circuit | SB04_main | strategic_undergrounding_freeway | 3 | 569.26 | 569.26 | 0 | 0 | 3580955.6 | 0 | 3580386.19
Circuit | SB05_lateral | strategic_undergrounding_single_or_two_phase_lateral | 1 | 1431613.91 | 1431613.91 | 0 | 0 | 3574654.98 | 0 | 2143040.94
Circuit | SB05_lateral | strategic_undergrounding_freeway | 2 | 1090056.66 | 1090056.66 | 0 | 0 | 3904595.89 | 0 | 2814539.08
Circuit | SB05_lateral | distribution_circuit_resiliency | 3 | 420901.39 | 420901.39 | 0 | 0 | 4217948.31 | 0 | 3797046.75
Circuit | SB05_main | strategic_undergrounding_main | 1 | 1485110.82 | 1485110.82 | 0 | 0 | 2873053.58 | 0 | 1387942.62
Circuit | SB05_main | strategic_undergrounding_freeway | 2 | 705976.25 | 705976.25 | 0 | 0 | 3625689.88 | 0 | 2919713.49
Circuit | SB05_main | distribution_circuit_resiliency | 3 | 541046.11 | 541046.11 | 0 | 0 | 3618071.85 | 0 | 3077025.63
Circuit | SB06_lateral | strategic_undergrounding_single_or_two_phase_lateral | 1 | 3531295.32 | 3531295.32 | 0 | 0 | 5339266.01 | 0 | 1807970.54
Circuit | SB06_lateral | strategic_undergrounding_freeway | 2 | 919630.19 | 919630.19 | 0 | 0 | 7857699.7 | 0 | 6938069.36
Circuit | SB06_lateral | distribution_circuit_resiliency | 3 | 501191.37 | 501191.37 | 0 | 0 | 6836418.37 | 0 | 6335226.86
Circuit | SB06_lateral | strategic_undergrounding_three_phase_lateral | 4 | 663.75 | 663.75 | 0 | 0 | 8744099.45 | 0 | 8743435.55
Circuit | SB06_main | strategic_undergrounding_main | 1 | 2701628.3 | 2701628.3 | 0 | 0 | 2986888.96 | 0 | 285260.511
Circuit | SB06_main | distribution_circuit_resiliency | 2 | 1059277.53 | 1059277.53 | 0 | 0 | 4244467.79 | 0 | 3185190.13
Circuit | SB06_main | strategic_undergrounding_freeway | 3 | 145292.71 | 145292.71 | 0 | 0 | 5453003.3 | 0 | 5307710.45
Circuit | SB07_lateral | strategic_undergrounding_single_or_two_phase_lateral | 1 | 1831427.58 | 1831427.58 | 0 | 0 | 2100834.43 | 0 | 269406.718
Circuit | SB07_lateral | distribution_circuit_resiliency | 2 | 297890.49 | 297890.49 | 0 | 0 | 2471654.41 | 0 | 2173763.79
Circuit | SB07_lateral | strategic_undergrounding_freeway | 3 | 137033.45 | 137033.45 | 0 | 0 | 3737602.37 | 0 | 3600568.77
Circuit | SB07_main | strategic_undergrounding_main | 1 | 1964344.26 | 1964344.26 | 0 | 0 | 2725158.25 | 0 | 760813.825
Circuit | SB07_main | distribution_circuit_resiliency | 2 | 590697.63 | 590697.63 | 0 | 0 | 3869828.48 | 0 | 3279130.71
Circuit | SB07_main | strategic_undergrounding_freeway | 3 | 386987.45 | 386987.45 | 0 | 0 | 4248869.33 | 0 | 3861881.72
Circuit | SB08_lateral | strategic_undergrounding_single_or_two_phase_lateral | 1 | 1916129.59 | 1916129.59 | 0 | 0 | 2385295.05 | 0 | 469165.326
Circuit | SB08_lateral | strategic_undergrounding_freeway | 2 | 238640.57 | 238640.57 | 0 | 0 | 4004288.97 | 0 | 3765648.23
Circuit | SB08_lateral | distribution_circuit_resiliency | 3 | 168382.19 | 168382.19 | 0 | 0 | 3385089.49 | 0 | 3216707.15
Circuit | SB08_main | strategic_undergrounding_main | 1 | 1539105.08 | 1539105.08 | 0 | 0 | 1892415.44 | 0 | 353310.215
Circuit | SB08_main | distribution_circuit_resiliency | 2 | 620950.99 | 620950.99 | 0 | 0 | 2587638.91 | 0 | 1966687.78
Circuit | SB08_main | strategic_undergrounding_freeway | 3 | 179710.92 | 179710.92 | 0 | 0 | 3205383.89 | 0 | 3025672.8
Circuit | SBK01_lateral | strategic_undergrounding_single_or_two_phase_lateral | 1 | 1302.52 | 1302.52 | 0 | 0 | 1302.6842 | 0 | 0
Circuit | SBK01_lateral | distribution_circuit_resiliency | 2 | 0 | 0 | 0 | 0 | 1302.6842 | 0 | 1302.6842
Circuit | SC01_lateral | strategic_undergrounding_single_or_two_phase_lateral | 1 | 42509.63 | 42509.63 | 0 | 0 | 58065.3849 | 0 | 15555.6145
Circuit | SC01_lateral | distribution_circuit_resiliency | 2 | 14168.73 | 14168.73 | 0 | 0 | 63498.5484 | 0 | 49329.7022
Circuit | SC01_lateral | strategic_undergrounding_three_phase_lateral | 3 | 7894.52 | 7894.52 | 0 | 0 | 91655.6736 | 0 | 83761.002
Circuit | SC01_main | strategic_undergrounding_main | 1 | 34614.93 | 34614.93 | 0 | 0 | 34615.0986 | 0 | 0
Circuit | SC01_main | distribution_circuit_resiliency | 2 | 16267.81 | 16267.81 | 0 | 0 | 47379.1636 | 0 | 31111.2292
Circuit | SC02_lateral | strategic_undergrounding_single_or_two_phase_lateral | 1 | 1809.15 | 1809.15 | 0 | 0 | 2978.769 | 0 | 1169.4953
Circuit | SC02_lateral | distribution_circuit_resiliency | 2 | 1038.7 | 1038.7 | 0 | 0 | 2815.6176 | 0 | 1776.7777
Circuit | SC02_lateral | strategic_undergrounding_freeway | 3 | 594.55 | 594.55 | 0 | 0 | 4157.3756 | 0 | 3562.6667
Circuit | SC02_main | strategic_undergrounding_main | 1 | 5997.21 | 5997.21 | 0 | 0 | 8336.3734 | 0 | 2338.9905
Circuit | SC02_main | distribution_circuit_resiliency | 2 | 3116.37 | 3116.37 | 0 | 0 | 10160.5818 | 0 | 7044.0621
Circuit | SC02_main | strategic_undergrounding_freeway | 3 | 1189.27 | 1189.27 | 0 | 0 | 12992.7323 | 0 | 11803.3146
Circuit | SC03_lateral | strategic_undergrounding_single_or_two_phase_lateral | 1 | 73804.2 | 73804.2 | 0 | 0 | 95618.0128 | 0 | 21813.695
Circuit | SC03_lateral | distribution_circuit_resiliency | 2 | 27536.56 | 27536.56 | 0 | 0 | 92527.6794 | 0 | 64990.975
Circuit | SC03_lateral | strategic_undergrounding_freeway | 3 | 11092.5 | 11092.5 | 0 | 0 | 156127.816 | 0 | 145035.17
Circuit | SC03_lateral | strategic_undergrounding_three_phase_lateral | 4 | 0 | 0 | 0 | 0 | 166848.865 | 0 | 166848.865
Circuit | SC03_main | strategic_undergrounding_freeway | 1 | 253457.1 | 253457.1 | 0 | 0 | 641650.832 | 0 | 388193.565
Circuit | SC03_main | strategic_undergrounding_main | 2 | 197532.98 | 197532.98 | 0 | 0 | 695803.347 | 0 | 498270.227
Circuit | SC03_main | distribution_circuit_resiliency | 3 | 93696.18 | 93696.18 | 0 | 0 | 767138.002 | 0 | 673441.688
Circuit | SC04_lateral | strategic_undergrounding_single_or_two_phase_lateral | 1 | 359905.54 | 359905.54 | 0 | 0 | 531631.364 | 0 | 171725.661
Circuit | SC04_lateral | strategic_undergrounding_freeway | 2 | 87325.34 | 87325.34 | 0 | 0 | 795082.319 | 0 | 707756.809
Circuit | SC04_lateral | distribution_circuit_resiliency | 3 | 75940.2 | 75940.2 | 0 | 0 | 655308.146 | 0 | 579367.802
Circuit | SC04_main | strategic_undergrounding_main | 1 | 246243.77 | 246243.77 | 0 | 0 | 578009.758 | 0 | 331765.848
Circuit | SC04_main | strategic_undergrounding_freeway | 2 | 168708.62 | 168708.62 | 0 | 0 | 652952.67 | 0 | 484243.919
Circuit | SC04_main | distribution_circuit_resiliency | 3 | 89791.12 | 89791.12 | 0 | 0 | 701523.94 | 0 | 611732.699
Circuit | SC05_lateral | strategic_undergrounding_single_or_two_phase_lateral | 1 | 67304.78 | 67304.78 | 0 | 0 | 86302.3925 | 0 | 18997.4435
Circuit | SC05_lateral | distribution_circuit_resiliency | 2 | 29150.95 | 29150.95 | 0 | 0 | 81744.193 | 0 | 52593.1217
Circuit | SC05_lateral | strategic_undergrounding_freeway | 3 | 9679.96 | 9679.96 | 0 | 0 | 141781.985 | 0 | 132101.874
Circuit | SC05_lateral | strategic_undergrounding_three_phase_lateral | 4 | 0 | 0 | 0 | 0 | 151099.318 | 0 | 151099.318
Circuit | SC05_main | strategic_undergrounding_main | 1 | 107098.58 | 107098.58 | 0 | 0 | 130566.165 | 0 | 23467.43
Circuit | SC05_main | distribution_circuit_resiliency | 2 | 43381.67 | 43381.67 | 0 | 0 | 178638.463 | 0 | 135256.664
Circuit | SC05_main | strategic_undergrounding_freeway | 3 | 11957.64 | 11957.64 | 0 | 0 | 222282.286 | 0 | 210324.503
Circuit | SC06_lateral | strategic_undergrounding_single_or_two_phase_lateral | 1 | 17003.76 | 17003.76 | 0 | 0 | 20593.6654 | 0 | 3589.7572
Circuit | SC06_lateral | strategic_undergrounding_three_phase_lateral | 2 | 1821.67 | 1821.67 | 0 | 0 | 35326.2479 | 0 | 33504.4006
Circuit | SC06_lateral | distribution_circuit_resiliency | 3 | 524.65 | 524.65 | 0 | 0 | 27582.7947 | 0 | 27058.0226
Circuit | SC06_main | strategic_undergrounding_main | 1 | 12145.54 | 12145.54 | 0 | 0 | 12145.6487 | 0 | 0
Circuit | SC06_main | distribution_circuit_resiliency | 2 | 5772.36 | 5772.36 | 0 | 0 | 16541.7645 | 0 | 10769.2717
Circuit | SCW01_lateral | strategic_undergrounding_single_or_two_phase_lateral | 1 | 53453689.2 | 53453689.2 | 0 | 0 | 61866585.4 | 0 | 8412896.09
Circuit | SCW01_lateral | distribution_circuit_resiliency | 2 | 8829822.5 | 8829822.5 | 0 | 0 | 79139442.1 | 0 | 70309619.5
Circuit | SCW01_lateral | strategic_undergrounding_three_phase_lateral | 3 | 3946643.17 | 3946643.17 | 0 | 0 | 108986461 | 0 | 105039818
Circuit | SCW01_lateral | strategic_undergrounding_freeway | 4 | 361548.48 | 361548.48 | 0 | 0 | 112403184 | 0 | 112041636
Circuit | SCW01_main | strategic_undergrounding_main | 1 | 52321709.2 | 52321709.2 | 0 | 0 | 54348646.9 | 0 | 2026937.6
Circuit | SCW01_main | distribution_circuit_resiliency | 2 | 13482761.2 | 13482761.2 | 0 | 0 | 85415325.3 | 0 | 71932564
Circuit | SCW01_main | strategic_undergrounding_freeway | 3 | 1038617.79 | 1038617.79 | 0 | 0 | 103158833 | 0 | 102120215
Circuit | SCW02_lateral | strategic_undergrounding_single_or_two_phase_lateral | 1 | 608147.45 | 608147.45 | 0 | 0 | 654943.166 | 0 | 46795.5496
Circuit | SCW02_lateral | strategic_undergrounding_three_phase_lateral | 2 | 22675.98 | 22675.98 | 0 | 0 | 1212020.02 | 0 | 1189343.91
Circuit | SCW02_lateral | distribution_circuit_resiliency | 3 | 21344.69 | 21344.69 | 0 | 0 | 876160.747 | 0 | 854815.922
Circuit | SCW02_lateral | strategic_undergrounding_freeway | 4 | 1300.78 | 1300.78 | 0 | 0 | 1232362.51 | 0 | 1231061.57
Circuit | SCW02_main | strategic_undergrounding_main | 1 | 446838.49 | 446838.49 | 0 | 0 | 448531.277 | 0 | 1692.6289
Circuit | SCW02_main | distribution_circuit_resiliency | 2 | 148058.42 | 148058.42 | 0 | 0 | 667970.758 | 0 | 519912.21
Circuit | SCW02_main | strategic_undergrounding_freeway | 3 | 867.15 | 867.15 | 0 | 0 | 872988.855 | 0 | 872121.564
Circuit | SCW04_main | strategic_undergrounding_freeway | 1 | 0 | 0 | 0 | 0 | 0 | 0 | 0
Circuit | SCW05_lateral | strategic_undergrounding_freeway | 1 | 1707.91 | 1707.91 | 0 | 0 | 1708.0554 | 0 | 0
Circuit | SCW05_main | strategic_undergrounding_freeway | 1 | 1670.05 | 1670.05 | 0 | 0 | 1670.2061 | 0 | 0
Circuit | SCW06_lateral | distribution_circuit_resiliency | 1 | 0 | 0 | 0 | 0 | 0 | 0 | 0
Circuit | SCW06_lateral | strategic_undergrounding_freeway | 2 | 0 | 0 | 0 | 0 | 0 | 0 | 0
Circuit | SCW06_lateral | strategic_undergrounding_single_or_two_phase_lateral | 3 | 0 | 0 | 0 | 0 | 0 | 0 | 0
Circuit | SCW08_lateral | distribution_circuit_resiliency | 1 | 0 | 0 | 0 | 0 | 0 | 0 | 0
Circuit | SCW08_lateral | strategic_undergrounding_freeway | 2 | 0 | 0 | 0 | 0 | 0 | 0 | 0
Circuit | SCW08_lateral | strategic_undergrounding_single_or_two_phase_lateral | 3 | 0 | 0 | 0 | 0 | 0 | 0 | 0
Circuit | SCW12_lateral | strategic_undergrounding_single_or_two_phase_lateral | 1 | 263040.38 | 263040.38 | 0 | 0 | 263040.526 | 0 | 0
Circuit | SCW12_lateral | distribution_circuit_resiliency | 2 | 0 | 0 | 0 | 0 | 263040.526 | 0 | 263040.526
Circuit | SCW12_lateral | strategic_undergrounding_freeway | 3 | 0 | 0 | 0 | 0 | 513357.105 | 0 | 513357.105
Circuit | SDY03_lateral | strategic_undergrounding_single_or_two_phase_lateral | 1 | 695747.54 | 695747.54 | 0 | 0 | 715360.708 | 0 | 19613.0417
Circuit | SDY03_lateral | distribution_circuit_resiliency | 2 | 216620.72 | 216620.72 | 0 | 0 | 692842.048 | 0 | 476221.207
Circuit | SDY03_lateral | strategic_undergrounding_freeway | 3 | 9356.16 | 9356.16 | 0 | 0 | 1377909 | 0 | 1368552.69
Circuit | SDY03_lateral | strategic_undergrounding_three_phase_lateral | 4 | 623.63 | 623.63 | 0 | 0 | 1386337.85 | 0 | 1385714.1
Circuit | SDY03_main | strategic_undergrounding_main | 1 | 528395.17 | 528395.17 | 0 | 0 | 528395.326 | 0 | 0
Circuit | SDY03_main | distribution_circuit_resiliency | 2 | 410273.9 | 410273.9 | 0 | 0 | 515870.192 | 0 | 105596.149
Circuit | SDY04_lateral | strategic_undergrounding_single_or_two_phase_lateral | 1 | 366714.69 | 366714.69 | 0 | 0 | 366714.812 | 0 | 0
Circuit | SDY04_lateral | distribution_circuit_resiliency | 2 | 60835.88 | 60835.88 | 0 | 0 | 378301.481 | 0 | 317465.474
Circuit | SDY04_main | strategic_undergrounding_main | 1 | 388639.29 | 388639.29 | 0 | 0 | 388639.436 | 0 | 0
Circuit | SDY04_main | distribution_circuit_resiliency | 2 | 261211.93 | 261211.93 | 0 | 0 | 430569.847 | 0 | 169357.821
Circuit | SDY05_lateral | strategic_undergrounding_single_or_two_phase_lateral | 1 | 421033.14 | 421033.14 | 0 | 0 | 421033.269 | 0 | 0
Circuit | SDY05_lateral | distribution_circuit_resiliency | 2 | 187834.94 | 187834.94 | 0 | 0 | 392184.278 | 0 | 204349.196
Circuit | SDY05_lateral | strategic_undergrounding_three_phase_lateral | 3 | 0 | 0 | 0 | 0 | 827664.486 | 0 | 827664.486
Circuit | SDY05_main | strategic_undergrounding_main | 1 | 159824.63 | 159824.63 | 0 | 0 | 159824.791 | 0 | 0
Circuit | SDY05_main | distribution_circuit_resiliency | 2 | 106716.97 | 106716.97 | 0 | 0 | 177506.193 | 0 | 70789.1084
Circuit | SDY06_lateral | strategic_undergrounding_single_or_two_phase_lateral | 1 | 1091562.33 | 1091562.33 | 0 | 0 | 1091562.48 | 0 | 0
Circuit | SDY06_lateral | distribution_circuit_resiliency | 2 | 178996.85 | 178996.85 | 0 | 0 | 1257401.91 | 0 | 1078404.93
Circuit | SDY06_main | strategic_undergrounding_main | 1 | 840393.75 | 840393.75 | 0 | 0 | 840393.903 | 0 | 0
Circuit | SDY06_main | distribution_circuit_resiliency | 2 | 358886.39 | 358886.39 | 0 | 0 | 1193340.07 | 0 | 834453.56
Circuit | SE01_lateral | strategic_undergrounding_single_or_two_phase_lateral | 1 | 1294654.07 | 1294654.07 | 0 | 0 | 1652574.54 | 0 | 357920.311
Circuit | SE01_lateral | strategic_undergrounding_freeway | 2 | 180324.46 | 180324.46 | 0 | 0 | 2746496.66 | 0 | 2566172.01
Circuit | SE01_lateral | distribution_circuit_resiliency | 3 | 119265.27 | 119265.27 | 0 | 0 | 2037057.82 | 0 | 1917792.43
Circuit | SE01_main | strategic_undergrounding_main | 1 | 632328.4 | 632328.4 | 0 | 0 | 824149.97 | 0 | 191821.437
Circuit | SE01_main | distribution_circuit_resiliency | 2 | 251341.02 | 251341.02 | 0 | 0 | 1122813.35 | 0 | 871472.216
Circuit | SE01_main | strategic_undergrounding_freeway | 3 | 96105.21 | 96105.21 | 0 | 0 | 1356354.55 | 0 | 1260249.19
Circuit | SE02_lateral | strategic_undergrounding_single_or_two_phase_lateral | 1 | 1724839.46 | 1724839.46 | 0 | 0 | 2172612.92 | 0 | 447773.29
Circuit | SE02_lateral | distribution_circuit_resiliency | 2 | 466297.61 | 466297.61 | 0 | 0 | 2608817.62 | 0 | 2142519.9
Circuit | SE02_lateral | strategic_undergrounding_freeway | 3 | 224592.51 | 224592.51 | 0 | 0 | 3659148.62 | 0 | 3434555.97
Circuit | SE02_main | strategic_undergrounding_main | 1 | 941954.77 | 941954.77 | 0 | 0 | 1247203.35 | 0 | 305248.411
Circuit | SE02_main | distribution_circuit_resiliency | 2 | 359339.75 | 359339.75 | 0 | 0 | 1712047.84 | 0 | 1352707.97
Circuit | SE02_main | strategic_undergrounding_freeway | 3 | 153100.2 | 153100.2 | 0 | 0 | 2031255.8 | 0 | 1878155.47
Circuit | SE03_lateral | strategic_undergrounding_single_or_two_phase_lateral | 1 | 358977.7 | 358977.7 | 0 | 0 | 692043.39 | 0 | 333065.536
Circuit | SE03_lateral | strategic_undergrounding_freeway | 2 | 158124.3 | 158124.3 | 0 | 0 | 891184.328 | 0 | 733059.895
Circuit | SE03_lateral | distribution_circuit_resiliency | 3 | 75730.67 | 75730.67 | 0 | 0 | 781204 | 0 | 705473.187
Circuit | SE03_lateral | strategic_undergrounding_three_phase_lateral | 4 | 9045.9 | 9045.9 | 0 | 0 | 1039135.17 | 0 | 1030089.09
Circuit | SE03_main | strategic_undergrounding_main | 1 | 279774.19 | 279774.19 | 0 | 0 | 498162.959 | 0 | 218388.643
Circuit | SE03_main | strategic_undergrounding_freeway | 2 | 109609.6 | 109609.6 | 0 | 0 | 666902.38 | 0 | 557292.604
Circuit | SE03_main | distribution_circuit_resiliency | 3 | 100676.11 | 100676.11 | 0 | 0 | 643818.246 | 0 | 543142.022
Circuit | SE04_lateral | strategic_undergrounding_single_or_two_phase_lateral | 1 | 12092730.8 | 12092730.8 | 0 | 0 | 13152612.2 | 0 | 1059881.29
Circuit | SE04_lateral | distribution_circuit_resiliency | 2 | 754702.33 | 754702.33 | 0 | 0 | 16428564.3 | 0 | 15673861.8
Circuit | SE04_lateral | strategic_undergrounding_freeway | 3 | 382708.87 | 382708.87 | 0 | 0 | 24370389.6 | 0 | 23987680.6
Circuit | SE04_lateral | strategic_undergrounding_three_phase_lateral | 4 | 154948.48 | 154948.48 | 0 | 0 | 24588973.8 | 0 | 24434025.2
Circuit | SE04_main | strategic_undergrounding_main | 1 | 4258116.4 | 4258116.4 | 0 | 0 | 5104101.77 | 0 | 845985.227
Circuit | SE04_main | distribution_circuit_resiliency | 2 | 1411346.84 | 1411346.84 | 0 | 0 | 7436214.79 | 0 | 6024867.8
Circuit | SE04_main | strategic_undergrounding_freeway | 3 | 430059.95 | 430059.95 | 0 | 0 | 8826132.84 | 0 | 8396072.72
Circuit | SE41_lateral | strategic_undergrounding_single_or_two_phase_lateral | 1 | 4148940.68 | 4148940.68 | 0 | 0 | 4892152.85 | 0 | 743212.042
Circuit | SE41_lateral | distribution_circuit_resiliency | 2 | 379974.7 | 379974.7 | 0 | 0 | 6370628.17 | 0 | 5990653.34
Circuit | SE41_lateral | strategic_undergrounding_freeway | 3 | 269530.47 | 269530.47 | 0 | 0 | 8737790.52 | 0 | 8468259.88
Circuit | SE41_lateral | strategic_undergrounding_three_phase_lateral | 4 | 103402.1 | 103402.1 | 0 | 0 | 8902926.1 | 0 | 8799523.83
Circuit | SE41_main | strategic_undergrounding_main | 1 | 2775931.68 | 2775931.68 | 0 | 0 | 3607898.26 | 0 | 831966.419
Circuit | SE41_main | distribution_circuit_resiliency | 2 | 1109230.45 | 1109230.45 | 0 | 0 | 4908970.66 | 0 | 3799740.09
Circuit | SE41_main | strategic_undergrounding_freeway | 3 | 417179.94 | 417179.94 | 0 | 0 | 5949199.66 | 0 | 5532019.57
Circuit | SE42_lateral | strategic_undergrounding_single_or_two_phase_lateral | 1 | 11711387.1 | 11711387.1 | 0 | 0 | 15423176 | 0 | 3711788.7
Circuit | SE42_lateral | distribution_circuit_resiliency | 2 | 1664142.09 | 1664142.09 | 0 | 0 | 18608809.7 | 0 | 16944667.5
Circuit | SE42_lateral | strategic_undergrounding_freeway | 3 | 1462572.17 | 1462572.17 | 0 | 0 | 25345079.8 | 0 | 23882507.5
Circuit | SE42_lateral | strategic_undergrounding_three_phase_lateral | 4 | 417427.2 | 417427.2 | 0 | 0 | 26369325.4 | 0 | 25951898.1
Circuit | SE42_main | strategic_undergrounding_main | 1 | 8868691.57 | 8868691.57 | 0 | 0 | 10882711 | 0 | 2014019.27
Circuit | SE42_main | distribution_circuit_resiliency | 2 | 3279265.4 | 3279265.4 | 0 | 0 | 15279288.6 | 0 | 12000023.1
Circuit | SE42_main | strategic_undergrounding_freeway | 3 | 1016647.53 | 1016647.53 | 0 | 0 | 18465917.3 | 0 | 17449269.6
Circuit | SE43_lateral | strategic_undergrounding_single_or_two_phase_lateral | 1 | 8542101.78 | 8542101.78 | 0 | 0 | 10778525.3 | 0 | 2236423.42
Circuit | SE43_lateral | distribution_circuit_resiliency | 2 | 3835109.78 | 3835109.78 | 0 | 0 | 11788243.5 | 0 | 7953133.61
Circuit | SE43_lateral | strategic_undergrounding_freeway | 3 | 1021535.41 | 1021535.41 | 0 | 0 | 18121225.4 | 0 | 17099689.9
Circuit | SE43_lateral | strategic_undergrounding_three_phase_lateral | 4 | 105960.41 | 105960.41 | 0 | 0 | 19023690.4 | 0 | 18917729.9
Circuit | SE43_main | strategic_undergrounding_main | 1 | 2392353.05 | 2392353.05 | 0 | 0 | 3552048.82 | 0 | 1159695.64
Circuit | SE43_main | distribution_circuit_resiliency | 2 | 589101.27 | 589101.27 | 0 | 0 | 5145270.95 | 0 | 4556169.56
Circuit | SE43_main | strategic_undergrounding_freeway | 3 | 583142.47 | 583142.47 | 0 | 0 | 5337873.92 | 0 | 4754731.31
Circuit | SE44_lateral | distribution_circuit_resiliency | 1 | 0 | 0 | 0 | 0 | 0 | 0 | 0
Circuit | SE44_lateral | strategic_undergrounding_single_or_two_phase_lateral | 2 | 0 | 0 | 0 | 0 | 0 | 0 | 0
Circuit | SE44_main | distribution_circuit_resiliency | 1 | 0 | 0 | 0 | 0 | 0 | 0 | 0
Circuit | SE44_main | strategic_undergrounding_main | 2 | 0 | 0 | 0 | 0 | 0 | 0 | 0
Circuit | SF01_lateral | strategic_undergrounding_single_or_two_phase_lateral | 1 | 982832.2 | 982832.2 | 0 | 0 | 990558.457 | 0 | 7726.1001
Circuit | SF01_lateral | distribution_circuit_resiliency | 2 | 170731.2 | 170731.2 | 0 | 0 | 1005708.68 | 0 | 834977.36
Circuit | SF01_lateral | strategic_undergrounding_three_phase_lateral | 3 | 3909.69 | 3909.69 | 0 | 0 | 1946027.34 | 0 | 1942117.51
Circuit | SF01_main | strategic_undergrounding_main | 1 | 902642.51 | 902642.51 | 0 | 0 | 902642.626 | 0 | 0
Circuit | SF01_main | distribution_circuit_resiliency | 2 | 270818.84 | 270818.84 | 0 | 0 | 1434818.36 | 0 | 1163999.37
Circuit | SF02_lateral | strategic_undergrounding_single_or_two_phase_lateral | 1 | 320318.75 | 320318.75 | 0 | 0 | 331975.087 | 0 | 11656.2006
Circuit | SF02_lateral | distribution_circuit_resiliency | 2 | 80959.54 | 80959.54 | 0 | 0 | 399791.692 | 0 | 318832.008
Circuit | SF02_lateral | strategic_undergrounding_three_phase_lateral | 3 | 5898.5 | 5898.5 | 0 | 0 | 638828.243 | 0 | 632929.568
Circuit | SF02_main | strategic_undergrounding_main | 1 | 408795.44 | 408795.44 | 0 | 0 | 408795.564 | 0 | 0
Circuit | SF02_main | distribution_circuit_resiliency | 2 | 131708.49 | 131708.49 | 0 | 0 | 638152.633 | 0 | 506444.029
Circuit | SF03_lateral | strategic_undergrounding_single_or_two_phase_lateral | 1 | 1643835.21 | 1643835.21 | 0 | 0 | 2196816.87 | 0 | 552981.494
Circuit | SF03_lateral | strategic_undergrounding_three_phase_lateral | 2 | 279838.71 | 279838.71 | 0 | 0 | 3528172.42 | 0 | 3248333.55
Circuit | SF03_lateral | distribution_circuit_resiliency | 3 | 185102.96 | 185102.96 | 0 | 0 | 2527891.12 | 0 | 2342788
Circuit | SF03_main | strategic_undergrounding_main | 1 | 2046542.27 | 2046542.27 | 0 | 0 | 2046542.4 | 0 | 0
Circuit | SF03_main | distribution_circuit_resiliency | 2 | 521275.02 | 521275.02 | 0 | 0 | 3372570.98 | 0 | 2851295.83
Circuit | SF05_lateral | strategic_undergrounding_single_or_two_phase_lateral | 1 | 133787.94 | 133787.94 | 0 | 0 | 136670.572 | 0 | 2882.5002
Circuit | SF05_lateral | distribution_circuit_resiliency | 2 | 102538.64 | 102538.64 | 0 | 0 | 128092.121 | 0 | 25553.3656
Circuit | SF05_lateral | strategic_undergrounding_three_phase_lateral | 3 | 1459.36 | 1459.36 | 0 | 0 | 265688.684 | 0 | 264229.178
Circuit | SF05_main | strategic_undergrounding_main | 1 | 268549.02 | 268549.02 | 0 | 0 | 268549.147 | 0 | 0
Circuit | SF05_main | distribution_circuit_resiliency | 2 | 115986.33 | 115986.33 | 0 | 0 | 381176.472 | 0 | 265190.011
Circuit | SF06_lateral | strategic_undergrounding_single_or_two_phase_lateral | 1 | 486.36 | 486.36 | 0 | 0 | 486.5021 | 0 | 0
Circuit | SF06_lateral | distribution_circuit_resiliency | 2 | 0 | 0 | 0 | 0 | 486.5021 | 0 | 486.5021
Circuit | SF06_main | distribution_circuit_resiliency | 1 | 0 | 0 | 0 | 0 | 0 | 0 | 0
Circuit | SF06_main | strategic_undergrounding_main | 2 | 0 | 0 | 0 | 0 | 0 | 0 | 0
Circuit | SF07_lateral | strategic_undergrounding_single_or_two_phase_lateral | 1 | 11739.25 | 11739.25 | 0 | 0 | 11739.4107 | 0 | 0
Circuit | SF07_lateral | distribution_circuit_resiliency | 2 | 4202.28 | 4202.28 | 0 | 0 | 12057.3166 | 0 | 7854.9085
Circuit | SF07_lateral | strategic_undergrounding_three_phase_lateral | 3 | 0 | 0 | 0 | 0 | 23187.0739 | 0 | 23187.0739
Circuit | SF07_main | strategic_undergrounding_main | 1 | 19274.38 | 19274.38 | 0 | 0 | 19274.5445 | 0 | 0
Circuit | SF07_main | distribution_circuit_resiliency | 2 | 4636.22 | 4636.22 | 0 | 0 | 32111.5214 | 0 | 27475.1624
Circuit | SF08_lateral | strategic_undergrounding_single_or_two_phase_lateral | 1 | 117246.88 | 117246.88 | 0 | 0 | 118207.835 | 0 | 960.8334
Circuit | SF08_lateral | distribution_circuit_resiliency | 2 | 31938.17 | 31938.17 | 0 | 0 | 113171.978 | 0 | 81233.6768
Circuit | SF08_lateral | strategic_undergrounding_three_phase_lateral | 3 | 486.36 | 486.36 | 0 | 0 | 232047.346 | 0 | 231560.844
Circuit | SF08_main | strategic_undergrounding_main | 1 | 150815.53 | 150815.53 | 0 | 0 | 150815.646 | 0 | 0
Circuit | SF08_main | distribution_circuit_resiliency | 2 | 65137.21 | 65137.21 | 0 | 0 | 214066.498 | 0 | 148929.174
Circuit | SF09_lateral | strategic_undergrounding_single_or_two_phase_lateral | 1 | 972.85 | 972.85 | 0 | 0 | 973.0042 | 0 | 0
Circuit | SF09_lateral | distribution_circuit_resiliency | 2 | 0 | 0 | 0 | 0 | 973.0042 | 0 | 973.0042
Circuit | SF10_lateral | strategic_undergrounding_single_or_two_phase_lateral | 1 | 801452.97 | 801452.97 | 0 | 0 | 801453.118 | 0 | 0
Circuit | SF10_lateral | distribution_circuit_resiliency | 2 | 48045.06 | 48045.06 | 0 | 0 | 793880.853 | 0 | 745835.689
Circuit | SF10_main | strategic_undergrounding_main | 1 | 94521.61 | 94521.61 | 0 | 0 | 94521.7538 | 0 | 0
Circuit | SF10_main | distribution_circuit_resiliency | 2 | 81650.59 | 81650.59 | 0 | 0 | 81650.7168 | 0 | 0
Circuit | SF11_lateral | strategic_undergrounding_single_or_two_phase_lateral | 1 | 486.36 | 486.36 | 0 | 0 | 486.5021 | 0 | 0
Circuit | SF11_lateral | distribution_circuit_resiliency | 2 | 420.12 | 420.12 | 0 | 0 | 420.2408 | 0 | 0
Circuit | SF11_main | strategic_undergrounding_main | 1 | 116273.89 | 116273.89 | 0 | 0 | 116273.998 | 0 | 0
Circuit | SF11_main | distribution_circuit_resiliency | 2 | 100437.46 | 100437.46 | 0 | 0 | 100437.552 | 0 | 0
Circuit | SF12_lateral | strategic_undergrounding_single_or_two_phase_lateral | 1 | 220528.11 | 220528.11 | 0 | 0 | 221520.85 | 0 | 992.6016
Circuit | SF12_lateral | distribution_circuit_resiliency | 2 | 6509.13 | 6509.13 | 0 | 0 | 220494.981 | 0 | 213985.716
Circuit | SF12_lateral | strategic_undergrounding_three_phase_lateral | 3 | 502.19 | 502.19 | 0 | 0 | 436254.435 | 0 | 435752.093
Circuit | SF12_main | strategic_undergrounding_main | 1 | 409641.71 | 409641.71 | 0 | 0 | 409641.874 | 0 | 0
Circuit | SF12_main | distribution_circuit_resiliency | 2 | 300922.75 | 300922.75 | 0 | 0 | 422020.284 | 0 | 121097.394
Circuit | SF13_lateral | strategic_undergrounding_single_or_two_phase_lateral | 1 | 357102.81 | 357102.81 | 0 | 0 | 443459.271 | 0 | 86356.3381
Circuit | SF13_lateral | strategic_undergrounding_three_phase_lateral | 2 | 40187.23 | 40187.23 | 0 | 0 | 753164.351 | 0 | 712976.971
Circuit | SF13_lateral | distribution_circuit_resiliency | 3 | 37319.66 | 37319.66 | 0 | 0 | 547395.709 | 0 | 510075.927
Circuit | SF13_lateral | strategic_undergrounding_freeway | 4 | 3516.23 | 3516.23 | 0 | 0 | 788953.283 | 0 | 785436.887
Circuit | SF13_main | strategic_undergrounding_main | 1 | 644314.85 | 644314.85 | 0 | 0 | 658211.463 | 0 | 13896.4223
Circuit | SF13_main | distribution_circuit_resiliency | 2 | 50255.9 | 50255.9 | 0 | 0 | 1222327.92 | 0 | 1172071.87
Circuit | SF13_main | strategic_undergrounding_freeway | 3 | 7032.64 | 7032.64 | 0 | 0 | 1280159.41 | 0 | 1273126.62
Circuit | SF14_lateral | strategic_undergrounding_single_or_two_phase_lateral | 1 | 768564.29 | 768564.29 | 0 | 0 | 768564.429 | 0 | 0
Circuit | SF14_lateral | distribution_circuit_resiliency | 2 | 160505.14 | 160505.14 | 0 | 0 | 1071707.44 | 0 | 911202.152
Circuit | SF14_main | strategic_undergrounding_main | 1 | 948867.76 | 948867.76 | 0 | 0 | 948867.897 | 0 | 0
Circuit | SF14_main | distribution_circuit_resiliency | 2 | 310122.3 | 310122.3 | 0 | 0 | 1475596.68 | 0 | 1165474.23
Circuit | SF15_lateral | strategic_undergrounding_single_or_two_phase_lateral | 1 | 378339.79 | 378339.79 | 0 | 0 | 394681.413 | 0 | 16341.4806
Circuit | SF15_lateral | distribution_circuit_resiliency | 2 | 53429.57 | 53429.57 | 0 | 0 | 449782.658 | 0 | 396352.977
Circuit | SF15_lateral | strategic_undergrounding_three_phase_lateral | 3 | 8273.3 | 8273.3 | 0 | 0 | 756195.597 | 0 | 747922.158
Circuit | SF15_main | strategic_undergrounding_main | 1 | 449600.04 | 449600.04 | 0 | 0 | 449600.22 | 0 | 0
Circuit | SF15_main | distribution_circuit_resiliency | 2 | 131215.96 | 131215.96 | 0 | 0 | 719657.343 | 0 | 588441.253
Circuit | SF41_lateral | strategic_undergrounding_single_or_two_phase_lateral | 1 | 75974.01 | 75974.01 | 0 | 0 | 75974.1503 | 0 | 0
Circuit | SF41_lateral | distribution_circuit_resiliency | 2 | 269.94 | 269.94 | 0 | 0 | 75965.4373 | 0 | 75695.3693
Circuit | SF41_main | strategic_undergrounding_main | 1 | 89695.91 | 89695.91 | 0 | 0 | 89696.0467 | 0 | 0
Circuit | SF41_main | distribution_circuit_resiliency | 2 | 9752.34 | 9752.34 | 0 | 0 | 164602.738 | 0 | 154850.284
Circuit | SF42_lateral | strategic_undergrounding_single_or_two_phase_lateral | 1 | 1435825.93 | 1435825.93 | 0 | 0 | 1474432.29 | 0 | 38606.2505
Circuit | SF42_lateral | distribution_circuit_resiliency | 2 | 159729.23 | 159729.23 | 0 | 0 | 1835815.62 | 0 | 1676086.26
Circuit | SF42_lateral | strategic_undergrounding_three_phase_lateral | 3 | 19534.07 | 19534.07 | 0 | 0 | 2858185.69 | 0 | 2838651.46
Circuit | SF42_main | strategic_undergrounding_main | 1 | 1509180.73 | 1509180.73 | 0 | 0 | 1509180.9 | 0 | 0
Circuit | SF42_main | distribution_circuit_resiliency | 2 | 526751.42 | 526751.42 | 0 | 0 | 2304432.75 | 0 | 1777681.19
Circuit | SF43_lateral | strategic_undergrounding_single_or_two_phase_lateral | 1 | 569166.24 | 569166.24 | 0 | 0 | 586959.37 | 0 | 17792.9897
Circuit | SF43_lateral | distribution_circuit_resiliency | 2 | 369494.56 | 369494.56 | 0 | 0 | 541606.301 | 0 | 172111.6
Circuit | SF43_lateral | strategic_undergrounding_three_phase_lateral | 3 | 9004.66 | 9004.66 | 0 | 0 | 1133640.29 | 0 | 1124635.5
Circuit | SF43_main | strategic_undergrounding_main | 1 | 2597016.07 | 2597016.07 | 0 | 0 | 2597016.21 | 0 | 0
Circuit | SF43_main | distribution_circuit_resiliency | 2 | 963711.76 | 963711.76 | 0 | 0 | 3890248.38 | 0 | 2926536.49
Circuit | SF44_lateral | strategic_undergrounding_single_or_two_phase_lateral | 1 | 119287.9 | 119287.9 | 0 | 0 | 119288.051 | 0 | 0
Circuit | SF44_lateral | distribution_circuit_resiliency | 2 | 0 | 0 | 0 | 0 | 119288.051 | 0 | 119288.051
Circuit | SF44_main | distribution_circuit_resiliency | 1 | 0 | 0 | 0 | 0 | 0 | 0 | 0
Circuit | SF44_main | strategic_undergrounding_main | 2 | 0 | 0 | 0 | 0 | 0 | 0 | 0
Circuit | SF45_lateral | strategic_undergrounding_single_or_two_phase_lateral | 1 | 4944.1 | 4944.1 | 0 | 0 | 4944.2217 | 0 | 0
Circuit | SF45_lateral | distribution_circuit_resiliency | 2 | 4270.86 | 4270.86 | 0 | 0 | 4270.9588 | 0 | 0
Circuit | SF45_main | strategic_undergrounding_main | 1 | 2511.54 | 2511.54 | 0 | 0 | 2511.7113 | 0 | 0
Circuit | SF45_main | distribution_circuit_resiliency | 2 | 2169.61 | 2169.61 | 0 | 0 | 2169.7547 | 0 | 0
Circuit | SF46_lateral | strategic_undergrounding_single_or_two_phase_lateral | 1 | 416214.05 | 416214.05 | 0 | 0 | 466828.892 | 0 | 50614.6843
Circuit | SF46_lateral | strategic_undergrounding_three_phase_lateral | 2 | 25585.96 | 25585.96 | 0 | 0 | 848810.153 | 0 | 823224.031
Circuit | SF46_lateral | distribution_circuit_resiliency | 3 | 10747.08 | 10747.08 | 0 | 0 | 603960.234 | 0 | 593213.04
Circuit | SF46_main | strategic_undergrounding_main | 1 | 393900.86 | 393900.86 | 0 | 0 | 393901.001 | 0 | 0
Circuit | SF46_main | distribution_circuit_resiliency | 2 | 118279.16 | 118279.16 | 0 | 0 | 626517.953 | 0 | 508238.659
Circuit | SF47_lateral | strategic_undergrounding_single_or_two_phase_lateral | 1 | 199666.23 | 199666.23 | 0 | 0 | 199666.377 | 0 | 0
Circuit | SF47_lateral | distribution_circuit_resiliency | 2 | 30102.45 | 30102.45 | 0 | 0 | 211173.551 | 0 | 181070.95
Circuit | SF47_main | strategic_undergrounding_main | 1 | 572736.86 | 572736.86 | 0 | 0 | 572737.032 | 0 | 0
Circuit | SF47_main | distribution_circuit_resiliency | 2 | 232322.14 | 232322.14 | 0 | 0 | 832301.572 | 0 | 599979.306
Circuit | SF48_lateral | strategic_undergrounding_single_or_two_phase_lateral | 1 | 412258.6 | 412258.6 | 0 | 0 | 414086.937 | 0 | 1828.1473
Circuit | SF48_lateral | distribution_circuit_resiliency | 2 | 108519.1 | 108519.1 | 0 | 0 | 544842.954 | 0 | 436323.727
Circuit | SF48_lateral | strategic_undergrounding_three_phase_lateral | 3 | 740.01 | 740.01 | 0 | 0 | 815768.535 | 0 | 815028.374
Circuit | SF48_lateral | strategic_undergrounding_freeway | 4 | 184.91 | 184.91 | 0 | 0 | 816310.303 | 0 | 816125.262
Circuit | SF48_main | strategic_undergrounding_main | 1 | 369333.49 | 369333.49 | 0 | 0 | 369333.63 | 0 | 0
Circuit | SF48_main | distribution_circuit_resiliency | 2 | 119004.64 | 119004.64 | 0 | 0 | 576735.816 | 0 | 457731.052
Circuit | SH01_lateral | strategic_undergrounding_single_or_two_phase_lateral | 1 | 1706654.74 | 1706654.74 | 0 | 0 | 1706654.9 | 0 | 0
Circuit | SH01_lateral | distribution_circuit_resiliency | 2 | 99375.74 | 99375.74 | 0 | 0 | 2344270.17 | 0 | 2244894.33
Circuit | SH01_main | strategic_undergrounding_main | 1 | 851701.89 | 851701.89 | 0 | 0 | 851702.02 | 0 | 0
Circuit | SH01_main | distribution_circuit_resiliency | 2 | 106535.04 | 106535.04 | 0 | 0 | 1536729.55 | 0 | 1430194.36
Circuit | SH02_lateral | strategic_undergrounding_single_or_two_phase_lateral | 1 | 5386887.48 | 5386887.48 | 0 | 0 | 7840422.81 | 0 | 2453535.2
Circuit | SH02_lateral | distribution_circuit_resiliency | 2 | 1903269.2 | 1903269.2 | 0 | 0 | 8051012.77 | 0 | 6147743.44
Circuit | SH02_lateral | strategic_undergrounding_freeway | 3 | 1255758.53 | 1255758.53 | 0 | 0 | 11780804.9 | 0 | 10525046.2
Circuit | SH02_main | strategic_undergrounding_main | 1 | 6707953.11 | 6707953.11 | 0 | 0 | 11447322.9 | 0 | 4739369.63
Circuit | SH02_main | distribution_circuit_resiliency | 2 | 2703966.05 | 2703966.05 | 0 | 0 | 14443020.2 | 0 | 11739054
Circuit | SH02_main | strategic_undergrounding_freeway | 3 | 2425685.32 | 2425685.32 | 0 | 0 | 15531865.4 | 0 | 13106179.9
Circuit | SH03_lateral | strategic_undergrounding_single_or_two_phase_lateral | 1 | 5686293.2 | 5686293.2 | 0 | 0 | 6066048.72 | 0 | 379755.357
Circuit | SH03_lateral | distribution_circuit_resiliency | 2 | 1326620.03 | 1326620.03 | 0 | 0 | 7911552.46 | 0 | 6584932.29
Circuit | SH03_lateral | strategic_undergrounding_freeway | 3 | 97272.98 | 97272.98 | 0 | 0 | 11429217.8 | 0 | 11331944.7
Circuit | SH03_lateral | strategic_undergrounding_three_phase_lateral | 4 | 96541.57 | 96541.57 | 0 | 0 | 11429919.5 | 0 | 11333377.7
Circuit | SH03_main | strategic_undergrounding_main | 1 | 3143549.53 | 3143549.53 | 0 | 0 | 3666608.97 | 0 | 523059.264
Circuit | SH03_main | distribution_circuit_resiliency | 2 | 967374.42 | 967374.42 | 0 | 0 | 5458519.02 | 0 | 4491144.47
Circuit | SH03_main | strategic_undergrounding_freeway | 3 | 266952.38 | 266952.38 | 0 | 0 | 6426107.36 | 0 | 6159154.82
Circuit | SH04_lateral | strategic_undergrounding_single_or_two_phase_lateral | 1 | 719396.12 | 719396.12 | 0 | 0 | 885243.568 | 0 | 165847.279
Circuit | SH04_lateral | distribution_circuit_resiliency | 2 | 160244.48 | 160244.48 | 0 | 0 | 966779.689 | 0 | 806535.077
Circuit | SH04_lateral | strategic_undergrounding_three_phase_lateral | 3 | 83353.9 | 83353.9 | 0 | 0 | 1492427.21 | 0 | 1409073.17
Circuit | SH04_lateral | strategic_undergrounding_freeway | 4 | 1292.57 | 1292.57 | 0 | 0 | 1571161.69 | 0 | 1569868.98
Circuit | SH04_main | strategic_undergrounding_main | 1 | 993939.39 | 993939.39 | 0 | 0 | 1004042.46 | 0 | 10102.9395
Circuit | SH04_main | distribution_circuit_resiliency | 2 | 472577.62 | 472577.62 | 0 | 0 | 1363779.79 | 0 | 891202.048
Circuit | SH04_main | strategic_undergrounding_freeway | 3 | 5170.71 | 5170.71 | 0 | 0 | 1965350.09 | 0 | 1960179.25
Circuit | SH05_lateral | strategic_undergrounding_single_or_two_phase_lateral | 1 | 9923996.62 | 9923996.62 | 0 | 0 | 10028621.2 | 0 | 104624.428
Circuit | SH05_lateral | distribution_circuit_resiliency | 2 | 2177623.45 | 2177623.45 | 0 | 0 | 10973070.2 | 0 | 8795446.67
Circuit | SH05_lateral | strategic_undergrounding_freeway | 3 | 49471.85 | 49471.85 | 0 | 0 | 19520260.6 | 0 | 19470788.6
Circuit | SH05_lateral | strategic_undergrounding_three_phase_lateral | 4 | 3916.18 | 3916.18 | 0 | 0 | 19563948.7 | 0 | 19560032.4
Circuit | SH05_main | strategic_undergrounding_main | 1 | 4627009.27 | 4627009.27 | 0 | 0 | 5830696.56 | 0 | 1203687.15
Circuit | SH05_main | distribution_circuit_resiliency | 2 | 1822670.94 | 1822670.94 | 0 | 0 | 7963410.7 | 0 | 6140739.61
Circuit | SH05_main | strategic_undergrounding_freeway | 3 | 614465.74 | 614465.74 | 0 | 0 | 9683147.15 | 0 | 9068681.27
Circuit | SH06_lateral | strategic_undergrounding_single_or_two_phase_lateral | 1 | 9780302.96 | 9780302.96 | 0 | 0 | 10097157 | 0 | 316853.925
Circuit | SH06_lateral | distribution_circuit_resiliency | 2 | 1418051.95 | 1418051.95 | 0 | 0 | 12263785.1 | 0 | 10845733
Circuit | SH06_lateral | strategic_undergrounding_freeway | 3 | 161866.61 | 161866.61 | 0 | 0 | 19373237.8 | 0 | 19211371
Circuit | SH06_main | strategic_undergrounding_main | 1 | 4604426.28 | 4604426.28 | 0 | 0 | 4923126.7 | 0 | 318700.267
Circuit | SH06_main | distribution_circuit_resiliency | 2 | 1341778.59 | 1341778.59 | 0 | 0 | 7640535.41 | 0 | 6298756.7
Circuit | SH06_main | strategic_undergrounding_freeway | 3 | 162963.68 | 162963.68 | 0 | 0 | 9185590.78 | 0 | 9022626.95
Circuit | SH07_lateral | strategic_undergrounding_single_or_two_phase_lateral | 1 | 4569387.2 | 4569387.2 | 0 | 0 | 4598209.79 | 0 | 28822.4288
Circuit | SH07_lateral | distribution_circuit_resiliency | 2 | 306142.24 | 306142.24 | 0 | 0 | 5837252.51 | 0 | 5531110.15
Circuit | SH07_lateral | strategic_undergrounding_freeway | 3 | 14751.65 | 14751.65 | 0 | 0 | 9008598.91 | 0 | 8993847.13
Circuit | SH07_lateral | strategic_undergrounding_three_phase_lateral | 4 | 0 | 0 | 0 | 0 | 9022669.56 | 0 | 9022669.56
Circuit | SH07_main | strategic_undergrounding_main | 1 | 1684861.38 | 1684861.38 | 0 | 0 | 1742506.36 | 0 | 57644.8576
Circuit | SH07_main | distribution_circuit_resiliency | 2 | 404149.48 | 404149.48 | 0 | 0 | 2842729.24 | 0 | 2438579.66
Circuit | SH07_main | strategic_undergrounding_freeway | 3 | 29503.38 | 29503.38 | 0 | 0 | 3323148.61 | 0 | 3293645.05
Circuit | SH08_lateral | strategic_undergrounding_single_or_two_phase_lateral | 1 | 2125616.54 | 2125616.54 | 0 | 0 | 2126338.63 | 0 | 721.9733
Circuit | SH08_lateral | distribution_circuit_resiliency | 2 | 547182.71 | 547182.71 | 0 | 0 | 2573965.65 | 0 | 2026782.81
Circuit | SH08_lateral | strategic_undergrounding_three_phase_lateral | 3 | 367.42 | 367.42 | 0 | 0 | 4175539.4 | 0 | 4175171.83
Circuit | SH08_main | strategic_undergrounding_main | 1 | 1343421.78 | 1343421.78 | 0 | 0 | 1343421.91 | 0 | 0
Circuit | SH08_main | distribution_circuit_resiliency | 2 | 232791.94 | 232791.94 | 0 | 0 | 2342568.74 | 0 | 2109776.69
Circuit | SH09_lateral | strategic_undergrounding_single_or_two_phase_lateral | 1 | 4934196.68 | 4934196.68 | 0 | 0 | 5077012.18 | 0 | 142815.34
Circuit | SH09_lateral | distribution_circuit_resiliency | 2 | 919290.94 | 919290.94 | 0 | 0 | 6230934.3 | 0 | 5311643.23
Circuit | SH09_lateral | strategic_undergrounding_three_phase_lateral | 3 | 73126.92 | 73126.92 | 0 | 0 | 9764570.38 | 0 | 9691443.32
Circuit | SH09_main | strategic_undergrounding_main | 1 | 2814759.64 | 2814759.64 | 0 | 0 | 2814759.78 | 0 | 0
Circuit | SH09_main | distribution_circuit_resiliency | 2 | 1044754.34 | 1044754.34 | 0 | 0 | 4196402.53 | 0 | 3151648.07
Circuit | SH10_lateral | strategic_undergrounding_single_or_two_phase_lateral | 1 | 1628373.17 | 1628373.17 | 0 | 0 | 2525023.6 | 0 | 896650.271
Circuit | SH10_lateral | strategic_undergrounding_freeway | 2 | 458957.73 | 458957.73 | 0 | 0 | 3640364.07 | 0 | 3181406.21
Circuit | SH10_lateral | distribution_circuit_resiliency | 3 | 275590.32 | 275590.32 | 0 | 0 | 2923307.38 | 0 | 2647716.92
Circuit | SH10_main | strategic_undergrounding_main | 1 | 1716274.87 | 1716274.87 | 0 | 0 | 3214759.5 | 0 | 1498484.47
Circuit | SH10_main | strategic_undergrounding_freeway | 2 | 766985.79 | 766985.79 | 0 | 0 | 4120109.42 | 0 | 3353123.47
Circuit | SH10_main | distribution_circuit_resiliency | 3 | 692416.56 | 692416.56 | 0 | 0 | 3980403.77 | 0 | 3287987.08
Circuit | SH11_lateral | strategic_undergrounding_single_or_two_phase_lateral | 1 | 2422373.62 | 2422373.62 | 0 | 0 | 2640514.27 | 0 | 218140.514
Circuit | SH11_lateral | distribution_circuit_resiliency | 2 | 705783.62 | 705783.62 | 0 | 0 | 3153666.87 | 0 | 2447883.15
Circuit | SH11_lateral | strategic_undergrounding_three_phase_lateral | 3 | 111334.57 | 111334.57 | 0 | 0 | 4955643.17 | 0 | 4844308.48
Circuit | SH11_lateral | strategic_undergrounding_freeway | 4 | 313.22 | 313.22 | 0 | 0 | 5061538.27 | 0 | 5061224.88
Circuit | SH11_main | strategic_undergrounding_main | 1 | 1749472.11 | 1749472.11 | 0 | 0 | 1750084.32 | 0 | 612.0567
Circuit | SH11_main | distribution_circuit_resiliency | 2 | 869887.27 | 869887.27 | 0 | 0 | 2328161.92 | 0 | 1458274.49
Circuit | SH11_main | strategic_undergrounding_freeway | 3 | 313.22 | 313.22 | 0 | 0 | 3424721.57 | 0 | 3424408.17
Circuit | SH12_lateral | strategic_undergrounding_single_or_two_phase_lateral | 1 | 4700469.76 | 4700469.76 | 0 | 0 | 4947658.41 | 0 | 247188.482
Circuit | SH12_lateral | distribution_circuit_resiliency | 2 | 1508750.29 | 1508750.29 | 0 | 0 | 5545376.12 | 0 | 4036625.7
Circuit | SH12_lateral | strategic_undergrounding_three_phase_lateral | 3 | 107260.76 | 107260.76 | 0 | 0 | 9369833.68 | 0 | 9262572.76
Circuit | SH12_lateral | strategic_undergrounding_freeway | 4 | 18652.48 | 18652.48 | 0 | 0 | 9455338.2 | 0 | 9436685.59
Circuit | SH12_main | strategic_undergrounding_main | 1 | 2069964.32 | 2069964.32 | 0 | 0 | 2374806.3 | 0 | 304841.829
Circuit | SH12_main | distribution_circuit_resiliency | 2 | 734109.57 | 734109.57 | 0 | 0 | 3432862.75 | 0 | 2698753.03
Circuit | SH12_main | strategic_undergrounding_freeway | 3 | 156022.81 | 156022.81 | 0 | 0 | 4215425.48 | 0 | 4059402.54
Circuit | SIE41_lateral | strategic_undergrounding_single_or_two_phase_lateral | 1 | 2319620.49 | 2319620.49 | 0 | 0 | 4427455.25 | 0 | 2107834.6
Circuit | SIE41_lateral | strategic_undergrounding_freeway | 2 | 872115 | 872115 | 0 | 0 | 5820593.45 | 0 | 4948478.32
Circuit | SIE41_lateral | distribution_circuit_resiliency | 3 | 867735.56 | 867735.56 | 0 | 0 | 4692658.31 | 0 | 3824922.63
Circuit | SIE41_lateral | strategic_undergrounding_three_phase_lateral | 4 | 201906.69 | 201906.69 | 0 | 0 | 6465581.93 | 0 | 6263675.1
Circuit | SIE41_main | strategic_undergrounding_main | 1 | 4313282.73 | 4313282.73 | 0 | 0 | 5876250.18 | 0 | 1562967.28
Circuit | SIE41_main | distribution_circuit_resiliency | 2 | 1602514.79 | 1602514.79 | 0 | 0 | 7992779.97 | 0 | 6390265.04
Circuit | SIE41_main | strategic_undergrounding_freeway | 3 | 796407.48 | 796407.48 | 0 | 0 | 9263668.9 | 0 | 8467261.28
Circuit | SIE42_lateral | strategic_undergrounding_single_or_two_phase_lateral | 1 | 7551609.74 | 7551609.74 | 0 | 0 | 7551609.89 | 0 | 0
Circuit | SIE42_lateral | distribution_circuit_resiliency | 2 | 1825946.71 | 1825946.71 | 0 | 0 | 9118596.54 | 0 | 7292649.71
Circuit | SIE42_main | strategic_undergrounding_main | 1 | 9433725.24 | 9433725.24 | 0 | 0 | 9433725.38 | 0 | 0
Circuit | SIE42_main | distribution_circuit_resiliency | 2 | 4244454.99 | 4244454.99 | 0 | 0 | 13121908.6 | 0 | 8877453.48
Circuit | SIE43_lateral | strategic_undergrounding_single_or_two_phase_lateral | 1 | 2776996 | 2776996 | 0 | 0 | 2776996.14 | 0 | 0
Circuit | SIE43_lateral | distribution_circuit_resiliency | 2 | 1483815.21 | 1483815.21 | 0 | 0 | 2948815.86 | 0 | 1465000.55
Circuit | SIE43_main | strategic_undergrounding_main | 1 | 3175215.4 | 3175215.4 | 0 | 0 | 3175215.52 | 0 | 0
Circuit | SIE43_main | distribution_circuit_resiliency | 2 | 1361199.79 | 1361199.79 | 0 | 0 | 4502637.06 | 0 | 3141437.12
Circuit | SIE44_lateral | strategic_undergrounding_single_or_two_phase_lateral | 1 | 20627925.9 | 20627925.9 | 0 | 0 | 29329171.9 | 0 | 8701245.81
Circuit | SIE44_lateral | distribution_circuit_resiliency | 2 | 5111669.54 | 5111669.54 | 0 | 0 | 35053596.5 | 0 | 29941926.8
Circuit | SIE44_lateral | strategic_undergrounding_three_phase_lateral | 3 | 4429340.94 | 4429340.94 | 0 | 0 | 44866648.9 | 0 | 40437307.8
Circuit | SIE44_main | strategic_undergrounding_main | 1 | 30539730.6 | 30539730.6 | 0 | 0 | 30539730.7 | 0 | 0
Circuit | SIE44_main | distribution_circuit_resiliency | 2 | 12767547.3 | 12767547.3 | 0 | 0 | 43680610.9 | 0 | 30913063.5
Circuit | SIE45_lateral | strategic_undergrounding_single_or_two_phase_lateral | 1 | 3316874.1 | 3316874.1 | 0 | 0 | 4047877.41 | 0 | 731003.168
Circuit | SIE45_lateral | distribution_circuit_resiliency | 2 | 719016.42 | 719016.42 | 0 | 0 | 4944044.44 | 0 | 4225027.9
Circuit | SIE45_lateral | strategic_undergrounding_three_phase_lateral | 3 | 372637.07 | 372637.07 | 0 | 0 | 6881918.04 | 0 | 6509280.8
Circuit | SIE45_main | strategic_undergrounding_main | 1 | 7041197.43 | 7041197.43 | 0 | 0 | 7041197.57 | 0 | 0
Circuit | SIE45_main | distribution_circuit_resiliency | 2 | 3252851.43 | 3252851.43 | 0 | 0 | 9683760.28 | 0 | 6430908.71
Circuit | SIE46_lateral | strategic_undergrounding_single_or_two_phase_lateral | 1 | 7044039.39 | 7044039.39 | 0 | 0 | 7266333.66 | 0 | 222294.11
Circuit | SIE46_lateral | distribution_circuit_resiliency | 2 | 1425734.85 | 1425734.85 | 0 | 0 | 9517750.74 | 0 | 8092015.75
Circuit | SIE46_lateral | strategic_undergrounding_freeway | 3 | 113293.05 | 113293.05 | 0 | 0 | 13937429.9 | 0 | 13824136.7
Circuit | SIE46_main | strategic_undergrounding_main | 1 | 8307674.97 | 8307674.97 | 0 | 0 | 10035293.1 | 0 | 1727618.01
Circuit | SIE46_main | distribution_circuit_resiliency | 2 | 3830543.16 | 3830543.16 | 0 | 0 | 13164762.4 | 0 | 9334219.1
Circuit | SIE46_main | strategic_undergrounding_freeway | 3 | 880467.37 | 880467.37 | 0 | 0 | 17181764.1 | 0 | 16301296.6
Circuit | SIE47_lateral | strategic_undergrounding_single_or_two_phase_lateral | 1 | 509141.1 | 509141.1 | 0 | 0 | 569294.42 | 0 | 60153.1739
Circuit | SIE47_lateral | distribution_circuit_resiliency | 2 | 139325.55 | 139325.55 | 0 | 0 | 681493.714 | 0 | 542168.028
Circuit | SIE47_lateral | strategic_undergrounding_three_phase_lateral | 3 | 30353.88 | 30353.88 | 0 | 0 | 1030288.64 | 0 | 999934.622
Circuit | SIE47_main | strategic_undergrounding_main | 1 | 510851.16 | 510851.16 | 0 | 0 | 510851.338 | 0 | 0
Circuit | SIE47_main | distribution_circuit_resiliency | 2 | 207775.51 | 207775.51 | 0 | 0 | 738407.807 | 0 | 530632.181
Circuit | SO41_lateral | strategic_undergrounding_single_or_two_phase_lateral | 1 | 3458261.39 | 3458261.39 | 0 | 0 | 3660220.79 | 0 | 201959.227
Circuit | SO41_lateral | distribution_circuit_resiliency | 2 | 1231703.95 | 1231703.95 | 0 | 0 | 4004761.92 | 0 | 2773057.84
Circuit | SO41_lateral | strategic_undergrounding_freeway | 3 | 102349.05 | 102349.05 | 0 | 0 | 6891664.61 | 0 | 6789315.4
Circuit | SO41_lateral | strategic_undergrounding_three_phase_lateral | 4 | 497.79 | 497.79 | 0 | 0 | 6989817.76 | 0 | 6989319.81
Circuit | SO41_main | strategic_undergrounding_main | 1 | 6511619.19 | 6511619.19 | 0 | 0 | 7456683.33 | 0 | 945063.982
Circuit | SO41_main | distribution_circuit_resiliency | 2 | 2991998.3 | 2991998.3 | 0 | 0 | 9947811.41 | 0 | 6955812.98
Circuit | SO41_main | strategic_undergrounding_freeway | 3 | 481580.8 | 481580.8 | 0 | 0 | 13146807.2 | 0 | 12665226.3
Circuit | SO42_lateral | strategic_undergrounding_single_or_two_phase_lateral | 1 | 6438938.33 | 6438938.33 | 0 | 0 | 9876960.48 | 0 | 3438021.98
Circuit | SO42_lateral | distribution_circuit_resiliency | 2 | 1686088.12 | 1686088.12 | 0 | 0 | 11248797.1 | 0 | 9562708.84
Circuit | SO42_lateral | strategic_undergrounding_three_phase_lateral | 3 | 1317773.69 | 1317773.69 | 0 | 0 | 14809053.5 | 0 | 13491279.7
Circuit | SO42_lateral | strategic_undergrounding_freeway | 4 | 451841.71 | 451841.71 | 0 | 0 | 15604668.1 | 0 | 15152826.2
Circuit | SO42_main | strategic_undergrounding_main | 1 | 9092728.52 | 9092728.52 | 0 | 0 | 9875856.57 | 0 | 783127.871
Circuit | SO42_main | distribution_circuit_resiliency | 2 | 4111182.86 | 4111182.86 | 0 | 0 | 13408857.2 | 0 | 9297674.19
Circuit | SO42_main | strategic_undergrounding_freeway | 3 | 399070.42 | 399070.42 | 0 | 0 | 18248010.4 | 0 | 17848939.9
Circuit | SO43_lateral | strategic_undergrounding_single_or_two_phase_lateral | 1 | 12716459.6 | 12716459.6 | 0 | 0 | 13169666.9 | 0 | 453207.17
Circuit | SO43_lateral | distribution_circuit_resiliency | 2 | 3700506.6 | 3700506.6 | 0 | 0 | 15107102.7 | 0 | 11406595.9
Circuit | SO43_lateral | strategic_undergrounding_three_phase_lateral | 3 | 227904.19 | 227904.19 | 0 | 0 | 25228962.4 | 0 | 25001058.1
Circuit | SO43_main | strategic_undergrounding_main | 1 | 20426795.4 | 20426795.4 | 0 | 0 | 21021008.4 | 0 | 594212.823
Circuit | SO43_main | distribution_circuit_resiliency | 2 | 8360133.41 | 8360133.41 | 0 | 0 | 30410723.6 | 0 | 22050590.1
Circuit | SO43_main | strategic_undergrounding_freeway | 3 | 302515.17 | 302515.17 | 0 | 0 | 40811812.7 | 0 | 40509297.4
Circuit | SO44_lateral | strategic_undergrounding_single_or_two_phase_lateral | 1 | 955176.84 | 955176.84 | 0 | 0 | 1621608.62 | 0 | 666431.64
Circuit | SO44_lateral | distribution_circuit_resiliency | 2 | 481797.65 | 481797.65 | 0 | 0 | 1643683.14 | 0 | 1161885.34
Circuit | SO44_lateral | strategic_undergrounding_freeway | 3 | 263443.96 | 263443.96 | 0 | 0 | 2286170.87 | 0 | 2022726.76
Circuit | SO44_lateral | strategic_undergrounding_three_phase_lateral | 4 | 76245.37 | 76245.37 | 0 | 0 | 2466319.21 | 0 | 2390073.7
Circuit | SO44_main | strategic_undergrounding_main | 1 | 3071648.78 | 3071648.78 | 0 | 0 | 3895282.9 | 0 | 823633.953
Circuit | SO44_main | distribution_circuit_resiliency | 2 | 1288287.98 | 1288287.98 | 0 | 0 | 5231926.9 | 0 | 3943638.78
Circuit | SO44_main | strategic_undergrounding_freeway | 3 | 419789.46 | 419789.46 | 0 | 0 | 6457133.19 | 0 | 6037343.54
Circuit | SO45_lateral | strategic_undergrounding_single_or_two_phase_lateral | 1 | 3752189.06 | 3752189.06 | 0 | 0 | 3752189.21 | 0 | 0
Circuit | SO45_lateral | distribution_circuit_resiliency | 2 | 1140811.92 | 1140811.92 | 0 | 0 | 4259182.65 | 0 | 3118370.62
Circuit | SO45_main | strategic_undergrounding_main | 1 | 4131150.51 | 4131150.51 | 0 | 0 | 4139790.52 | 0 | 8639.8503
Circuit | SO45_main | distribution_circuit_resiliency | 2 | 1571908.25 | 1571908.25 | 0 | 0 | 6161597.19 | 0 | 4589688.8
Circuit | SO45_main | strategic_undergrounding_freeway | 3 | 4370.48 | 4370.48 | 0 | 0 | 8308829.76 | 0 | 8304459.16
Circuit | SO46_lateral | strategic_undergrounding_single_or_two_phase_lateral | 1 | 1273136.24 | 1273136.24 | 0 | 0 | 1319175.28 | 0 | 46038.8801
Circuit | SO46_lateral | distribution_circuit_resiliency | 2 | 282985.58 | 282985.58 | 0 | 0 | 1523325.81 | 0 | 1240340.1
Circuit | SO46_lateral | strategic_undergrounding_three_phase_lateral | 3 | 23547.32 | 23547.32 | 0 | 0 | 2514628.23 | 0 | 2491080.72
Circuit | SO46_main | strategic_undergrounding_main | 1 | 1176733.13 | 1176733.13 | 0 | 0 | 1206281.8 | 0 | 29548.5258
Circuit | SO46_main | distribution_circuit_resiliency | 2 | 455595.49 | 455595.49 | 0 | 0 | 1756262.5 | 0 | 1300666.86
Circuit | SO46_main | strategic_undergrounding_freeway | 3 | 15127.84 | 15127.84 | 0 | 0 | 2316760.83 | 0 | 2301632.85
Circuit | SO47_lateral | strategic_undergrounding_single_or_two_phase_lateral | 1 | 1353511.73 | 1353511.73 | 0 | 0 | 1353511.84 | 0 | 0
Circuit | SO47_lateral | distribution_circuit_resiliency | 2 | 345238.46 | 345238.46 | 0 | 0 | 1581221.27 | 0 | 1235982.67
Circuit | SO47_main | strategic_undergrounding_main | 1 | 1956429.91 | 1956429.91 | 0 | 0 | 2943527.89 | 0 | 987097.848
Circuit | SO47_main | distribution_circuit_resiliency | 2 | 823142.62 | 823142.62 | 0 | 0 | 3774499.75 | 0 | 2951357.03
Circuit | SO47_main | strategic_undergrounding_freeway | 3 | 505216.82 | 505216.82 | 0 | 0 | 4430332.9 | 0 | 3925115.92
Circuit | SO48_lateral | strategic_undergrounding_single_or_two_phase_lateral | 1 | 2893369.71 | 2893369.71 | 0 | 0 | 2893369.84 | 0 | 0
Circuit | SO48_lateral | distribution_circuit_resiliency | 2 | 960125.5 | 960125.5 | 0 | 0 | 2799634.61 | 0 | 1839508.97
Circuit | SO48_main | strategic_undergrounding_main | 1 | 8356493.69 | 8356493.69 | 0 | 0 | 8356493.85 | 0 | 0
Circuit | SO48_main | distribution_circuit_resiliency | 2 | 3693100.64 | 3693100.64 | 0 | 0 | 11660164.6 | 0 | 7967063.83
Circuit | SO49_lateral | strategic_undergrounding_single_or_two_phase_lateral | 1 | 4740789.48 | 4740789.48 | 0 | 0 | 5989728.21 | 0 | 1248938.59
Circuit | SO49_lateral | distribution_circuit_resiliency | 2 | 1708495.41 | 1708495.41 | 0 | 0 | 6196604.71 | 0 | 4488109.17
Circuit | SO49_lateral | strategic_undergrounding_freeway | 3 | 450046.85 | 450046.85 | 0 | 0 | 10295733 | 0 | 9845686.04
Circuit | SO49_lateral | strategic_undergrounding_three_phase_lateral | 4 | 186501.77 | 186501.77 | 0 | 0 | 10549369.2 | 0 | 10362867.3
Circuit | SO49_main | strategic_undergrounding_main | 1 | 13057821.7 | 13057821.7 | 0 | 0 | 14418004.4 | 0 | 1360182.61
Circuit | SO49_main | distribution_circuit_resiliency | 2 | 5679325.87 | 5679325.87 | 0 | 0 | 20153700.4 | 0 | 14474374.4
Circuit | SO49_main | strategic_undergrounding_freeway | 3 | 693252.33 | 693252.33 | 0 | 0 | 26863549.1 | 0 | 26170296.6
Circuit | SO50_lateral | strategic_undergrounding_single_or_two_phase_lateral | 1 | 780282.73 | 780282.73 | 0 | 0 | 780282.882 | 0 | 0
Circuit | SO50_lateral | distribution_circuit_resiliency | 2 | 285691.67 | 285691.67 | 0 | 0 | 908699.21 | 0 | 623007.39
Circuit | SO50_main | strategic_undergrounding_main | 1 | 1303893.88 | 1303893.88 | 0 | 0 | 1303894.02 | 0 | 0
Circuit | SO50_main | distribution_circuit_resiliency | 2 | 526551 | 526551 | 0 | 0 | 1864180.92 | 0 | 1337629.79
Circuit | SP01_lateral | strategic_undergrounding_single_or_two_phase_lateral | 1 | 1103614.4 | 1103614.4 | 0 | 0 | 1108559.01 | 0 | 4944.4773
Circuit | SP01_lateral | distribution_circuit_resiliency | 2 | 387960.61 | 387960.61 | 0 | 0 | 1136504.24 | 0 | 748543.487
Circuit | SP01_lateral | strategic_undergrounding_three_phase_lateral | 3 | 2517.7 | 2517.7 | 0 | 0 | 2169934.24 | 0 | 2167416.4
Circuit | SP01_main | strategic_undergrounding_main | 1 | 1266188.34 | 1266188.34 | 0 | 0 | 1266188.5 | 0 | 0
Circuit | SP01_main | distribution_circuit_resiliency | 2 | 346444.99 | 346444.99 | 0 | 0 | 2045974.73 | 0 | 1699529.62
Circuit | SP02_lateral | strategic_undergrounding_single_or_two_phase_lateral | 1 | 3365308.92 | 3365308.92 | 0 | 0 | 3365309.06 | 0 | 0
Circuit | SP02_lateral | distribution_circuit_resiliency | 2 | 992367.75 | 992367.75 | 0 | 0 | 3809948.77 | 0 | 2817580.9
Circuit | SP02_lateral | strategic_undergrounding_three_phase_lateral | 3 | 0 | 0 | 0 | 0 | 6608325.27 | 0 | 6608325.27
Circuit | SP02_main | strategic_undergrounding_main | 1 | 2887614.58 | 2887614.58 | 0 | 0 | 2887614.74 | 0 | 0
Circuit | SP02_main | distribution_circuit_resiliency | 2 | 732687.33 | 732687.33 | 0 | 0 | 4738626.55 | 0 | 4005939.09
Circuit | SP03_lateral | strategic_undergrounding_single_or_two_phase_lateral | 1 | 2288032.73 | 2288032.73 | 0 | 0 | 2288032.87 | 0 | 0
Circuit | SP03_lateral | distribution_circuit_resiliency | 2 | 340460.27 | 340460.27 | 0 | 0 | 2806775.28 | 0 | 2466314.9
Circuit | SP03_main | strategic_undergrounding_main | 1 | 1135839.07 | 1135839.07 | 0 | 0 | 1135839.22 | 0 | 0
Circuit | SP03_main | distribution_circuit_resiliency | 2 | 349711.43 | 349711.43 | 0 | 0 | 1787439.77 | 0 | 1437728.21
Circuit | SP04_lateral | strategic_undergrounding_single_or_two_phase_lateral | 1 | 2971705.2 | 2971705.2 | 0 | 0 | 2971705.35 | 0 | 0
Circuit | SP04_lateral | distribution_circuit_resiliency | 2 | 1092229.44 | 1092229.44 | 0 | 0 | 2905451.38 | 0 | 1813221.79
Circuit | SP04_main | strategic_undergrounding_main | 1 | 2076382.94 | 2076382.94 | 0 | 0 | 2076383.05 | 0 | 0
Circuit | SP04_main | distribution_circuit_resiliency | 2 | 790791.86 | 790791.86 | 0 | 0 | 3071882.39 | 0 | 2281090.42
Circuit | SP05_lateral | strategic_undergrounding_single_or_two_phase_lateral | 1 | 4582196.33 | 4582196.33 | 0 | 0 | 4673037.96 | 0 | 90841.4645
Circuit | SP05_lateral | distribution_circuit_resiliency | 2 | 444789 | 444789 | 0 | 0 | 6139976.68 | 0 | 5695187.53
Circuit | SP05_lateral | strategic_undergrounding_three_phase_lateral | 3 | 46259.41 | 46259.41 | 0 | 0 | 9047675.08 | 0 | 9001415.51
Circuit | SP05_main | strategic_undergrounding_main | 1 | 2063023.44 | 2063023.44 | 0 | 0 | 2063023.59 | 0 | 0
Circuit | SP05_main | distribution_circuit_resiliency | 2 | 666041.04 | 666041.04 | 0 | 0 | 3204801.49 | 0 | 2538760.29
Circuit | SP06_lateral | strategic_undergrounding_single_or_two_phase_lateral | 1 | 1331464.55 | 1331464.55 | 0 | 0 | 1331464.7 | 0 | 0
Circuit | SP06_lateral | distribution_circuit_resiliency | 2 | 287933.56 | 287933.56 | 0 | 0 | 1575353.81 | 0 | 1287420.11
Circuit | SP06_main | strategic_undergrounding_main | 1 | 1497115.65 | 1497115.65 | 0 | 0 | 1497115.81 | 0 | 0
Circuit | SP06_main | distribution_circuit_resiliency | 2 | 456607.12 | 456607.12 | 0 | 0 | 2378902.84 | 0 | 1922295.58
Circuit | SP07_lateral | strategic_undergrounding_single_or_two_phase_lateral | 1 | 927927.01 | 927927.01 | 0 | 0 | 928223.114 | 0 | 295.9309
Circuit | SP07_lateral | distribution_circuit_resiliency | 2 | 247265.82 | 247265.82 | 0 | 0 | 1050703.94 | 0 | 803438.019
Circuit | SP07_lateral | strategic_undergrounding_three_phase_lateral | 3 | 150.56 | 150.56 | 0 | 0 | 1822040.02 | 0 | 1821889.29
Circuit | SP07_main | strategic_undergrounding_main | 1 | 738395.45 | 738395.45 | 0 | 0 | 738395.6 | 0 | 0
Circuit | SP07_main | distribution_circuit_resiliency | 2 | 297398.55 | 297398.55 | 0 | 0 | 1071852.72 | 0 | 774454.049
Circuit | SP08_lateral | strategic_undergrounding_single_or_two_phase_lateral | 1 | 6620003.58 | 6620003.58 | 0 | 0 | 7614230.75 | 0 | 994227.039
Circuit | SP08_lateral | distribution_circuit_resiliency | 2 | 2415731.65 | 2415731.65 | 0 | 0 | 8598596.5 | 0 | 6182864.69
Circuit | SP08_lateral | strategic_undergrounding_freeway | 3 | 475891.97 | 475891.97 | 0 | 0 | 13619031.7 | 0 | 13143139.5
Circuit | SP08_lateral | strategic_undergrounding_three_phase_lateral | 4 | 30458.21 | 30458.21 | 0 | 0 | 14045911.5 | 0 | 14015453.1
Circuit | SP08_main | strategic_undergrounding_main | 1 | 7029486.18 | 7029486.18 | 0 | 0 | 8010840.87 | 0 | 981354.544
Circuit | SP08_main | distribution_circuit_resiliency | 2 | 2308291.21 | 2308291.21 | 0 | 0 | 11990149.1 | 0 | 9681857.78
Circuit | SP08_main | strategic_undergrounding_freeway | 3 | 499771.04 | 499771.04 | 0 | 0 | 14550779.9 | 0 | 14051008.7
Circuit | SP09_lateral | strategic_undergrounding_single_or_two_phase_lateral | 1 | 2585419.13 | 2585419.13 | 0 | 0 | 2585419.31 | 0 | 0
Circuit | SP09_lateral | distribution_circuit_resiliency | 2 | 1093149.88 | 1093149.88 | 0 | 0 | 2484386.08 | 0 | 1391236.07
Circuit | SP09_main | strategic_undergrounding_main | 1 | 9098081.66 | 9098081.66 | 0 | 0 | 9098081.81 | 0 | 0
Circuit | SP09_main | distribution_circuit_resiliency | 2 | 4010790.5 | 4010790.5 | 0 | 0 | 12776018.1 | 0 | 8765227.47
Circuit | SP10_lateral | strategic_undergrounding_single_or_two_phase_lateral | 1 | 3510095.33 | 3510095.33 | 0 | 0 | 3510925.59 | 0 | 830.1133
Circuit | SP10_lateral | distribution_circuit_resiliency | 2 | 772593.59 | 772593.59 | 0 | 0 | 4347200.94 | 0 | 3574607.24
Circuit | SP10_lateral | strategic_undergrounding_three_phase_lateral | 3 | 422.46 | 422.46 | 0 | 0 | 6893420.52 | 0 | 6892997.9
Circuit | SP10_main | strategic_undergrounding_main | 1 | 1627081.05 | 1627081.05 | 0 | 0 | 1627081.18 | 0 | 0
Circuit | SP10_main | distribution_circuit_resiliency | 2 | 460845.13 | 460845.13 | 0 | 0 | 2609031.67 | 0 | 2148186.4
Circuit | SP11_lateral | strategic_undergrounding_single_or_two_phase_lateral | 1 | 2079313.81 | 2079313.81 | 0 | 0 | 2122095.61 | 0 | 42781.6419
Circuit | SP11_lateral | distribution_circuit_resiliency | 2 | 111139.85 | 111139.85 | 0 | 0 | 2569621.37 | 0 | 2458481.39
Circuit | SP11_lateral | strategic_undergrounding_three_phase_lateral | 3 | 21785.23 | 21785.23 | 0 | 0 | 4107150.12 | 0 | 4085364.75
Circuit | SP11_main | strategic_undergrounding_main | 1 | 1646614.86 | 1646614.86 | 0 | 0 | 1646615.02 | 0 | 0
Circuit | SP11_main | distribution_circuit_resiliency | 2 | 622740.57 | 622740.57 | 0 | 0 | 2443646.38 | 0 | 1820905.71
Circuit | SP12_lateral | strategic_undergrounding_single_or_two_phase_lateral | 1 | 6672943.18 | 6672943.18 | 0 | 0 | 6672943.31 | 0 | 0
Circuit | SP12_lateral | distribution_circuit_resiliency | 2 | 3655621.78 | 3655621.78 | 0 | 0 | 6267175.06 | 0 | 2611553.14
Circuit | SP12_main | strategic_undergrounding_main | 1 | 11126338.5 | 11126338.5 | 0 | 0 | 11126338.7 | 0 | 0
Circuit | SP12_main | distribution_circuit_resiliency | 2 | 5411252.13 | 5411252.13 | 0 | 0 | 14971395 | 0 | 9560142.72
Circuit | SPW41_lateral | strategic_undergrounding_single_or_two_phase_lateral | 1 | 1122809.73 | 1122809.73 | 0 | 0 | 1244836.46 | 0 | 122026.535
Circuit | SPW41_lateral | distribution_circuit_resiliency | 2 | 294558.67 | 294558.67 | 0 | 0 | 1558973.14 | 0 | 1264414.33
Circuit | SPW41_lateral | strategic_undergrounding_freeway | 3 | 49718.13 | 49718.13 | 0 | 0 | 2290646.17 | 0 | 2240927.93
Circuit | SPW41_lateral | strategic_undergrounding_three_phase_lateral | 4 | 12357.66 | 12357.66 | 0 | 0 | 2326737.02 | 0 | 2314379.21
Circuit | SPW41_main | strategic_undergrounding_main | 1 | 972448.49 | 972448.49 | 0 | 0 | 1342221.97 | 0 | 369773.336
Circuit | SPW41_main | distribution_circuit_resiliency | 2 | 406461.97 | 406461.97 | 0 | 0 | 1763828.58 | 0 | 1357366.46
Circuit | SPW41_main | strategic_undergrounding_freeway | 3 | 188097.98 | 188097.98 | 0 | 0 | 2106647.93 | 0 | 1918549.79
Circuit | SPW42_lateral | strategic_undergrounding_single_or_two_phase_lateral | 1 | 3149990.04 | 3149990.04 | 0 | 0 | 3403123.78 | 0 | 253133.588
Circuit | SPW42_lateral | distribution_circuit_resiliency | 2 | 839116.6 | 839116.6 | 0 | 0 | 4171683.33 | 0 | 3332566.56
Circuit | SPW42_lateral | strategic_undergrounding_freeway | 3 | 123355.53 | 123355.53 | 0 | 0 | 6491460.22 | 0 | 6368104.51
Circuit | SPW42_lateral | strategic_undergrounding_three_phase_lateral | 4 | 5341.61 | 5341.61 | 0 | 0 | 6605480.52 | 0 | 6600138.76
Circuit | SPW42_main | strategic_undergrounding_main | 1 | 2721666.76 | 2721666.76 | 0 | 0 | 3206834.75 | 0 | 485167.84
Circuit | SPW42_main | distribution_circuit_resiliency | 2 | 1086464.58 | 1086464.58 | 0 | 0 | 4522871.16 | 0 | 3436406.46
Circuit | SPW42_main | strategic_undergrounding_freeway | 3 | 246711.24 | 246711.24 | 0 | 0 | 5731699.98 | 0 | 5484988.56
Circuit | SPW43_lateral | strategic_undergrounding_single_or_two_phase_lateral | 1 | 2216604.76 | 2216604.76 | 0 | 0 | 2808167.93 | 0 | 591563.01
Circuit | SPW43_lateral | distribution_circuit_resiliency | 2 | 575117.32 | 575117.32 | 0 | 0 | 3129304.96 | 0 | 2554187.49
Circuit | SPW43_lateral | strategic_undergrounding_freeway | 3 | 234024.2 | 234024.2 | 0 | 0 | 4698089.19 | 0 | 4464064.83
Circuit | SPW43_lateral | strategic_undergrounding_three_phase_lateral | 4 | 47635.75 | 47635.75 | 0 | 0 | 4915876.62 | 0 | 4868240.75
Circuit | SPW43_main | strategic_undergrounding_main | 1 | 1953053.8 | 1953053.8 | 0 | 0 | 1966871.93 | 0 | 13817.9788
Circuit | SPW43_main | distribution_circuit_resiliency | 2 | 830149.51 | 830149.51 | 0 | 0 | 2793007.18 | 0 | 1962857.53
Circuit | SPW43_main | strategic_undergrounding_freeway | 3 | 7014.49 | 7014.49 | 0 | 0 | 3827017.25 | 0 | 3820002.6
Circuit | SPW44_lateral | strategic_undergrounding_single_or_two_phase_lateral | 1 | 7236107.99 | 7236107.99 | 0 | 0 | 7311011.2 | 0 | 74903.0712
Circuit | SPW44_lateral | distribution_circuit_resiliency | 2 | 633075.98 | 633075.98 | 0 | 0 | 9472677.51 | 0 | 8839601.41
Circuit | SPW44_lateral | strategic_undergrounding_three_phase_lateral | 3 | 38150.16 | 38150.16 | 0 | 0 | 14248879.1 | 0 | 14210728.7
Circuit | SPW44_main | strategic_undergrounding_main | 1 | 8295931.24 | 8295931.24 | 0 | 0 | 8295931.39 | 0 | 0
Circuit | SPW44_main | distribution_circuit_resiliency | 2 | 3040342.4 | 3040342.4 | 0 | 0 | 12426378 | 0 | 9386035.52
Circuit | SPW45_lateral | strategic_undergrounding_single_or_two_phase_lateral | 1 | 1737293.72 | 1737293.72 | 0 | 0 | 3851744.68 | 0 | 2114450.82
Circuit | SPW45_lateral | strategic_undergrounding_freeway | 2 | 1069214.37 | 1069214.37 | 0 | 0 | 4333059.08 | 0 | 3263844.56
Circuit | SPW45_lateral | distribution_circuit_resiliency | 3 | 522907.31 | 522907.31 | 0 | 0 | 4063360.76 | 0 | 3540453.34
Circuit | SPW45_lateral | strategic_undergrounding_three_phase_lateral | 4 | 7064.22 | 7064.22 | 0 | 0 | 5357596.15 | 0 | 5350531.79
Circuit | SPW45_main | strategic_undergrounding_main | 1 | 2693723.45 | 2693723.45 | 0 | 0 | 4755166.82 | 0 | 2061443.19
Circuit | SPW45_main | distribution_circuit_resiliency | 2 | 1248421.47 | 1248421.47 | 0 | 0 | 5645298.71 | 0 | 4396877.11
Circuit | SPW45_main | strategic_undergrounding_freeway | 3 | 1062550.91 | 1062550.91 | 0 | 0 | 6132980.7 | 0 | 5070429.67
Circuit | SPW47_lateral | strategic_undergrounding_single_or_two_phase_lateral | 1 | 839788.08 | 839788.08 | 0 | 0 | 839788.225 | 0 | 0
Circuit | SPW47_lateral | distribution_circuit_resiliency | 2 | 362037.89 | 362037.89 | 0 | 0 | 922379.901 | 0 | 560341.866
Circuit | SPW47_lateral | strategic_undergrounding_three_phase_lateral | 3 | 0 | 0 | 0 | 0 | 1652579.36 | 0 | 1652579.36
Circuit | SPW47_main | strategic_undergrounding_main | 1 | 3082202.75 | 3082202.75 | 0 | 0 | 3082202.91 | 0 | 0
Circuit | SPW47_main | distribution_circuit_resiliency | 2 | 1303318.84 | 1303318.84 | 0 | 0 | 4414870.11 | 0 | 3111551.13
Circuit | SPW48_lateral | strategic_undergrounding_single_or_two_phase_lateral | 1 | 2794361.43 | 2794361.43 | 0 | 0 | 2796334.06 | 0 | 1972.4638
Circuit | SPW48_lateral | distribution_circuit_resiliency | 2 | 892005.23 | 892005.23 | 0 | 0 | 3265917.96 | 0 | 2373912.59
Circuit | SPW48_lateral | strategic_undergrounding_freeway | 3 | 1003.12 | 1003.12 | 0 | 0 | 5582049.7 | 0 | 5581046.45
Circuit | SPW48_lateral | strategic_undergrounding_three_phase_lateral | 4 | 0 | 0 | 0 | 0 | 5583018.91 | 0 | 5583018.91
Circuit | SPW48_main | strategic_undergrounding_main | 1 | 2958156.9 | 2958156.9 | 0 | 0 | 3220365.69 | 0 | 262208.629
Circuit | SPW48_main | distribution_circuit_resiliency | 2 | 984831.74 | 984831.74 | 0 | 0 | 4875093.52 | 0 | 3890261.67
Circuit | SPW48_main | strategic_undergrounding_freeway | 3 | 133552.73 | 133552.73 | 0 | 0 | 6055386.24 | 0 | 5921833.37
Circuit | SPW49_lateral | strategic_undergrounding_single_or_two_phase_lateral | 1 | 6966227.8 | 6966227.8 | 0 | 0 | 8014174.43 | 0 | 1047946.46
Circuit | SPW49_lateral | strategic_undergrounding_three_phase_lateral | 2 | 533661.6 | 533661.6 | 0 | 0 | 14287092.5 | 0 | 13753430.7
Circuit | SPW49_lateral | distribution_circuit_resiliency | 3 | 528823.09 | 528823.09 | 0 | 0 | 9210667.12 | 0 | 8681843.92
Circuit | SPW49_main | strategic_undergrounding_main | 1 | 12523281.5 | 12523281.5 | 0 | 0 | 12523281.6 | 0 | 0
Circuit | SPW49_main | distribution_circuit_resiliency | 2 | 4641447.98 | 4641447.98 | 0 | 0 | 18717006.2 | 0 | 14075558.1
Circuit | SPW50_lateral | strategic_undergrounding_single_or_two_phase_lateral | 1 | 3289052.56 | 3289052.56 | 0 | 0 | 3289052.72 | 0 | 0
Circuit | SPW50_lateral | distribution_circuit_resiliency | 2 | 1368934.95 | 1368934.95 | 0 | 0 | 3372500.65 | 0 | 2003565.57
Circuit | SPW50_main | strategic_undergrounding_main | 1 | 4619544.43 | 4619544.43 | 0 | 0 | 4619544.58 | 0 | 0
Circuit | SPW50_main | distribution_circuit_resiliency | 2 | 2159660.23 | 2159660.23 | 0 | 0 | 6347214.26 | 0 | 4187553.92
Circuit | SPW51_lateral | strategic_undergrounding_single_or_two_phase_lateral | 1 | 3773060.78 | 3773060.78 | 0 | 0 | 5350319.56 | 0 | 1577258.63
Circuit | SPW51_lateral | distribution_circuit_resiliency | 2 | 1015825.76 | 1015825.76 | 0 | 0 | 6112001.9 | 0 | 5096176
Circuit | SPW51_lateral | strategic_undergrounding_freeway | 3 | 803320.59 | 803320.59 | 0 | 0 | 8208745.33 | 0 | 7405424.6
Circuit | SPW51_lateral | strategic_undergrounding_three_phase_lateral | 4 | 0 | 0 | 0 | 0 | 8982683.23 | 0 | 8982683.23
Circuit | SPW51_main | strategic_undergrounding_main | 1 | 3881062.64 | 3881062.64 | 0 | 0 | 6977680.57 | 0 | 3096617.79
Circuit | SPW51_main | distribution_circuit_resiliency | 2 | 1652344.81 | 1652344.81 | 0 | 0 | 8616124.63 | 0 | 6963779.69
Circuit | SPW51_main | strategic_undergrounding_freeway | 3 | 1577603.53 | 1577603.53 | 0 | 0 | 9193275.98 | 0 | 7615672.29
Circuit | SPW52_lateral | strategic_undergrounding_single_or_two_phase_lateral | 1 | 15950562.1 | 15950562.1 | 0 | 0 | 21396728.4 | 0 | 5446166.15
Circuit | SPW52_lateral | distribution_circuit_resiliency | 2 | 4378345.93 | 4378345.93 | 0 | 0 | 25451941.1 | 0 | 21073595.1
Circuit | SPW52_lateral | strategic_undergrounding_freeway | 3 | 2703988.54 | 2703988.54 | 0 | 0 | 34073796.5 | 0 | 31369807.8
Circuit | SPW52_lateral | strategic_undergrounding_three_phase_lateral | 4 | 68785.31 | 68785.31 | 0 | 0 | 36614756.1 | 0 | 36545970.6
Circuit | SPW52_main | strategic_undergrounding_main | 1 | 15363130.9 | 15363130.9 | 0 | 0 | 17409117.3 | 0 | 2045986.29
Circuit | SPW52_main | distribution_circuit_resiliency | 2 | 6271632.78 | 6271632.78 | 0 | 0 | 24246565.5 | 0 | 17974932.6
Circuit | SPW52_main | strategic_undergrounding_freeway | 3 | 1043748.51 | 1043748.51 | 0 | 0 | 31209244.4 | 0 | 30165495.8
Circuit | SPW61_lateral | strategic_undergrounding_single_or_two_phase_lateral | 1 | 90570.97 | 90570.97 | 0 | 0 | 90571.1255 | 0 | 0
Circuit | SPW61_lateral | distribution_circuit_resiliency | 2 | 78299.93 | 78299.93 | 0 | 0 | 78300.0714 | 0 | 0
Circuit | SPW63_lateral | distribution_circuit_resiliency | 1 | 0 | 0 | 0 | 0 | 0 | 0 | 0
Circuit | SPW63_lateral | strategic_undergrounding_single_or_two_phase_lateral | 2 | 0 | 0 | 0 | 0 | 0 | 0 | 0
Circuit | SR01_lateral | strategic_undergrounding_single_or_two_phase_lateral | 1 | 221422.49 | 221422.49 | 0 | 0 | 234982.211 | 0 | 13559.5907
Circuit | SR01_lateral | distribution_circuit_resiliency | 2 | 71348.54 | 71348.54 | 0 | 0 | 223696.872 | 0 | 152348.203
Circuit | SR01_lateral | strategic_undergrounding_freeway | 3 | 6847.98 | 6847.98 | 0 | 0 | 445274.891 | 0 | 438426.769
Circuit | SR01_main | strategic_undergrounding_main | 1 | 221879.04 | 221879.04 | 0 | 0 | 350243.288 | 0 | 128364.125
Circuit | SR01_main | distribution_circuit_resiliency | 2 | 66618.24 | 66618.24 | 0 | 0 | 481541.85 | 0 | 414923.479
Circuit | SR01_main | strategic_undergrounding_freeway | 3 | 64828.75 | 64828.75 | 0 | 0 | 504159.634 | 0 | 439330.744
Circuit | SR02_lateral | distribution_circuit_resiliency | 1 | 0 | 0 | 0 | 0 | 0 | 0 | 0
Circuit | SR02_lateral | strategic_undergrounding_freeway | 2 | 0 | 0 | 0 | 0 | 0 | 0 | 0
Circuit | SR02_lateral | strategic_undergrounding_single_or_two_phase_lateral | 3 | 0 | 0 | 0 | 0 | 0 | 0 | 0
Circuit | SR02_main | strategic_undergrounding_freeway | 1 | 0 | 0 | 0 | 0 | 0 | 0 | 0
Circuit | SR03_lateral | strategic_undergrounding_single_or_two_phase_lateral | 1 | 2414802.81 | 2414802.81 | 0 | 0 | 2418659.94 | 0 | 3856.9693
Circuit | SR03_lateral | distribution_circuit_resiliency | 2 | 243576.28 | 243576.28 | 0 | 0 | 2827622.42 | 0 | 2584046
Circuit | SR03_lateral | strategic_undergrounding_freeway | 3 | 1298.27 | 1298.27 | 0 | 0 | 4784642.77 | 0 | 4783344.33
Circuit | SR03_lateral | strategic_undergrounding_three_phase_lateral | 4 | 649.07 | 649.07 | 0 | 0 | 4785279.21 | 0 | 4784629.99
Circuit | SR03_main | strategic_undergrounding_main | 1 | 2649717.73 | 2649717.73 | 0 | 0 | 2690516.04 | 0 | 40798.1604
Circuit | SR03_main | distribution_circuit_resiliency | 2 | 767597.14 | 767597.14 | 0 | 0 | 4295582.47 | 0 | 3527985.19
Circuit | SR03_main | strategic_undergrounding_freeway | 3 | 20613.69 | 20613.69 | 0 | 0 | 5267855.58 | 0 | 5247241.73
Circuit | SR04_lateral | strategic_undergrounding_single_or_two_phase_lateral | 1 | 10378.96 | 10378.96 | 0 | 0 | 10379.0946 | 0 | 0
Circuit | SR04_lateral | distribution_circuit_resiliency | 2 | 3941.78 | 3941.78 | 0 | 0 | 9755.5952 | 0 | 5813.6798
Circuit | SR04_lateral | strategic_undergrounding_freeway | 3 | 0 | 0 | 0 | 0 | 20548.3766 | 0 | 20548.3766
Circuit | SR04_main | strategic_undergrounding_main | 1 | 22127.64 | 22127.64 | 0 | 0 | 32732.4905 | 0 | 10604.6768
Circuit | SR04_main | distribution_circuit_resiliency | 2 | 11327.43 | 11327.43 | 0 | 0 | 39768.6835 | 0 | 28441.1352
Circuit | SR04_main | strategic_undergrounding_freeway | 3 | 5356.99 | 5356.99 | 0 | 0 | 49165.8096 | 0 | 43808.6713
Circuit | SR05_lateral | strategic_undergrounding_single_or_two_phase_lateral | 1 | 206856.84 | 206856.84 | 0 | 0 | 225853.379 | 0 | 18996.4149
Circuit | SR05_lateral | distribution_circuit_resiliency | 2 | 22823.3 | 22823.3 | 0 | 0 | 313241.09 | 0 | 290417.67
Circuit | SR05_lateral | strategic_undergrounding_freeway | 3 | 9162.46 | 9162.46 | 0 | 0 | 419469.95 | 0 | 410307.338
Circuit | SR05_lateral | strategic_undergrounding_three_phase_lateral | 4 | 436.18 | 436.18 | 0 | 0 | 428013.121 | 0 | 427576.806
Circuit | SR05_main | strategic_undergrounding_main | 1 | 422738.6 | 422738.6 | 0 | 0 | 427056.131 | 0 | 4317.367
Circuit | SR05_main | distribution_circuit_resiliency | 2 | 123544.24 | 123544.24 | 0 | 0 | 681458.932 | 0 | 557914.561
Circuit | SR05_main | strategic_undergrounding_freeway | 3 | 2181.43 | 2181.43 | 0 | 0 | 838862.309 | 0 | 836680.734
Circuit | SR06_lateral | strategic_undergrounding_single_or_two_phase_lateral | 1 | 521652.83 | 521652.83 | 0 | 0 | 1101907.09 | 0 | 580254.129
Circuit | SR06_lateral | distribution_circuit_resiliency | 2 | 423241.12 | 423241.12 | 0 | 0 | 1034987.99 | 0 | 611746.738
Circuit | SR06_lateral | strategic_undergrounding_freeway | 3 | 293203.44 | 293203.44 | 0 | 0 | 1325868.61 | 0 | 1032665
Circuit | SR06_main | strategic_undergrounding_main | 1 | 673622.11 | 673622.11 | 0 | 0 | 1267484.16 | 0 | 593861.899
Circuit | SR06_main | strategic_undergrounding_freeway | 2 | 299999.56 | 299999.56 | 0 | 0 | 1633166.21 | 0 | 1333166.47
Circuit | SR06_main | distribution_circuit_resiliency | 3 | 176452.75 | 176452.75 | 0 | 0 | 1699210.79 | 0 | 1522757.9
Circuit | SR07_lateral | strategic_undergrounding_single_or_two_phase_lateral | 1 | 131721.66 | 131721.66 | 0 | 0 | 135337.694 | 0 | 3615.8909
Circuit | SR07_lateral | distribution_circuit_resiliency | 2 | 56976.43 | 56976.43 | 0 | 0 | 158549.471 | 0 | 101572.913
Circuit | SR07_lateral | strategic_undergrounding_freeway | 3 | 1826.01 | 1826.01 | 0 | 0 | 262649.471 | 0 | 260823.305
Circuit | SR07_main | strategic_undergrounding_main | 1 | 42987 | 42987 | 0 | 0 | 46603.0264 | 0 | 3615.8909
Circuit | SR07_main | strategic_undergrounding_freeway | 2 | 1826.01 | 1826.01 | 0 | 0 | 86934.0866 | 0 | 85107.9207
Circuit | SR07_main | distribution_circuit_resiliency | 3 | 1182.43 | 1182.43 | 0 | 0 | 87194.4681 | 0 | 86011.8934
Circuit | SR08_lateral | strategic_undergrounding_single_or_two_phase_lateral | 1 | 1811771.38 | 1811771.38 | 0 | 0 | 1822157.68 | 0 | 10386.1715
Circuit | SR08_lateral | distribution_circuit_resiliency | 2 | 114730.55 | 114730.55 | 0 | 0 | 2174191.51 | 0 | 2059460.86
Circuit | SR08_lateral | strategic_undergrounding_freeway | 3 | 4495.93 | 4495.93 | 0 | 0 | 3588028.79 | 0 | 3583532.72
Circuit | SR08_lateral | strategic_undergrounding_three_phase_lateral | 4 | 749.19 | 749.19 | 0 | 0 | 3591700.76 | 0 | 3590951.41
Circuit | SR08_main | strategic_undergrounding_main | 1 | 2477016.11 | 2477016.11 | 0 | 0 | 2491720.71 | 0 | 14704.4405
Circuit | SR08_main | distribution_circuit_resiliency | 2 | 357148.1 | 357148.1 | 0 | 0 | 4453847.6 | 0 | 4096699.36
Circuit | SR08_main | strategic_undergrounding_freeway | 3 | 7426.91 | 7426.91 | 0 | 0 | 4908445.8 | 0 | 4901018.74
Circuit | SR09_lateral | strategic_undergrounding_single_or_two_phase_lateral | 1 | 989541.01 | 989541.01 | 0 | 0 | 2077340.56 | 0 | 1087799.39
Circuit | SR09_lateral | strategic_undergrounding_freeway | 2 | 549456.02 | 549456.02 | 0 | 0 | 2507056.36 | 0 | 1957600.19
Circuit | SR09_lateral | distribution_circuit_resiliency | 3 | 324562.02 | 324562.02 | 0 | 0 | 2201800.91 | 0 | 1877238.75
Circuit | SR09_main | strategic_undergrounding_main | 1 | 816082.18 | 816082.18 | 0 | 0 | 2219923.14 | 0 | 1403840.85
Circuit | SR09_main | strategic_undergrounding_freeway | 2 | 709272.66 | 709272.66 | 0 | 0 | 2324001.43 | 0 | 1614728.62
Circuit | SR09_main | distribution_circuit_resiliency | 3 | 273236.06 | 273236.06 | 0 | 0 | 2665771.34 | 0 | 2392535.15
Circuit | SR10_lateral | strategic_undergrounding_single_or_two_phase_lateral | 1 | 1344621.84 | 1344621.84 | 0 | 0 | 1546335.1 | 0 | 201713.111
Circuit | SR10_lateral | strategic_undergrounding_freeway | 2 | 102005.23 | 102005.23 | 0 | 0 | 2762186.35 | 0 | 2660180.95
Circuit | SR10_lateral | distribution_circuit_resiliency | 3 | 97519.59 | 97519.59 | 0 | 0 | 2033102.82 | 0 | 1935583.07
Circuit | SR10_main | strategic_undergrounding_main | 1 | 1344517.84 | 1344517.84 | 0 | 0 | 1933131.43 | 0 | 588613.434
Circuit | SR10_main | distribution_circuit_resiliency | 2 | 298650.05 | 298650.05 | 0 | 0 | 2862364.88 | 0 | 2563714.67
Circuit | SR10_main | strategic_undergrounding_freeway | 3 | 297405.02 | 297405.02 | 0 | 0 | 2956641.65 | 0 | 2659236.5
Circuit | SR11_lateral | distribution_circuit_resiliency | 1 | 0 | 0 | 0 | 0 | 0 | 0 | 0
Circuit | SR11_lateral | strategic_undergrounding_freeway | 2 | 0 | 0 | 0 | 0 | 0 | 0 | 0
Circuit | SR11_lateral | strategic_undergrounding_single_or_two_phase_lateral | 3 | 0 | 0 | 0 | 0 | 0 | 0 | 0
Circuit | SR12_lateral | strategic_undergrounding_single_or_two_phase_lateral | 1 | 2582812.5 | 2582812.5 | 0 | 0 | 2932484.28 | 0 | 349671.644
Circuit | SR12_lateral | distribution_circuit_resiliency | 2 | 301711.06 | 301711.06 | 0 | 0 | 3994337.39 | 0 | 3692626.21
Circuit | SR12_lateral | strategic_undergrounding_three_phase_lateral | 3 | 175877.06 | 175877.06 | 0 | 0 | 5292130.63 | 0 | 5116253.41
Circuit | SR12_lateral | strategic_undergrounding_freeway | 4 | 614.14 | 614.14 | 0 | 0 | 5464105.02 | 0 | 5463490.74
Circuit | SR12_main | strategic_undergrounding_main | 1 | 1664551.64 | 1664551.64 | 0 | 0 | 1666986.11 | 0 | 2434.308
Circuit | SR12_main | distribution_circuit_resiliency | 2 | 432205.69 | 432205.69 | 0 | 0 | 2739802.4 | 0 | 2307596.59
Circuit | SR12_main | strategic_undergrounding_freeway | 3 | 1228.43 | 1228.43 | 0 | 0 | 3297104.89 | 0 | 3295876.33
Circuit | SR13_lateral | strategic_undergrounding_single_or_two_phase_lateral | 1 | 2835980.56 | 2835980.56 | 0 | 0 | 2838039.31 | 0 | 2058.5794
Circuit | SR13_lateral | distribution_circuit_resiliency | 2 | 80247.96 | 80247.96 | 0 | 0 | 3171370.8 | 0 | 3091122.73
Circuit | SR13_lateral | strategic_undergrounding_freeway | 3 | 1039.53 | 1039.53 | 0 | 0 | 5609856.26 | 0 | 5608816.59
Circuit | SR13_main | strategic_undergrounding_main | 1 | 2639408.24 | 2639408.24 | 0 | 0 | 3059358.55 | 0 | 419950.199
Circuit | SR13_main | distribution_circuit_resiliency | 2 | 705233.46 | 705233.46 | 0 | 0 | 4733416 | 0 | 4028182.42
Circuit | SR13_main | strategic_undergrounding_freeway | 3 | 212091.06 | 212091.06 | 0 | 0 | 5437185.16 | 0 | 5225093.93
Circuit | SR14_lateral | strategic_undergrounding_single_or_two_phase_lateral | 1 | 527750.22 | 527750.22 | 0 | 0 | 527750.367 | 0 | 0
Circuit | SR14_lateral | distribution_circuit_resiliency | 2 | 227773.24 | 227773.24 | 0 | 0 | 496422.413 | 0 | 268649.038
Circuit | SR14_lateral | strategic_undergrounding_freeway | 3 | 0 | 0 | 0 | 0 | 1044766.23 | 0 | 1044766.23
Circuit | SR14_main | strategic_undergrounding_main | 1 | 666140.04 | 666140.04 | 0 | 0 | 666140.199 | 0 | 0
Circuit | SR14_main | distribution_circuit_resiliency | 2 | 174883.39 | 174883.39 | 0 | 0 | 1092756.6 | 0 | 917873.059
Circuit | SR15_lateral | strategic_undergrounding_single_or_two_phase_lateral | 1 | 5673074.34 | 5673074.34 | 0 | 0 | 5673074.49 | 0 | 0
Circuit | SR15_lateral | distribution_circuit_resiliency | 2 | 694982.89 | 694982.89 | 0 | 0 | 7753838.05 | 0 | 7058855.06
Circuit | SR15_main | strategic_undergrounding_main | 1 | 3553364.37 | 3553364.37 | 0 | 0 | 3553364.51 | 0 | 0
Circuit | SR15_main | distribution_circuit_resiliency | 2 | 592026.78 | 592026.78 | 0 | 0 | 6271404.43 | 0 | 5679377.51
Circuit | SR16_lateral | strategic_undergrounding_single_or_two_phase_lateral | 1 | 77657.13 | 77657.13 | 0 | 0 | 165731.58 | 0 | 88074.2874
Circuit | SR16_lateral | strategic_undergrounding_freeway | 2 | 44503.97 | 44503.97 | 0 | 0 | 198190.046 | 0 | 153685.926
Circuit | SR16_lateral | distribution_circuit_resiliency | 3 | 41448.27 | 41448.27 | 0 | 0 | 159192.097 | 0 | 117743.7
Circuit | SR16_main | strategic_undergrounding_main | 1 | 85517.55 | 85517.55 | 0 | 0 | 172703.854 | 0 | 87186.1341
Circuit | SR16_main | strategic_undergrounding_freeway | 2 | 44054.13 | 44054.13 | 0 | 0 | 213295.073 | 0 | 169240.788
Circuit | SR16_main | distribution_circuit_resiliency | 3 | 16581.58 | 16581.58 | 0 | 0 | 235015.805 | 0 | 218434.092
Circuit | ST01_lateral | strategic_undergrounding_single_or_two_phase_lateral | 1 | 1183809.9 | 1183809.9 | 0 | 0 | 1249161.02 | 0 | 65350.9622
Circuit | ST01_lateral | distribution_circuit_resiliency | 2 | 147306.95 | 147306.95 | 0 | 0 | 1581486 | 0 | 1434178.93
Circuit | ST01_lateral | strategic_undergrounding_three_phase_lateral | 3 | 33173.38 | 33173.38 | 0 | 0 | 2365098.9 | 0 | 2331925.39
Circuit | ST01_main | strategic_undergrounding_main | 1 | 1019768.9 | 1019768.9 | 0 | 0 | 1019769.04 | 0 | 0
Circuit | ST01_main | distribution_circuit_resiliency | 2 | 119352.01 | 119352.01 | 0 | 0 | 1856149.66 | 0 | 1736797.53
Circuit | ST02_lateral | strategic_undergrounding_single_or_two_phase_lateral | 1 | 555925.19 | 555925.19 | 0 | 0 | 699929.176 | 0 | 144003.846
Circuit | ST02_lateral | distribution_circuit_resiliency | 2 | 120952.41 | 120952.41 | 0 | 0 | 763592.586 | 0 | 642640.06
Circuit | ST02_lateral | strategic_undergrounding_three_phase_lateral | 3 | 73033.79 | 73033.79 | 0 | 0 | 1169413.73 | 0 | 1096379.78
Circuit | ST02_main | strategic_undergrounding_main | 1 | 473894.4 | 473894.4 | 0 | 0 | 473894.539 | 0 | 0
Circuit | ST02_main | distribution_circuit_resiliency | 2 | 89165.07 | 89165.07 | 0 | 0 | 820188.848 | 0 | 731023.641
Circuit | ST03_lateral | strategic_undergrounding_single_or_two_phase_lateral | 1 | 827540.77 | 827540.77 | 0 | 0 | 871767.477 | 0 | 44226.5323
Circuit | ST03_lateral | distribution_circuit_resiliency | 2 | 42017.2 | 42017.2 | 0 | 0 | 1155928.85 | 0 | 1113911.55
Circuit | ST03_lateral | strategic_undergrounding_freeway | 3 | 22440.2 | 22440.2 | 0 | 0 | 1653709.52 | 0 | 1631269.17
Circuit | ST03_main | strategic_undergrounding_main | 1 | 512592.65 | 512592.65 | 0 | 0 | 519963.901 | 0 | 7371.0888
Circuit | ST03_main | distribution_circuit_resiliency | 2 | 167401.8 | 167401.8 | 0 | 0 | 803309.069 | 0 | 635907.125
Circuit | ST03_main | strategic_undergrounding_freeway | 3 | 3739.94 | 3739.94 | 0 | 0 | 1014137.32 | 0 | 1010397.27
Circuit | ST04_lateral | strategic_undergrounding_single_or_two_phase_lateral | 1 | 1363315.26 | 1363315.26 | 0 | 0 | 2117237.67 | 0 | 753922.286
Circuit | ST04_lateral | strategic_undergrounding_three_phase_lateral | 2 | 382150.13 | 382150.13 | 0 | 0 | 3072696.19 | 0 | 2690545.91
Circuit | ST04_lateral | distribution_circuit_resiliency | 3 | 151749.95 | 151749.95 | 0 | 0 | 2470822.14 | 0 | 2319072.04
Circuit | ST04_main | strategic_undergrounding_main | 1 | 823414.33 | 823414.33 | 0 | 0 | 823414.448 | 0 | 0
Circuit | ST04_main | distribution_circuit_resiliency | 2 | 179987.72 | 179987.72 | 0 | 0 | 1393362.81 | 0 | 1213374.97
Circuit | ST05_lateral | strategic_undergrounding_single_or_two_phase_lateral | 1 | 2632776.43 | 2632776.43 | 0 | 0 | 2693983.83 | 0 | 61207.2681
Circuit | ST05_lateral | distribution_circuit_resiliency | 2 | 262109.22 | 262109.22 | 0 | 0 | 3721870.77 | 0 | 3459761.4
Circuit | ST05_lateral | strategic_undergrounding_three_phase_lateral | 3 | 31068.99 | 31068.99 | 0 | 0 | 5220747.74 | 0 | 5189678.61
Circuit | ST05_main | strategic_undergrounding_main | 1 | 1222300.33 | 1222300.33 | 0 | 0 | 1222300.5 | 0 | 0
Circuit | ST05_main | distribution_circuit_resiliency | 2 | 125084.78 | 125084.78 | 0 | 0 | 2248567.49 | 0 | 2123482.6
Circuit | ST06_lateral | strategic_undergrounding_single_or_two_phase_lateral | 1 | 1441553.84 | 1441553.84 | 0 | 0 | 1471035.66 | 0 | 29481.6821
Circuit | ST06_lateral | distribution_circuit_resiliency | 2 | 117241.03 | 117241.03 | 0 | 0 | 2009895.69 | 0 | 1892654.55
Circuit | ST06_lateral | strategic_undergrounding_three_phase_lateral | 3 | 14965.6 | 14965.6 | 0 | 0 | 2855267.5 | 0 | 2840301.76
Circuit | ST06_main | strategic_undergrounding_main | 1 | 740207.84 | 740207.84 | 0 | 0 | 740207.997 | 0 | 0
Circuit | ST06_main | distribution_circuit_resiliency | 2 | 131857.1 | 131857.1 | 0 | 0 | 1289730.82 | 0 | 1157873.58
Circuit | ST07_lateral | strategic_undergrounding_single_or_two_phase_lateral | 1 | 2756056.13 | 2756056.13 | 0 | 0 | 3290399.55 | 0 | 534343.265
Circuit | ST07_lateral | distribution_circuit_resiliency | 2 | 565042.75 | 565042.75 | 0 | 0 | 3658580.31 | 0 | 3093537.45
Circuit | ST07_lateral | strategic_undergrounding_three_phase_lateral | 3 | 271245.24 | 271245.24 | 0 | 0 | 5702431.44 | 0 | 5431186.05
Circuit | ST07_main | strategic_undergrounding_main | 1 | 2070092.07 | 2070092.07 | 0 | 0 | 2070092.23 | 0 | 0
Circuit | ST07_main | distribution_circuit_resiliency | 2 | 108969.88 | 108969.88 | 0 | 0 | 3940219.51 | 0 | 3831249.49
Circuit | ST08_lateral | strategic_undergrounding_single_or_two_phase_lateral | 1 | 750681.54 | 750681.54 | 0 | 0 | 811885.719 | 0 | 61204.0547
Circuit | ST08_lateral | distribution_circuit_resiliency | 2 | 173773.53 | 173773.53 | 0 | 0 | 926644.915 | 0 | 752871.244
Circuit | ST08_lateral | strategic_undergrounding_freeway | 3 | 30544.63 | 30544.63 | 0 | 0 | 1511254.87 | 0 | 1480710.1
Circuit | ST08_lateral | strategic_undergrounding_three_phase_lateral | 4 | 509.53 | 509.53 | 0 | 0 | 1540413.93 | 0 | 1539904.25
Circuit | ST08_main | strategic_undergrounding_main | 1 | 783772.85 | 783772.85 | 0 | 0 | 844975.447 | 0 | 61202.4168
Circuit | ST08_main | distribution_circuit_resiliency | 2 | 188760.56 | 188760.56 | 0 | 0 | 1364349.01 | 0 | 1175588.33
Circuit | ST08_main | strategic_undergrounding_freeway | 3 | 31053.68 | 31053.68 | 0 | 0 | 1575977.96 | 0 | 1544924.11
Circuit | ST09_lateral | strategic_undergrounding_single_or_two_phase_lateral | 1 | 844987.54 | 844987.54 | 0 | 0 | 844987.697 | 0 | 0
Circuit | ST09_lateral | distribution_circuit_resiliency | 2 | 8575.27 | 8575.27 | 0 | 0 | 1078603.5 | 0 | 1070028.09
Circuit | ST09_lateral | strategic_undergrounding_three_phase_lateral | 3 | 0 | 0 | 0 | 0 | 1664804.02 | 0 | 1664804.02
Circuit | ST09_main | strategic_undergrounding_main | 1 | 907544.42 | 907544.42 | 0 | 0 | 907544.561 | 0 | 0
Circuit | ST09_main | distribution_circuit_resiliency | 2 | 180987.58 | 180987.58 | 0 | 0 | 1556469.61 | 0 | 1375481.89
Circuit | ST10_lateral | strategic_undergrounding_single_or_two_phase_lateral | 1 | 1163809.8 | 1163809.8 | 0 | 0 | 1547527.78 | 0 | 383717.842
Circuit | ST10_lateral | strategic_undergrounding_three_phase_lateral | 2 | 195606.79 | 195606.79 | 0 | 0 | 2488350.13 | 0 | 2292743.2
Circuit | ST10_lateral | distribution_circuit_resiliency | 3 | 120112.23 | 120112.23 | 0 | 0 | 1857086.66 | 0 | 1736974.31
Circuit | ST10_main | strategic_undergrounding_main | 1 | 1150185.99 | 1150185.99 | 0 | 0 | 1150186.1 | 0 | 0
Circuit | ST10_main | distribution_circuit_resiliency | 2 | 270929.97 | 270929.97 | 0 | 0 | 1919236.88 | 0 | 1648306.77
Circuit | ST11_lateral | strategic_undergrounding_single_or_two_phase_lateral | 1 | 681068.25 | 681068.25 | 0 | 0 | 681451.616 | 0 | 383.2217
Circuit | ST11_lateral | distribution_circuit_resiliency | 2 | 133577.77 | 133577.77 | 0 | 0 | 908701.636 | 0 | 775123.739
Circuit | ST11_lateral | strategic_undergrounding_three_phase_lateral | 3 | 194.22 | 194.22 | 0 | 0 | 1342729.64 | 0 | 1342535.29
Circuit | ST11_main | strategic_undergrounding_main | 1 | 474911.6 | 474911.6 | 0 | 0 | 474911.725 | 0 | 0
Circuit | ST11_main | distribution_circuit_resiliency | 2 | 89186.93 | 89186.93 | 0 | 0 | 821941.919 | 0 | 732754.875
Circuit | ST12_lateral | strategic_undergrounding_single_or_two_phase_lateral | 1 | 1185283.87 | 1185283.87 | 0 | 0 | 1185284 | 0 | 0
Circuit | ST12_lateral | distribution_circuit_resiliency | 2 | 410530.81 | 410530.81 | 0 | 0 | 1273137.47 | 0 | 862606.509
Circuit | ST12_main | strategic_undergrounding_main | 1 | 770660.69 | 770660.69 | 0 | 0 | 770660.821 | 0 | 0
Circuit | ST12_main | distribution_circuit_resiliency | 2 | 20096.44 | 20096.44 | 0 | 0 | 1493728.72 | 0 | 1473632.14
Circuit | ST13_lateral | strategic_undergrounding_single_or_two_phase_lateral | 1 | 1941465.13 | 1941465.13 | 0 | 0 | 1962235.51 | 0 | 20770.2066
Circuit | ST13_lateral | distribution_circuit_resiliency | 2 | 513491.97 | 513491.97 | 0 | 0 | 2000097.69 | 0 | 1486605.58
Circuit | ST13_lateral | strategic_undergrounding_three_phase_lateral | 3 | 10535.51 | 10535.51 | 0 | 0 | 3837266.26 | 0 | 3826730.57
Circuit | ST13_main | strategic_undergrounding_main | 1 | 2561346.95 | 2561346.95 | 0 | 0 | 2561347.08 | 0 | 0
Circuit | ST13_main | distribution_circuit_resiliency | 2 | 515922.89 | 515922.89 | 0 | 0 | 4387612.4 | 0 | 3871689.38
Circuit | ST14_lateral | strategic_undergrounding_single_or_two_phase_lateral | 1 | 1378346.42 | 1378346.42 | 0 | 0 | 1380248.41 | 0 | 1901.8467
Circuit | ST14_lateral | distribution_circuit_resiliency | 2 | 337588.4 | 337588.4 | 0 | 0 | 1563390.86 | 0 | 1225802.31
Circuit | ST14_lateral | strategic_undergrounding_three_phase_lateral | 3 | 964.39 | 964.39 | 0 | 0 | 2718703.45 | 0 | 2717738.9
Circuit | ST14_main | strategic_undergrounding_main | 1 | 1306004.94 | 1306004.94 | 0 | 0 | 1306005.07 | 0 | 0
Circuit | ST14_main | distribution_circuit_resiliency | 2 | 313415.42 | 313415.42 | 0 | 0 | 2173421.58 | 0 | 1860006.04
Circuit | ST15_lateral | strategic_undergrounding_single_or_two_phase_lateral | 1 | 568939.06 | 568939.06 | 0 | 0 | 575893.154 | 0 | 6953.9487
Circuit | ST15_lateral | distribution_circuit_resiliency | 2 | 170603.19 | 170603.19 | 0 | 0 | 633433.314 | 0 | 462830.006
Circuit | ST15_lateral | strategic_undergrounding_three_phase_lateral | 3 | 3525.68 | 3525.68 | 0 | 0 | 1125947.86 | 0 | 1122422.01
Circuit | ST15_main | strategic_undergrounding_main | 1 | 553023.5 | 553023.5 | 0 | 0 | 553023.66 | 0 | 0
Circuit | ST15_main | distribution_circuit_resiliency | 2 | 89885.81 | 89885.81 | 0 | 0 | 975619.275 | 0 | 885733.3
Circuit | ST16_lateral | strategic_undergrounding_single_or_two_phase_lateral | 1 | 716636.39 | 716636.39 | 0 | 0 | 785888.753 | 0 | 69252.218
Circuit | ST16_lateral | distribution_circuit_resiliency | 2 | 113135.21 | 113135.21 | 0 | 0 | 964077.507 | 0 | 850942.151
Circuit | ST16_lateral | strategic_undergrounding_three_phase_lateral | 3 | 35138.93 | 35138.93 | 0 | 0 | 1447286.63 | 0 | 1412147.54
Circuit | ST16_main | strategic_undergrounding_main | 1 | 830037.77 | 830037.77 | 0 | 0 | 830037.921 | 0 | 0
Circuit | ST16_main | distribution_circuit_resiliency | 2 | 190708.37 | 190708.37 | 0 | 0 | 1391776.02 | 0 | 1201067.53
Circuit | STF01_lateral | strategic_undergrounding_single_or_two_phase_lateral | 1 | 140783.45 | 140783.45 | 0 | 0 | 140783.566 | 0 | 0
Circuit | STF01_lateral | distribution_circuit_resiliency | 2 | 77074.31 | 77074.31 | 0 | 0 | 128905.406 | 0 | 51830.9826
Circuit | STF01_main | strategic_undergrounding_main | 1 | 508307.59 | 508307.59 | 0 | 0 | 508307.745 | 0 | 0
Circuit | STF01_main | distribution_circuit_resiliency | 2 | 219668.23 | 219668.23 | 0 | 0 | 719566.889 | 0 | 499898.521
Circuit | STF02_lateral | strategic_undergrounding_single_or_two_phase_lateral | 1 | 91522.6 | 91522.6 | 0 | 0 | 92572.3012 | 0 | 1049.604
Circuit | STF02_lateral | distribution_circuit_resiliency | 2 | 64225.76 | 64225.76 | 0 | 0 | 82508.0171 | 0 | 18282.1125
Circuit | STF02_lateral | strategic_undergrounding_three_phase_lateral | 3 | 534.28 | 534.28 | 0 | 0 | 180127.345 | 0 | 179592.909
Circuit | STF02_main | strategic_undergrounding_main | 1 | 587537.73 | 587537.73 | 0 | 0 | 587537.888 | 0 | 0
Circuit | STF02_main | distribution_circuit_resiliency | 2 | 253971.45 | 253971.45 | 0 | 0 | 830691.747 | 0 | 576720.155
Circuit | STF04_lateral | strategic_undergrounding_single_or_two_phase_lateral | 1 | 466842.24 | 466842.24 | 0 | 0 | 466842.435 | 0 | 0
Circuit | STF04_lateral | distribution_circuit_resiliency | 2 | 0 | 0 | 0 | 0 | 512382.561 | 0 | 512382.561
Circuit | STF04_lateral | strategic_undergrounding_freeway | 3 | 0 | 0 | 0 | 0 | 916100.343 | 0 | 916100.343
Circuit | STF04_main | strategic_undergrounding_main | 1 | 3840972.69 | 3840972.69 | 0 | 0 | 4238724.93 | 0 | 397752.115
Circuit | STF04_main | distribution_circuit_resiliency | 2 | 1690316.4 | 1690316.4 | 0 | 0 | 5789018.28 | 0 | 4098701.75
Circuit | STF04_main | strategic_undergrounding_freeway | 3 | 202719.98 | 202719.98 | 0 | 0 | 7740763.51 | 0 | 7538043.39
Circuit | STF05_lateral | strategic_undergrounding_single_or_two_phase_lateral | 1 | 571018.13 | 571018.13 | 0 | 0 | 571018.277 | 0 | 0
Circuit | STF05_lateral | distribution_circuit_resiliency | 2 | 7009.35 | 7009.35 | 0 | 0 | 776738.902 | 0 | 769729.424
Circuit | STF05_lateral | strategic_undergrounding_freeway | 3 | 0 | 0 | 0 | 0 | 1123210.93 | 0 | 1123210.93
Circuit | STF05_main | strategic_undergrounding_main | 1 | 1654622.96 | 1654622.96 | 0 | 0 | 1654623.11 | 0 | 0
Circuit | STF05_main | distribution_circuit_resiliency | 2 | 707997.96 | 707997.96 | 0 | 0 | 2351415.91 | 0 | 1643417.83
Circuit | STF06_lateral | strategic_undergrounding_single_or_two_phase_lateral | 1 | 584298.86 | 584298.86 | 0 | 0 | 1142309.28 | 0 | 558010.283
Circuit | STF06_lateral | strategic_undergrounding_freeway | 2 | 283857.74 | 283857.74 | 0 | 0 | 1431961.06 | 0 | 1148103.16
Circuit | STF06_lateral | distribution_circuit_resiliency | 3 | 176833.83 | 176833.83 | 0 | 0 | 1270644.88 | 0 | 1093810.91
Circuit | STF06_lateral | strategic_undergrounding_three_phase_lateral | 4 | 246.86 | 246.86 | 0 | 0 | 1705390.18 | 0 | 1705143.19
Circuit | STF06_main | strategic_undergrounding_main | 1 | 468971.04 | 468971.04 | 0 | 0 | 636356.775 | 0 | 167385.586
Circuit | STF06_main | distribution_circuit_resiliency | 2 | 157222.02 | 157222.02 | 0 | 0 | 888504.547 | 0 | 731282.413
Circuit | STF06_main | strategic_undergrounding_freeway | 3 | 85221.74 | 85221.74 | 0 | 0 | 1006325.29 | 0 | 921103.412
Circuit | STF08_lateral | strategic_undergrounding_freeway | 1 | 0 | 0 | 0 | 0 | 0 | 0 | 0
Circuit | STF41_lateral | strategic_undergrounding_single_or_two_phase_lateral | 1 | 2081793.03 | 2081793.03 | 0 | 0 | 4812289.06 | 0 | 2730495.9
Circuit | STF41_lateral | strategic_undergrounding_freeway | 2 | 1114399.7 | 1114399.7 | 0 | 0 | 5745023.33 | 0 | 4630623.51
Circuit | STF41_lateral | distribution_circuit_resiliency | 3 | 669720.9 | 669720.9 | 0 | 0 | 5159881.41 | 0 | 4490160.37
Circuit | STF41_lateral | strategic_undergrounding_three_phase_lateral | 4 | 274650.18 | 274650.18 | 0 | 0 | 6556181.44 | 0 | 6281531.13
Circuit | STF41_main | strategic_undergrounding_main | 1 | 2124608.68 | 2124608.68 | 0 | 0 | 4674521.16 | 0 | 2549912.32
Circuit | STF41_main | strategic_undergrounding_freeway | 2 | 1297394.49 | 1297394.49 | 0 | 0 | 5473079.72 | 0 | 4175685.07
Circuit | STF41_main | distribution_circuit_resiliency | 3 | 865329.79 | 865329.79 | 0 | 0 | 5622704.08 | 0 | 4757374.19
Circuit | STF42_lateral | strategic_undergrounding_single_or_two_phase_lateral | 1 | 1646817.57 | 1646817.57 | 0 | 0 | 2437707.12 | 0 | 790889.361
Circuit | STF42_lateral | distribution_circuit_resiliency | 2 | 652519.49 | 652519.49 | 0 | 0 | 2439569.89 | 0 | 1787050.29
Circuit | STF42_lateral | strategic_undergrounding_three_phase_lateral | 3 | 396807.09 | 396807.09 | 0 | 0 | 3643647.07 | 0 | 3246839.84
Circuit | STF42_lateral | strategic_undergrounding_freeway | 4 | 4295.86 | 4295.86 | 0 | 0 | 4025137.38 | 0 | 4020841.38
Circuit | STF42_main | strategic_undergrounding_main | 1 | 3519053.54 | 3519053.54 | 0 | 0 | 4105007.86 | 0 | 585954.143
Circuit | STF42_main | distribution_circuit_resiliency | 2 | 1162618.49 | 1162618.49 | 0 | 0 | 6023241.66 | 0 | 4860623.03
Circuit | STF42_main | strategic_undergrounding_freeway | 3 | 297979.05 | 297979.05 | 0 | 0 | 7217726.39 | 0 | 6919747.19
Circuit | STF43_lateral | strategic_undergrounding_single_or_two_phase_lateral | 1 | 1753513.39 | 1753513.39 | 0 | 0 | 1754431.33 | 0 | 917.7954
Circuit | STF43_lateral | distribution_circuit_resiliency | 2 | 954035.3 | 954035.3 | 0 | 0 | 1683624.66 | 0 | 729589.249
Circuit | STF43_lateral | strategic_undergrounding_freeway | 3 | 467.18 | 467.18 | 0 | 0 | 3445304.71 | 0 | 3444837.39
Circuit | STF43_main | strategic_undergrounding_main | 1 | 3275727.34 | 3275727.34 | 0 | 0 | 3878719.01 | 0 | 602991.553
Circuit | STF43_main | distribution_circuit_resiliency | 2 | 1271717.68 | 1271717.68 | 0 | 0 | 5420136.44 | 0 | 4148418.63
Circuit | STF43_main | strategic_undergrounding_freeway | 3 | 307030.19 | 307030.19 | 0 | 0 | 6742528.33 | 0 | 6435498
Circuit | STF44_lateral | strategic_undergrounding_single_or_two_phase_lateral | 1 | 230401.81 | 230401.81 | 0 | 0 | 335048.162 | 0 | 104646.21
Circuit | STF44_lateral | distribution_circuit_resiliency | 2 | 137772.79 | 137772.79 | 0 | 0 | 315096.55 | 0 | 177323.625
Circuit | STF44_lateral | strategic_undergrounding_three_phase_lateral | 3 | 52710.48 | 52710.48 | 0 | 0 | 506414.268 | 0 | 453703.609
Circuit | STF44_lateral | strategic_undergrounding_freeway | 4 | 572.82 | 572.82 | 0 | 0 | 556672.305 | 0 | 556099.363
Circuit | STF44_main | strategic_undergrounding_main | 1 | 449344.93 | 449344.93 | 0 | 0 | 449345.065 | 0 | 0
Circuit | STF44_main | distribution_circuit_resiliency | 2 | 189275.83 | 189275.83 | 0 | 0 | 641854.348 | 0 | 452578.381
Circuit | STF46_lateral | distribution_circuit_resiliency | 1 | 0 | 0 | 0 | 0 | 0 | 0 | 0
Circuit | STF46_lateral | strategic_undergrounding_single_or_two_phase_lateral | 2 | 0 | 0 | 0 | 0 | 0 | 0 | 0
Circuit | STF46_main | strategic_undergrounding_main | 1 | 0 | 0 | 0 | 0 | 0 | 0 | 0
Circuit | STL41_lateral | strategic_undergrounding_single_or_two_phase_lateral | 1 | 12597856.3 | 12597856.3 | 0 | 0 | 13677059.5 | 0 | 1079203.1
Circuit | STL41_lateral | distribution_circuit_resiliency | 2 | 2989259.46 | 2989259.46 | 0 | 0 | 16364244.4 | 0 | 13374984.8
Circuit | STL41_lateral | strategic_undergrounding_three_phase_lateral | 3 | 548946.85 | 548946.85 | 0 | 0 | 25081960.5 | 0 | 24533013.5
Circuit | STL41_lateral | strategic_undergrounding_freeway | 4 | 657.48 | 657.48 | 0 | 0 | 25610293.2 | 0 | 25609635.6
Circuit | STL41_main | strategic_undergrounding_main | 1 | 9769907.78 | 9769907.78 | 0 | 0 | 9771198.43 | 0 | 1290.5303
Circuit | STL41_main | distribution_circuit_resiliency | 2 | 4317170.98 | 4317170.98 | 0 | 0 | 13663730.6 | 0 | 9346559.51
Circuit | STL41_main | strategic_undergrounding_freeway | 3 | 657.48 | 657.48 | 0 | 0 | 19169549.7 | 0 | 19168892.1
Circuit | STL42_lateral | strategic_undergrounding_single_or_two_phase_lateral | 1 | 32194089.6 | 32194089.6 | 0 | 0 | 48039178.5 | 0 | 15845088.8
Circuit | STL42_lateral | distribution_circuit_resiliency | 2 | 8134195.01 | 8134195.01 | 0 | 0 | 54916189 | 0 | 46781993.8
Circuit | STL42_lateral | strategic_undergrounding_three_phase_lateral | 3 | 4295993.67 | 4295993.67 | 0 | 0 | 74581588.5 | 0 | 70285594.7
Circuit | STL42_lateral | strategic_undergrounding_freeway | 4 | 3764012.49 | 3764012.49 | 0 | 0 | 75081739.7 | 0 | 71317727
Circuit | STL42_main | strategic_undergrounding_main | 1 | 20998916 | 20998916 | 0 | 0 | 27035927.8 | 0 | 6037011.55
Circuit | STL42_main | distribution_circuit_resiliency | 2 | 8370776.46 | 8370776.46 | 0 | 0 | 36579638.9 | 0 | 28208862.3
Circuit | STL42_main | strategic_undergrounding_freeway | 3 | 3068988.82 | 3068988.82 | 0 | 0 | 44091184.6 | 0 | 41022195.6
Circuit | STL43_lateral | strategic_undergrounding_single_or_two_phase_lateral | 1 | 40640848.5 | 40640848.5 | 0 | 0 | 49439717.3 | 0 | 8798868.68
Circuit | STL43_lateral | distribution_circuit_resiliency | 2 | 10010249.8 | 10010249.8 | 0 | 0 | 58909403.7 | 0 | 48899153.7
Circuit | STL43_lateral | strategic_undergrounding_three_phase_lateral | 3 | 4050834.22 | 4050834.22 | 0 | 0 | 85198755.1 | 0 | 81147920.8
Circuit | STL43_lateral | strategic_undergrounding_freeway | 4 | 421468.83 | 421468.83 | 0 | 0 | 88704505.6 | 0 | 88283036.6
Circuit | STL43_main | strategic_undergrounding_main | 1 | 24249646.8 | 24249646.8 | 0 | 0 | 24249646.9 | 0 | 0
Circuit | STL43_main | distribution_circuit_resiliency | 2 | 9413070.36 | 9413070.36 | 0 | 0 | 35705462.6 | 0 | 26292392.1
Circuit | STL44_lateral | strategic_undergrounding_single_or_two_phase_lateral | 1 | 8227773.36 | 8227773.36 | 0 | 0 | 11655132.8 | 0 | 3427359.33
Circuit | STL44_lateral | distribution_circuit_resiliency | 2 | 2074404.89 | 2074404.89 | 0 | 0 | 13936043.9 | 0 | 11861638.9
Circuit | STL44_lateral | strategic_undergrounding_freeway | 3 | 1741997.59 | 1741997.59 | 0 | 0 | 17861588.7 | 0 | 16119591
Circuit | STL44_lateral | strategic_undergrounding_three_phase_lateral | 4 | 2941.04 | 2941.04 | 0 | 0 | 19538333.2 | 0 | 19535392.1
Circuit | STL44_main | strategic_undergrounding_main | 1 | 5512447.9 | 5512447.9 | 0 | 0 | 7345275.66 | 0 | 1832827.59
Circuit | STL44_main | distribution_circuit_resiliency | 2 | 2231659.37 | 2231659.37 | 0 | 0 | 9806493.37 | 0 | 7574833.88
Circuit | STL44_main | strategic_undergrounding_freeway | 3 | 933260.44 | 933260.44 | 0 | 0 | 11732751.3 | 0 | 10799490.7
Circuit | STL45_lateral | strategic_undergrounding_single_or_two_phase_lateral | 1 | 2639583.5 | 2639583.5 | 0 | 0 | 2788189.53 | 0 | 148605.902
Circuit | STL45_lateral | distribution_circuit_resiliency | 2 | 905658.3 | 905658.3 | 0 | 0 | 3282535.58 | 0 | 2376877.12
Circuit | STL45_lateral | strategic_undergrounding_three_phase_lateral | 3 | 75174.02 | 75174.02 | 0 | 0 | 5180231.28 | 0 | 5105057.09
Circuit | STL45_main | strategic_undergrounding_main | 1 | 2679859.76 | 2679859.76 | 0 | 0 | 2682579.32 | 0 | 2719.4127
Circuit | STL45_main | distribution_circuit_resiliency | 2 | 1130877.38 | 1130877.38 | 0 | 0 | 3773847.49 | 0 | 2642969.97
Circuit | STL45_main | strategic_undergrounding_freeway | 3 | 1385.11 | 1385.11 | 0 | 0 | 5172083.54 | 0 | 5170698.28
Circuit | STL46_lateral | strategic_undergrounding_single_or_two_phase_lateral | 1 | 14119624.7 | 14119624.7 | 0 | 0 | 14709751.7 | 0 | 590126.845
Circuit | STL46_lateral | distribution_circuit_resiliency | 2 | 4564410.98 | 4564410.98 | 0 | 0 | 17314555.5 | 0 | 12750144.4
Circuit | STL46_lateral | strategic_undergrounding_freeway | 3 | 162834.3 | 162834.3 | 0 | 0 | 27826726.5 | 0 | 27663892
Circuit | STL46_lateral | strategic_undergrounding_three_phase_lateral | 4 | 136540.62 | 136540.62 | 0 | 0 | 27849705.4 | 0 | 27713164.6
Circuit | STL46_main | strategic_undergrounding_main | 1 | 10119823.6 | 10119823.6 | 0 | 0 | 10119823.7 | 0 | 0
Circuit | STL46_main | distribution_circuit_resiliency | 2 | 4000430.26 | 4000430.26 | 0 | 0 | 14702259.5 | 0 | 10701829.1
Circuit | STW01_lateral | strategic_undergrounding_single_or_two_phase_lateral | 1 | 4570613.16 | 4570613.16 | 0 | 0 | 6961704.47 | 0 | 2391091.18
Circuit | STW01_lateral | distribution_circuit_resiliency | 2 | 642943.72 | 642943.72 | 0 | 0 | 8477948.04 | 0 | 7835004.19
Circuit | STW01_lateral | strategic_undergrounding_three_phase_lateral | 3 | 617078.86 | 617078.86 | 0 | 0 | 10709779.5 | 0 | 10092700.4
Circuit | STW01_lateral | strategic_undergrounding_freeway | 4 | 610588.01 | 610588.01 | 0 | 0 | 10715824.5 | 0 | 10105236.4
Circuit | STW01_main | strategic_undergrounding_main | 1 | 6570467.31 | 6570467.31 | 0 | 0 | 8697509.99 | 0 | 2127042.53
Circuit | STW01_main | distribution_circuit_resiliency | 2 | 2260709.19 | 2260709.19 | 0 | 0 | 11800673.8 | 0 | 9539964.51
Circuit | STW01_main | strategic_undergrounding_freeway | 3 | 1091808.81 | 1091808.81 | 0 | 0 | 13890454.6 | 0 | 12798645.6
Circuit | STW02_lateral | strategic_undergrounding_single_or_two_phase_lateral | 1 | 12875722.6 | 12875722.6 | 0 | 0 | 18335401.3 | 0 | 5459678.54
Circuit | STW02_lateral | strategic_undergrounding_three_phase_lateral | 2 | 2396191.07 | 2396191.07 | 0 | 0 | 28270598.7 | 0 | 25874407.5
Circuit | STW02_lateral | distribution_circuit_resiliency | 3 | 1472330.53 | 1472330.53 | 0 | 0 | 22203958.1 | 0 | 20731627.5
Circuit | STW02_lateral | strategic_undergrounding_freeway | 4 | 405757.1 | 405757.1 | 0 | 0 | 30158222.5 | 0 | 29752465.3
Circuit | STW02_main | strategic_undergrounding_main | 1 | 12648795.9 | 12648795.9 | 0 | 0 | 13948700.6 | 0 | 1299904.5
Circuit | STW02_main | distribution_circuit_resiliency | 2 | 3646535.32 | 3646535.32 | 0 | 0 | 20897836.6 | 0 | 17251301.2
Circuit | STW02_main | strategic_undergrounding_freeway | 3 | 667098.98 | 667098.98 | 0 | 0 | 25310188.8 | 0 | 24643089.6
Circuit | STW03_lateral | strategic_undergrounding_single_or_two_phase_lateral | 1 | 5979952.19 | 5979952.19 | 0 | 0 | 8531365.79 | 0 | 2551413.45
Circuit | STW03_lateral | distribution_circuit_resiliency | 2 | 941773.96 | 941773.96 | 0 | 0 | 10129803.6 | 0 | 9188029.46
Circuit | STW03_lateral | strategic_undergrounding_freeway | 3 | 802473.45 | 802473.45 | 0 | 0 | 13436095.9 | 0 | 12633622.3
Circuit | STW03_lateral | strategic_undergrounding_three_phase_lateral | 4 | 507858.78 | 507858.78 | 0 | 0 | 13715105.8 | 0 | 13207246.9
Circuit | STW03_main | strategic_undergrounding_main | 1 | 8149288.34 | 8149288.34 | 0 | 0 | 9827194.47 | 0 | 1677905.98
Circuit | STW03_main | distribution_circuit_resiliency | 2 | 3042934.31 | 3042934.31 | 0 | 0 | 13346359.4 | 0 | 10303425
Circuit | STW03_main | strategic_undergrounding_freeway | 3 | 861711.15 | 861711.15 | 0 | 0 | 16732336.6 | 0 | 15870625.3
Circuit | STW04_lateral | strategic_undergrounding_single_or_two_phase_lateral | 1 | 675461.35 | 675461.35 | 0 | 0 | 761623.21 | 0 | 86161.6682
Circuit | STW04_lateral | distribution_circuit_resiliency | 2 | 60834.46 | 60834.46 | 0 | 0 | 1003874.16 | 0 | 943039.585
Circuit | STW04_lateral | strategic_undergrounding_three_phase_lateral | 3 | 29420.03 | 29420.03 | 0 | 0 | 1373845.46 | 0 | 1344425.28
Circuit | STW04_lateral | strategic_undergrounding_freeway | 4 | 14831.51 | 14831.51 | 0 | 0 | 1387661.89 | 0 | 1372830.23
Circuit | STW04_main | strategic_undergrounding_main | 1 | 511834.9 | 511834.9 | 0 | 0 | 540713.42 | 0 | 28878.3613
Circuit | STW04_main | distribution_circuit_resiliency | 2 | 216621.22 | 216621.22 | 0 | 0 | 727175.669 | 0 | 510554.317
Circuit | STW04_main | strategic_undergrounding_freeway | 3 | 14831.51 | 14831.51 | 0 | 0 | 1011782.41 | 0 | 996950.75
Circuit | STW05_lateral | strategic_undergrounding_single_or_two_phase_lateral | 1 | 7234389.65 | 7234389.65 | 0 | 0 | 8549573.67 | 0 | 1315183.86
Circuit | STW05_lateral | distribution_circuit_resiliency | 2 | 635249.47 | 635249.47 | 0 | 0 | 8638994.55 | 0 | 8003744.97
Circuit | STW05_lateral | strategic_undergrounding_freeway | 3 | 457467.78 | 457467.78 | 0 | 0 | 14987872.3 | 0 | 14530404.3
Circuit | STW05_lateral | strategic_undergrounding_three_phase_lateral | 4 | 217237.4 | 217237.4 | 0 | 0 | 15215193.1 | 0 | 14997955.5
Circuit | STW05_main | strategic_undergrounding_main | 1 | 5623175.72 | 5623175.72 | 0 | 0 | 7109451.95 | 0 | 1486276.06
Circuit | STW05_main | distribution_circuit_resiliency | 2 | 3334935.08 | 3334935.08 | 0 | 0 | 7839500.63 | 0 | 4504565.44
Circuit | STW05_main | strategic_undergrounding_freeway | 3 | 761586.35 | 761586.35 | 0 | 0 | 11723373 | 0 | 10961786.5
Circuit | SW03_lateral | strategic_undergrounding_single_or_two_phase_lateral | 1 | 8497706.67 | 8497706.67 | 0 | 0 | 8801634.52 | 0 | 303927.693
Circuit | SW03_lateral | distribution_circuit_resiliency | 2 | 693106.58 | 693106.58 | 0 | 0 | 11657659.5 | 0 | 10964552.8
Circuit | SW03_lateral | strategic_undergrounding_freeway | 3 | 100942.84 | 100942.84 | 0 | 0 | 16993470.1 | 0 | 16892527.1
Circuit | SW03_lateral | strategic_undergrounding_three_phase_lateral | 4 | 52765.5 | 52765.5 | 0 | 0 | 17040553.7 | 0 | 16987788
Circuit | SW03_main | strategic_undergrounding_main | 1 | 4737221.51 | 4737221.51 | 0 | 0 | 5116753.25 | 0 | 379531.595
Circuit | SW03_main | distribution_circuit_resiliency | 2 | 1592483.68 | 1592483.68 | 0 | 0 | 7693364 | 0 | 6100880.18
Circuit | SW03_main | strategic_undergrounding_freeway | 3 | 191944.46 | 191944.46 | 0 | 0 | 9560153.89 | 0 | 9368209.26
Circuit | SW04_lateral | strategic_undergrounding_single_or_two_phase_lateral | 1 | 7103512.88 | 7103512.88 | 0 | 0 | 8112516.51 | 0 | 1009003.46
Circuit | SW04_lateral | distribution_circuit_resiliency | 2 | 815242.68 | 815242.68 | 0 | 0 | 10315139.2 | 0 | 9499896.39
Circuit | SW04_lateral | strategic_undergrounding_three_phase_lateral | 3 | 263685.32 | 263685.32 | 0 | 0 | 14797282.3 | 0 | 14533596.9
Circuit | SW04_lateral | strategic_undergrounding_freeway | 4 | 246946.56 | 246946.56 | 0 | 0 | 14813541.3 | 0 | 14566594.6
Circuit | SW04_main | strategic_undergrounding_main | 1 | 3406798.82 | 3406798.82 | 0 | 0 | 3944361.12 | 0 | 537562.162
Circuit | SW04_main | distribution_circuit_resiliency | 2 | 628094.12 | 628094.12 | 0 | 0 | 6464067.16 | 0 | 5835972.92
Circuit | SW04_main | strategic_undergrounding_freeway | 3 | 271990.68 | 271990.68 | 0 | 0 | 7008576.69 | 0 | 6736585.84
Circuit | SW05_lateral | strategic_undergrounding_single_or_two_phase_lateral | 1 | 778767.87 | 778767.87 | 0 | 0 | 923743.014 | 0 | 144974.989
Circuit | SW05_lateral | distribution_circuit_resiliency | 2 | 149967.08 | 149967.08 | 0 | 0 | 1067919.19 | 0 | 917951.995
Circuit | SW05_lateral | strategic_undergrounding_three_phase_lateral | 3 | 73279.86 | 73279.86 | 0 | 0 | 1613374.92 | 0 | 1540094.92
Circuit | SW05_main | strategic_undergrounding_main | 1 | 607075.48 | 607075.48 | 0 | 0 | 609922.897 | 0 | 2847.2547
Circuit | SW05_main | distribution_circuit_resiliency | 2 | 322226.82 | 322226.82 | 0 | 0 | 787675.692 | 0 | 465448.745
Circuit | SW05_main | strategic_undergrounding_freeway | 3 | 1439.82 | 1439.82 | 0 | 0 | 1201947.64 | 0 | 1200507.67
Circuit | SW06_lateral | strategic_undergrounding_single_or_two_phase_lateral | 1 | 2591867.61 | 2591867.61 | 0 | 0 | 2591867.77 | 0 | 0
Circuit | SW06_lateral | distribution_circuit_resiliency | 2 | 636714.8 | 636714.8 | 0 | 0 | 3245007.99 | 0 | 2608293.07
Circuit | SW06_main | strategic_undergrounding_main | 1 | 2429955.53 | 2429955.53 | 0 | 0 | 2429955.67 | 0 | 0
Circuit | SW06_main | distribution_circuit_resiliency | 2 | 1117527.81 | 1117527.81 | 0 | 0 | 3362771.54 | 0 | 2245243.61
Circuit | SW07_lateral | strategic_undergrounding_single_or_two_phase_lateral | 1 | 2949917.04 | 2949917.04 | 0 | 0 | 2949917.19 | 0 | 0
Circuit | SW07_lateral | distribution_circuit_resiliency | 2 | 482836.94 | 482836.94 | 0 | 0 | 3717931.32 | 0 | 3235094.26
Circuit | SW07_lateral | strategic_undergrounding_freeway | 3 | 0 | 0 | 0 | 0 | 5831186.85 | 0 | 5831186.85
Circuit | SW07_main | strategic_undergrounding_main | 1 | 2188471.62 | 2188471.62 | 0 | 0 | 2189902.23 | 0 | 1430.4409
Circuit | SW07_main | distribution_circuit_resiliency | 2 | 546273.8 | 546273.8 | 0 | 0 | 3622915.28 | 0 | 3076641.33
Circuit | SW07_main | strategic_undergrounding_freeway | 3 | 723.09 | 723.09 | 0 | 0 | 4326615 | 0 | 4325891.73
Circuit | SW08_lateral | strategic_undergrounding_single_or_two_phase_lateral | 1 | 1447875.34 | 1447875.34 | 0 | 0 | 1578333.75 | 0 | 130458.274
Circuit | SW08_lateral | distribution_circuit_resiliency | 2 | 190239.32 | 190239.32 | 0 | 0 | 1853238.33 | 0 | 1662998.88
Circuit | SW08_lateral | strategic_undergrounding_three_phase_lateral | 3 | 65929.46 | 65929.46 | 0 | 0 | 2927006.92 | 0 | 2861077.32
Circuit | SW08_main | strategic_undergrounding_main | 1 | 963328.18 | 963328.18 | 0 | 0 | 963328.3 | 0 | 0
Circuit | SW08_main | distribution_circuit_resiliency | 2 | 343564.51 | 343564.51 | 0 | 0 | 1461924.02 | 0 | 1118359.38
Circuit | SW09_lateral | strategic_undergrounding_single_or_two_phase_lateral | 1 | 3951051.58 | 3951051.58 | 0 | 0 | 5311607.97 | 0 | 1360556.23
Circuit | SW09_lateral | distribution_circuit_resiliency | 2 | 800893.07 | 800893.07 | 0 | 0 | 6218083.4 | 0 | 5417190.19
Circuit | SW09_lateral | strategic_undergrounding_three_phase_lateral | 3 | 573218.54 | 573218.54 | 0 | 0 | 8611863.39 | 0 | 8038644.71
Circuit | SW09_lateral | strategic_undergrounding_freeway | 4 | 115195.61 | 115195.61 | 0 | 0 | 9059180.4 | 0 | 8943984.66
Circuit | SW09_main | strategic_undergrounding_main | 1 | 1967414.02 | 1967414.02 | 0 | 0 | 2828005.54 | 0 | 860591.368
Circuit | SW09_main | strategic_undergrounding_freeway | 2 | 435557.49 | 435557.49 | 0 | 0 | 4324744.14 | 0 | 3889186.54
Circuit | SW09_main | distribution_circuit_resiliency | 3 | 338704.57 | 338704.57 | 0 | 0 | 4313240.72 | 0 | 3974536.03
Circuit | SW10_lateral | strategic_undergrounding_single_or_two_phase_lateral | 1 | 3701298.86 | 3701298.86 | 0 | 0 | 3715429.31 | 0 | 14130.2964
Circuit | SW10_lateral | distribution_circuit_resiliency | 2 | 792495.1 | 792495.1 | 0 | 0 | 4569713.68 | 0 | 3777218.5
Circuit | SW10_lateral | strategic_undergrounding_three_phase_lateral | 3 | 7150.49 | 7150.49 | 0 | 0 | 7328607.39 | 0 | 7321456.75
Circuit | SW10_main | strategic_undergrounding_main | 1 | 2883221.51 | 2883221.51 | 0 | 0 | 2883221.62 | 0 | 0
Circuit | SW10_main | distribution_circuit_resiliency | 2 | 984669.54 | 984669.54 | 0 | 0 | 4432602.42 | 0 | 3447932.77
Circuit | SW41_lateral | strategic_undergrounding_single_or_two_phase_lateral | 1 | 367238.38 | 367238.38 | 0 | 0 | 367238.559 | 0 | 0
Circuit | SW41_lateral | distribution_circuit_resiliency | 2 | 904.06 | 904.06 | 0 | 0 | 443472.552 | 0 | 442568.376
Circuit | SW41_main | strategic_undergrounding_main | 1 | 256084.36 | 256084.36 | 0 | 0 | 256084.534 | 0 | 0
Circuit | SW41_main | distribution_circuit_resiliency | 2 | 115963.21 | 115963.21 | 0 | 0 | 356790.894 | 0 | 240827.568
Circuit | SW42_lateral | strategic_undergrounding_single_or_two_phase_lateral | 1 | 319133.36 | 319133.36 | 0 | 0 | 319133.547 | 0 | 0
Circuit | SW42_lateral | distribution_circuit_resiliency | 2 | 0 | 0 | 0 | 0 | 323716.146 | 0 | 323716.146
Circuit | SW42_lateral | strategic_undergrounding_three_phase_lateral | 3 | 0 | 0 | 0 | 0 | 630386.653 | 0 | 630386.653
Circuit | SW42_main | strategic_undergrounding_main | 1 | 1052841.22 | 1052841.22 | 0 | 0 | 1052841.39 | 0 | 0
Circuit | SW42_main | distribution_circuit_resiliency | 2 | 701396.47 | 701396.47 | 0 | 0 | 1177247.64 | 0 | 475851.04
Circuit | TAN41_lateral | strategic_undergrounding_single_or_two_phase_lateral | 1 | 518429.15 | 518429.15 | 0 | 0 | 607098.013 | 0 | 88668.7051
Circuit | TAN41_lateral | distribution_circuit_resiliency | 2 | 71855.83 | 71855.83 | 0 | 0 | 746473.597 | 0 | 674617.64
Circuit | TAN41_lateral | strategic_undergrounding_three_phase_lateral | 3 | 44757.74 | 44757.74 | 0 | 0 | 1071955.61 | 0 | 1027197.73
Circuit | TAN41_main | strategic_undergrounding_main | 1 | 336678.29 | 336678.29 | 0 | 0 | 336678.426 | 0 | 0
Circuit | TAN41_main | distribution_circuit_resiliency | 2 | 77315.89 | 77315.89 | 0 | 0 | 566962.673 | 0 | 489646.659
Circuit | TAN42_main | distribution_circuit_resiliency | 1 | 0 | 0 | 0 | 0 | 0 | 0 | 0
Circuit | TAN42_main | strategic_undergrounding_main | 2 | 0 | 0 | 0 | 0 | 0 | 0 | 0
Circuit | TAN43_main | strategic_undergrounding_main | 1 | 841.14 | 841.14 | 0 | 0 | 841.2957 | 0 | 0
Circuit | TAN43_main | distribution_circuit_resiliency | 2 | 363.13 | 363.13 | 0 | 0 | 1197.5534 | 0 | 834.2816
Circuit | TAN44_lateral | strategic_undergrounding_single_or_two_phase_lateral | 1 | 1402011.83 | 1402011.83 | 0 | 0 | 1431860.99 | 0 | 29849.031
Circuit | TAN44_lateral | distribution_circuit_resiliency | 2 | 311510.04 | 311510.04 | 0 | 0 | 1706022.58 | 0 | 1394512.39
Circuit | TAN44_lateral | strategic_undergrounding_three_phase_lateral | 3 | 15050.13 | 15050.13 | 0 | 0 | 2793700.65 | 0 | 2778650.38
Circuit | TAN44_main | strategic_undergrounding_main | 1 | 713572.22 | 713572.22 | 0 | 0 | 713572.375 | 0 | 0
Circuit | TAN44_main | distribution_circuit_resiliency | 2 | 182658.54 | 182658.54 | 0 | 0 | 1177730.67 | 0 | 995071.972
Circuit | TAN45_lateral | strategic_undergrounding_single_or_two_phase_lateral | 1 | 841.14 | 841.14 | 0 | 0 | 841.2957 | 0 | 0
Circuit | TAN45_lateral | distribution_circuit_resiliency | 2 | 363.13 | 363.13 | 0 | 0 | 783.9196 | 0 | 420.6478
Circuit | TAN45_main | strategic_undergrounding_main | 1 | 1666.45 | 1666.45 | 0 | 0 | 1666.6037 | 0 | 0
Circuit | TAN45_main | distribution_circuit_resiliency | 2 | 719.46 | 719.46 | 0 | 0 | 2371.3594 | 0 | 1651.78
Circuit | TAN46_lateral | strategic_undergrounding_single_or_two_phase_lateral | 1 | 420.48 | 420.48 | 0 | 0 | 420.6478 | 0 | 0
Circuit | TAN46_lateral | distribution_circuit_resiliency | 2 | 0 | 0 | 0 | 0 | 420.6478 | 0 | 420.6478
Circuit | TAN46_main | strategic_undergrounding_main | 1 | 31540.46 | 31540.46 | 0 | 0 | 31540.5942 | 0 | 0
Circuit | TAN46_main | distribution_circuit_resiliency | 2 | 26518.72 | 26518.72 | 0 | 0 | 28170.6203 | 0 | 1651.78
Circuit | TAN47_main | distribution_circuit_resiliency | 1 | 0 | 0 | 0 | 0 | 0 | 0 | 0
Circuit | TAN47_main | strategic_undergrounding_main | 2 | 0 | 0 | 0 | 0 | 0 | 0 | 0
Circuit | TAN48_lateral | distribution_circuit_resiliency | 1 | 0 | 0 | 0 | 0 | 0 | 0 | 0
Circuit | TAN48_lateral | strategic_undergrounding_single_or_two_phase_lateral | 2 | 0 | 0 | 0 | 0 | 0 | 0 | 0
Circuit | TAN48_main | distribution_circuit_resiliency | 1 | 0 | 0 | 0 | 0 | 0 | 0 | 0
Circuit | TAN48_main | strategic_undergrounding_main | 2 | 0 | 0 | 0 | 0 | 0 | 0 | 0
Circuit | TAN49_lateral | strategic_undergrounding_single_or_two_phase_lateral | 1 | 305062.45 | 305062.45 | 0 | 0 | 305062.586 | 0 | 0
Circuit | TAN49_lateral | distribution_circuit_resiliency | 2 | 128158.21 | 128158.21 | 0 | 0 | 288058.919 | 0 | 159900.585
Circuit | TAN49_main | strategic_undergrounding_main | 1 | 305066.54 | 305066.54 | 0 | 0 | 305066.7 | 0 | 0
Circuit | TAN49_main | distribution_circuit_resiliency | 2 | 129232.44 | 129232.44 | 0 | 0 | 437462.055 | 0 | 308229.488
Circuit | TAN51_lateral | distribution_circuit_resiliency | 1 | 0 | 0 | 0 | 0 | 0 | 0 | 0
Circuit | TAN51_lateral | strategic_undergrounding_single_or_two_phase_lateral | 2 | 0 | 0 | 0 | 0 | 0 | 0 | 0
Circuit | TAN52_main | distribution_circuit_resiliency | 1 | 0 | 0 | 0 | 0 | 0 | 0 | 0
Circuit | TAN52_main | strategic_undergrounding_main | 2 | 0 | 0 | 0 | 0 | 0 | 0 | 0
Circuit | TAN53_lateral | distribution_circuit_resiliency | 1 | 0 | 0 | 0 | 0 | 0 | 0 | 0
Circuit | TAN53_lateral | strategic_undergrounding_single_or_two_phase_lateral | 2 | 0 | 0 | 0 | 0 | 0 | 0 | 0
Circuit | TAN53_main | distribution_circuit_resiliency | 1 | 0 | 0 | 0 | 0 | 0 | 0 | 0
Circuit | TAN53_main | strategic_undergrounding_main | 2 | 0 | 0 | 0 | 0 | 0 | 0 | 0
Circuit | TB02_lateral | strategic_undergrounding_single_or_two_phase_lateral | 1 | 1265173.76 | 1265173.76 | 0 | 0 | 1265853.78 | 0 | 679.8818
Circuit | TB02_lateral | distribution_circuit_resiliency | 2 | 267165.37 | 267165.37 | 0 | 0 | 1669735.11 | 0 | 1402569.64
Circuit | TB02_lateral | strategic_undergrounding_three_phase_lateral | 3 | 346.1 | 346.1 | 0 | 0 | 2497259.91 | 0 | 2496913.64
Circuit | TB02_main | strategic_undergrounding_main | 1 | 1051647.19 | 1051647.19 | 0 | 0 | 1051647.34 | 0 | 0
Circuit | TB02_main | distribution_circuit_resiliency | 2 | 406065.41 | 406065.41 | 0 | 0 | 1549399.41 | 0 | 1143333.88
Circuit | TB03_lateral | strategic_undergrounding_single_or_two_phase_lateral | 1 | 3563912.23 | 3563912.23 | 0 | 0 | 4200067.19 | 0 | 636154.812
Circuit | TB03_lateral | distribution_circuit_resiliency | 2 | 1022180.49 | 1022180.49 | 0 | 0 | 4675010.21 | 0 | 3652829.59
Circuit | TB03_lateral | strategic_undergrounding_three_phase_lateral | 3 | 324054.95 | 324054.95 | 0 | 0 | 7332358.47 | 0 | 7008303.37
Circuit | TB03_main | strategic_undergrounding_main | 1 | 1658740.74 | 1658740.74 | 0 | 0 | 1658740.88 | 0 | 0
Circuit | TB03_main | distribution_circuit_resiliency | 2 | 541977.03 | 541977.03 | 0 | 0 | 2568531.02 | 0 | 2026553.87
Circuit | TB06_lateral | strategic_undergrounding_single_or_two_phase_lateral | 1 | 6016568.83 | 6016568.83 | 0 | 0 | 6016568.97 | 0 | 0
Circuit | TB06_lateral | distribution_circuit_resiliency | 2 | 1510340.74 | 1510340.74 | 0 | 0 | 8022307.53 | 0 | 6511966.65
Circuit | TB06_main | strategic_undergrounding_main | 1 | 2875105.78 | 2875105.78 | 0 | 0 | 2875105.91 | 0 | 0
Circuit | TB06_main | distribution_circuit_resiliency | 2 | 737721.55 | 737721.55 | 0 | 0 | 4806455.44 | 0 | 4068733.76
Circuit | TB41_lateral | strategic_undergrounding_single_or_two_phase_lateral | 1 | 1620010.47 | 1620010.47 | 0 | 0 | 1661152.41 | 0 | 41141.8191
Circuit | TB41_lateral | distribution_circuit_resiliency | 2 | 246129.57 | 246129.57 | 0 | 0 | 2131546.05 | 0 | 1885416.36
Circuit | TB41_lateral | strategic_undergrounding_three_phase_lateral | 3 | 20968.82 | 20968.82 | 0 | 0 | 3179348.94 | 0 | 3158379.95
Circuit | TB41_main | strategic_undergrounding_main | 1 | 1900005.64 | 1900005.64 | 0 | 0 | 1900005.78 | 0 | 0
Circuit | TB41_main | distribution_circuit_resiliency | 2 | 799992.53 | 799992.53 | 0 | 0 | 2673497.55 | 0 | 1873504.88
Circuit | TB42_lateral | strategic_undergrounding_single_or_two_phase_lateral | 1 | 8133881.79 | 8133881.79 | 0 | 0 | 8155187.22 | 0 | 21305.296
Circuit | TB42_lateral | distribution_circuit_resiliency | 2 | 1688628.41 | 1688628.41 | 0 | 0 | 10346508.3 | 0 | 8657879.72
Circuit | TB42_lateral | strategic_undergrounding_three_phase_lateral | 3 | 10850.53 | 10850.53 | 0 | 0 | 16176878.6 | 0 | 16166028
Circuit | TB42_main | strategic_undergrounding_main | 1 | 8071310.96 | 8071310.96 | 0 | 0 | 8071311.1 | 0 | 0
Circuit | TB42_main | distribution_circuit_resiliency | 2 | 3266828.83 | 3266828.83 | 0 | 0 | 11693444.8 | 0 | 8426615.85
Circuit | TB43_lateral | strategic_undergrounding_single_or_two_phase_lateral | 1 | 13525411.6 | 13525411.6 | 0 | 0 | 14625524.1 | 0 | 1100112.41
Circuit | TB43_lateral | distribution_circuit_resiliency | 2 | 2196554.26 | 2196554.26 | 0 | 0 | 17916146.8 | 0 | 15719592.4
Circuit | TB43_lateral | strategic_undergrounding_three_phase_lateral | 3 | 559410.88 | 559410.88 | 0 | 0 | 27215159.2 | 0 | 26655748.1
Circuit | TB43_main | strategic_undergrounding_main | 1 | 7487424.75 | 7487424.75 | 0 | 0 | 7487424.92 | 0 | 0
Circuit | TB43_main | distribution_circuit_resiliency | 2 | 3107577.74 | 3107577.74 | 0 | 0 | 10823680.8 | 0 | 7716102.9
Circuit | TB44_lateral | strategic_undergrounding_single_or_two_phase_lateral | 1 | 2471820.11 | 2471820.11 | 0 | 0 | 2656772.95 | 0 | 184952.701
Circuit | TB44_lateral | distribution_circuit_resiliency | 2 | 311197.39 | 311197.39 | 0 | 0 | 3500189.1 | 0 | 3188991.58
Circuit | TB44_lateral | strategic_undergrounding_freeway | 3 | 94175 | 94175 | 0 | 0 | 4929170.68 | 0 | 4834995.54
Circuit | TB44_main | strategic_undergrounding_main | 1 | 2415142.05 | 2415142.05 | 0 | 0 | 2527424.4 | 0 | 112282.21
Circuit | TB44_main | distribution_circuit_resiliency | 2 | 976809.52 | 976809.52 | 0 | 0 | 3604949.85 | 0 | 2628140.18
Circuit | TB44_main | strategic_undergrounding_freeway | 3 | 57176.97 | 57176.97 | 0 | 0 | 4782032.25 | 0 | 4724855.12
Circuit | TB45_lateral | strategic_undergrounding_single_or_two_phase_lateral | 1 | 2448334.21 | 2448334.21 | 0 | 0 | 2528240.71 | 0 | 79906.3483
Circuit | TB45_lateral | distribution_circuit_resiliency | 2 | 967699.58 | 967699.58 | 0 | 0 | 2973095.47 | 0 | 2005395.76
Circuit | TB45_lateral | strategic_undergrounding_freeway | 3 | 36935.03 | 36935.03 | 0 | 0 | 4831770.18 | 0 | 4794834.98
Circuit | TB45_lateral | strategic_undergrounding_three_phase_lateral | 4 | 3449.45 | 3449.45 | 0 | 0 | 4864646.6 | 0 | 4861197.01
Circuit | TB45_main | strategic_undergrounding_main | 1 | 2186973.08 | 2186973.08 | 0 | 0 | 2186973.22 | 0 | 0
Circuit | TB45_main | distribution_circuit_resiliency | 2 | 1048721.33 | 1048721.33 | 0 | 0 | 2927357.59 | 0 | 1878636.16
Circuit | TB46_lateral | strategic_undergrounding_single_or_two_phase_lateral | 1 | 12574941.8 | 12574941.8 | 0 | 0 | 12822666.2 | 0 | 247724.281
Circuit | TB46_lateral | distribution_circuit_resiliency | 2 | 4614733.76 | 4614733.76 | 0 | 0 | 15719498.3 | 0 | 11104764.4
Circuit | TB46_lateral | strategic_undergrounding_three_phase_lateral | 3 | 126256.7 | 126256.7 | 0 | 0 | 25526543.8 | 0 | 25400286.9
Circuit | TB46_main | strategic_undergrounding_main | 1 | 9109995.25 | 9109995.25 | 0 | 0 | 9109995.41 | 0 | 0
Circuit | TB46_main | distribution_circuit_resiliency | 2 | 3507909.9 | 3507909.9 | 0 | 0 | 13719688 | 0 | 10211778
Circuit | TB47_lateral | strategic_undergrounding_single_or_two_phase_lateral | 1 | 8173774.43 | 8173774.43 | 0 | 0 | 9115854.67 | 0 | 942080.094
Circuit | TB47_lateral | distribution_circuit_resiliency | 2 | 1713333.61 | 1713333.61 | 0 | 0 | 10960077.5 | 0 | 9246743.79
Circuit | TB47_lateral | strategic_undergrounding_three_phase_lateral | 3 | 479082.25 | 479082.25 | 0 | 0 | 16613587.3 | 0 | 16134504.9
Circuit | TB47_main | strategic_undergrounding_main | 1 | 8523440.01 | 8523440.01 | 0 | 0 | 8523440.16 | 0 | 0
Circuit | TB47_main | distribution_circuit_resiliency | 2 | 3512595.12 | 3512595.12 | 0 | 0 | 12331541.4 | 0 | 8818946.12
Circuit | TB48_lateral | strategic_undergrounding_single_or_two_phase_lateral | 1 | 381529.33 | 381529.33 | 0 | 0 | 386350.677 | 0 | 4821.1783
Circuit | TB48_lateral | distribution_circuit_resiliency | 2 | 85592.49 | 85592.49 | 0 | 0 | 450779.008 | 0 | 365186.369
Circuit | TB48_lateral | strategic_undergrounding_three_phase_lateral | 3 | 2455.74 | 2455.74 | 0 | 0 | 756814.862 | 0 | 754358.97
Circuit | TB48_lateral | strategic_undergrounding_freeway | 4 | 0 | 0 | 0 | 0 | 759180.148 | 0 | 759180.148
Circuit | TB48_main | strategic_undergrounding_main | 1 | 925977.06 | 925977.06 | 0 | 0 | 935619.555 | 0 | 9642.3566
Circuit | TB48_main | distribution_circuit_resiliency | 2 | 356014.33 | 356014.33 | 0 | 0 | 1374079.41 | 0 | 1018064.95
Circuit | TB48_main | strategic_undergrounding_freeway | 3 | 4911.66 | 4911.66 | 0 | 0 | 1819276.04 | 0 | 1814364.26
Circuit | TB49_lateral | strategic_undergrounding_single_or_two_phase_lateral | 1 | 17952826.6 | 17952826.6 | 0 | 0 | 17952826.8 | 0 | 0
Circuit | TB49_lateral | distribution_circuit_resiliency | 2 | 4911264.61 | 4911264.61 | 0 | 0 | 21687116.3 | 0 | 16775851.6
Circuit | TB49_lateral | strategic_undergrounding_three_phase_lateral | 3 | 0 | 0 | 0 | 0 | 35235439.9 | 0 | 35235439.9
Circuit | TB49_main | strategic_undergrounding_main | 1 | 14137477.2 | 14137477.2 | 0 | 0 | 14137477.4 | 0 | 0
Circuit | TB49_main | distribution_circuit_resiliency | 2 | 5851740.94 | 5851740.94 | 0 | 0 | 20230823 | 0 | 14379082
Circuit | TE01_lateral | strategic_undergrounding_single_or_two_phase_lateral | 1 | 1055187.04 | 1055187.04 | 0 | 0 | 1056270.3 | 0 | 1083.1119
Circuit | TE01_lateral | distribution_circuit_resiliency | 2 | 37795.98 | 37795.98 | 0 | 0 | 1391809.39 | 0 | 1354013.28
Circuit | TE01_lateral | strategic_undergrounding_freeway | 3 | 552.36 | 552.36 | 0 | 0 | 2074148.86 | 0 | 2073596.36
Circuit | TE01_main | strategic_undergrounding_main | 1 | 556612.63 | 556612.63 | 0 | 0 | 823599.893 | 0 | 266987.097
Circuit | TE01_main | strategic_undergrounding_freeway | 2 | 136192.24 | 136192.24 | 0 | 0 | 1227685.13 | 0 | 1091492.77
Circuit | TE01_main | distribution_circuit_resiliency | 3 | 97661.04 | 97661.04 | 0 | 0 | 1234193.54 | 0 | 1136532.38
Circuit | TE02_lateral | strategic_undergrounding_single_or_two_phase_lateral | 1 | 2015540.2 | 2015540.2 | 0 | 0 | 2019193.94 | 0 | 3653.5717
Circuit | TE02_lateral | distribution_circuit_resiliency | 2 | 452329.38 | 452329.38 | 0 | 0 | 2337383.13 | 0 | 1885053.63
Circuit | TE02_lateral | strategic_undergrounding_freeway | 3 | 1863.56 | 1863.56 | 0 | 0 | 3945267.04 | 0 | 3943403.32
Circuit | TE02_main | strategic_undergrounding_main | 1 | 1833806.01 | 1833806.01 | 0 | 0 | 1837459.74 | 0 | 3653.5717
Circuit | TE02_main | distribution_circuit_resiliency | 2 | 1034359.6 | 1034359.6 | 0 | 0 | 2286772.16 | 0 | 1252412.43
Circuit | TE02_main | strategic_undergrounding_freeway | 3 | 1863.56 | 1863.56 | 0 | 0 | 3589099.87 | 0 | 3587236.15
Circuit | TE03_lateral | strategic_undergrounding_single_or_two_phase_lateral | 1 | 6113695.61 | 6113695.61 | 0 | 0 | 9332830.04 | 0 | 3219134.27
Circuit | TE03_lateral | distribution_circuit_resiliency | 2 | 2319358.57 | 2319358.57 | 0 | 0 | 9647203.07 | 0 | 7327844.39
Circuit | TE03_lateral | strategic_undergrounding_freeway | 3 | 1200280 | 1200280 | 0 | 0 | 14093235.4 | 0 | 12892955.3
Circuit | TE03_lateral | strategic_undergrounding_three_phase_lateral | 4 | 440399.31 | 440399.31 | 0 | 0 | 14820201.2 | 0 | 14379801.8
Circuit | TE03_main | strategic_undergrounding_main | 1 | 6275891.27 | 6275891.27 | 0 | 0 | 8633260.25 | 0 | 2357368.85
Circuit | TE03_main | distribution_circuit_resiliency | 2 | 3095939.14 | 3095939.14 | 0 | 0 | 10749143.2 | 0 | 7653203.93
Circuit | TE03_main | strategic_undergrounding_freeway | 3 | 1202513.49 | 1202513.49 | 0 | 0 | 13534105.2 | 0 | 12331591.6
Circuit | TE04_lateral | strategic_undergrounding_single_or_two_phase_lateral | 1 | 1213476.83 | 1213476.83 | 0 | 0 | 1213476.99 | 0 | 0
Circuit | TE04_lateral | distribution_circuit_resiliency | 2 | 445320.71 | 445320.71 | 0 | 0 | 1326994.61 | 0 | 881673.775
Circuit | TE04_lateral | strategic_undergrounding_three_phase_lateral | 3 | 0 | 0 | 0 | 0 | 2379255.1 | 0 | 2379255.1
Circuit | TE04_main | strategic_undergrounding_main | 1 | 651344.63 | 651344.63 | 0 | 0 | 651344.813 | 0 | 0
Circuit | TE04_main | distribution_circuit_resiliency | 2 | 241010.65 | 241010.65 | 0 | 0 | 971707.695 | 0 | 730696.901
Circuit | TE05_lateral | strategic_undergrounding_single_or_two_phase_lateral | 1 | 18107987.7 | 18107987.7 | 0 | 0 | 26206060.2 | 0 | 8098072.35
Circuit | TE05_lateral | strategic_undergrounding_freeway | 2 | 4076562.5 | 4076562.5 | 0 | 0 | 40078921.2 | 0 | 36002358.5
Circuit | TE05_lateral | distribution_circuit_resiliency | 3 | 2095765.85 | 2095765.85 | 0 | 0 | 31970336.2 | 0 | 29874570.3
Circuit | TE05_lateral | strategic_undergrounding_three_phase_lateral | 4 | 0 | 0 | 0 | 0 | 44100430.9 | 0 | 44100430.9
Circuit | TE05_main | strategic_undergrounding_main | 1 | 12871419.3 | 12871419.3 | 0 | 0 | 18138302.4 | 0 | 5266883.02
Circuit | TE05_main | distribution_circuit_resiliency | 2 | 5093622.11 | 5093622.11 | 0 | 0 | 24149407 | 0 | 19055784.7
Circuit | TE05_main | strategic_undergrounding_freeway | 3 | 2567668.04 | 2567668.04 | 0 | 0 | 27885804.8 | 0 | 25318136.6
Circuit | TE06_lateral | strategic_undergrounding_single_or_two_phase_lateral | 1 | 1749129.01 | 1749129.01 | 0 | 0 | 2668542.04 | 0 | 919412.881
Circuit | TE06_lateral | strategic_undergrounding_freeway | 2 | 279195.36 | 279195.36 | 0 | 0 | 4079501.02 | 0 | 3800305.53
Circuit | TE06_lateral | distribution_circuit_resiliency | 3 | 223867.22 | 223867.22 | 0 | 0 | 3066953.82 | 0 | 2843086.49
Circuit | TE06_lateral | strategic_undergrounding_three_phase_lateral | 4 | 190062.05 | 190062.05 | 0 | 0 | 4163687.52 | 0 | 3973625.29
Circuit | TE06_main | strategic_undergrounding_main | 1 | 1011410.33 | 1011410.33 | 0 | 0 | 1196565.42 | 0 | 185154.948
Circuit | TE06_main | distribution_circuit_resiliency | 2 | 354034.8 | 354034.8 | 0 | 0 | 1719963.71 | 0 | 1365928.81
Circuit | TE06_main | strategic_undergrounding_freeway | 3 | 94853.9 | 94853.9 | 0 | 0 | 2078671.3 | 0 | 1983817.23
Circuit | TE07_lateral | strategic_undergrounding_single_or_two_phase_lateral | 1 | 4225472.61 | 4225472.61 | 0 | 0 | 4227228.88 | 0 | 1756.1289
Circuit | TE07_lateral | distribution_circuit_resiliency | 2 | 1762306.44 | 1762306.44 | 0 | 0 | 4485582.61 | 0 | 2723276.03
Circuit | TE07_lateral | strategic_undergrounding_freeway | 3 | 895.69 | 895.69 | 0 | 0 | 8270699.4 | 0 | 8269803.58
Circuit | TE07_main | strategic_undergrounding_main | 1 | 3287619.77 | 3287619.77 | 0 | 0 | 3289376.06 | 0 | 1756.1289
Circuit | TE07_main | distribution_circuit_resiliency | 2 | 1262349.54 | 1262349.54 | 0 | 0 | 4838772.81 | 0 | 3576423.15
Circuit | TE07_main | strategic_undergrounding_freeway | 3 | 895.69 | 895.69 | 0 | 0 | 6428255.06 | 0 | 6427359.24
Circuit | TE08_lateral | strategic_undergrounding_single_or_two_phase_lateral | 1 | 1447154.07 | 1447154.07 | 0 | 0 | 1561490.94 | 0 | 114336.721
Circuit | TE08_lateral | distribution_circuit_resiliency | 2 | 430053.36 | 430053.36 | 0 | 0 | 1800642.24 | 0 | 1370588.75
Circuit | TE08_lateral | strategic_undergrounding_freeway | 3 | 58273.7 | 58273.7 | 0 | 0 | 2902153.06 | 0 | 2843879.22
Circuit | TE08_main | strategic_undergrounding_main | 1 | 802721.84 | 802721.84 | 0 | 0 | 1049106.6 | 0 | 246384.638
Circuit | TE08_main | distribution_circuit_resiliency | 2 | 337081.66 | 337081.66 | 0 | 0 | 1387684.88 | 0 | 1050603.1
Circuit | TE08_main | strategic_undergrounding_freeway | 3 | 125632.44 | 125632.44 | 0 | 0 | 1732504.3 | 0 | 1606871.71
Circuit | TE09_lateral | strategic_undergrounding_single_or_two_phase_lateral | 1 | 6696402.56 | 6696402.56 | 0 | 0 | 8815577.11 | 0 | 2119174.41
Circuit | TE09_lateral | distribution_circuit_resiliency | 2 | 2517679.93 | 2517679.93 | 0 | 0 | 9203290.27 | 0 | 6685610.21
Circuit | TE09_lateral | strategic_undergrounding_freeway | 3 | 1040646.11 | 1040646.11 | 0 | 0 | 14266690.9 | 0 | 13226044.6
Circuit | TE09_main | strategic_undergrounding_main | 1 | 5439547.1 | 5439547.1 | 0 | 0 | 7148317.18 | 0 | 1708769.93
Circuit | TE09_main | distribution_circuit_resiliency | 2 | 2479801.06 | 2479801.06 | 0 | 0 | 9312245.84 | 0 | 6832444.66
Circuit | TE09_main | strategic_undergrounding_freeway | 3 | 830804.28 | 830804.28 | 0 | 0 | 11743523.1 | 0 | 10912718.6
Circuit | TE10_lateral | strategic_undergrounding_single_or_two_phase_lateral | 1 | 1779997.51 | 1779997.51 | 0 | 0 | 1934813.45 | 0 | 154815.783
Circuit | TE10_lateral | distribution_circuit_resiliency | 2 | 443418.02 | 443418.02 | 0 | 0 | 2134169.83 | 0 | 1690751.69
Circuit | TE10_lateral | strategic_undergrounding_three_phase_lateral | 3 | 77510.53 | 77510.53 | 0 | 0 | 3578684.69 | 0 | 3501174
Circuit | TE10_lateral | strategic_undergrounding_freeway | 4 | 984.27 | 984.27 | 0 | 0 | 3653114.51 | 0 | 3652130.07
Circuit | TE10_main | strategic_undergrounding_main | 1 | 2726785.51 | 2726785.51 | 0 | 0 | 2740294.62 | 0 | 13508.972
Circuit | TE10_main | distribution_circuit_resiliency | 2 | 1399318.61 | 1399318.61 | 0 | 0 | 3590485.77 | 0 | 2191167.02
Circuit | TE10_main | strategic_undergrounding_freeway | 3 | 6890.9 | 6890.9 | 0 | 0 | 5365712.07 | 0 | 5358821.03
Circuit | THW41_lateral | strategic_undergrounding_single_or_two_phase_lateral | 1 | 6597817.37 | 6597817.37 | 0 | 0 | 8736172.82 | 0 | 2138355.28
Circuit | THW41_lateral | distribution_circuit_resiliency | 2 | 2149885.45 | 2149885.45 | 0 | 0 | 9274022.15 | 0 | 7124136.58
Circuit | THW41_lateral | strategic_undergrounding_freeway | 3 | 1024866.01 | 1024866.01 | 0 | 0 | 14192952.1 | 0 | 13168086
Circuit | THW41_lateral | strategic_undergrounding_three_phase_lateral | 4 | 54354.94 | 54354.94 | 0 | 0 | 15146020.8 | 0 | 15091665.7
Circuit | THW41_main | strategic_undergrounding_main | 1 | 9144007.56 | 9144007.56 | 0 | 0 | 10516890.6 | 0 | 1372882.93
Circuit | THW41_main | distribution_circuit_resiliency | 2 | 3742219.11 | 3742219.11 | 0 | 0 | 14641892.8 | 0 | 10899673.5
Circuit | THW41_main | strategic_undergrounding_freeway | 3 | 692778.44 | 692778.44 | 0 | 0 | 18797661.2 | 0 | 18104882.6
Circuit | THW42_lateral | strategic_undergrounding_single_or_two_phase_lateral | 1 | 1346925.61 | 1346925.61 | 0 | 0 | 1393616.56 | 0 | 46690.7952
Circuit | THW42_lateral | distribution_circuit_resiliency | 2 | 242811.25 | 242811.25 | 0 | 0 | 1859191.28 | 0 | 1616379.91
Circuit | THW42_lateral | strategic_undergrounding_freeway | 3 | 23632.07 | 23632.07 | 0 | 0 | 2689280.77 | 0 | 2665648.55
Circuit | THW42_main | strategic_undergrounding_main | 1 | 5372974.52 | 5372974.52 | 0 | 0 | 7595532.32 | 0 | 2222557.65
Circuit | THW42_main | distribution_circuit_resiliency | 2 | 2677113.08 | 2677113.08 | 0 | 0 | 9400530.41 | 0 | 6723417.19
Circuit | THW42_main | strategic_undergrounding_freeway | 3 | 1123582.14 | 1123582.14 | 0 | 0 | 11756264.2 | 0 | 10632682
Circuit | THW43_lateral | strategic_undergrounding_single_or_two_phase_lateral | 1 | 663290.69 | 663290.69 | 0 | 0 | 669714.751 | 0 | 6423.9015
Circuit | THW43_lateral | distribution_circuit_resiliency | 2 | 134517.37 | 134517.37 | 0 | 0 | 792146.385 | 0 | 657628.899
Circuit | THW43_lateral | strategic_undergrounding_freeway | 3 | 3246.55 | 3246.55 | 0 | 0 | 1315103.68 | 0 | 1311856.99
Circuit | THW43_main | strategic_undergrounding_main | 1 | 1025783.35 | 1025783.35 | 0 | 0 | 1084091.07 | 0 | 58307.5729
Circuit | THW43_main | distribution_circuit_resiliency | 2 | 379520.02 | 379520.02 | 0 | 0 | 1597588.77 | 0 | 1218068.62
Circuit | THW43_main | strategic_undergrounding_freeway | 3 | 29482.84 | 29482.84 | 0 | 0 | 2057950.15 | 0 | 2028467.17
Circuit | THW44_lateral | strategic_undergrounding_single_or_two_phase_lateral | 1 | 9313435.49 | 9313435.49 | 0 | 0 | 9880276.62 | 0 | 566840.985
Circuit | THW44_lateral | distribution_circuit_resiliency | 2 | 4198756.95 | 4198756.95 | 0 | 0 | 11078571.6 | 0 | 6879814.49
Circuit | THW44_lateral | strategic_undergrounding_three_phase_lateral | 3 | 150566.43 | 150566.43 | 0 | 0 | 18854866 | 0 | 18704299.4
Circuit | THW44_lateral | strategic_undergrounding_freeway | 4 | 135935.14 | 135935.14 | 0 | 0 | 18868333.7 | 0 | 18732398.4
Circuit | THW44_main | strategic_undergrounding_main | 1 | 13712214.6 | 13712214.6 | 0 | 0 | 14622764.6 | 0 | 910549.889
Circuit | THW44_main | distribution_circuit_resiliency | 2 | 5794096.24 | 5794096.24 | 0 | 0 | 20567391.7 | 0 | 14773295.3
Circuit | THW44_main | strategic_undergrounding_freeway | 3 | 459499.44 | 459499.44 | 0 | 0 | 27598077.8 | 0 | 27138578.2
Circuit | THW45_lateral | strategic_undergrounding_single_or_two_phase_lateral | 1 | 2605720.36 | 2605720.36 | 0 | 0 | 2605720.5 | 0 | 0
Circuit | THW45_lateral | distribution_circuit_resiliency | 2 | 798034.47 | 798034.47 | 0 | 0 | 2928772.67 | 0 | 2130738.08
Circuit | THW45_lateral | strategic_undergrounding_three_phase_lateral | 3 | 0 | 0 | 0 | 0 | 5160400.84 | 0 | 5160400.84
Circuit | THW45_main | strategic_undergrounding_main | 1 | 4998787.16 | 4998787.16 | 0 | 0 | 5004561.86 | 0 | 5774.5136
Circuit | THW45_main | distribution_circuit_resiliency | 2 | 2088686.87 | 2088686.87 | 0 | 0 | 7200920.49 | 0 | 5112233.47
Circuit | THW45_main | strategic_undergrounding_freeway | 3 | 2920.07 | 2920.07 | 0 | 0 | 9896913.24 | 0 | 9893993.03
Circuit | THW46_lateral | strategic_undergrounding_single_or_two_phase_lateral | 1 | 10793920.4 | 10793920.4 | 0 | 0 | 13067283.6 | 0 | 2273363.03
Circuit | THW46_lateral | distribution_circuit_resiliency | 2 | 3578788.49 | 3578788.49 | 0 | 0 | 14788455.4 | 0 | 11209666.8
Circuit | THW46_lateral | strategic_undergrounding_freeway | 3 | 852878.5 | 852878.5 | 0 | 0 | 22787583.5 | 0 | 21934704.9
Circuit | THW46_lateral | strategic_undergrounding_three_phase_lateral | 4 | 295871.06 | 295871.06 | 0 | 0 | 23333580.4 | 0 | 23037709.2
Circuit | THW46_main | strategic_undergrounding_main | 1 | 11262717 | 11262717 | 0 | 0 | 17067487.7 | 0 | 5804770.65
Circuit | THW46_main | distribution_circuit_resiliency | 2 | 4131968.46 | 4131968.46 | 0 | 0 | 22758537.2 | 0 | 18626568.6
Circuit | THW46_main | strategic_undergrounding_freeway | 3 | 2933089.31 | 2933089.31 | 0 | 0 | 25219210.4 | 0 | 22286120.9
Circuit | THW47_lateral | strategic_undergrounding_single_or_two_phase_lateral | 1 | 4029534.98 | 4029534.98 | 0 | 0 | 6365509.37 | 0 | 2335974.25
Circuit | THW47_lateral | distribution_circuit_resiliency | 2 | 1727105.62 | 1727105.62 | 0 | 0 | 6679153.52 | 0 | 4952047.78
Circuit | THW47_lateral | strategic_undergrounding_freeway | 3 | 1178841.75 | 1178841.75 | 0 | 0 | 9150195.96 | 0 | 7971354.06
Circuit | THW47_lateral | strategic_undergrounding_three_phase_lateral | 4 | 1086.57 | 1086.57 | 0 | 0 | 10304116.9 | 0 | 10303030.2
Circuit | THW47_main | strategic_undergrounding_main | 1 | 4633486.05 | 4633486.05 | 0 | 0 | 6421937.28 | 0 | 1788451.08
Circuit | THW47_main | distribution_circuit_resiliency | 2 | 1652694.3 | 1652694.3 | 0 | 0 | 8821271.43 | 0 | 7168576.98
Circuit | THW47_main | strategic_undergrounding_freeway | 3 | 903433.35 | 903433.35 | 0 | 0 | 10066466.6 | 0 | 9163033.11
Circuit | THW48_lateral | strategic_undergrounding_single_or_two_phase_lateral | 1 | 3775229.07 | 3775229.07 | 0 | 0 | 4146955.02 | 0 | 371725.756
Circuit | THW48_lateral | distribution_circuit_resiliency | 2 | 1002144.5 | 1002144.5 | 0 | 0 | 4850691.88 | 0 | 3848547.27
Circuit | THW48_lateral | strategic_undergrounding_freeway | 3 | 187122.89 | 187122.89 | 0 | 0 | 7649878.47 | 0 | 7462755.43
Circuit | THW48_lateral | strategic_undergrounding_three_phase_lateral | 4 | 1109.52 | 1109.52 | 0 | 0 | 7831208.18 | 0 | 7830098.52
Circuit | THW48_main | strategic_undergrounding_main | 1 | 5421193.83 | 5421193.83 | 0 | 0 | 5510168.35 | 0 | 88974.3811
Circuit | THW48_main | distribution_circuit_resiliency | 2 | 2145282.46 | 2145282.46 | 0 | 0 | 8042683.03 | 0 | 5897400.4
Circuit | THW48_main | strategic_undergrounding_freeway | 3 | 45048.36 | 45048.36 | 0 | 0 | 10760204 | 0 | 10715155.5
Circuit | THW49_lateral | strategic_undergrounding_single_or_two_phase_lateral | 1 | 472208.28 | 472208.28 | 0 | 0 | 809995.792 | 0 | 337787.361
Circuit | THW49_lateral | strategic_undergrounding_freeway | 2 | 170701.78 | 170701.78 | 0 | 0 | 1104560.43 | 0 | 933858.529
Circuit | THW49_lateral | distribution_circuit_resiliency | 3 | 153712.98 | 153712.98 | 0 | 0 | 894840.984 | 0 | 741127.858
Circuit | THW49_lateral | strategic_undergrounding_three_phase_lateral | 4 | 0 | 0 | 0 | 0 | 1271645.89 | 0 | 1271645.89
Circuit | THW49_main | strategic_undergrounding_main | 1 | 850636.96 | 850636.96 | 0 | 0 | 1083715.37 | 0 | 233078.264
Circuit | THW49_main | distribution_circuit_resiliency | 2 | 358058.21 | 358058.21 | 0 | 0 | 1454101.17 | 0 | 1096042.83
Circuit | THW49_main | strategic_undergrounding_freeway | 3 | 117807.66 | 117807.66 | 0 | 0 | 1800740.3 | 0 | 1682932.46
Circuit | THW50_lateral | strategic_undergrounding_single_or_two_phase_lateral | 1 | 2695940.67 | 2695940.67 | 0 | 0 | 3455541.91 | 0 | 759601.108
Circuit | THW50_lateral | strategic_undergrounding_freeway | 2 | 383324.7 | 383324.7 | 0 | 0 | 5716116.55 | 0 | 5332791.71
Circuit | THW50_lateral | distribution_circuit_resiliency | 3 | 241690.04 | 241690.04 | 0 | 0 | 3693995.48 | 0 | 3452305.31
Circuit | THW50_lateral | strategic_undergrounding_three_phase_lateral | 4 | 0 | 0 | 0 | 0 | 6092392.82 | 0 | 6092392.82
Circuit | THW50_main | strategic_undergrounding_main | 1 | 2616525.18 | 2616525.18 | 0 | 0 | 3124484.22 | 0 | 507958.895
Circuit | THW50_main | distribution_circuit_resiliency | 2 | 1845664.5 | 1845664.5 | 0 | 0 | 3303426.24 | 0 | 1457761.6
Circuit | THW50_main | strategic_undergrounding_freeway | 3 | 256336.05 | 256336.05 | 0 | 0 | 5431618.49 | 0 | 5175282.29
Circuit | TIK01_lateral | strategic_undergrounding_single_or_two_phase_lateral | 1 | 17386645.7 | 17386645.7 | 0 | 0 | 34010702 | 0 | 16624056.2
Circuit | TIK01_lateral | strategic_undergrounding_three_phase_lateral | 2 | 8430345.12 | 8430345.12 | 0 | 0 | 42499585 | 0 | 34069239.7
Circuit | TIK01_lateral | distribution_circuit_resiliency | 3 | 707327.45 | 707327.45 | 0 | 0 | 41968697.4 | 0 | 41261369.8
Circuit | TIK01_lateral | strategic_undergrounding_freeway | 4 | 104382.44 | 104382.44 | 0 | 0 | 50391024.8 | 0 | 50286642.2
Circuit | TIK01_main | strategic_undergrounding_main | 1 | 11118997.7 | 11118997.7 | 0 | 0 | 11235411.8 | 0 | 116413.973
Circuit | TIK01_main | distribution_circuit_resiliency | 2 | 1907550.32 | 1907550.32 | 0 | 0 | 19163543.8 | 0 | 17255993.4
Circuit | TIK01_main | strategic_undergrounding_freeway | 3 | 59772.02 | 59772.02 | 0 | 0 | 21717193.6 | 0 | 21657421.5
Circuit | TM04_lateral | strategic_undergrounding_single_or_two_phase_lateral | 1 | 18169887.8 | 18169887.8 | 0 | 0 | 18346108.6 | 0 | 176220.69
Circuit | TM04_lateral | distribution_circuit_resiliency | 2 | 1843095.58 | 1843095.58 | 0 | 0 | 23070219 | 0 | 21227123.3
Circuit | TM04_lateral | strategic_undergrounding_three_phase_lateral | 3 | 89887.27 | 89887.27 | 0 | 0 | 35810313.4 | 0 | 35720426
Circuit | TM04_main | strategic_undergrounding_main | 1 | 8898900.77 | 8898900.77 | 0 | 0 | 8898900.9 | 0 | 0
Circuit | TM04_main | distribution_circuit_resiliency | 2 | 3124907.52 | 3124907.52 | 0 | 0 | 13491642.9 | 0 | 10366735.2
Circuit | TM05_lateral | strategic_undergrounding_single_or_two_phase_lateral | 1 | 426303.78 | 426303.78 | 0 | 0 | 426303.905 | 0 | 0
Circuit | TM05_lateral | distribution_circuit_resiliency | 2 | 96066.24 | 96066.24 | 0 | 0 | 555811.17 | 0 | 459744.79
Circuit | TM05_main | strategic_undergrounding_main | 1 | 245675.79 | 245675.79 | 0 | 0 | 245675.929 | 0 | 0
Circuit | TM05_main | distribution_circuit_resiliency | 2 | 90055.85 | 90055.85 | 0 | 0 | 367699.25 | 0 | 277643.276
Circuit | TO01_lateral | strategic_undergrounding_single_or_two_phase_lateral | 1 | 5248898.61 | 5248898.61 | 0 | 0 | 5250121.18 | 0 | 1222.4345
Circuit | TO01_lateral | distribution_circuit_resiliency | 2 | 1477378.86 | 1477378.86 | 0 | 0 | 6158359.92 | 0 | 4680980.94
Circuit | TO01_lateral | strategic_undergrounding_three_phase_lateral | 3 | 616.66 | 616.66 | 0 | 0 | 10397057.7 | 0 | 10396440.9
Circuit | TO01_main | strategic_undergrounding_main | 1 | 1892634.52 | 1892634.52 | 0 | 0 | 1892634.68 | 0 | 0
Circuit | TO01_main | distribution_circuit_resiliency | 2 | 616514.84 | 616514.84 | 0 | 0 | 2952224.79 | 0 | 2335709.82
Circuit | TO02_lateral | strategic_undergrounding_single_or_two_phase_lateral | 1 | 2081813.33 | 2081813.33 | 0 | 0 | 2082812.09 | 0 | 998.6197
Circuit | TO02_lateral | distribution_circuit_resiliency | 2 | 344923.6 | 344923.6 | 0 | 0 | 3043010.18 | 0 | 2698086.45
Circuit | TO02_lateral | strategic_undergrounding_three_phase_lateral | 3 | 503.35 | 503.35 | 0 | 0 | 4126362.96 | 0 | 4125859.46
Circuit | TO02_main | strategic_undergrounding_main | 1 | 743375.35 | 743375.35 | 0 | 0 | 743375.497 | 0 | 0
Circuit | TO02_main | distribution_circuit_resiliency | 2 | 124948.26 | 124948.26 | 0 | 0 | 1311251.19 | 0 | 1186302.78
Circuit | TO03_lateral | strategic_undergrounding_single_or_two_phase_lateral | 1 | 632256.7 | 632256.7 | 0 | 0 | 632256.841 | 0 | 0
Circuit | TO03_lateral | distribution_circuit_resiliency | 2 | 134074.03 | 134074.03 | 0 | 0 | 665041.32 | 0 | 530967.153
Circuit | TO03_lateral | strategic_undergrounding_three_phase_lateral | 3 | 0 | 0 | 0 | 0 | 1252697.54 | 0 | 1252697.54
Circuit | TO03_main | strategic_undergrounding_main | 1 | 615651.55 | 615651.55 | 0 | 0 | 661271.912 | 0 | 45620.2172
Circuit | TO03_main | distribution_circuit_resiliency | 2 | 161310.87 | 161310.87 | 0 | 0 | 1056523.14 | 0 | 895212.128
Circuit | TO03_main | strategic_undergrounding_freeway | 3 | 23029.28 | 23029.28 | 0 | 0 | 1242815.52 | 0 | 1219786.09
Circuit | TO04_lateral | strategic_undergrounding_single_or_two_phase_lateral | 1 | 507541.74 | 507541.74 | 0 | 0 | 594183.998 | 0 | 86642.0924
Circuit | TO04_lateral | distribution_circuit_resiliency | 2 | 158270.25 | 158270.25 | 0 | 0 | 620084.596 | 0 | 461814.194
Circuit | TO04_lateral | strategic_undergrounding_freeway | 3 | 43789.7 | 43789.7 | 0 | 0 | 1049678.45 | 0 | 1005888.59
Circuit | TO04_lateral | strategic_undergrounding_three_phase_lateral | 4 | 0 | 0 | 0 | 0 | 1092530.68 | 0 | 1092530.68
Circuit | TO04_main | strategic_undergrounding_main | 1 | 423479.67 | 423479.67 | 0 | 0 | 469410.088 | 0 | 45930.255
Circuit | TO04_main | distribution_circuit_resiliency | 2 | 111613.87 | 111613.87 | 0 | 0 | 740535.841 | 0 | 628921.862
Circuit | TO04_main | strategic_undergrounding_freeway | 3 | 23215.58 | 23215.58 | 0 | 0 | 862379.996 | 0 | 839164.277
Circuit | TO05_lateral | strategic_undergrounding_single_or_two_phase_lateral | 1 | 2628021.32 | 2628021.32 | 0 | 0 | 3023965.24 | 0 | 395943.778
Circuit | TO05_lateral | strategic_undergrounding_freeway | 2 | 199875.25 | 199875.25 | 0 | 0 | 5405565.67 | 0 | 5205690.22
Circuit | TO05_lateral | distribution_circuit_resiliency | 3 | 176496.64 | 176496.64 | 0 | 0 | 4221989.97 | 0 | 4045493.19
Circuit | TO05_main | strategic_undergrounding_main | 1 | 1345659.27 | 1345659.27 | 0 | 0 | 1452032.38 | 0 | 106372.955
Circuit | TO05_main | distribution_circuit_resiliency | 2 | 299089.09 | 299089.09 | 0 | 0 | 2384964.84 | 0 | 2085875.61
Circuit | TO05_main | strategic_undergrounding_freeway | 3 | 53697.74 | 53697.74 | 0 | 0 | 2719464.23 | 0 | 2665766.35
Circuit | TO06_lateral | strategic_undergrounding_single_or_two_phase_lateral | 1 | 826488.8 | 826488.8 | 0 | 0 | 826488.945 | 0 | 0
Circuit | TO06_lateral | distribution_circuit_resiliency | 2 | 206473.99 | 206473.99 | 0 | 0 | 894584.834 | 0 | 688110.73
Circuit | TO06_lateral | strategic_undergrounding_three_phase_lateral | 3 | 0 | 0 | 0 | 0 | 1636631.27 | 0 | 1636631.27
Circuit | TO06_main | strategic_undergrounding_main | 1 | 392346.42 | 392346.42 | 0 | 0 | 392346.564 | 0 | 0
Circuit | TO06_main | distribution_circuit_resiliency | 2 | 53669.34 | 53669.34 | 0 | 0 | 708014.092 | 0 | 654344.603
Circuit | TO07_lateral | strategic_undergrounding_single_or_two_phase_lateral | 1 | 1600789 | 1600789 | 0 | 0 | 2083687.89 | 0 | 482898.746
Circuit | TO07_lateral | distribution_circuit_resiliency | 2 | 630792.55 | 630792.55 | 0 | 0 | 2083908.8 | 0 | 1453116.1
Circuit | TO07_lateral | strategic_undergrounding_three_phase_lateral | 3 | 243474.59 | 243474.59 | 0 | 0 | 3417851.55 | 0 | 3174376.8
Circuit | TO07_main | strategic_undergrounding_main | 1 | 2203336.25 | 2203336.25 | 0 | 0 | 2203336.39 | 0 | 0
Circuit | TO07_main | distribution_circuit_resiliency | 2 | 839193.93 | 839193.93 | 0 | 0 | 3281548.66 | 0 | 2442354.61
Circuit | TO08_lateral | strategic_undergrounding_single_or_two_phase_lateral | 1 | 959902.15 | 959902.15 | 0 | 0 | 1020696.33 | 0 | 60794.0281
Circuit | TO08_lateral | distribution_circuit_resiliency | 2 | 374824.99 | 374824.99 | 0 | 0 | 982809.975 | 0 | 607984.839
Circuit | TO08_lateral | strategic_undergrounding_freeway | 3 | 28829.21 | 28829.21 | 0 | 0 | 1934045.26 | 0 | 1905215.93
Circuit | TO08_lateral | strategic_undergrounding_three_phase_lateral | 4 | 1859.84 | 1859.84 | 0 | 0 | 1960500.94 | 0 | 1958640.98
Circuit | TO08_main | strategic_undergrounding_main | 1 | 1344133.55 | 1344133.55 | 0 | 0 | 1380978.52 | 0 | 36844.8651
Circuit | TO08_main | distribution_circuit_resiliency | 2 | 579290.39 | 579290.39 | 0 | 0 | 1949627.14 | 0 | 1370336.63
Circuit | TO08_main | strategic_undergrounding_freeway | 3 | 18599.42 | 18599.42 | 0 | 0 | 2681269.86 | 0 | 2662670.29
Circuit | TO09_lateral | strategic_undergrounding_single_or_two_phase_lateral | 1 | 1730542.71 | 1730542.71 | 0 | 0 | 3340672.13 | 0 | 1610129.27
Circuit | TO09_lateral | strategic_undergrounding_freeway | 2 | 813144.48 | 813144.48 | 0 | 0 | 4241111.66 | 0 | 3427967.06
Circuit | TO09_lateral | distribution_circuit_resiliency | 3 | 430811.13 | 430811.13 | 0 | 0 | 3704878.68 | 0 | 3274067.42
Circuit | TO09_main | strategic_undergrounding_main | 1 | 1190259.5 | 1190259.5 | 0 | 0 | 2257640.24 | 0 | 1067380.59
Circuit | TO09_main | strategic_undergrounding_freeway | 2 | 539046.48 | 539046.48 | 0 | 0 | 2896627.79 | 0 | 2357581.16
Circuit | TO09_main | distribution_circuit_resiliency | 3 | 470109.54 | 470109.54 | 0 | 0 | 2816651.54 | 0 | 2346541.87
Circuit | TO10_lateral | strategic_undergrounding_single_or_two_phase_lateral | 1 | 4616794.48 | 4616794.48 | 0 | 0 | 4616794.62 | 0 | 0
Circuit | TO10_lateral | distribution_circuit_resiliency | 2 | 397901.84 | 397901.84 | 0 | 0 | 6386660.32 | 0 | 5988758.37
Circuit | TO10_main | strategic_undergrounding_main | 1 | 2436343.21 | 2436343.21 | 0 | 0 | 2436343.35 | 0 | 0
Circuit | TO10_main | distribution_circuit_resiliency | 2 | 52538.39 | 52538.39 | 0 | 0 | 4759591.49 | 0 | 4707052.98
Circuit | TO11_lateral | strategic_undergrounding_single_or_two_phase_lateral | 1 | 3574391.62 | 3574391.62 | 0 | 0 | 4464208.64 | 0 | 889816.874
Circuit | TO11_lateral | distribution_circuit_resiliency | 2 | 663956.18 | 663956.18 | 0 | 0 | 5667557.93 | 0 | 5003601.63
Circuit | TO11_lateral | strategic_undergrounding_freeway | 3 | 440907.11 | 440907.11 | 0 | 0 | 7536637.36 | 0 | 7095730.09
Circuit | TO11_lateral | strategic_undergrounding_three_phase_lateral | 4 | 8464.15 | 8464.15 | 0 | 0 | 7960481.96 | 0 | 7952017.67
Circuit | TO11_main | strategic_undergrounding_main | 1 | 1931618.96 | 1931618.96 | 0 | 0 | 1936150.52 | 0 | 4531.4129
Circuit | TO11_main | distribution_circuit_resiliency | 2 | 657313.86 | 657313.86 | 0 | 0 | 2980025.17 | 0 | 2322711.17
Circuit | TO11_main | strategic_undergrounding_freeway | 3 | 2288.3 | 2288.3 | 0 | 0 | 3828100.74 | 0 | 3825812.3
Circuit | TRN01_lateral | strategic_undergrounding_single_or_two_phase_lateral | 1 | 429033.88 | 429033.88 | 0 | 0 | 948896.561 | 0 | 519862.504
Circuit | TRN01_lateral | strategic_undergrounding_freeway | 2 | 199430.63 | 199430.63 | 0 | 0 | 1169321.31 | 0 | 969890.513
Circuit | TRN01_lateral | strategic_undergrounding_three_phase_lateral | 3 | 66159.7 | 66159.7 | 0 | 0 | 1297037.81 | 0 | 1230877.94
Circuit | TRN01_lateral | distribution_circuit_resiliency | 4 | 41199.63 | 41199.63 | 0 | 0 | 1098272.54 | 0 | 1057072.77
Circuit | TRN01_main | strategic_undergrounding_freeway | 1 | 436235.06 | 436235.06 | 0 | 0 | 1180018.86 | 0 | 743783.67
Circuit | TRN01_main | strategic_undergrounding_main | 2 | 379915.06 | 379915.06 | 0 | 0 | 1233883.63 | 0 | 853968.413
Circuit | TRN01_main | distribution_circuit_resiliency | 3 | 127739.83 | 127739.83 | 0 | 0 | 1424179.71 | 0 | 1296439.75
Circuit | TRN02_lateral | strategic_undergrounding_single_or_two_phase_lateral | 1 | 161801.58 | 161801.58 | 0 | 0 | 161801.72 | 0 | 0
Circuit | TRN02_lateral | distribution_circuit_resiliency | 2 | 84976.73 | 84976.73 | 0 | 0 | 147446.149 | 0 | 62469.2814
Circuit | TRN02_main | strategic_undergrounding_main | 1 | 188910.39 | 188910.39 | 0 | 0 | 188910.538 | 0 | 0
Circuit | TRN02_main | distribution_circuit_resiliency | 2 | 61118.61 | 61118.61 | 0 | 0 | 286737.097 | 0 | 225618.35
Circuit | TRN03_lateral | strategic_undergrounding_single_or_two_phase_lateral | 1 | 7841016.09 | 7841016.09 | 0 | 0 | 7841016.24 | 0 | 0
Circuit | TRN03_lateral | distribution_circuit_resiliency | 2 | 628190.78 | 628190.78 | 0 | 0 | 10579316.1 | 0 | 9951125.21
Circuit | TRN03_main | strategic_undergrounding_main | 1 | 6853229.72 | 6853229.72 | 0 | 0 | 6853229.86 | 0 | 0
Circuit | TRN03_main | distribution_circuit_resiliency | 2 | 2120831.5 | 2120831.5 | 0 | 0 | 10533912 | 0 | 8413080.38
Circuit | TRN04_lateral | strategic_undergrounding_single_or_two_phase_lateral | 1 | 3942307.85 | 3942307.85 | 0 | 0 | 4141804.5 | 0 | 199496.5
Circuit | TRN04_lateral | distribution_circuit_resiliency | 2 | 496645.82 | 496645.82 | 0 | 0 | 5462940 | 0 | 4966294.08
Circuit | TRN04_lateral | strategic_undergrounding_freeway | 3 | 98777.6 | 98777.6 | 0 | 0 | 7823458.43 | 0 | 7724680.67
Circuit | TRN04_lateral | strategic_undergrounding_three_phase_lateral | 4 | 3156.75 | 3156.75 | 0 | 0 | 7914985.29 | 0 | 7911828.41
Circuit | TRN04_main | strategic_undergrounding_main | 1 | 3637057.1 | 3637057.1 | 0 | 0 | 3868465.48 | 0 | 231408.203
Circuit | TRN04_main | distribution_circuit_resiliency | 2 | 1248552.24 | 1248552.24 | 0 | 0 | 5651478.34 | 0 | 4402925.98
Circuit | TRN04_main | strategic_undergrounding_freeway | 3 | 118198.64 | 118198.64 | 0 | 0 | 7239764.85 | 0 | 7121566.06
Circuit | TRN05_lateral | strategic_undergrounding_single_or_two_phase_lateral | 1 | 10088505 | 10088505 | 0 | 0 | 10149168.9 | 0 | 60663.7168
Circuit | TRN05_lateral | distribution_circuit_resiliency | 2 | 2656943.25 | 2656943.25 | 0 | 0 | 12198443.4 | 0 | 9541499.97
Circuit | TRN05_lateral | strategic_undergrounding_three_phase_lateral | 3 | 24587.43 | 24587.43 | 0 | 0 | 19951385.7 | 0 | 19926798.1
Circuit | TRN05_lateral | strategic_undergrounding_freeway | 4 | 6207.42 | 6207.42 | 0 | 0 | 19969253.8 | 0 | 19963046.2
Circuit | TRN05_main | strategic_undergrounding_main | 1 | 5491179.82 | 5491179.82 | 0 | 0 | 5514921.3 | 0 | 23741.3241
Circuit | TRN05_main | distribution_circuit_resiliency | 2 | 1637988.92 | 1637988.92 | 0 | 0 | 8711582.76 | 0 | 7073593.7
Circuit | TRN05_main | strategic_undergrounding_freeway | 3 | 12104.95 | 12104.95 | 0 | 0 | 11187818 | 0 | 11175712.9
Circuit | TRN07_lateral | strategic_undergrounding_single_or_two_phase_lateral | 1 | 1903635.58 | 1903635.58 | 0 | 0 | 2118459.87 | 0 | 214824.154
Circuit | TRN07_lateral | distribution_circuit_resiliency | 2 | 366768.01 | 366768.01 | 0 | 0 | 2708370.96 | 0 | 2341602.82
Circuit | TRN07_lateral | strategic_undergrounding_three_phase_lateral | 3 | 109097.82 | 109097.82 | 0 | 0 | 3856567.89 | 0 | 3747469.92
Circuit | TRN07_main | strategic_undergrounding_main | 1 | 1004989.15 | 1004989.15 | 0 | 0 | 1006631.3 | 0 | 1642
Circuit | TRN07_main | distribution_circuit_resiliency | 2 | 297060.85 | 297060.85 | 0 | 0 | 1571155.1 | 0 | 1274094.11
Circuit | TRN07_main | strategic_undergrounding_freeway | 3 | 837.07 | 837.07 | 0 | 0 | 1978799.55 | 0 | 1977962.34
Circuit | TRN41_lateral | strategic_undergrounding_single_or_two_phase_lateral | 1 | 264350.43 | 264350.43 | 0 | 0 | 330033.063 | 0 | 65682.4932
Circuit | TRN41_lateral | distribution_circuit_resiliency | 2 | 71273.4 | 71273.4 | 0 | 0 | 382796.954 | 0 | 311523.439
Circuit | TRN41_lateral | strategic_undergrounding_freeway | 3 | 16689.63 | 16689.63 | 0 | 0 | 567460.646 | 0 | 550770.898
Circuit | TRN41_lateral | strategic_undergrounding_three_phase_lateral | 4 | 16632.61 | 16632.61 | 0 | 0 | 567688.835 | 0 | 551056.068
Circuit | TRN41_main | strategic_undergrounding_main | 1 | 620648.21 | 620648.21 | 0 | 0 | 673249.693 | 0 | 52601.3131
Circuit | TRN41_main | distribution_circuit_resiliency | 2 | 225371.35 | 225371.35 | 0 | 0 | 961638.319 | 0 | 736266.841
Circuit | TRN41_main | strategic_undergrounding_freeway | 3 | 26687.32 | 26687.32 | 0 | 0 | 1240408.95 | 0 | 1213721.52
Circuit | TRN42_lateral | strategic_undergrounding_single_or_two_phase_lateral | 1 | 7707.41 | 7707.41 | 0 | 0 | 13592.6088 | 0 | 5885.0975
Circuit | TRN42_lateral | strategic_undergrounding_three_phase_lateral | 2 | 2993.02 | 2993.02 | 0 | 0 | 18133.1247 | 0 | 15139.9638
Circuit | TRN42_lateral | distribution_circuit_resiliency | 3 | 1256.04 | 1256.04 | 0 | 0 | 14321.6374 | 0 | 13065.455
Circuit | TRN42_main | strategic_undergrounding_main | 1 | 16795.54 | 16795.54 | 0 | 0 | 19260.6523 | 0 | 2464.9607
Circuit | TRN42_main | distribution_circuit_resiliency | 2 | 6666.96 | 6666.96 | 0 | 0 | 26323.5311 | 0 | 19656.4258
Circuit | TRN42_main | strategic_undergrounding_freeway | 3 | 1256.68 | 1256.68 | 0 | 0 | 34240.6077 | 0 | 32983.7856
Circuit | TRN43_lateral | strategic_undergrounding_three_phase_lateral | 1 | 1010.66 | 1010.66 | 0 | 0 | 1010.807 | 0 | 0
Circuit | TRN43_lateral | distribution_circuit_resiliency | 2 | 0 | 0 | 0 | 0 | 1979.1348 | 0 | 1979.1348
Circuit | TRN43_lateral | strategic_undergrounding_single_or_two_phase_lateral | 3 | 0 | 0 | 0 | 0 | 1979.1348 | 0 | 1979.1348
Circuit | TRN43_main | strategic_undergrounding_main | 1 | 2095.47 | 2095.47 | 0 | 0 | 2095.6288 | 0 | 0
Circuit | TRN43_main | distribution_circuit_resiliency | 2 | 809.9 | 809.9 | 0 | 0 | 2998.7027 | 0 | 2188.6736
Circuit | TRN44_lateral | strategic_undergrounding_single_or_two_phase_lateral | 1 | 31178.5 | 31178.5 | 0 | 0 | 56812.3044 | 0 | 25633.6774
Circuit | TRN44_lateral | distribution_circuit_resiliency | 2 | 13770.36 | 13770.36 | 0 | 0 | 54485.9462 | 0 | 40715.4511
Circuit | TRN44_lateral | strategic_undergrounding_three_phase_lateral | 3 | 13070.29 | 13070.29 | 0 | 0 | 74117.4231 | 0 | 61046.9724
Circuit | TRN44_main | strategic_undergrounding_main | 1 | 72914.84 | 72914.84 | 0 | 0 | 72914.9824 | 0 | 0
Circuit | TRN44_main | distribution_circuit_resiliency | 2 | 22555.37 | 22555.37 | 0 | 0 | 112057.402 | 0 | 89501.9119
Circuit | TRN45_lateral | strategic_undergrounding_single_or_two_phase_lateral | 1 | 13752989.6 | 13752989.6 | 0 | 0 | 15203994.4 | 0 | 1451004.64
Circuit | TRN45_lateral | distribution_circuit_resiliency | 2 | 2354092.44 | 2354092.44 | 0 | 0 | 19281831.3 | 0 | 16927738.8
Circuit | TRN45_lateral | strategic_undergrounding_freeway | 3 | 739024.63 | 739024.63 | 0 | 0 | 27751527.4 | 0 | 27012502.6
Circuit | TRN45_main | strategic_undergrounding_main | 1 | 11118174.9 | 11118174.9 | 0 | 0 | 11326717.8 | 0 | 208542.735
Circuit | TRN45_main | distribution_circuit_resiliency | 2 | 3804160.55 | 3804160.55 | 0 | 0 | 16834520 | 0 | 13030359.3
Circuit | TRN45_main | strategic_undergrounding_freeway | 3 | 106129.46 | 106129.46 | 0 | 0 | 21902544.9 | 0 | 21796415.3
Circuit | TV01_lateral | strategic_undergrounding_single_or_two_phase_lateral | 1 | 461474.73 | 461474.73 | 0 | 0 | 763034.207 | 0 | 301559.337
Circuit | TV01_lateral | strategic_undergrounding_three_phase_lateral | 2 | 147410.57 | 147410.57 | 0 | 0 | 1066148.23 | 0 | 918737.525
Circuit | TV01_lateral | distribution_circuit_resiliency | 3 | 125123.75 | 125123.75 | 0 | 0 | 893192.685 | 0 | 768068.812
Circuit | TV01_lateral | strategic_undergrounding_freeway | 4 | 6036.72 | 6036.72 | 0 | 0 | 1202602.25 | 0 | 1196565.38
Circuit | TV01_main | strategic_undergrounding_main | 1 | 1033221.66 | 1033221.66 | 0 | 0 | 1040883.59 | 0 | 7661.7665
Circuit | TV01_main | distribution_circuit_resiliency | 2 | 373358.36 | 373358.36 | 0 | 0 | 1562686.57 | 0 | 1189328.08
Circuit | TV01_main | strategic_undergrounding_freeway | 3 | 3898.84 | 3898.84 | 0 | 0 | 2034534.36 | 0 | 2030635.35
Circuit | TV02_lateral | strategic_undergrounding_single_or_two_phase_lateral | 1 | 965862.09 | 965862.09 | 0 | 0 | 965862.223 | 0 | 0
Circuit | TV02_lateral | distribution_circuit_resiliency | 2 | 222161.78 | 222161.78 | 0 | 0 | 1107023.11 | 0 | 884861.189
Circuit | TV02_lateral | strategic_undergrounding_three_phase_lateral | 3 | 0 | 0 | 0 | 0 | 1896189.67 | 0 | 1896189.67
Circuit | TV02_main | strategic_undergrounding_main | 1 | 2776934.95 | 2776934.95 | 0 | 0 | 2776935.11 | 0 | 0
Circuit | TV02_main | distribution_circuit_resiliency | 2 | 1351735.26 | 1351735.26 | 0 | 0 | 3733170.72 | 0 | 2381435.32
Circuit | TV03_lateral | strategic_undergrounding_single_or_two_phase_lateral | 1 | 823136.39 | 823136.39 | 0 | 0 | 828525.681 | 0 | 5389.1357
Circuit | TV03_lateral | distribution_circuit_resiliency | 2 | 217070.03 | 217070.03 | 0 | 0 | 997663.713 | 0 | 780593.521
Circuit | TV03_lateral | strategic_undergrounding_three_phase_lateral | 3 | 2740.96 | 2740.96 | 0 | 0 | 1619784.25 | 0 | 1617043.14
Circuit | TV03_main | strategic_undergrounding_main | 1 | 2018283.55 | 2018283.55 | 0 | 0 | 2018283.71 | 0 | 0
Circuit | TV03_main | distribution_circuit_resiliency | 2 | 828767.13 | 828767.13 | 0 | 0 | 2909792.7 | 0 | 2081025.43
Circuit | TV04_lateral | strategic_undergrounding_single_or_two_phase_lateral | 1 | 1238940.02 | 1238940.02 | 0 | 0 | 1665853 | 0 | 426912.82
Circuit | TV04_lateral | distribution_circuit_resiliency | 2 | 608983.12 | 608983.12 | 0 | 0 | 1758385.48 | 0 | 1149402.21
Circuit | TV04_lateral | strategic_undergrounding_three_phase_lateral | 3 | 217378.1 | 217378.1 | 0 | 0 | 2650606.96 | 0 | 2433228.7
Circuit | TV04_main | strategic_undergrounding_main | 1 | 3450617.57 | 3450617.57 | 0 | 0 | 3450617.73 | 0 | 0
Circuit | TV04_main | distribution_circuit_resiliency | 2 | 1539360.76 | 1539360.76 | 0 | 0 | 4817880.82 | 0 | 3278519.95
Circuit | TV05_lateral | strategic_undergrounding_single_or_two_phase_lateral | 1 | 212561.11 | 212561.11 | 0 | 0 | 315745.153 | 0 | 103183.892
Circuit | TV05_lateral | distribution_circuit_resiliency | 2 | 56183.98 | 56183.98 | 0 | 0 | 376906.035 | 0 | 320721.913
Circuit | TV05_lateral | strategic_undergrounding_freeway | 3 | 52489.85 | 52489.85 | 0 | 0 | 470216.402 | 0 | 417726.41
Circuit | TV05_main | strategic_undergrounding_main | 1 | 186225.65 | 186225.65 | 0 | 0 | 301693.479 | 0 | 115467.689
Circuit | TV05_main | distribution_circuit_resiliency | 2 | 82093.48 | 82093.48 | 0 | 0 | 376930.808 | 0 | 294837.221
Circuit | TV05_main | strategic_undergrounding_freeway | 3 | 58738.64 | 58738.64 | 0 | 0 | 424837.453 | 0 | 366098.653
Circuit | TWG41_lateral | strategic_undergrounding_single_or_two_phase_lateral | 1 | 4282076 | 4282076 | 0 | 0 | 4299949.7 | 0 | 17873.5501
Circuit | TWG41_lateral | distribution_circuit_resiliency | 2 | 1398761.56 | 1398761.56 | 0 | 0 | 5099376.41 | 0 | 3700614.71
Circuit | TWG41_lateral | strategic_undergrounding_three_phase_lateral | 3 | 5621.12 | 5621.12 | 0 | 0 | 8431112.36 | 0 | 8425491.1
Circuit | TWG41_main | strategic_undergrounding_main | 1 | 10232202.4 | 10232202.4 | 0 | 0 | 10232202.5 | 0 | 0
Circuit | TWG41_main | distribution_circuit_resiliency | 2 | 4609417.54 | 4609417.54 | 0 | 0 | 14161941 | 0 | 9552523.32
Circuit | TWG42_lateral | strategic_undergrounding_single_or_two_phase_lateral | 1 | 12394354.3 | 12394354.3 | 0 | 0 | 14581972.4 | 0 | 2187617.9
Circuit | TWG42_lateral | distribution_circuit_resiliency | 2 | 3144382.13 | 3144382.13 | 0 | 0 | 15682341.3 | 0 | 12537959
Circuit | TWG42_lateral | strategic_undergrounding_freeway | 3 | 954734.95 | 954734.95 | 0 | 0 | 25643680.4 | 0 | 24688945.3
Circuit | TWG42_lateral | strategic_undergrounding_three_phase_lateral | 4 | 156900.1 | 156900.1 | 0 | 0 | 26414136.4 | 0 | 26257236.2
Circuit | TWG42_main | strategic_undergrounding_main | 1 | 16661239.2 | 16661239.2 | 0 | 0 | 20783680.6 | 0 | 4122441.24
Circuit | TWG42_main | distribution_circuit_resiliency | 2 | 6890052.12 | 6890052.12 | 0 | 0 | 28026186 | 0 | 21136133.8
Circuit | TWG42_main | strategic_undergrounding_freeway | 3 | 2095630.52 | 2095630.52 | 0 | 0 | 34818893.8 | 0 | 32723263.2
Circuit | TWG43_lateral | strategic_undergrounding_single_or_two_phase_lateral | 1 | 4314457.82 | 4314457.82 | 0 | 0 | 4322495.08 | 0 | 8037.1392
Circuit | TWG43_lateral | distribution_circuit_resiliency | 2 | 997768.68 | 997768.68 | 0 | 0 | 5238717.96 | 0 | 4240949.18
Circuit | TWG43_lateral | strategic_undergrounding_three_phase_lateral | 3 | 4086.18 | 4086.18 | 0 | 0 | 8505791.38 | 0 | 8501705.05
Circuit | TWG43_main | strategic_undergrounding_main | 1 | 5460059.47 | 5460059.47 | 0 | 0 | 5460059.66 | 0 | 0
Circuit | TWG43_main | distribution_circuit_resiliency | 2 | 2566975.56 | 2566975.56 | 0 | 0 | 7549623.85 | 0 | 4982648.16
Circuit | TWG44_lateral | strategic_undergrounding_single_or_two_phase_lateral | 1 | 14456514.9 | 14456514.9 | 0 | 0 | 14830538.1 | 0 | 374023.056
Circuit | TWG44_lateral | distribution_circuit_resiliency | 2 | 1790091.44 | 1790091.44 | 0 | 0 | 15884487.3 | 0 | 14094395.8
Circuit | TWG44_lateral | strategic_undergrounding_three_phase_lateral | 3 | 189480.43 | 189480.43 | 0 | 0 | 28619361.8 | 0 | 28429881.2
Circuit | TWG44_lateral | strategic_undergrounding_freeway | 4 | 592.83 | 592.83 | 0 | 0 | 28802164.8 | 0 | 28801571.8
Circuit | TWG44_main | strategic_undergrounding_main | 1 | 27492478.8 | 27492478.8 | 0 | 0 | 27688462 | 0 | 195983.088
Circuit | TWG44_main | distribution_circuit_resiliency | 2 | 11747084.8 | 11747084.8 | 0 | 0 | 39097619.6 | 0 | 27350534.6
Circuit | TWG44_main | strategic_undergrounding_freeway | 3 | 99653.16 | 99653.16 | 0 | 0 | 54186869.8 | 0 | 54087216.5
Circuit | TWG45_lateral | strategic_undergrounding_single_or_two_phase_lateral | 1 | 188107.28 | 188107.28 | 0 | 0 | 215399.266 | 0 | 27291.8363
Circuit | TWG45_lateral | strategic_undergrounding_three_phase_lateral | 2 | 13896.05 | 13896.05 | 0 | 0 | 383880.413 | 0 | 369984.224
Circuit | TWG45_lateral | distribution_circuit_resiliency | 3 | 10261.63 | 10261.63 | 0 | 0 | 336323.883 | 0 | 326062.133
Circuit | TWG45_main | strategic_undergrounding_main | 1 | 700557.33 | 700557.33 | 0 | 0 | 700557.445 | 0 | 0
Circuit | TWG45_main | distribution_circuit_resiliency | 2 | 338126.7 | 338126.7 | 0 | 0 | 946322.904 | 0 | 608196.073
Circuit | TWG46_lateral | strategic_undergrounding_single_or_two_phase_lateral | 1 | 7819293.45 | 7819293.45 | 0 | 0 | 12575243.6 | 0 | 4755950.03
Circuit | TWG46_lateral | strategic_undergrounding_freeway | 2 | 2253482.06 | 2253482.06 | 0 | 0 | 17958891.7 | 0 | 15705409.5
Circuit | TWG46_lateral | distribution_circuit_resiliency | 3 | 1851130.81 | 1851130.81 | 0 | 0 | 12562089.2 | 0 | 10710958.2
Circuit | TWG46_lateral | strategic_undergrounding_three_phase_lateral | 4 | 162322.71 | 162322.71 | 0 | 0 | 19976508.9 | 0 | 19814186
Circuit | TWG46_main | strategic_undergrounding_main | 1 | 4249713.94 | 4249713.94 | 0 | 0 | 7881657.92 | 0 | 3631943.84
Circuit | TWG46_main | distribution_circuit_resiliency | 2 | 3549944.21 | 3549944.21 | 0 | 0 | 7434044.96 | 0 | 3884100.63
Circuit | TWG46_main | strategic_undergrounding_freeway | 3 | 1835059.55 | 1835059.55 | 0 | 0 | 10206019.4 | 0 | 8370959.74
Circuit | TWN41_main | strategic_undergrounding_main | 1 | 0 | 0 | 0 | 0 | 0 | 0 | 0
Circuit | TWN42_main | strategic_undergrounding_main | 1 | 0 | 0 | 0 | 0 | 0 | 0 | 0
Circuit | UL02_lateral | strategic_undergrounding_single_or_two_phase_lateral | 1 | 1184695.91 | 1184695.91 | 0 | 0 | 1297676.02 | 0 | 112979.938
Circuit | UL02_lateral | distribution_circuit_resiliency | 2 | 236037.89 | 236037.89 | 0 | 0 | 1624682.23 | 0 | 1388644.19
Circuit | UL02_lateral | strategic_undergrounding_freeway | 3 | 56267.05 | 56267.05 | 0 | 0 | 2398296.07 | 0 | 2342028.85
Circuit | UL02_lateral | strategic_undergrounding_three_phase_lateral | 4 | 927.35 | 927.35 | 0 | 0 | 2452272.05 | 0 | 2451344.57
Circuit | UL02_main | strategic_undergrounding_main | 1 | 585954.34 | 585954.34 | 0 | 0 | 782600.646 | 0 | 196646.162
Circuit | UL02_main | distribution_circuit_resiliency | 2 | 108941.88 | 108941.88 | 0 | 0 | 1213841.05 | 0 | 1104899.03
Circuit | UL02_main | strategic_undergrounding_freeway | 3 | 99549.55 | 99549.55 | 0 | 0 | 1256969.13 | 0 | 1157419.43
Circuit | UL03_lateral | strategic_undergrounding_single_or_two_phase_lateral | 1 | 767133.1 | 767133.1 | 0 | 0 | 841270.293 | 0 | 74137.0462
Circuit | UL03_lateral | distribution_circuit_resiliency | 2 | 66539.42 | 66539.42 | 0 | 0 | 894946.048 | 0 | 828406.476
Circuit | UL03_lateral | strategic_undergrounding_three_phase_lateral | 3 | 37501.92 | 37501.92 | 0 | 0 | 1553844.95 | 0 | 1516342.87
Circuit | UL03_main | strategic_undergrounding_main | 1 | 1094971.43 | 1094971.43 | 0 | 0 | 1094971.57 | 0 | 0
Circuit | UL03_main | distribution_circuit_resiliency | 2 | 381348.61 | 381348.61 | 0 | 0 | 1673089.16 | 0 | 1291740.41
Circuit | UL04_lateral | strategic_undergrounding_single_or_two_phase_lateral | 1 | 2473843.87 | 2473843.87 | 0 | 0 | 2849579.27 | 0 | 375735.254
Circuit | UL04_lateral | distribution_circuit_resiliency | 2 | 820905.32 | 820905.32 | 0 | 0 | 2723478.85 | 0 | 1902573.4
Circuit | UL04_lateral | strategic_undergrounding_three_phase_lateral | 3 | 190064.77 | 190064.77 | 0 | 0 | 5078522.31 | 0 | 4888457.37
Circuit | UL04_main | strategic_undergrounding_main | 1 | 3161814.86 | 3161814.86 | 0 | 0 | 3161814.99 | 0 | 0
Circuit | UL04_main | distribution_circuit_resiliency | 2 | 1252095.72 | 1252095.72 | 0 | 0 | 4635237.29 | 0 | 3383141.46
Circuit | UL09_lateral | strategic_undergrounding_single_or_two_phase_lateral | 1 | 235143.68 | 235143.68 | 0 | 0 | 236111.993 | 0 | 968.1465
Circuit | UL09_lateral | distribution_circuit_resiliency | 2 | 3887.38 | 3887.38 | 0 | 0 | 235987.507 | 0 | 232099.98
Circuit | UL09_lateral | strategic_undergrounding_three_phase_lateral | 3 | 489.25 | 489.25 | 0 | 0 | 465625.799 | 0 | 465136.393
Circuit | UL09_main | strategic_undergrounding_main | 1 | 370436.74 | 370436.74 | 0 | 0 | 370436.874 | 0 | 0
Circuit | UL09_main | distribution_circuit_resiliency | 2 | 55128.09 | 55128.09 | 0 | 0 | 661636.425 | 0 | 606508.21
Circuit | UL13_lateral | strategic_undergrounding_single_or_two_phase_lateral | 1 | 2160460.93 | 2160460.93 | 0 | 0 | 2161412.32 | 0 | 951.2285
Circuit | UL13_lateral | distribution_circuit_resiliency | 2 | 1472674.59 | 1472674.59 | 0 | 0 | 1932520.93 | 0 | 459846.229
Circuit | UL13_lateral | strategic_undergrounding_three_phase_lateral | 3 | 481.01 | 481.01 | 0 | 0 | 4271269.65 | 0 | 4270788.47
Circuit | UL13_main | strategic_undergrounding_main | 1 | 2726058.35 | 2726058.35 | 0 | 0 | 2726058.49 | 0 | 0
Circuit | UL13_main | distribution_circuit_resiliency | 2 | 567125.5 | 567125.5 | 0 | 0 | 4656715.1 | 0 | 4089589.46
Circuit | UL14_lateral | strategic_undergrounding_single_or_two_phase_lateral | 1 | 523370.38 | 523370.38 | 0 | 0 | 524361.111 | 0 | 990.5708
Circuit | UL14_lateral | strategic_undergrounding_three_phase_lateral | 2 | 501.33 | 501.33 | 0 | 0 | 1035111.36 | 0 | 1034609.9
Circuit | UL14_lateral | distribution_circuit_resiliency | 3 | 432.98 | 432.98 | 0 | 0 | 768751.18 | 0 | 768318.077
Circuit | UL14_main | strategic_undergrounding_main | 1 | 713431.03 | 713431.03 | 0 | 0 | 713431.169 | 0 | 0
Circuit | UL14_main | distribution_circuit_resiliency | 2 | 154159.2 | 154159.2 | 0 | 0 | 1211192.98 | 0 | 1057033.65
Circuit | UL15_lateral | strategic_undergrounding_single_or_two_phase_lateral | 1 | 390974.71 | 390974.71 | 0 | 0 | 500088.754 | 0 | 109113.901
Circuit | UL15_lateral | distribution_circuit_resiliency | 2 | 107736.96 | 107736.96 | 0 | 0 | 551322.562 | 0 | 443585.455
Circuit | UL15_lateral | strategic_undergrounding_three_phase_lateral | 3 | 55237.43 | 55237.43 | 0 | 0 | 827379.016 | 0 | 772141.449
Circuit | UL15_main | strategic_undergrounding_main | 1 | 640729.62 | 640729.62 | 0 | 0 | 640729.779 | 0 | 0
Circuit | UL15_main | distribution_circuit_resiliency | 2 | 170291.82 | 170291.82 | 0 | 0 | 1046430.85 | 0 | 876138.899
Circuit | UL16_lateral | strategic_undergrounding_single_or_two_phase_lateral | 1 | 451988.32 | 451988.32 | 0 | 0 | 500395.789 | 0 | 48407.326
Circuit | UL16_lateral | strategic_undergrounding_three_phase_lateral | 2 | 24470.14 | 24470.14 | 0 | 0 | 917985.655 | 0 | 893515.37
Circuit | UL16_lateral | distribution_circuit_resiliency | 3 | 1721.87 | 1721.87 | 0 | 0 | 501081.484 | 0 | 499359.472
Circuit | UL16_main | strategic_undergrounding_main | 1 | 655658.42 | 655658.42 | 0 | 0 | 655658.575 | 0 | 0
Circuit | UL16_main | distribution_circuit_resiliency | 2 | 89429.44 | 89429.44 | 0 | 0 | 1180985.01 | 0 | 1091555.43
Circuit | UL41_lateral | strategic_undergrounding_single_or_two_phase_lateral | 1 | 11553.72 | 11553.72 | 0 | 0 | 11553.872 | 0 | 0
Circuit | UL41_lateral | distribution_circuit_resiliency | 2 | 9980.74 | 9980.74 | 0 | 0 | 9980.8718 | 0 | 0
Circuit | UL41_main | distribution_circuit_resiliency | 1 | 0 | 0 | 0 | 0 | 0 | 0 | 0
Circuit | UL41_main | strategic_undergrounding_main | 2 | 0 | 0 | 0 | 0 | 0 | 0 | 0
Circuit | UL42_lateral | strategic_undergrounding_single_or_two_phase_lateral | 1 | 502.19 | 502.19 | 0 | 0 | 502.3423 | 0 | 0
Circuit | UL42_lateral | distribution_circuit_resiliency | 2 | 0 | 0 | 0 | 0 | 502.3423 | 0 | 502.3423
Circuit | UL45_lateral | strategic_undergrounding_single_or_two_phase_lateral | 1 | 306742.44 | 306742.44 | 0 | 0 | 313300.903 | 0 | 6558.3323
Circuit | UL45_lateral | distribution_circuit_resiliency | 2 | 63211.58 | 63211.58 | 0 | 0 | 386435.71 | 0 | 323223.995
Circuit | UL45_lateral | strategic_undergrounding_three_phase_lateral | 3 | 3317.37 | 3317.37 | 0 | 0 | 609664.01 | 0 | 606346.49
Circuit | UL45_main | strategic_undergrounding_main | 1 | 864534.46 | 864534.46 | 0 | 0 | 864534.612 | 0 | 0
Circuit | UL45_main | distribution_circuit_resiliency | 2 | 223372.05 | 223372.05 | 0 | 0 | 1421170.68 | 0 | 1197798.5
Circuit | UL46_lateral | strategic_undergrounding_single_or_two_phase_lateral | 1 | 1488152.99 | 1488152.99 | 0 | 0 | 2005000.99 | 0 | 516847.87
Circuit | UL46_lateral | strategic_undergrounding_three_phase_lateral | 2 | 261345.87 | 261345.87 | 0 | 0 | 3204534.85 | 0 | 2943188.84
Circuit | UL46_lateral | distribution_circuit_resiliency | 3 | 113555.18 | 113555.18 | 0 | 0 | 2502112.7 | 0 | 2388557.4
Circuit | UL46_main | strategic_undergrounding_main | 1 | 1842052.07 | 1842052.07 | 0 | 0 | 1842052.23 | 0 | 0
Circuit | UL46_main | distribution_circuit_resiliency | 2 | 434157.21 | 434157.21 | 0 | 0 | 3083390.59 | 0 | 2649233.25
Circuit | UL47_lateral | strategic_undergrounding_single_or_two_phase_lateral | 1 | 961695.67 | 961695.67 | 0 | 0 | 996858.773 | 0 | 35162.9674
Circuit | UL47_lateral | strategic_undergrounding_three_phase_lateral | 2 | 17775.02 | 17775.02 | 0 | 0 | 1920081.81 | 0 | 1902306.65
Circuit | UL47_lateral | distribution_circuit_resiliency | 3 | 12420.6 | 12420.6 | 0 | 0 | 1376333.8 | 0 | 1363913.07
Circuit | UL47_main | strategic_undergrounding_main | 1 | 1466878.49 | 1466878.49 | 0 | 0 | 1466878.64 | 0 | 0
Circuit | UL47_main | distribution_circuit_resiliency | 2 | 338762.45 | 338762.45 | 0 | 0 | 2464502.64 | 0 | 2125740.05
Circuit | UL48_lateral | strategic_undergrounding_single_or_two_phase_lateral | 1 | 1974732.28 | 1974732.28 | 0 | 0 | 1974732.43 | 0 | 0
Circuit | UL48_lateral | distribution_circuit_resiliency | 2 | 486044.99 | 486044.99 | 0 | 0 | 2583448.92 | 0 | 2097403.82
Circuit | UL48_main | strategic_undergrounding_main | 1 | 3084227.7 | 3084227.7 | 0 | 0 | 3084227.81 | 0 | 0
Circuit | UL48_main | distribution_circuit_resiliency | 2 | 944222.9 | 944222.9 | 0 | 0 | 4880300.19 | 0 | 3936077.18
Circuit | UL49_lateral | strategic_undergrounding_single_or_two_phase_lateral | 1 | 264287.75 | 264287.75 | 0 | 0 | 264287.866 | 0 | 0
Circuit | UL49_lateral | distribution_circuit_resiliency | 2 | 87155.56 | 87155.56 | 0 | 0 | 264292.722 | 0 | 177137.014
Circuit | UL49_lateral | strategic_undergrounding_three_phase_lateral | 3 | 0 | 0 | 0 | 0 | 522188.349 | 0 | 522188.349
Circuit | UL49_main | strategic_undergrounding_main | 1 | 331190.6 | 331190.6 | 0 | 0 | 331190.744 | 0 | 0
Circuit | UL49_main | distribution_circuit_resiliency | 2 | 49721.1 | 49721.1 | 0 | 0 | 590353.643 | 0 | 540632.387
Circuit | UN01_lateral | strategic_undergrounding_single_or_two_phase_lateral | 1 | 1836780.56 | 1836780.56 | 0 | 0 | 1896298.82 | 0 | 59518.1264
Circuit | UN01_lateral | distribution_circuit_resiliency | 2 | 353685.47 | 353685.47 | 0 | 0 | 2554423.38 | 0 | 2200737.8
Circuit | UN01_lateral | strategic_undergrounding_freeway | 3 | 30234.6 | 30234.6 | 0 | 0 | 3647271.45 | 0 | 3617036.72
Circuit | UN01_lateral | strategic_undergrounding_three_phase_lateral | 4 | 0 | 0 | 0 | 0 | 3676554.85 | 0 | 3676554.85
Circuit | UN01_main | strategic_undergrounding_main | 1 | 2970704.3 | 2970704.3 | 0 | 0 | 3162583.76 | 0 | 191879.333
Circuit | UN01_main | distribution_circuit_resiliency | 2 | 942421.66 | 942421.66 | 0 | 0 | 4837121.79 | 0 | 3894700
Circuit | UN01_main | strategic_undergrounding_freeway | 3 | 97473.04 | 97473.04 | 0 | 0 | 5949076.61 | 0 | 5851603.43
Circuit | UN02_lateral | strategic_undergrounding_single_or_two_phase_lateral | 1 | 5018959.59 | 5018959.59 | 0 | 0 | 5022367.75 | 0 | 3408.0033
Circuit | UN02_lateral | distribution_circuit_resiliency | 2 | 1276771.32 | 1276771.32 | 0 | 0 | 6199948.44 | 0 | 4923176.97
Circuit | UN02_lateral | strategic_undergrounding_freeway | 3 | 1157.19 | 1157.19 | 0 | 0 | 9884799.73 | 0 | 9883642.39
Circuit | UN02_lateral | strategic_undergrounding_three_phase_lateral | 4 | 573.41 | 573.41 | 0 | 0 | 9885365.79 | 0 | 9884792.22
Circuit | UN02_main | strategic_undergrounding_main | 1 | 3864486.7 | 3864486.7 | 0 | 0 | 3864486.83 | 0 | 0
Circuit | UN02_main | distribution_circuit_resiliency | 2 | 886417.23 | 886417.23 | 0 | 0 | 6476246.78 | 0 | 5589829.42
Circuit | UN03_lateral | strategic_undergrounding_single_or_two_phase_lateral | 1 | 945025.95 | 945025.95 | 0 | 0 | 1226497.74 | 0 | 281471.647
Circuit | UN03_lateral | distribution_circuit_resiliency | 2 | 177533.89 | 177533.89 | 0 | 0 | 1486419.73 | 0 | 1308885.7
Circuit | UN03_lateral | strategic_undergrounding_freeway | 3 | 142818.66 | 142818.66 | 0 | 0 | 2005305.15 | 0 | 1862486.36
Circuit | UN03_lateral | strategic_undergrounding_three_phase_lateral | 4 | 0 | 0 | 0 | 0 | 2143958.01 | 0 | 2143958.01
Circuit | UN03_main | strategic_undergrounding_main | 1 | 848560.62 | 848560.62 | 0 | 0 | 1125917.34 | 0 | 277356.565
Circuit | UN03_main | distribution_circuit_resiliency | 2 | 369140.72 | 369140.72 | 0 | 0 | 1476921.12 | 0 | 1107780.23
Circuit | UN03_main | strategic_undergrounding_freeway | 3 | 140730.65 | 140730.65 | 0 | 0 | 1813100.36 | 0 | 1672369.56
Circuit | UN04_lateral | strategic_undergrounding_single_or_two_phase_lateral | 1 | 1280022.49 | 1280022.49 | 0 | 0 | 1558887.89 | 0 | 278865.267
Circuit | UN04_lateral | distribution_circuit_resiliency | 2 | 258219.91 | 258219.91 | 0 | 0 | 1889009.15 | 0 | 1630789.11
Circuit | UN04_lateral | strategic_undergrounding_freeway | 3 | 141496.15 | 141496.15 | 0 | 0 | 2664204.1 | 0 | 2522707.79
Circuit | UN04_main | strategic_undergrounding_main | 1 | 509168.03 | 509168.03 | 0 | 0 | 555466.296 | 0 | 46298.0949
Circuit | UN04_main | distribution_circuit_resiliency | 2 | 145396.16 | 145396.16 | 0 | 0 | 863555.108 | 0 | 718158.812
Circuit | UN04_main | strategic_undergrounding_freeway | 3 | 23491.51 | 23491.51 | 0 | 0 | 1026975.94 | 0 | 1003484.28
Circuit | UN05_lateral | strategic_undergrounding_single_or_two_phase_lateral | 1 | 3333521.29 | 3333521.29 | 0 | 0 | 3433686.69 | 0 | 100165.246
Circuit | UN05_lateral | distribution_circuit_resiliency | 2 | 790363.03 | 790363.03 | 0 | 0 | 4143174.18 | 0 | 3352811.03
Circuit | UN05_lateral | strategic_undergrounding_three_phase_lateral | 3 | 50460.68 | 50460.68 | 0 | 0 | 6622135.8 | 0 | 6571674.96
Circuit | UN05_lateral | strategic_undergrounding_freeway | 4 | 362.87 | 362.87 | 0 | 0 | 6670772.3 | 0 | 6670409.27
Circuit | UN05_main | strategic_undergrounding_main | 1 | 2522913.65 | 2522913.65 | 0 | 0 | 2524344.74 | 0 | 1430.9321
Circuit | UN05_main | distribution_circuit_resiliency | 2 | 622230.71 | 622230.71 | 0 | 0 | 4177139.07 | 0 | 3554908.23
Circuit | UN05_main | strategic_undergrounding_freeway | 3 | 725.9 | 725.9 | 0 | 0 | 4973385.96 | 0 | 4972659.9
Circuit | UN08_lateral | strategic_undergrounding_single_or_two_phase_lateral | 1 | 4980309.33 | 4980309.33 | 0 | 0 | 5920573.23 | 0 | 940263.742
Circuit | UN08_lateral | distribution_circuit_resiliency | 2 | 1375939.35 | 1375939.35 | 0 | 0 | 7226375.63 | 0 | 5850436.13
Circuit | UN08_lateral | strategic_undergrounding_three_phase_lateral | 3 | 477564.21 | 477564.21 | 0 | 0 | 10290269.5 | 0 | 9812705.13
Circuit | UN08_main | strategic_undergrounding_main | 1 | 3239840.5 | 3239840.5 | 0 | 0 | 3239840.65 | 0 | 0
Circuit | UN08_main | distribution_circuit_resiliency | 2 | 780627.32 | 780627.32 | 0 | 0 | 5385708.15 | 0 | 4605080.69
Circuit | UN09_lateral | strategic_undergrounding_single_or_two_phase_lateral | 1 | 899015.2 | 899015.2 | 0 | 0 | 1099656.83 | 0 | 200641.478
Circuit | UN09_lateral | distribution_circuit_resiliency | 2 | 110306.33 | 110306.33 | 0 | 0 | 1368237.16 | 0 | 1257930.71
Circuit | UN09_lateral | strategic_undergrounding_freeway | 3 | 77961.1 | 77961.1 | 0 | 0 | 1897948.5 | 0 | 1819987.28
Circuit | UN09_lateral | strategic_undergrounding_three_phase_lateral | 4 | 23791.98 | 23791.98 | 0 | 0 | 1950568.4 | 0 | 1926776.26
Circuit | UN09_main | strategic_undergrounding_main | 1 | 645582.12 | 645582.12 | 0 | 0 | 673341.372 | 0 | 27759.1025
Circuit | UN09_main | distribution_circuit_resiliency | 2 | 203746.4 | 203746.4 | 0 | 0 | 1039703.08 | 0 | 835956.563
Circuit | UN09_main | strategic_undergrounding_freeway | 3 | 14066.26 | 14066.26 | 0 | 0 | 1287665.9 | 0 | 1273599.49
Circuit | UN10_lateral | strategic_undergrounding_single_or_two_phase_lateral | 1 | 9034639.36 | 9034639.36 | 0 | 0 | 9354893.35 | 0 | 320253.856
Circuit | UN10_lateral | distribution_circuit_resiliency | 2 | 1191858.78 | 1191858.78 | 0 | 0 | 11255910.2 | 0 | 10064051.3
Circuit | UN10_lateral | strategic_undergrounding_three_phase_lateral | 3 | 160891.95 | 160891.95 | 0 | 0 | 17977316.1 | 0 | 17816424
Circuit | UN10_lateral | strategic_undergrounding_freeway | 4 | 1623.74 | 1623.74 | 0 | 0 | 18131900.9 | 0 | 18130277
Circuit | UN10_main | strategic_undergrounding_main | 1 | 9741623.8 | 9741623.8 | 0 | 0 | 9741623.94 | 0 | 0
Circuit | UN10_main | distribution_circuit_resiliency | 2 | 1849551.71 | 1849551.71 | 0 | 0 | 16831594.6 | 0 | 14982042.8
Circuit | UN11_lateral | strategic_undergrounding_single_or_two_phase_lateral | 1 | 997690.13 | 997690.13 | 0 | 0 | 1163767.5 | 0 | 166077.211
Circuit | UN11_lateral | distribution_circuit_resiliency | 2 | 142962.35 | 142962.35 | 0 | 0 | 1314237.43 | 0 | 1171274.94
Circuit | UN11_lateral | strategic_undergrounding_freeway | 3 | 84039.1 | 84039.1 | 0 | 0 | 2051429.68 | 0 | 1967390.43
Circuit | UN11_lateral | strategic_undergrounding_three_phase_lateral | 4 | 199.47 | 199.47 | 0 | 0 | 2132880.16 | 0 | 2132680.54
Circuit | UN11_main | strategic_undergrounding_main | 1 | 525587.55 | 525587.55 | 0 | 0 | 526774.182 | 0 | 1186.4803
Circuit | UN11_main | distribution_circuit_resiliency | 2 | 142462.23 | 142462.23 | 0 | 0 | 854779.779 | 0 | 712317.387
Circuit | UN11_main | strategic_undergrounding_freeway | 3 | 601.8 | 601.8 | 0 | 0 | 1036793.28 | 0 | 1036191.33
Circuit | UV01_lateral | strategic_undergrounding_single_or_two_phase_lateral | 1 | 909880.11 | 909880.11 | 0 | 0 | 909880.268 | 0 | 0
Circuit | UV01_lateral | distribution_circuit_resiliency | 2 | 426275.35 | 426275.35 | 0 | 0 | 852673.62 | 0 | 426398.135
Circuit | UV01_main | strategic_undergrounding_main | 1 | 2370669.01 | 2370669.01 | 0 | 0 | 2370669.17 | 0 | 0
Circuit | UV01_main | distribution_circuit_resiliency | 2 | 1036225.18 | 1036225.18 | 0 | 0 | 3345460.8 | 0 | 2309235.49
Circuit | UV01_main | strategic_undergrounding_freeway | 3 | 0 | 0 | 0 | 0 | 4672928.61 | 0 | 4672928.61
Circuit | UV02_lateral | strategic_undergrounding_single_or_two_phase_lateral | 1 | 17340.37 | 17340.37 | 0 | 0 | 17340.526 | 0 | 0
Circuit | UV02_lateral | distribution_circuit_resiliency | 2 | 6462.38 | 6462.38 | 0 | 0 | 20906.28 | 0 | 14443.7852
Circuit | UV02_main | strategic_undergrounding_main | 1 | 57292.26 | 57292.26 | 0 | 0 | 57762.0007 | 0 | 469.5739
Circuit | UV02_main | distribution_circuit_resiliency | 2 | 25584.67 | 25584.67 | 0 | 0 | 80554.1542 | 0 | 54969.3716
Circuit | UV02_main | strategic_undergrounding_freeway | 3 | 238.48 | 238.48 | 0 | 0 | 113013.486 | 0 | 112774.855
Circuit | UV03_lateral | strategic_undergrounding_single_or_two_phase_lateral | 1 | 1623303.58 | 1623303.58 | 0 | 0 | 2177693.21 | 0 | 554389.492
Circuit | UV03_lateral | distribution_circuit_resiliency | 2 | 692678.9 | 692678.9 | 0 | 0 | 2399683.28 | 0 | 1707004.24
Circuit | UV03_lateral | strategic_undergrounding_freeway | 3 | 280266.93 | 280266.93 | 0 | 0 | 3483903.77 | 0 | 3203636.72
Circuit | UV03_lateral | strategic_undergrounding_three_phase_lateral | 4 | 570.65 | 570.65 | 0 | 0 | 3756343.4 | 0 | 3755772.59
Circuit | UV03_main | strategic_undergrounding_main | 1 | 1826758.89 | 1826758.89 | 0 | 0 | 2934411.19 | 0 | 1107652.17
Circuit | UV03_main | distribution_circuit_resiliency | 2 | 840226.72 | 840226.72 | 0 | 0 | 3632500.92 | 0 | 2792274.04
Circuit | UV03_main | strategic_undergrounding_freeway | 3 | 561104.74 | 561104.74 | 0 | 0 | 4163927.46 | 0 | 3602822.55
Circuit | UV04_lateral | strategic_undergrounding_single_or_two_phase_lateral | 1 | 749666.03 | 749666.03 | 0 | 0 | 1384596.14 | 0 | 634929.958
Circuit | UV04_lateral | strategic_undergrounding_freeway | 2 | 322656.11 | 322656.11 | 0 | 0 | 1798640.43 | 0 | 1475984.15
Circuit | UV04_lateral | distribution_circuit_resiliency | 3 | 82903.42 | 82903.42 | 0 | 0 | 1372138.85 | 0 | 1289235.34
Circuit | UV04_main | strategic_undergrounding_main | 1 | 2766166.24 | 2766166.24 | 0 | 0 | 4203160.85 | 0 | 1436994.44
Circuit | UV04_main | distribution_circuit_resiliency | 2 | 1174437.93 | 1174437.93 | 0 | 0 | 5382690.35 | 0 | 4208252.29
Circuit | UV04_main | strategic_undergrounding_freeway | 3 | 730249.35 | 730249.35 | 0 | 0 | 6177337.27 | 0 | 5447087.79
Circuit | UV05_lateral | strategic_undergrounding_single_or_two_phase_lateral | 1 | 969098.3 | 969098.3 | 0 | 0 | 969098.441 | 0 | 0
Circuit | UV05_lateral | distribution_circuit_resiliency | 2 | 193589.63 | 193589.63 | 0 | 0 | 960550.973 | 0 | 766961.216
Circuit | UV05_main | strategic_undergrounding_main | 1 | 2637806.45 | 2637806.45 | 0 | 0 | 2637806.6 | 0 | 0
Circuit | UV05_main | distribution_circuit_resiliency | 2 | 1065660.44 | 1065660.44 | 0 | 0 | 3832593.2 | 0 | 2766932.6
Circuit | UV06_lateral | strategic_undergrounding_single_or_two_phase_lateral | 1 | 1350897.26 | 1350897.26 | 0 | 0 | 1350897.39 | 0 | 0
Circuit | UV06_lateral | distribution_circuit_resiliency | 2 | 521738.39 | 521738.39 | 0 | 0 | 1269409.27 | 0 | 747670.752
Circuit | UV06_lateral | strategic_undergrounding_three_phase_lateral | 3 | 0 | 0 | 0 | 0 | 2662646.08 | 0 | 2662646.08
Circuit | UV06_main | strategic_undergrounding_main | 1 | 3006830.02 | 3006830.02 | 0 | 0 | 3006830.18 | 0 | 0
Circuit | UV06_main | distribution_circuit_resiliency | 2 | 1190316.54 | 1190316.54 | 0 | 0 | 4400607.79 | 0 | 3210291.12
Circuit | UV07_lateral | strategic_undergrounding_single_or_two_phase_lateral | 1 | 1711511.44 | 1711511.44 | 0 | 0 | 1713711.5 | 0 | 2199.8974
Circuit | UV07_lateral | distribution_circuit_resiliency | 2 | 343037.97 | 343037.97 | 0 | 0 | 2063507.12 | 0 | 1720469.01
Circuit | UV07_lateral | strategic_undergrounding_three_phase_lateral | 3 | 1117.81 | 1117.81 | 0 | 0 | 3371574.08 | 0 | 3370456.12
Circuit | UV07_main | strategic_undergrounding_main | 1 | 2399191.4 | 2399191.4 | 0 | 0 | 2399191.56 | 0 | 0
Circuit | UV07_main | distribution_circuit_resiliency | 2 | 1111064.16 | 1111064.16 | 0 | 0 | 3303583.44 | 0 | 2192519.17
Circuit | UV08_lateral | strategic_undergrounding_single_or_two_phase_lateral | 1 | 924851.58 | 924851.58 | 0 | 0 | 926823.87 | 0 | 1972.1585
Circuit | UV08_lateral | distribution_circuit_resiliency | 2 | 626668.64 | 626668.64 | 0 | 0 | 827208.819 | 0 | 200540.055
Circuit | UV08_lateral | strategic_undergrounding_three_phase_lateral | 3 | 598.82 | 598.82 | 0 | 0 | 1818289.01 | 0 | 1817690.04
Circuit | UV08_lateral | strategic_undergrounding_freeway | 4 | 399.77 | 399.77 | 0 | 0 | 1818482.62 | 0 | 1818082.7
Circuit | UV08_main | strategic_undergrounding_main | 1 | 854486.9 | 854486.9 | 0 | 0 | 917207.879 | 0 | 62720.8205
Circuit | UV08_main | distribution_circuit_resiliency | 2 | 505547.62 | 505547.62 | 0 | 0 | 1099486.85 | 0 | 593939.108
Circuit | UV08_main | strategic_undergrounding_freeway | 3 | 31767.32 | 31767.32 | 0 | 0 | 1714134.35 | 0 | 1682366.89
Circuit | UW02_lateral | strategic_undergrounding_single_or_two_phase_lateral | 1 | 2414991.22 | 2414991.22 | 0 | 0 | 2414991.36 | 0 | 0
Circuit | UW02_lateral | distribution_circuit_resiliency | 2 | 986537.73 | 986537.73 | 0 | 0 | 2788918.46 | 0 | 1802380.59
Circuit | UW02_main | strategic_undergrounding_main | 1 | 3457149.84 | 3457149.84 | 0 | 0 | 3457149.95 | 0 | 0
Circuit | UW02_main | distribution_circuit_resiliency | 2 | 1424314.14 | 1424314.14 | 0 | 0 | 4978318.14 | 0 | 3554003.88
Circuit | UW03_lateral | strategic_undergrounding_single_or_two_phase_lateral | 1 | 2608929.11 | 2608929.11 | 0 | 0 | 2608929.26 | 0 | 0
Circuit | UW03_lateral | distribution_circuit_resiliency | 2 | 532088.97 | 532088.97 | 0 | 0 | 3167677.72 | 0 | 2635588.62
Circuit | UW03_main | strategic_undergrounding_main | 1 | 1757914.29 | 1757914.29 | 0 | 0 | 1757914.43 | 0 | 0
Circuit | UW03_main | distribution_circuit_resiliency | 2 | 653665.39 | 653665.39 | 0 | 0 | 2623303.82 | 0 | 1969638.28
Circuit | UW04_lateral | strategic_undergrounding_single_or_two_phase_lateral | 1 | 7596556.96 | 7596556.96 | 0 | 0 | 9927327.73 | 0 | 2330770.62
Circuit | UW04_lateral | distribution_circuit_resiliency | 2 | 3552612.44 | 3552612.44 | 0 | 0 | 10506761 | 0 | 6954148.38
Circuit | UW04_lateral | strategic_undergrounding_three_phase_lateral | 3 | 1186367.15 | 1186367.15 | 0 | 0 | 16101679.2 | 0 | 14915311.9
Circuit | UW04_main | strategic_undergrounding_main | 1 | 7260047.78 | 7260047.78 | 0 | 0 | 8952853.34 | 0 | 1692805.42
Circuit | UW04_main | distribution_circuit_resiliency | 2 | 3009428.3 | 3009428.3 | 0 | 0 | 12126704.4 | 0 | 9117276.02
Circuit | UW04_main | strategic_undergrounding_freeway | 3 | 861281.47 | 861281.47 | 0 | 0 | 15122978.6 | 0 | 14261696.9
Circuit | UW05_lateral | strategic_undergrounding_single_or_two_phase_lateral | 1 | 2452200.59 | 2452200.59 | 0 | 0 | 2452200.73 | 0 | 0
Circuit | UW05_lateral | distribution_circuit_resiliency | 2 | 334975.59 | 334975.59 | 0 | 0 | 3235198.98 | 0 | 2900223.27
Circuit | UW05_main | strategic_undergrounding_main | 1 | 1723733.97 | 1723733.97 | 0 | 0 | 1723734.12 | 0 | 0
Circuit | UW05_main | distribution_circuit_resiliency | 2 | 640937.5 | 640937.5 | 0 | 0 | 2573189.93 | 0 | 1932252.3
Circuit | UW06_lateral | strategic_undergrounding_single_or_two_phase_lateral | 1 | 1824601.12 | 1824601.12 | 0 | 0 | 2156264.77 | 0 | 331663.476
Circuit | UW06_lateral | distribution_circuit_resiliency | 2 | 534672.86 | 534672.86 | 0 | 0 | 2416110.83 | 0 | 1881437.84
Circuit | UW06_lateral | strategic_undergrounding_three_phase_lateral | 3 | 163151.05 | 163151.05 | 0 | 0 | 3760980.96 | 0 | 3597829.79
Circuit | UW06_lateral | strategic_undergrounding_freeway | 4 | 5592.9 | 5592.9 | 0 | 0 | 3913098.47 | 0 | 3907505.42
Circuit | UW06_main | strategic_undergrounding_main | 1 | 1610205.13 | 1610205.13 | 0 | 0 | 1678611.93 | 0 | 68406.6463
Circuit | UW06_main | distribution_circuit_resiliency | 2 | 638983.87 | 638983.87 | 0 | 0 | 2419195.06 | 0 | 1780211.06
Circuit | UW06_main | strategic_undergrounding_freeway | 3 | 34801.03 | 34801.03 | 0 | 0 | 3198214.89 | 0 | 3163413.71
Circuit | UW07_lateral | strategic_undergrounding_single_or_two_phase_lateral | 1 | 11325106.1 | 11325106.1 | 0 | 0 | 13297628.3 | 0 | 1972521.98
Circuit | UW07_lateral | distribution_circuit_resiliency | 2 | 3589916.79 | 3589916.79 | 0 | 0 | 14610466.7 | 0 | 11020549.8
Circuit | UW07_lateral | strategic_undergrounding_three_phase_lateral | 3 | 1004256.94 | 1004256.94 | 0 | 0 | 23245028.4 | 0 | 22240771.3
Circuit | UW07_main | strategic_undergrounding_main | 1 | 9076430.55 | 9076430.55 | 0 | 0 | 9076430.68 | 0 | 0
Circuit | UW07_main | distribution_circuit_resiliency | 2 | 3449176.5 | 3449176.5 | 0 | 0 | 13439594.7 | 0 | 9990418.02
Circuit | VCR41_lateral | strategic_undergrounding_single_or_two_phase_lateral | 1 | 9186842.93 | 9186842.93 | 0 | 0 | 9226654.36 | 0 | 39811.2883
Circuit | VCR41_lateral | distribution_circuit_resiliency | 2 | 1565806.96 | 1565806.96 | 0 | 0 | 12130049.6 | 0 | 10564242.5
Circuit | VCR41_lateral | strategic_undergrounding_three_phase_lateral | 3 | 20211.63 | 20211.63 | 0 | 0 | 18228589.9 | 0 | 18208378.2
Circuit | VCR41_main | strategic_undergrounding_main | 1 | 14808247.3 | 14808247.3 | 0 | 0 | 15518327.5 | 0 | 710080.087
Circuit | VCR41_main | distribution_circuit_resiliency | 2 | 6354595.1 | 6354595.1 | 0 | 0 | 21821887.1 | 0 | 15467291.9
Circuit | VCR41_main | strategic_undergrounding_freeway | 3 | 353270.75 | 353270.75 | 0 | 0 | 29712100.2 | 0 | 29358829.3
Circuit | VCR42_lateral | strategic_undergrounding_single_or_two_phase_lateral | 1 | 4323253.07 | 4323253.07 | 0 | 0 | 11716060.9 | 0 | 7392807.74
Circuit | VCR42_lateral | strategic_undergrounding_three_phase_lateral | 2 | 3748255.7 | 3748255.7 | 0 | 0 | 12304306.4 | 0 | 8556050.58
Circuit | VCR42_lateral | distribution_circuit_resiliency | 3 | 1640533.74 | 1640533.74 | 0 | 0 | 12345760.1 | 0 | 10705226.2
Circuit | VCR42_lateral | strategic_undergrounding_freeway | 4 | 0 | 0 | 0 | 0 | 15948858.3 | 0 | 15948858.3
Circuit | VCR42_main | strategic_undergrounding_main | 1 | 8278171.72 | 8278171.72 | 0 | 0 | 8278171.89 | 0 | 0
Circuit | VCR42_main | distribution_circuit_resiliency | 2 | 3062686.49 | 3062686.49 | 0 | 0 | 12442391.9 | 0 | 9379705.3
Circuit | VCR43_lateral | strategic_undergrounding_single_or_two_phase_lateral | 1 | 29381102.6 | 29381102.6 | 0 | 0 | 37786845.3 | 0 | 8405742.58
Circuit | VCR43_lateral | distribution_circuit_resiliency | 2 | 10154511.4 | 10154511.4 | 0 | 0 | 42892256.1 | 0 | 32737744.6
Circuit | VCR43_lateral | strategic_undergrounding_three_phase_lateral | 3 | 4194914.5 | 4194914.5 | 0 | 0 | 62607391.3 | 0 | 58412476.6
Circuit | VCR43_lateral | strategic_undergrounding_freeway | 4 | 48815.88 | 48815.88 | 0 | 0 | 66675140.3 | 0 | 66626324.3
Circuit | VCR43_main | strategic_undergrounding_main | 1 | 32983576 | 32983576 | 0 | 0 | 34625620.9 | 0 | 1642044.78
Circuit | VCR43_main | distribution_circuit_resiliency | 2 | 16707220 | 16707220 | 0 | 0 | 45139316.7 | 0 | 28432096.5
Circuit | VCR43_main | strategic_undergrounding_freeway | 3 | 837061.1 | 837061.1 | 0 | 0 | 66094279 | 0 | 65257217.8
Circuit | VCR44_lateral | strategic_undergrounding_single_or_two_phase_lateral | 1 | 13864596.1 | 13864596.1 | 0 | 0 | 13867280.5 | 0 | 2684.3033
Circuit | VCR44_lateral | distribution_circuit_resiliency | 2 | 4959232.09 | 4959232.09 | 0 | 0 | 16001940.4 | 0 | 11042708.2
Circuit | VCR44_lateral | strategic_undergrounding_three_phase_lateral | 3 | 1338.4 | 1338.4 | 0 | 0 | 27501622.2 | 0 | 27500283.7
Circuit | VCR44_main | strategic_undergrounding_main | 1 | 18875981.5 | 18875981.5 | 0 | 0 | 18875981.6 | 0 | 0
Circuit | VCR44_main | distribution_circuit_resiliency | 2 | 8632232.36 | 8632232.36 | 0 | 0 | 26174479.4 | 0 | 17542246.9
Circuit | VCR46_lateral | distribution_circuit_resiliency | 1 | 0 | 0 | 0 | 0 | 0 | 0 | 0
Circuit | VCR46_lateral | strategic_undergrounding_freeway | 2 | 0 | 0 | 0 | 0 | 0 | 0 | 0
Circuit | VCR46_lateral | strategic_undergrounding_single_or_two_phase_lateral | 3 | 0 | 0 | 0 | 0 | 0 | 0 | 0
Circuit | VCR46_lateral | strategic_undergrounding_three_phase_lateral | 4 | 0 | 0 | 0 | 0 | 0 | 0 | 0
Circuit | VCR46_main | distribution_circuit_resiliency | 1 | 0 | 0 | 0 | 0 | 0 | 0 | 0
Circuit | VCR46_main | strategic_undergrounding_main | 2 | 0 | 0 | 0 | 0 | 0 | 0 | 0
Circuit | VL01_lateral | strategic_undergrounding_single_or_two_phase_lateral | 1 | 40201695.7 | 40201695.7 | 0 | 0 | 48202939.7 | 0 | 8001243.81
Circuit | VL01_lateral | distribution_circuit_resiliency | 2 | 6219772.92 | 6219772.92 | 0 | 0 | 57762898.9 | 0 | 51543125.9
Circuit | VL01_lateral | strategic_undergrounding_three_phase_lateral | 3 | 4096861.76 | 4096861.76 | 0 | 0 | 82654984.9 | 0 | 78558123
Circuit | VL01_main | strategic_undergrounding_main | 1 | 17979582 | 17979582 | 0 | 0 | 17979582.1 | 0 | 0
Circuit | VL01_main | distribution_circuit_resiliency | 2 | 6115970.02 | 6115970.02 | 0 | 0 | 26818408.4 | 0 | 20702438.2
Circuit | VL02_lateral | strategic_undergrounding_single_or_two_phase_lateral | 1 | 13379394.9 | 13379394.9 | 0 | 0 | 16318322.5 | 0 | 2938927.5
Circuit | VL02_lateral | distribution_circuit_resiliency | 2 | 2965390.95 | 2965390.95 | 0 | 0 | 19424620.8 | 0 | 16459229.7
Circuit | VL02_lateral | strategic_undergrounding_three_phase_lateral | 3 | 980966.66 | 980966.66 | 0 | 0 | 28161750.5 | 0 | 27180783.7
Circuit | VL02_lateral | strategic_undergrounding_freeway | 4 | 521224.53 | 521224.53 | 0 | 0 | 28598340.1 | 0 | 28077115.4
Circuit | VL02_main | strategic_undergrounding_main | 1 | 8337092.34 | 8337092.34 | 0 | 0 | 11161078.3 | 0 | 2823985.75
Circuit | VL02_main | distribution_circuit_resiliency | 2 | 3312605.57 | 3312605.57 | 0 | 0 | 14628885.7 | 0 | 11316280
Circuit | VL02_main | strategic_undergrounding_freeway | 3 | 1442125.15 | 1442125.15 | 0 | 0 | 17747798.8 | 0 | 16305673.6
Circuit | VL03_lateral | strategic_undergrounding_single_or_two_phase_lateral | 1 | 3686456.19 | 3686456.19 | 0 | 0 | 3693520.68 | 0 | 7064.3601
Circuit | VL03_lateral | distribution_circuit_resiliency | 2 | 452053.08 | 452053.08 | 0 | 0 | 5062235.63 | 0 | 4610182.44
Circuit | VL03_lateral | strategic_undergrounding_freeway | 3 | 2963.77 | 2963.77 | 0 | 0 | 7230534.9 | 0 | 7227570.98
Circuit | VL03_lateral | strategic_undergrounding_three_phase_lateral | 4 | 647.61 | 647.61 | 0 | 0 | 7232745.76 | 0 | 7232097.99
Circuit | VL03_main | strategic_undergrounding_main | 1 | 2811026.16 | 2811026.16 | 0 | 0 | 2835590.87 | 0 | 24564.5512
Circuit | VL03_main | distribution_circuit_resiliency | 2 | 1038853.51 | 1038853.51 | 0 | 0 | 4122854.24 | 0 | 3084000.64
Circuit | VL03_main | strategic_undergrounding_freeway | 3 | 12566.36 | 12566.36 | 0 | 0 | 5526529.19 | 0 | 5513962.66
Circuit | VL04_lateral | strategic_undergrounding_single_or_two_phase_lateral | 1 | 15600714.2 | 15600714.2 | 0 | 0 | 28128517.6 | 0 | 12527803.3
Circuit | VL04_lateral | strategic_undergrounding_three_phase_lateral | 2 | 4970204.25 | 4970204.25 | 0 | 0 | 38290949.9 | 0 | 33320745.5
Circuit | VL04_lateral | distribution_circuit_resiliency | 3 | 2670340.76 | 2670340.76 | 0 | 0 | 31691118.2 | 0 | 29020777.3
Circuit | VL04_lateral | strategic_undergrounding_freeway | 4 | 1441005.88 | 1441005.88 | 0 | 0 | 41662146.6 | 0 | 40221140.6
Circuit | VL04_main | strategic_undergrounding_main | 1 | 21967139.5 | 21967139.5 | 0 | 0 | 37755339 | 0 | 15788199.4
Circuit | VL04_main | strategic_undergrounding_freeway | 2 | 8079667.92 | 8079667.92 | 0 | 0 | 50999840.6 | 0 | 42920172.6
Circuit | VL04_main | distribution_circuit_resiliency | 3 | 6862069.23 | 6862069.23 | 0 | 0 | 49337575.9 | 0 | 42475506.5
Circuit | VL05_lateral | strategic_undergrounding_single_or_two_phase_lateral | 1 | 17232.64 | 17232.64 | 0 | 0 | 22071.6266 | 0 | 4838.8399
Circuit | VL05_lateral | distribution_circuit_resiliency | 2 | 4636.02 | 4636.02 | 0 | 0 | 23402.7957 | 0 | 18766.6478
Circuit | VL05_lateral | strategic_undergrounding_three_phase_lateral | 3 | 2472.39 | 2472.39 | 0 | 0 | 36157.8417 | 0 | 33685.3042
Circuit | VL05_main | strategic_undergrounding_main | 1 | 47426.78 | 47426.78 | 0 | 0 | 47426.9266 | 0 | 0
Circuit | VL05_main | distribution_circuit_resiliency | 2 | 21561.82 | 21561.82 | 0 | 0 | 63385.7663 | 0 | 41823.8112
Circuit | VL06_lateral | strategic_undergrounding_single_or_two_phase_lateral | 1 | 13875954.2 | 13875954.2 | 0 | 0 | 20585614.7 | 0 | 6709660.33
Circuit | VL06_lateral | strategic_undergrounding_three_phase_lateral | 2 | 3435551.08 | 3435551.08 | 0 | 0 | 30535719.6 | 0 | 27100168.3
Circuit | VL06_lateral | distribution_circuit_resiliency | 3 | 1900623.42 | 1900623.42 | 0 | 0 | 25025354.4 | 0 | 23124730.8
Circuit | VL06_main | strategic_undergrounding_main | 1 | 15441980 | 15441980 | 0 | 0 | 15441980.2 | 0 | 0
Circuit | VL06_main | distribution_circuit_resiliency | 2 | 6293551.13 | 6293551.13 | 0 | 0 | 21613857.1 | 0 | 15320305.8
Circuit | VL07_lateral | strategic_undergrounding_single_or_two_phase_lateral | 1 | 17098837.2 | 17098837.2 | 0 | 0 | 39539473.6 | 0 | 22440636.3
Circuit | VL07_lateral | strategic_undergrounding_freeway | 2 | 7188195.06 | 7188195.06 | 0 | 0 | 49005978.6 | 0 | 41817783.4
Circuit | VL07_lateral | strategic_undergrounding_three_phase_lateral | 3 | 4287583.11 | 4287583.11 | 0 | 0 | 51782973.4 | 0 | 47495390.2
Circuit | VL07_lateral | distribution_circuit_resiliency | 4 | 1260454.25 | 1260454.25 | 0 | 0 | 39666111.3 | 0 | 38405656.9
Circuit | VL07_main | strategic_undergrounding_main | 1 | 17230518 | 17230518 | 0 | 0 | 33686717.9 | 0 | 16456199.8
Circuit | VL07_main | distribution_circuit_resiliency | 2 | 12290557.2 | 12290557.2 | 0 | 0 | 33395596.3 | 0 | 21105039
Circuit | VL07_main | strategic_undergrounding_freeway | 3 | 8415923.65 | 8415923.65 | 0 | 0 | 42119782.2 | 0 | 33703858.4
Circuit | WA41_lateral | strategic_undergrounding_single_or_two_phase_lateral | 1 | 1190367.08 | 1190367.08 | 0 | 0 | 1548453.28 | 0 | 358086.065
Circuit | WA41_lateral | strategic_undergrounding_freeway | 2 | 180883.19 | 180883.19 | 0 | 0 | 2540138.17 | 0 | 2359254.82
Circuit | WA41_lateral | distribution_circuit_resiliency | 3 | 96529.36 | 96529.36 | 0 | 0 | 1924992.9 | 0 | 1828463.41
Circuit | WA41_main | strategic_undergrounding_main | 1 | 695233.9 | 695233.9 | 0 | 0 | 906980.319 | 0 | 211746.272
Circuit | WA41_main | distribution_circuit_resiliency | 2 | 203705.27 | 203705.27 | 0 | 0 | 1325693.4 | 0 | 1121987.98
Circuit | WA41_main | strategic_undergrounding_freeway | 3 | 107021.97 | 107021.97 | 0 | 0 | 1484905.96 | 0 | 1377883.83
Circuit | WA42_lateral | strategic_undergrounding_single_or_two_phase_lateral | 1 | 6198105.34 | 6198105.34 | 0 | 0 | 6439257.42 | 0 | 241151.922
Circuit | WA42_lateral | distribution_circuit_resiliency | 2 | 1018006.31 | 1018006.31 | 0 | 0 | 8322421.85 | 0 | 7304415.39
Circuit | WA42_lateral | strategic_undergrounding_freeway | 3 | 73550.64 | 73550.64 | 0 | 0 | 12434456.5 | 0 | 12360905.8
Circuit | WA42_lateral | strategic_undergrounding_three_phase_lateral | 4 | 48190.61 | 48190.61 | 0 | 0 | 12459851.9 | 0 | 12411661.1
Circuit | WA42_main | strategic_undergrounding_main | 1 | 3642884.26 | 3642884.26 | 0 | 0 | 3646900.64 | 0 | 4016.2579
Circuit | WA42_main | distribution_circuit_resiliency | 2 | 1316481.45 | 1316481.45 | 0 | 0 | 5513880.7 | 0 | 4197399.15
Circuit | WA42_main | strategic_undergrounding_freeway | 3 | 2031.47 | 2031.47 | 0 | 0 | 7215754.79 | 0 | 7213723.16
Circuit | WA43_lateral | strategic_undergrounding_single_or_two_phase_lateral | 1 | 1054739.56 | 1054739.56 | 0 | 0 | 1401738.48 | 0 | 346998.766
Circuit | WA43_lateral | strategic_undergrounding_freeway | 2 | 175458.89 | 175458.89 | 0 | 0 | 2258360.65 | 0 | 2082901.61
Circuit | WA43_lateral | distribution_circuit_resiliency | 3 | 113644.91 | 113644.91 | 0 | 0 | 1699913.55 | 0 | 1586268.51
Circuit | WA43_main | strategic_undergrounding_main | 1 | 659015.53 | 659015.53 | 0 | 0 | 1010404.76 | 0 | 351389.074
Circuit | WA43_main | distribution_circuit_resiliency | 2 | 236183.3 | 236183.3 | 0 | 0 | 1349629.7 | 0 | 1113446.26
Circuit | WA43_main | strategic_undergrounding_freeway | 3 | 177690.57 | 177690.57 | 0 | 0 | 1480852.49 | 0 | 1303161.76
Circuit | WA44_lateral | strategic_undergrounding_single_or_two_phase_lateral | 1 | 2482828.65 | 2482828.65 | 0 | 0 | 3616810.18 | 0 | 1133981.37
Circuit | WA44_lateral | strategic_undergrounding_freeway | 2 | 415469.45 | 415469.45 | 0 | 0 | 5632627.7 | 0 | 5217158.09
Circuit | WA44_lateral | distribution_circuit_resiliency | 3 | 297984.16 | 297984.16 | 0 | 0 | 4380734.89 | 0 | 4082750.61
Circuit | WA44_lateral | strategic_undergrounding_three_phase_lateral | 4 | 157697.04 | 157697.04 | 0 | 0 | 5885310.1 | 0 | 5727612.91
Circuit | WA44_main | strategic_undergrounding_main | 1 | 980493.33 | 980493.33 | 0 | 0 | 1598618.27 | 0 | 618124.781
Circuit | WA44_main | distribution_circuit_resiliency | 2 | 387669.6 | 387669.6 | 0 | 0 | 2056288.21 | 0 | 1668618.5
Circuit | WA44_main | strategic_undergrounding_freeway | 3 | 312372.83 | 312372.83 | 0 | 0 | 2251363.72 | 0 | 1938990.75
Circuit | WBY01_lateral | strategic_undergrounding_single_or_two_phase_lateral | 1 | 1095809.72 | 1095809.72 | 0 | 0 | 2618544.44 | 0 | 1522734.57
Circuit | WBY01_lateral | distribution_circuit_resiliency | 2 | 870582.2 | 870582.2 | 0 | 0 | 2472214.02 | 0 | 1601631.67
Circuit | WBY01_lateral | strategic_undergrounding_freeway | 3 | 775855.88 | 775855.88 | 0 | 0 | 2925853.51 | 0 | 2149997.48
Circuit | WBY01_lateral | strategic_undergrounding_three_phase_lateral | 4 | 1663.85 | 1663.85 | 0 | 0 | 3667878.46 | 0 | 3666214.46
Circuit | WBY01_main | strategic_undergrounding_main | 1 | 3728738.75 | 3728738.75 | 0 | 0 | 5527247.44 | 0 | 1798508.56
Circuit | WBY01_main | distribution_circuit_resiliency | 2 | 1394684.4 | 1394684.4 | 0 | 0 | 7204973.21 | 0 | 5810288.68
Circuit | WBY01_main | strategic_undergrounding_freeway | 3 | 918305.14 | 918305.14 | 0 | 0 | 8222987.77 | 0 | 7304682.48
Circuit | WBY02_lateral | strategic_undergrounding_single_or_two_phase_lateral | 1 | 50664150.9 | 50664150.9 | 0 | 0 | 65973539 | 0 | 15309388
Circuit | WBY02_lateral | distribution_circuit_resiliency | 2 | 9470759.11 | 9470759.11 | 0 | 0 | 79917794.3 | 0 | 70447035
Circuit | WBY02_lateral | strategic_undergrounding_freeway | 3 | 7631296.99 | 7631296.99 | 0 | 0 | 106980044 | 0 | 99348746.6
Circuit | WBY02_lateral | strategic_undergrounding_three_phase_lateral | 4 | 188857.92 | 188857.92 | 0 | 0 | 114106472 | 0 | 113917614
Circuit | WBY02_main | strategic_undergrounding_main | 1 | 35225643.6 | 35225643.6 | 0 | 0 | 49206239.4 | 0 | 13980595.6
Circuit | WBY02_main | distribution_circuit_resiliency | 2 | 12043505.5 | 12043505.5 | 0 | 0 | 66230174.6 | 0 | 54186669
Circuit | WBY02_main | strategic_undergrounding_freeway | 3 | 7146438.45 | 7146438.45 | 0 | 0 | 75979016.6 | 0 | 68832578
Circuit | WBY03_lateral | strategic_undergrounding_single_or_two_phase_lateral | 1 | 15878007.4 | 15878007.4 | 0 | 0 | 17810468.7 | 0 | 1932461.11
Circuit | WBY03_lateral | distribution_circuit_resiliency | 2 | 3298622.67 | 3298622.67 | 0 | 0 | 21553649.1 | 0 | 18255026.3
Circuit | WBY03_lateral | strategic_undergrounding_freeway | 3 | 803661.43 | 803661.43 | 0 | 0 | 32311776.4 | 0 | 31508114.9
Circuit | WBY03_lateral | strategic_undergrounding_three_phase_lateral | 4 | 181918.54 | 181918.54 | 0 | 0 | 32908010.8 | 0 | 32726092.1
Circuit | WBY03_main | strategic_undergrounding_main | 1 | 10737864.2 | 10737864.2 | 0 | 0 | 12158040.5 | 0 | 1420176.16
Circuit | WBY03_main | distribution_circuit_resiliency | 2 | 3290640.43 | 3290640.43 | 0 | 0 | 18001115.7 | 0 | 14710475.2
Circuit | WBY03_main | strategic_undergrounding_freeway | 3 | 724678.91 | 724678.91 | 0 | 0 | 21780242 | 0 | 21055563
Circuit | WC01_lateral | strategic_undergrounding_single_or_two_phase_lateral | 1 | 2012340.32 | 2012340.32 | 0 | 0 | 3050025.68 | 0 | 1037685.22
Circuit | WC01_lateral | strategic_undergrounding_freeway | 2 | 327249.66 | 327249.66 | 0 | 0 | 4666266.15 | 0 | 4339016.32
Circuit | WC01_lateral | distribution_circuit_resiliency | 3 | 265896.11 | 265896.11 | 0 | 0 | 3791204.57 | 0 | 3525308.33
Circuit | WC01_lateral | strategic_undergrounding_three_phase_lateral | 4 | 202343.99 | 202343.99 | 0 | 0 | 4786509.02 | 0 | 4584164.88
Circuit | WC01_main | strategic_undergrounding_main | 1 | 1167353.51 | 1167353.51 | 0 | 0 | 1202451.15 | 0 | 35097.4853
Circuit | WC01_main | distribution_circuit_resiliency | 2 | 418844 | 418844 | 0 | 0 | 1781007.25 | 0 | 1362163.11
Circuit | WC01_main | strategic_undergrounding_freeway | 3 | 17944.84 | 17944.84 | 0 | 0 | 2306227.02 | 0 | 2288282
Circuit | WD41_lateral | strategic_undergrounding_single_or_two_phase_lateral | 1 | 204790.68 | 204790.68 | 0 | 0 | 204790.822 | 0 | 0
Circuit | WD41_lateral | distribution_circuit_resiliency | 2 | 5715.06 | 5715.06 | 0 | 0 | 203885.636 | 0 | 198170.429
Circuit | WD41_main | strategic_undergrounding_main | 1 | 471350.54 | 471350.54 | 0 | 0 | 471350.699 | 0 | 0
Circuit | WD41_main | distribution_circuit_resiliency | 2 | 203452.09 | 203452.09 | 0 | 0 | 670317.948 | 0 | 466865.738
Circuit | WD42_lateral | strategic_undergrounding_single_or_two_phase_lateral | 1 | 72053.53 | 72053.53 | 0 | 0 | 133116.931 | 0 | 61063.2289
Circuit | WD42_lateral | distribution_circuit_resiliency | 2 | 45034.49 | 45034.49 | 0 | 0 | 127254.015 | 0 | 82219.4085
Circuit | WD42_lateral | strategic_undergrounding_three_phase_lateral | 3 | 29499.01 | 29499.01 | 0 | 0 | 174904.914 | 0 | 145405.752
Circuit | WD42_lateral | strategic_undergrounding_freeway | 4 | 1310.33 | 1310.33 | 0 | 0 | 202591.665 | 0 | 201281.166
Circuit | WD42_main | strategic_undergrounding_main | 1 | 141314.92 | 141314.92 | 0 | 0 | 277177.465 | 0 | 135862.378
Circuit | WD42_main | strategic_undergrounding_freeway | 2 | 68546.56 | 68546.56 | 0 | 0 | 348462.145 | 0 | 279915.44
Circuit | WD42_main | distribution_circuit_resiliency | 3 | 44535.78 | 44535.78 | 0 | 0 | 358051.864 | 0 | 313515.974
Circuit | WD43_main | distribution_circuit_resiliency | 1 | 0 | 0 | 0 | 0 | 0 | 0 | 0
Circuit | WD43_main | strategic_undergrounding_freeway | 2 | 0 | 0 | 0 | 0 | 0 | 0 | 0
Circuit | WD43_main | strategic_undergrounding_main | 3 | 0 | 0 | 0 | 0 | 0 | 0 | 0
Circuit | WD44_lateral | strategic_undergrounding_single_or_two_phase_lateral | 1 | 2153.44 | 2153.44 | 0 | 0 | 2153.5926 | 0 | 0
Circuit | WD44_lateral | distribution_circuit_resiliency | 2 | 0 | 0 | 0 | 0 | 2999.5276 | 0 | 2999.5276
Circuit | WD44_main | strategic_undergrounding_main | 1 | 861.31 | 861.31 | 0 | 0 | 861.4371 | 0 | 0
Circuit | WD44_main | distribution_circuit_resiliency | 2 | 743.6 | 743.6 | 0 | 0 | 743.7058 | 0 | 0
Circuit | WD45_lateral | strategic_undergrounding_single_or_two_phase_lateral | 1 | 13305.36 | 13305.36 | 0 | 0 | 14463.4913 | 0 | 1157.9597
Circuit | WD45_lateral | distribution_circuit_resiliency | 2 | 3254.58 | 3254.58 | 0 | 0 | 17074.2346 | 0 | 13819.5558
Circuit | WD45_lateral | strategic_undergrounding_freeway | 3 | 487.93 | 487.93 | 0 | 0 | 26991.5556 | 0 | 26503.4785
Circuit | WD45_lateral | strategic_undergrounding_three_phase_lateral | 4 | 96.26 | 96.26 | 0 | 0 | 27376.3481 | 0 | 27279.9194
Circuit | WD45_main | strategic_undergrounding_main | 1 | 12679.85 | 12679.85 | 0 | 0 | 14637.0236 | 0 | 1957.0202
Circuit | WD45_main | distribution_circuit_resiliency | 2 | 4642.4 | 4642.4 | 0 | 0 | 21033.986 | 0 | 16391.4479
Circuit | WD45_main | strategic_undergrounding_freeway | 3 | 988.6 | 988.6 | 0 | 0 | 26053.0782 | 0 | 25064.3615
Circuit | WD46_lateral | strategic_undergrounding_single_or_two_phase_lateral | 1 | 1073719.47 | 1073719.47 | 0 | 0 | 1547731.75 | 0 | 474012.145
Circuit | WD46_lateral | strategic_undergrounding_three_phase_lateral | 2 | 238394.82 | 238394.82 | 0 | 0 | 2366054.62 | 0 | 2127659.65
Circuit | WD46_lateral | distribution_circuit_resiliency | 3 | 122955.43 | 122955.43 | 0 | 0 | 1670133.03 | 0 | 1547177.46
Circuit | WD46_lateral | strategic_undergrounding_freeway | 4 | 867.5 | 867.5 | 0 | 0 | 2599100.05 | 0 | 2598232.42
Circuit | WD46_main | strategic_undergrounding_main | 1 | 1866393.62 | 1866393.62 | 0 | 0 | 1927071.63 | 0 | 60677.8673
Circuit | WD46_main | distribution_circuit_resiliency | 2 | 833390.07 | 833390.07 | 0 | 0 | 2678332.71 | 0 | 1844942.51
Circuit | WD46_main | strategic_undergrounding_freeway | 3 | 30674.84 | 30674.84 | 0 | 0 | 3726334.35 | 0 | 3695659.37
Circuit | WD47_lateral | strategic_undergrounding_single_or_two_phase_lateral | 1 | 641865.46 | 641865.46 | 0 | 0 | 684096.474 | 0 | 42230.8683
Circuit | WD47_lateral | distribution_circuit_resiliency | 2 | 268557.29 | 268557.29 | 0 | 0 | 641589.838 | 0 | 373032.434
Circuit | WD47_lateral | strategic_undergrounding_three_phase_lateral | 3 | 13885.02 | 13885.02 | 0 | 0 | 1299359.32 | 0 | 1285474.18
Circuit | WD47_lateral | strategic_undergrounding_freeway | 4 | 7502.95 | 7502.95 | 0 | 0 | 1305481.31 | 0 | 1297978.2
Circuit | WD47_main | strategic_undergrounding_main | 1 | 801028.94 | 801028.94 | 0 | 0 | 1147218.15 | 0 | 346189.074
Circuit | WD47_main | distribution_circuit_resiliency | 2 | 410867.96 | 410867.96 | 0 | 0 | 1400734.18 | 0 | 989866.11
Circuit | WD47_main | strategic_undergrounding_freeway | 3 | 174756.94 | 174756.94 | 0 | 0 | 1760239.03 | 0 | 1585481.94
Circuit | WD48_lateral | strategic_undergrounding_single_or_two_phase_lateral | 1 | 1404714.09 | 1404714.09 | 0 | 0 | 1404714.25 | 0 | 0
Circuit | WD48_lateral | distribution_circuit_resiliency | 2 | 461915.52 | 461915.52 | 0 | 0 | 1528887.17 | 0 | 1066971.51
Circuit | WD48_lateral | strategic_undergrounding_three_phase_lateral | 3 | 0 | 0 | 0 | 0 | 2780766.4 | 0 | 2780766.4
Circuit | WD48_main | strategic_undergrounding_main | 1 | 2751763.83 | 2751763.83 | 0 | 0 | 2751763.96 | 0 | 0
Circuit | WD48_main | distribution_circuit_resiliency | 2 | 1101118.4 | 1101118.4 | 0 | 0 | 4022967.27 | 0 | 2921848.74
Circuit | WD49_lateral | strategic_undergrounding_single_or_two_phase_lateral | 1 | 438.18 | 438.18 | 0 | 0 | 438.3436 | 0 | 0
Circuit | WD49_lateral | distribution_circuit_resiliency | 2 | 0 | 0 | 0 | 0 | 438.3436 | 0 | 438.3436
Circuit | WD49_main | distribution_circuit_resiliency | 1 | 0 | 0 | 0 | 0 | 0 | 0 | 0
Circuit | WD49_main | strategic_undergrounding_main | 2 | 0 | 0 | 0 | 0 | 0 | 0 | 0
Circuit | WD50_lateral | strategic_undergrounding_single_or_two_phase_lateral | 1 | 943584.54 | 943584.54 | 0 | 0 | 973761.584 | 0 | 30176.8997
Circuit | WD50_lateral | distribution_circuit_resiliency | 2 | 335694.11 | 335694.11 | 0 | 0 | 924391.765 | 0 | 588697.534
Circuit | WD50_lateral | strategic_undergrounding_freeway | 3 | 15242.51 | 15242.51 | 0 | 0 | 1882481.44 | 0 | 1867238.78
Circuit | WD50_main | strategic_undergrounding_main | 1 | 1202912.18 | 1202912.18 | 0 | 0 | 1675235.73 | 0 | 472323.371
Circuit | WD50_main | distribution_circuit_resiliency | 2 | 524969.99 | 524969.99 | 0 | 0 | 2174346.58 | 0 | 1649376.45
Circuit | WD50_main | strategic_undergrounding_freeway | 3 | 238725.45 | 238725.45 | 0 | 0 | 2619528.85 | 0 | 2380803.24
Circuit | WE01_lateral | strategic_undergrounding_freeway | 1 | 182161 | 182161 | 0 | 0 | 435461.097 | 0 | 253299.941
Circuit | WE01_lateral | strategic_undergrounding_single_or_two_phase_lateral | 2 | 128845.12 | 128845.12 | 0 | 0 | 487093.207 | 0 | 358247.955
Circuit | WE01_lateral | distribution_circuit_resiliency | 3 | 90592.52 | 90592.52 | 0 | 0 | 472875.872 | 0 | 382283.221
Circuit | WE01_main | strategic_undergrounding_main | 1 | 312686.34 | 312686.34 | 0 | 0 | 682271.416 | 0 | 369584.915
Circuit | WE01_main | strategic_undergrounding_freeway | 2 | 187925.58 | 187925.58 | 0 | 0 | 802761.34 | 0 | 614835.591
Circuit | WE01_main | distribution_circuit_resiliency | 3 | 130909.37 | 130909.37 | 0 | 0 | 817524.307 | 0 | 686614.827
Circuit | WE02_lateral | strategic_undergrounding_single_or_two_phase_lateral | 1 | 2389107.36 | 2389107.36 | 0 | 0 | 2898855.82 | 0 | 509748.286
Circuit | WE02_lateral | distribution_circuit_resiliency | 2 | 731904.78 | 731904.78 | 0 | 0 | 3209971.06 | 0 | 2478066.14
Circuit | WE02_lateral | strategic_undergrounding_freeway | 3 | 257408 | 257408 | 0 | 0 | 4959007.24 | 0 | 4701599.07
Circuit | WE02_lateral | strategic_undergrounding_three_phase_lateral | 4 | 1787.48 | 1787.48 | 0 | 0 | 5206103.91 | 0 | 5204316.35
Circuit | WE02_main | strategic_undergrounding_main | 1 | 1505024.36 | 1505024.36 | 0 | 0 | 2112035.1 | 0 | 607010.598
Circuit | WE02_main | distribution_circuit_resiliency | 2 | 538705.74 | 538705.74 | 0 | 0 | 2879645.42 | 0 | 2340939.53
Circuit | WE02_main | strategic_undergrounding_freeway | 3 | 308651.3 | 308651.3 | 0 | 0 | 3268099.83 | 0 | 2959448.38
Circuit | WE03_lateral | strategic_undergrounding_single_or_two_phase_lateral | 1 | 429687.45 | 429687.45 | 0 | 0 | 646223.549 | 0 | 216535.95
Circuit | WE03_lateral | strategic_undergrounding_freeway | 2 | 110103.59 | 110103.59 | 0 | 0 | 955238.739 | 0 | 845134.999
Circuit | WE03_lateral | distribution_circuit_resiliency | 3 | 32127.3 | 32127.3 | 0 | 0 | 817810.114 | 0 | 785682.685
Circuit | WE03_main | strategic_undergrounding_main | 1 | 300239.42 | 300239.42 | 0 | 0 | 508839.65 | 0 | 208600.075
Circuit | WE03_main | strategic_undergrounding_freeway | 2 | 106068.39 | 106068.39 | 0 | 0 | 696559.913 | 0 | 590491.39
Circuit | WE03_main | distribution_circuit_resiliency | 3 | 85654.85 | 85654.85 | 0 | 0 | 689832.847 | 0 | 604177.869
Circuit | WE04_lateral | strategic_undergrounding_single_or_two_phase_lateral | 1 | 51851.61 | 51851.61 | 0 | 0 | 98333.3035 | 0 | 46481.5384
Circuit | WE04_lateral | distribution_circuit_resiliency | 2 | 27898.52 | 27898.52 | 0 | 0 | 93953.5058 | 0 | 66054.8652
Circuit | WE04_lateral | strategic_undergrounding_freeway | 3 | 22481.76 | 22481.76 | 0 | 0 | 126730.69 | 0 | 104248.775
Circuit | WE04_lateral | strategic_undergrounding_three_phase_lateral | 4 | 1152.76 | 1152.76 | 0 | 0 | 147348.448 | 0 | 146195.529
Circuit | WE04_main | strategic_undergrounding_main | 1 | 39136.67 | 39136.67 | 0 | 0 | 79949.8525 | 0 | 40813.0583
Circuit | WE04_main | strategic_undergrounding_freeway | 2 | 20752.39 | 20752.39 | 0 | 0 | 97735.6488 | 0 | 76983.1117
Circuit | WE04_main | distribution_circuit_resiliency | 3 | 7941.12 | 7941.12 | 0 | 0 | 107660.939 | 0 | 99719.687
Circuit | WE05_lateral | strategic_undergrounding_single_or_two_phase_lateral | 1 | 35576.01 | 35576.01 | 0 | 0 | 37843.5505 | 0 | 2267.3921
Circuit | WE05_lateral | distribution_circuit_resiliency | 2 | 10902.77 | 10902.77 | 0 | 0 | 42236.448 | 0 | 31333.5605
Circuit | WE05_lateral | strategic_undergrounding_freeway | 3 | 1152.76 | 1152.76 | 0 | 0 | 71157.2843 | 0 | 70004.3656
Circuit | WE05_main | strategic_undergrounding_main | 1 | 36755.21 | 36755.21 | 0 | 0 | 39022.7607 | 0 | 2267.3921
Circuit | WE05_main | distribution_circuit_resiliency | 2 | 15885.14 | 15885.14 | 0 | 0 | 54311.338 | 0 | 38426.0541
Circuit | WE05_main | strategic_undergrounding_freeway | 3 | 1152.76 | 1152.76 | 0 | 0 | 73470.2426 | 0 | 72317.3239
Circuit | WE06_lateral | strategic_undergrounding_single_or_two_phase_lateral | 1 | 887694.03 | 887694.03 | 0 | 0 | 1412701.46 | 0 | 525007.271
Circuit | WE06_lateral | strategic_undergrounding_freeway | 2 | 266954.39 | 266954.39 | 0 | 0 | 2012918.14 | 0 | 1745963.56
Circuit | WE06_lateral | distribution_circuit_resiliency | 3 | 99836.9 | 99836.9 | 0 | 0 | 1521129 | 0 | 1421291.98
Circuit | WE06_main | strategic_undergrounding_main | 1 | 590734.51 | 590734.51 | 0 | 0 | 1447019.58 | 0 | 856284.921
Circuit | WE06_main | strategic_undergrounding_freeway | 2 | 435401.78 | 435401.78 | 0 | 0 | 1597301.82 | 0 | 1161899.89
Circuit | WE06_main | distribution_circuit_resiliency | 3 | 162702.18 | 162702.18 | 0 | 0 | 1810601.95 | 0 | 1647899.64
Circuit | WE07_lateral | strategic_undergrounding_single_or_two_phase_lateral | 1 | 85354.92 | 85354.92 | 0 | 0 | 99326.0581 | 0 | 13970.9654
Circuit | WE07_lateral | distribution_circuit_resiliency | 2 | 36075.1 | 36075.1 | 0 | 0 | 97366.8017 | 0 | 61291.581
Circuit | WE07_lateral | strategic_undergrounding_freeway | 3 | 4526.43 | 4526.43 | 0 | 0 | 177264.046 | 0 | 172737.486
Circuit | WE07_lateral | strategic_undergrounding_three_phase_lateral | 4 | 2578.53 | 2578.53 | 0 | 0 | 179149.585 | 0 | 176570.877
Circuit | WE07_main | strategic_undergrounding_main | 1 | 75632.4 | 75632.4 | 0 | 0 | 83263.0066 | 0 | 7630.4385
Circuit | WE07_main | distribution_circuit_resiliency | 2 | 29881.72 | 29881.72 | 0 | 0 | 118203.621 | 0 | 88321.7819
Circuit | WE07_main | strategic_undergrounding_freeway | 3 | 3879.77 | 3879.77 | 0 | 0 | 152409.292 | 0 | 148529.383
Circuit | WE08_lateral | strategic_undergrounding_single_or_two_phase_lateral | 1 | 1679268.38 | 1679268.38 | 0 | 0 | 3170213.7 | 0 | 1490945.15
Circuit | WE08_lateral | strategic_undergrounding_freeway | 2 | 757962.36 | 757962.36 | 0 | 0 | 4060251.46 | 0 | 3302288.95
Circuit | WE08_lateral | distribution_circuit_resiliency | 3 | 148830.93 | 148830.93 | 0 | 0 | 3661996.77 | 0 | 3513165.71
Circuit | WE08_lateral | strategic_undergrounding_three_phase_lateral | 4 | 319.17 | 319.17 | 0 | 0 | 4792297.88 | 0 | 4791978.56
Circuit | WE08_main | strategic_undergrounding_main | 1 | 503771.86 | 503771.86 | 0 | 0 | 1376722.43 | 0 | 872950.415
Circuit | WE08_main | strategic_undergrounding_freeway | 2 | 444017.88 | 444017.88 | 0 | 0 | 1434486.86 | 0 | 990468.845
Circuit | WE08_main | distribution_circuit_resiliency | 3 | 18171.93 | 18171.93 | 0 | 0 | 1840256.42 | 0 | 1822084.37
Circuit | WEB01_lateral | strategic_undergrounding_single_or_two_phase_lateral | 1 | 1741997.42 | 1741997.42 | 0 | 0 | 1822008.31 | 0 | 80010.7223
Circuit | WEB01_lateral | distribution_circuit_resiliency | 2 | 828454.73 | 828454.73 | 0 | 0 | 2046805.9 | 0 | 1218351.05
Circuit | WEB01_lateral | strategic_undergrounding_freeway | 3 | 40408.61 | 40408.61 | 0 | 0 | 3434392.55 | 0 | 3393983.81
Circuit | WEB01_lateral | strategic_undergrounding_three_phase_lateral | 4 | 673.29 | 673.29 | 0 | 0 | 3472044.71 | 0 | 3471371.23
Circuit | WEB01_main | strategic_undergrounding_main | 1 | 4621415.96 | 4621415.96 | 0 | 0 | 5943560.48 | 0 | 1322144.38
Circuit | WEB01_main | distribution_circuit_resiliency | 2 | 1909822.22 | 1909822.22 | 0 | 0 | 7790407.66 | 0 | 5880585.28
Circuit | WEB01_main | strategic_undergrounding_freeway | 3 | 678866.64 | 678866.64 | 0 | 0 | 9679438.27 | 0 | 9000571.44
Circuit | WEB02_lateral | strategic_undergrounding_single_or_two_phase_lateral | 1 | 1151577.78 | 1151577.78 | 0 | 0 | 1153586.65 | 0 | 2008.6962
Circuit | WEB02_lateral | distribution_circuit_resiliency | 2 | 320222.88 | 320222.88 | 0 | 0 | 1386266.79 | 0 | 1066043.75
Circuit | WEB02_lateral | strategic_undergrounding_three_phase_lateral | 3 | 1030.32 | 1030.32 | 0 | 0 | 2244004.01 | 0 | 2242973.54
Circuit | WEB02_main | strategic_undergrounding_main | 1 | 907750.77 | 907750.77 | 0 | 0 | 1452793.66 | 0 | 545042.749
Circuit | WEB02_main | distribution_circuit_resiliency | 2 | 321653.71 | 321653.71 | 0 | 0 | 1886623.44 | 0 | 1564969.6
Circuit | WEB02_main | strategic_undergrounding_freeway | 3 | 279823.85 | 279823.85 | 0 | 0 | 2047992.11 | 0 | 1768168.1
Circuit | WEB03_lateral | strategic_undergrounding_single_or_two_phase_lateral | 1 | 1000030.36 | 1000030.36 | 0 | 0 | 1001337.06 | 0 | 1306.5556
Circuit | WEB03_lateral | distribution_circuit_resiliency | 2 | 247859.16 | 247859.16 | 0 | 0 | 967533.196 | 0 | 719673.889
Circuit | WEB03_lateral | strategic_undergrounding_three_phase_lateral | 3 | 670.75 | 670.75 | 0 | 0 | 1948384.62 | 0 | 1947713.76
Circuit | WEB03_main | strategic_undergrounding_main | 1 | 3793425.41 | 3793425.41 | 0 | 0 | 3793425.55 | 0 | 0
Circuit | WEB03_main | distribution_circuit_resiliency | 2 | 1250534.43 | 1250534.43 | 0 | 0 | 5729306.27 | 0 | 4478771.7
Circuit | WEB04_lateral | strategic_undergrounding_single_or_two_phase_lateral | 1 | 138372.28 | 138372.28 | 0 | 0 | 191838.072 | 0 | 53465.6538
Circuit | WEB04_lateral | strategic_undergrounding_three_phase_lateral | 2 | 27452.17 | 27452.17 | 0 | 0 | 296942.809 | 0 | 269490.462
Circuit | WEB04_lateral | distribution_circuit_resiliency | 3 | 1932.35 | 1932.35 | 0 | 0 | 191520.027 | 0 | 189587.547
Circuit | WEB04_main | strategic_undergrounding_main | 1 | 403317.43 | 403317.43 | 0 | 0 | 458319.599 | 0 | 55002.0232
Circuit | WEB04_main | distribution_circuit_resiliency | 2 | 124714.27 | 124714.27 | 0 | 0 | 675130.02 | 0 | 550415.638
Circuit | WEB04_main | strategic_undergrounding_freeway | 3 | 28241.05 | 28241.05 | 0 | 0 | 813740.455 | 0 | 785499.247
Circuit | WEB05_lateral | strategic_undergrounding_single_or_two_phase_lateral | 1 | 528254.18 | 528254.18 | 0 | 0 | 1035018.65 | 0 | 506764.343
Circuit | WEB05_lateral | strategic_undergrounding_freeway | 2 | 256159.73 | 256159.73 | 0 | 0 | 1292917.55 | 0 | 1036757.66
Circuit | WEB05_lateral | distribution_circuit_resiliency | 3 | 171973.2 | 171973.2 | 0 | 0 | 1117449.35 | 0 | 945476.026
Circuit | WEB05_lateral | strategic_undergrounding_three_phase_lateral | 4 | 4002.66 | 4002.66 | 0 | 0 | 1531893.48 | 0 | 1527890.66
Circuit | WEB05_main | strategic_undergrounding_main | 1 | 605637.34 | 605637.34 | 0 | 0 | 1296393.16 | 0 | 690755.658
Circuit | WEB05_main | strategic_undergrounding_freeway | 2 | 354650.75 | 354650.75 | 0 | 0 | 1534326.66 | 0 | 1179675.75
Circuit | WEB05_main | distribution_circuit_resiliency | 3 | 246128.42 | 246128.42 | 0 | 0 | 1543822.19 | 0 | 1297693.66
Circuit | WEB06_lateral | strategic_undergrounding_single_or_two_phase_lateral | 1 | 1042425.04 | 1042425.04 | 0 | 0 | 1269507.97 | 0 | 227082.812
Circuit | WEB06_lateral | strategic_undergrounding_freeway | 2 | 103799.76 | 103799.76 | 0 | 0 | 2158916.55 | 0 | 2055116.62
Circuit | WEB06_lateral | distribution_circuit_resiliency | 3 | 34558.94 | 34558.94 | 0 | 0 | 1630130.76 | 0 | 1595571.7
Circuit | WEB06_lateral | strategic_undergrounding_three_phase_lateral | 4 | 12790 | 12790 | 0 | 0 | 2245169.54 | 0 | 2232379.39
Circuit | WEB06_main | strategic_undergrounding_main | 1 | 2769888.12 | 2769888.12 | 0 | 0 | 3051200.84 | 0 | 281312.574
Circuit | WEB06_main | distribution_circuit_resiliency | 2 | 1411651.94 | 1411651.94 | 0 | 0 | 3804233.78 | 0 | 2392581.73
Circuit | WEB06_main | strategic_undergrounding_freeway | 3 | 144441.99 | 144441.99 | 0 | 0 | 5539096.36 | 0 | 5394654.17
Circuit | WEB07_lateral | strategic_undergrounding_single_or_two_phase_lateral | 1 | 942413.76 | 942413.76 | 0 | 0 | 942413.954 | 0 | 0
Circuit | WEB07_lateral | distribution_circuit_resiliency | 2 | 386917.09 | 386917.09 | 0 | 0 | 894045.532 | 0 | 507128.319
Circuit | WEB07_main | strategic_undergrounding_main | 1 | 837436.78 | 837436.78 | 0 | 0 | 847930.147 | 0 | 10493.2095
Circuit | WEB07_main | distribution_circuit_resiliency | 2 | 444578.31 | 444578.31 | 0 | 0 | 1051956.94 | 0 | 607378.489
Circuit | WEB07_main | strategic_undergrounding_freeway | 3 | 5387.7 | 5387.7 | 0 | 0 | 1636443.12 | 0 | 1631055.29
Circuit | WEB08_lateral | strategic_undergrounding_single_or_two_phase_lateral | 1 | 540750.98 | 540750.98 | 0 | 0 | 541860.872 | 0 | 1109.7509
Circuit | WEB08_lateral | distribution_circuit_resiliency | 2 | 304503.36 | 304503.36 | 0 | 0 | 493881.479 | 0 | 189377.986
Circuit | WEB08_lateral | strategic_undergrounding_three_phase_lateral | 3 | 569.62 | 569.62 | 0 | 0 | 1053723.45 | 0 | 1053153.63
Circuit | WEB08_main | strategic_undergrounding_main | 1 | 1088213.3 | 1088213.3 | 0 | 0 | 1171444.77 | 0 | 83231.3217
Circuit | WEB08_main | distribution_circuit_resiliency | 2 | 459776.89 | 459776.89 | 0 | 0 | 1592957.94 | 0 | 1133180.91
Circuit | WEB08_main | strategic_undergrounding_freeway | 3 | 42735.77 | 42735.77 | 0 | 0 | 2162168.85 | 0 | 2119432.98
Circuit | WEB09_lateral | strategic_undergrounding_single_or_two_phase_lateral | 1 | 315104.67 | 315104.67 | 0 | 0 | 315104.831 | 0 | 0
Circuit | WEB09_lateral | distribution_circuit_resiliency | 2 | 30581.27 | 30581.27 | 0 | 0 | 407701.752 | 0 | 377120.308
Circuit | WEB09_main | strategic_undergrounding_main | 1 | 331398.95 | 331398.95 | 0 | 0 | 428420.026 | 0 | 97020.9171
Circuit | WEB09_main | distribution_circuit_resiliency | 2 | 158344.82 | 158344.82 | 0 | 0 | 532505.31 | 0 | 374160.362
Circuit | WEB09_main | strategic_undergrounding_freeway | 3 | 49815.97 | 49815.97 | 0 | 0 | 695248.479 | 0 | 645432.35
Circuit | WEB10_lateral | strategic_undergrounding_single_or_two_phase_lateral | 1 | 406037.71 | 406037.71 | 0 | 0 | 596530.158 | 0 | 190492.259
Circuit | WEB10_lateral | distribution_circuit_resiliency | 2 | 276677.79 | 276677.79 | 0 | 0 | 552584.82 | 0 | 275906.899
Circuit | WEB10_lateral | strategic_undergrounding_freeway | 3 | 95552.34 | 95552.34 | 0 | 0 | 890734.937 | 0 | 795182.469
Circuit | WEB10_lateral | strategic_undergrounding_three_phase_lateral | 4 | 2250.58 | 2250.58 | 0 | 0 | 979139.422 | 0 | 976888.701
Circuit | WEB10_main | strategic_undergrounding_main | 1 | 1046441.96 | 1046441.96 | 0 | 0 | 1717950.46 | 0 | 671508.361
Circuit | WEB10_main | strategic_undergrounding_freeway | 2 | 344791.76 | 344791.76 | 0 | 0 | 2382862.9 | 0 | 2038070.94
Circuit | WEB10_main | distribution_circuit_resiliency | 3 | 313691.55 | 313691.55 | 0 | 0 | 2293595.46 | 0 | 1979903.78
Circuit | WEB11_lateral | strategic_undergrounding_single_or_two_phase_lateral | 1 | 939433.76 | 939433.76 | 0 | 0 | 1677225.55 | 0 | 737791.655
Circuit | WEB11_lateral | strategic_undergrounding_three_phase_lateral | 2 | 329653.07 | 329653.07 | 0 | 0 | 2255022.38 | 0 | 1925369.17
Circuit | WEB11_lateral | strategic_undergrounding_freeway | 3 | 49163.83 | 49163.83 | 0 | 0 | 2520823.72 | 0 | 2471659.75
Circuit | WEB11_lateral | distribution_circuit_resiliency | 4 | 23074.14 | 23074.14 | 0 | 0 | 2039087.02 | 0 | 2016012.73
Circuit | WEB11_main | strategic_undergrounding_main | 1 | 2675948.31 | 2675948.31 | 0 | 0 | 3701659.69 | 0 | 1025711.23
Circuit | WEB11_main | distribution_circuit_resiliency | 2 | 988496.03 | 988496.03 | 0 | 0 | 4932130.02 | 0 | 3943633.85
Circuit | WEB11_main | strategic_undergrounding_freeway | 3 | 526660.49 | 526660.49 | 0 | 0 | 5743915.59 | 0 | 5217255
Circuit | WEB12_lateral | strategic_undergrounding_single_or_two_phase_lateral | 1 | 4724939.76 | 4724939.76 | 0 | 0 | 5132694.06 | 0 | 407754.161
Circuit | WEB12_lateral | distribution_circuit_resiliency | 2 | 1249251.32 | 1249251.32 | 0 | 0 | 5823587.31 | 0 | 4574335.84
Circuit | WEB12_lateral | strategic_undergrounding_freeway | 3 | 207426.22 | 207426.22 | 0 | 0 | 9432560.47 | 0 | 9225134.11
Circuit | WEB12_lateral | strategic_undergrounding_three_phase_lateral | 4 | 1866.35 | 1866.35 | 0 | 0 | 9627477.61 | 0 | 9625611.12
Circuit | WEB12_main | strategic_undergrounding_main | 1 | 3967808.26 | 3967808.26 | 0 | 0 | 4746404.4 | 0 | 778596.01
Circuit | WEB12_main | distribution_circuit_resiliency | 2 | 1959594.46 | 1959594.46 | 0 | 0 | 5914194.59 | 0 | 3954600
Circuit | WEB12_main | strategic_undergrounding_freeway | 3 | 399641.3 | 399641.3 | 0 | 0 | 8133710.12 | 0 | 7734068.67
Circuit | WF01_lateral | strategic_undergrounding_single_or_two_phase_lateral | 1 | 2079227.87 | 2079227.87 | 0 | 0 | 2085138.59 | 0 | 5910.5808
Circuit | WF01_lateral | distribution_circuit_resiliency | 2 | 23313.33 | 23313.33 | 0 | 0 | 2823220.82 | 0 | 2799907.38
Circuit | WF01_lateral | strategic_undergrounding_freeway | 3 | 3006.6 | 3006.6 | 0 | 0 | 4135325.63 | 0 | 4132318.86
Circuit | WF01_main | strategic_undergrounding_main | 1 | 1488607.56 | 1488607.56 | 0 | 0 | 1567415.46 | 0 | 78807.7441
Circuit | WF01_main | distribution_circuit_resiliency | 2 | 413039.34 | 413039.34 | 0 | 0 | 2478099.94 | 0 | 2065060.46
Circuit | WF01_main | strategic_undergrounding_freeway | 3 | 40090.14 | 40090.14 | 0 | 0 | 2965597.8 | 0 | 2925507.55
Circuit | WF03_lateral | strategic_undergrounding_single_or_two_phase_lateral | 1 | 1719930.95 | 1719930.95 | 0 | 0 | 1950468.18 | 0 | 230537.095
Circuit | WF03_lateral | distribution_circuit_resiliency | 2 | 347501.6 | 347501.6 | 0 | 0 | 2088341.19 | 0 | 1740839.47
Circuit | WF03_lateral | strategic_undergrounding_freeway | 3 | 117247.42 | 117247.42 | 0 | 0 | 3505691.79 | 0 | 3388444.21
Circuit | WF03_main | strategic_undergrounding_main | 1 | 2036891.46 | 2036891.46 | 0 | 0 | 2817902.71 | 0 | 781011.1
Circuit | WF03_main | distribution_circuit_resiliency | 2 | 1169598.96 | 1169598.96 | 0 | 0 | 3294164.95 | 0 | 2124565.86
Circuit | WF03_main | strategic_undergrounding_freeway | 3 | 397521.57 | 397521.57 | 0 | 0 | 4399313.72 | 0 | 4001791.97
Circuit | WF05_lateral | strategic_undergrounding_single_or_two_phase_lateral | 1 | 16350094.9 | 16350094.9 | 0 | 0 | 16387996.5 | 0 | 37901.4638
Circuit | WF05_lateral | distribution_circuit_resiliency | 2 | 3605815.73 | 3605815.73 | 0 | 0 | 20843931.3 | 0 | 17238115.4
Circuit | WF05_lateral | strategic_undergrounding_three_phase_lateral | 3 | 19273 | 19273 | 0 | 0 | 32280611 | 0 | 32261337.8
Circuit | WF05_main | strategic_undergrounding_main | 1 | 11523230.8 | 11523230.8 | 0 | 0 | 13620473 | 0 | 2097242
Circuit | WF05_main | distribution_circuit_resiliency | 2 | 4174953.43 | 4174953.43 | 0 | 0 | 19475950.3 | 0 | 15300996.7
Circuit | WF05_main | strategic_undergrounding_freeway | 3 | 1066401.41 | 1066401.41 | 0 | 0 | 23770068.7 | 0 | 22703667.1
Circuit | WF41_lateral | strategic_undergrounding_single_or_two_phase_lateral | 1 | 520812.02 | 520812.02 | 0 | 0 | 652481.241 | 0 | 131669.089
Circuit | WF41_lateral | distribution_circuit_resiliency | 2 | 178288.09 | 178288.09 | 0 | 0 | 710431.926 | 0 | 532143.722
Circuit | WF41_lateral | strategic_undergrounding_freeway | 3 | 66967.51 | 66967.51 | 0 | 0 | 1092853.23 | 0 | 1025885.56
Circuit | WF41_lateral | strategic_undergrounding_three_phase_lateral | 4 | 0 | 0 | 0 | 0 | 1157554.65 | 0 | 1157554.65
Circuit | WF41_main | strategic_undergrounding_main | 1 | 1131092.11 | 1131092.11 | 0 | 0 | 1583254.02 | 0 | 452161.765
Circuit | WF41_main | distribution_circuit_resiliency | 2 | 532030.89 | 532030.89 | 0 | 0 | 1999949.08 | 0 | 1467918.08
Circuit | WF41_main | strategic_undergrounding_freeway | 3 | 229944.47 | 229944.47 | 0 | 0 | 2456278.66 | 0 | 2226334.04
Circuit | WF42_lateral | strategic_undergrounding_single_or_two_phase_lateral | 1 | 10742246 | 10742246 | 0 | 0 | 20705327 | 0 | 9963080.86
Circuit | WF42_lateral | strategic_undergrounding_freeway | 2 | 5052763.91 | 5052763.91 | 0 | 0 | 26228680.5 | 0 | 21175916.4
Circuit | WF42_lateral | distribution_circuit_resiliency | 3 | 4230214.53 | 4230214.53 | 0 | 0 | 21734912.4 | 0 | 17504697.7
Circuit | WF42_lateral | strategic_undergrounding_three_phase_lateral | 4 | 7268 | 7268 | 0 | 0 | 31117682.1 | 0 | 31110414
Circuit | WF42_main | strategic_undergrounding_main | 1 | 14201400.5 | 14201400.5 | 0 | 0 | 30785544.9 | 0 | 16584144.2
Circuit | WF42_main | strategic_undergrounding_freeway | 2 | 8428172.32 | 8428172.32 | 0 | 0 | 36386854.7 | 0 | 27958682.2
Circuit | WF42_main | distribution_circuit_resiliency | 3 | 5065592.41 | 5065592.41 | 0 | 0 | 38065570.9 | 0 | 32999978.4
Circuit | WF43_lateral | strategic_undergrounding_single_or_two_phase_lateral | 1 | 1480960.44 | 1480960.44 | 0 | 0 | 2338284.28 | 0 | 857323.727
Circuit | WF43_lateral | distribution_circuit_resiliency | 2 | 616817.62 | 616817.62 | 0 | 0 | 2572045.84 | 0 | 1955228.1
Circuit | WF43_lateral | strategic_undergrounding_freeway | 3 | 388323.12 | 388323.12 | 0 | 0 | 3397487.02 | 0 | 3009163.76
Circuit | WF43_lateral | strategic_undergrounding_three_phase_lateral | 4 | 47279.33 | 47279.33 | 0 | 0 | 3727360.03 | 0 | 3680080.54
Circuit | WF43_main | strategic_undergrounding_main | 1 | 1794009.62 | 1794009.62 | 0 | 0 | 2272503.35 | 0 | 478493.59
Circuit | WF43_main | distribution_circuit_resiliency | 2 | 764677.78 | 764677.78 | 0 | 0 | 3032761.19 | 0 | 2268083.28
Circuit | WF43_main | strategic_undergrounding_freeway | 3 | 243184.13 | 243184.13 | 0 | 0 | 3774143.65 | 0 | 3530959.35
Circuit | WF44_lateral | strategic_undergrounding_single_or_two_phase_lateral | 1 | 729765.45 | 729765.45 | 0 | 0 | 876257.021 | 0 | 146491.389
Circuit | WF44_lateral | distribution_circuit_resiliency | 2 | 221872.29 | 221872.29 | 0 | 0 | 1057639.82 | 0 | 835767.407
Circuit | WF44_lateral | strategic_undergrounding_three_phase_lateral | 3 | 74250.65 | 74250.65 | 0 | 0 | 1510875.14 | 0 | 1436624.39
Circuit | WF44_main | strategic_undergrounding_main | 1 | 825929.86 | 825929.86 | 0 | 0 | 869519.095 | 0 | 43589.0824
Circuit | WF44_main | distribution_circuit_resiliency | 2 | 356041.08 | 356041.08 | 0 | 0 | 1214808.4 | 0 | 858767.175
Circuit | WF44_main | strategic_undergrounding_freeway | 3 | 22153.96 | 22153.96 | 0 | 0 | 1648787.71 | 0 | 1626633.61
Circuit | WF45_lateral | strategic_undergrounding_single_or_two_phase_lateral | 1 | 4334726.49 | 4334726.49 | 0 | 0 | 4750267.15 | 0 | 415540.52
Circuit | WF45_lateral | distribution_circuit_resiliency | 2 | 1076286.31 | 1076286.31 | 0 | 0 | 5802270.16 | 0 | 4725983.67
Circuit | WF45_lateral | strategic_undergrounding_three_phase_lateral | 3 | 162722.04 | 162722.04 | 0 | 0 | 8783891.56 | 0 | 8621169.34
Circuit | WF45_lateral | strategic_undergrounding_freeway | 4 | 48515.77 | 48515.77 | 0 | 0 | 8894312.85 | 0 | 8845796.94
Circuit | WF45_main | strategic_undergrounding_main | 1 | 4571867.42 | 4571867.42 | 0 | 0 | 4637029.56 | 0 | 65162.0013
Circuit | WF45_main | distribution_circuit_resiliency | 2 | 2225261.7 | 2225261.7 | 0 | 0 | 6217713.4 | 0 | 3992451.53
Circuit | WF45_main | strategic_undergrounding_freeway | 3 | 33118.62 | 33118.62 | 0 | 0 | 9027962.15 | 0 | 8994843.36
Circuit | WF46_lateral | strategic_undergrounding_single_or_two_phase_lateral | 1 | 6830502.07 | 6830502.07 | 0 | 0 | 12889941.1 | 0 | 6059438.88
Circuit | WF46_lateral | strategic_undergrounding_freeway | 2 | 2330252.15 | 2330252.15 | 0 | 0 | 17234001.6 | 0 | 14903749.4
Circuit | WF46_lateral | distribution_circuit_resiliency | 3 | 2062738.69 | 2062738.69 | 0 | 0 | 14668532.9 | 0 | 12605794.1
Circuit | WF46_lateral | strategic_undergrounding_three_phase_lateral | 4 | 753514.31 | 753514.31 | 0 | 0 | 18754782.9 | 0 | 18001268.4
Circuit | WF46_main | strategic_undergrounding_main | 1 | 7176727.86 | 7176727.86 | 0 | 0 | 11320151.8 | 0 | 4143423.81
Circuit | WF46_main | distribution_circuit_resiliency | 2 | 2673646.31 | 2673646.31 | 0 | 0 | 14847534.6 | 0 | 12173888.2
Circuit | WF46_main | strategic_undergrounding_freeway | 3 | 2109231.59 | 2109231.59 | 0 | 0 | 16218154.4 | 0 | 14108922.7
Circuit | WF47_lateral | strategic_undergrounding_single_or_two_phase_lateral | 1 | 3737021.46 | 3737021.46 | 0 | 0 | 3752555.8 | 0 | 15534.1844
Circuit | WF47_lateral | distribution_circuit_resiliency | 2 | 2501489.3 | 2501489.3 | 0 | 0 | 3394967.17 | 0 | 893477.772
Circuit | WF47_lateral | strategic_undergrounding_three_phase_lateral | 3 | 7254.47 | 7254.47 | 0 | 0 | 7338985.18 | 0 | 7331730.53
Circuit | WF47_lateral | strategic_undergrounding_freeway | 4 | 620.76 | 620.76 | 0 | 0 | 7345443.85 | 0 | 7344822.97
Circuit | WF47_main | strategic_undergrounding_main | 1 | 6640428.02 | 6640428.02 | 0 | 0 | 6643736.32 | 0 | 3308.1579
Circuit | WF47_main | distribution_circuit_resiliency | 2 | 1947344.31 | 1947344.31 | 0 | 0 | 10560336.6 | 0 | 8612992.23
Circuit | WF47_main | strategic_undergrounding_freeway | 3 | 1681.73 | 1681.73 | 0 | 0 | 13043858.4 | 0 | 13042176.5
Circuit | WF48_lateral | strategic_undergrounding_single_or_two_phase_lateral | 1 | 25724954.1 | 25724954.1 | 0 | 0 | 29032590.9 | 0 | 3307636.68
Circuit | WF48_lateral | distribution_circuit_resiliency | 2 | 5524260.32 | 5524260.32 | 0 | 0 | 36410498 | 0 | 30886237.5
Circuit | WF48_lateral | strategic_undergrounding_freeway | 3 | 1681930.22 | 1681930.22 | 0 | 0 | 52389360.2 | 0 | 50707429.8
Circuit | WF48_lateral | strategic_undergrounding_three_phase_lateral | 4 | 0 | 0 | 0 | 0 | 54015066.5 | 0 | 54015066.5
Circuit | WF48_main | strategic_undergrounding_main | 1 | 32770298.3 | 32770298.3 | 0 | 0 | 44319807.2 | 0 | 11549508.8
Circuit | WF48_main | distribution_circuit_resiliency | 2 | 12423852.5 | 12423852.5 | 0 | 0 | 60535545.1 | 0 | 48111692.5
Circuit | WF48_main | strategic_undergrounding_freeway | 3 | 5870665.04 | 5870665.04 | 0 | 0 | 70797653.2 | 0 | 64926988
Circuit | WF49_lateral | strategic_undergrounding_single_or_two_phase_lateral | 1 | 8430906.91 | 8430906.91 | 0 | 0 | 8509062.46 | 0 | 78155.4051
Circuit | WF49_lateral | distribution_circuit_resiliency | 2 | 4220243.32 | 4220243.32 | 0 | 0 | 8539354.32 | 0 | 4319110.84
Circuit | WF49_lateral | strategic_undergrounding_freeway | 3 | 39740.39 | 39740.39 | 0 | 0 | 16641688.9 | 0 | 16601948.4
Circuit | WF49_lateral | strategic_undergrounding_three_phase_lateral | 4 | 0 | 0 | 0 | 0 | 16680103.8 | 0 | 16680103.8
Circuit | WF49_main | strategic_undergrounding_main | 1 | 12294753.1 | 12294753.1 | 0 | 0 | 12485334.3 | 0 | 190581.126
Circuit | WF49_main | distribution_circuit_resiliency | 2 | 5217429.18 | 5217429.18 | 0 | 0 | 17697299.2 | 0 | 12479869.8
Circuit | WF49_main | strategic_undergrounding_freeway | 3 | 96966.47 | 96966.47 | 0 | 0 | 24306683.3 | 0 | 24209716.7
Circuit | WI01_lateral | strategic_undergrounding_single_or_two_phase_lateral | 1 | 311136.29 | 311136.29 | 0 | 0 | 311136.444 | 0 | 0
Circuit | WI01_lateral | distribution_circuit_resiliency | 2 | 51155.01 | 51155.01 | 0 | 0 | 318813.856 | 0 | 267658.717
Circuit | WI01_main | strategic_undergrounding_main | 1 | 794374.34 | 794374.34 | 0 | 0 | 794374.497 | 0 | 0
Circuit | WI01_main | distribution_circuit_resiliency | 2 | 238116.22 | 238116.22 | 0 | 0 | 1264138.29 | 0 | 1026021.93
Circuit | WI02_lateral | strategic_undergrounding_single_or_two_phase_lateral | 1 | 668176.91 | 668176.91 | 0 | 0 | 668177.048 | 0 | 0
Circuit | WI02_lateral | distribution_circuit_resiliency | 2 | 333912.29 | 333912.29 | 0 | 0 | 626029.075 | 0 | 292116.664
Circuit | WI02_lateral | strategic_undergrounding_three_phase_lateral | 3 | 0 | 0 | 0 | 0 | 1320199.35 | 0 | 1320199.35
Circuit | WI02_main | strategic_undergrounding_main | 1 | 1254058.78 | 1254058.78 | 0 | 0 | 1254058.96 | 0 | 0
Circuit | WI02_main | distribution_circuit_resiliency | 2 | 471560.59 | 471560.59 | 0 | 0 | 1870784 | 0 | 1399223.28
Circuit | WI03_lateral | strategic_undergrounding_single_or_two_phase_lateral | 1 | 6392.17 | 6392.17 | 0 | 0 | 6392.3103 | 0 | 0
Circuit | WI03_lateral | distribution_circuit_resiliency | 2 | 0 | 0 | 0 | 0 | 10412.1909 | 0 | 10412.1909
Circuit | WI03_main | strategic_undergrounding_main | 1 | 604853.61 | 604853.61 | 0 | 0 | 604853.73 | 0 | 0
Circuit | WI03_main | distribution_circuit_resiliency | 2 | 207489.18 | 207489.18 | 0 | 0 | 928114.752 | 0 | 720625.431
Circuit | WI04_lateral | strategic_undergrounding_single_or_two_phase_lateral | 1 | 627214.4 | 627214.4 | 0 | 0 | 627214.561 | 0 | 0
Circuit | WI04_lateral | distribution_circuit_resiliency | 2 | 79679.92 | 79679.92 | 0 | 0 | 763393.616 | 0 | 683713.589
Circuit | WI04_main | strategic_undergrounding_main | 1 | 4755196.86 | 4755196.86 | 0 | 0 | 4755197.01 | 0 | 0
Circuit | WI04_main | distribution_circuit_resiliency | 2 | 2133364.22 | 2133364.22 | 0 | 0 | 6649722.04 | 0 | 4516357.68
Circuit | WI05_lateral | strategic_undergrounding_single_or_two_phase_lateral | 1 | 22009.82 | 22009.82 | 0 | 0 | 22009.9709 | 0 | 0
Circuit | WI05_lateral | distribution_circuit_resiliency | 2 | 3233.63 | 3233.63 | 0 | 0 | 21499.7845 | 0 | 18266.0169
Circuit | WI05_main | strategic_undergrounding_main | 1 | 1594908 | 1594908 | 0 | 0 | 1594908.17 | 0 | 0
Circuit | WI05_main | distribution_circuit_resiliency | 2 | 698821.73 | 698821.73 | 0 | 0 | 2248048.8 | 0 | 1549226.95
Circuit | WI06_lateral | strategic_undergrounding_single_or_two_phase_lateral | 1 | 1004225.66 | 1004225.66 | 0 | 0 | 1004225.82 | 0 | 0
Circuit | WI06_lateral | distribution_circuit_resiliency | 2 | 35571.31 | 35571.31 | 0 | 0 | 1112638.71 | 0 | 1077067.27
Circuit | WI06_main | strategic_undergrounding_main | 1 | 1072642.66 | 1072642.66 | 0 | 0 | 1072642.8 | 0 | 0
Circuit | WI06_main | distribution_circuit_resiliency | 2 | 445451.36 | 445451.36 | 0 | 0 | 1545123.3 | 0 | 1099671.83
Circuit | WI07_lateral | strategic_undergrounding_single_or_two_phase_lateral | 1 | 634580.82 | 634580.82 | 0 | 0 | 636610.752 | 0 | 2029.7761
Circuit | WI07_lateral | distribution_circuit_resiliency | 2 | 78584.42 | 78584.42 | 0 | 0 | 624215.542 | 0 | 545630.961
Circuit | WI07_lateral | strategic_undergrounding_three_phase_lateral | 3 | 1028.23 | 1028.23 | 0 | 0 | 1254853.51 | 0 | 1253825.13
Circuit | WI07_main | strategic_undergrounding_main | 1 | 1637782.37 | 1637782.37 | 0 | 0 | 1637782.51 | 0 | 0
Circuit | WI07_main | distribution_circuit_resiliency | 2 | 484039.8 | 484039.8 | 0 | 0 | 2612457.98 | 0 | 2128418.03
Circuit | WI41_lateral | strategic_undergrounding_single_or_two_phase_lateral | 1 | 1261305.27 | 1261305.27 | 0 | 0 | 1261672.06 | 0 | 366.6384
Circuit | WI41_lateral | distribution_circuit_resiliency | 2 | 442962.99 | 442962.99 | 0 | 0 | 1236246.98 | 0 | 793283.863
Circuit | WI41_lateral | strategic_undergrounding_freeway | 3 | 185.62 | 185.62 | 0 | 0 | 2491507.69 | 0 | 2491321.93
Circuit | WI41_main | strategic_undergrounding_main | 1 | 1963683.64 | 1963683.64 | 0 | 0 | 1966250.29 | 0 | 2566.4686
Circuit | WI41_main | distribution_circuit_resiliency | 2 | 857247.77 | 857247.77 | 0 | 0 | 2778048.84 | 0 | 1920800.93
Circuit | WI41_main | strategic_undergrounding_freeway | 3 | 1300.14 | 1300.14 | 0 | 0 | 3879521.58 | 0 | 3878221.29
Circuit | WI42_lateral | strategic_undergrounding_single_or_two_phase_lateral | 1 | 18979470.1 | 18979470.1 | 0 | 0 | 19691620 | 0 | 712149.781
Circuit | WI42_lateral | distribution_circuit_resiliency | 2 | 6636817.14 | 6636817.14 | 0 | 0 | 22028225.9 | 0 | 15391408.6
Circuit | WI42_lateral | strategic_undergrounding_three_phase_lateral | 3 | 356666.1 | 356666.1 | 0 | 0 | 37904836.4 | 0 | 37548170.1
Circuit | WI42_lateral | strategic_undergrounding_freeway | 4 | 6049.56 | 6049.56 | 0 | 0 | 38242466.6 | 0 | 38236416.9
Circuit | WI42_main | strategic_undergrounding_main | 1 | 15695399.7 | 15695399.7 | 0 | 0 | 15748328 | 0 | 52928.097
Circuit | WI42_main | distribution_circuit_resiliency | 2 | 7056990.06 | 7056990.06 | 0 | 0 | 21971839.5 | 0 | 14914849.3
Circuit | WI42_main | strategic_undergrounding_freeway | 3 | 26791.45 | 26791.45 | 0 | 0 | 31043381.7 | 0 | 31016590.1
Circuit | WI43_lateral | strategic_undergrounding_single_or_two_phase_lateral | 1 | 1571334.02 | 1571334.02 | 0 | 0 | 1571334.17 | 0 | 0
Circuit | WI43_lateral | distribution_circuit_resiliency | 2 | 681358.98 | 681358.98 | 0 | 0 | 1773824.04 | 0 | 1092464.93
Circuit | WI43_lateral | strategic_undergrounding_three_phase_lateral | 3 | 0 | 0 | 0 | 0 | 3104908.09 | 0 | 3104908.09
Circuit | WI43_main | strategic_undergrounding_main | 1 | 2462337.56 | 2462337.56 | 0 | 0 | 2462337.69 | 0 | 0
Circuit | WI43_main | distribution_circuit_resiliency | 2 | 1022942.21 | 1022942.21 | 0 | 0 | 3548388.09 | 0 | 2525445.76
Circuit | WI44_lateral | strategic_undergrounding_single_or_two_phase_lateral | 1 | 1474245.47 | 1474245.47 | 0 | 0 | 1474245.63 | 0 | 0
Circuit | WI44_lateral | distribution_circuit_resiliency | 2 | 546145.05 | 546145.05 | 0 | 0 | 1552510.05 | 0 | 1006364.85
Circuit | WI44_main | strategic_undergrounding_main | 1 | 2910449.29 | 2910449.29 | 0 | 0 | 2910449.44 | 0 | 0
Circuit | WI44_main | distribution_circuit_resiliency | 2 | 1397481.37 | 1397481.37 | 0 | 0 | 3951446.92 | 0 | 2553965.4
Circuit | WI45_lateral | strategic_undergrounding_single_or_two_phase_lateral | 1 | 533178.23 | 533178.23 | 0 | 0 | 883459.357 | 0 | 350280.959
Circuit | WI45_lateral | strategic_undergrounding_three_phase_lateral | 2 | 177090.71 | 177090.71 | 0 | 0 | 1231800.06 | 0 | 1054709.23
Circuit | WI45_lateral | distribution_circuit_resiliency | 3 | 92230.34 | 92230.34 | 0 | 0 | 889887.054 | 0 | 797656.62
Circuit | WI45_main | strategic_undergrounding_main | 1 | 3303113.7 | 3303113.7 | 0 | 0 | 3303113.85 | 0 | 0
Circuit | WI45_main | distribution_circuit_resiliency | 2 | 1349185.03 | 1349185.03 | 0 | 0 | 4792675.79 | 0 | 3443490.62
Circuit | WI46_lateral | strategic_undergrounding_single_or_two_phase_lateral | 1 | 4053748.36 | 4053748.36 | 0 | 0 | 4053748.52 | 0 | 0
Circuit | WI46_lateral | distribution_circuit_resiliency | 2 | 1426888.09 | 1426888.09 | 0 | 0 | 4804545.12 | 0 | 3377656.91
Circuit | WI46_main | strategic_undergrounding_main | 1 | 5719529.82 | 5719529.82 | 0 | 0 | 5719529.96 | 0 | 0
Circuit | WI46_main | distribution_circuit_resiliency | 2 | 2297827.33 | 2297827.33 | 0 | 0 | 8348111.22 | 0 | 6050283.74
Circuit | WL02_lateral | strategic_undergrounding_single_or_two_phase_lateral | 1 | 129233.02 | 129233.02 | 0 | 0 | 129233.188 | 0 | 0
Circuit | WL02_lateral | distribution_circuit_resiliency | 2 | 1479.33 | 1479.33 | 0 | 0 | 162148.057 | 0 | 160668.596
Circuit | WL02_main | strategic_undergrounding_main | 1 | 123830.01 | 123830.01 | 0 | 0 | 123830.153 | 0 | 0
Circuit | WL02_main | distribution_circuit_resiliency | 2 | 32540.65 | 32540.65 | 0 | 0 | 201832.623 | 0 | 169291.851
Circuit | WL41_lateral | strategic_undergrounding_single_or_two_phase_lateral | 1 | 5045397.95 | 5045397.95 | 0 | 0 | 5850525.9 | 0 | 805127.81
Circuit | WL41_lateral | distribution_circuit_resiliency | 2 | 1201592.29 | 1201592.29 | 0 | 0 | 7113211.89 | 0 | 5911619.48
Circuit | WL41_lateral | strategic_undergrounding_three_phase_lateral | 3 | 408862.13 | 408862.13 | 0 | 0 | 10337946.5 | 0 | 9929084.23
Circuit | WL41_main | strategic_undergrounding_main | 1 | 2852813.76 | 2852813.76 | 0 | 0 | 3280310.62 | 0 | 427496.72
Circuit | WL41_main | distribution_circuit_resiliency | 2 | 1174242.47 | 1174242.47 | 0 | 0 | 4539543.47 | 0 | 3365300.87
Circuit | WL41_main | strategic_undergrounding_freeway | 3 | 217701.71 | 217701.71 | 0 | 0 | 5830975.02 | 0 | 5613273.13
Circuit | WL42_lateral | strategic_undergrounding_single_or_two_phase_lateral | 1 | 1112902.23 | 1112902.23 | 0 | 0 | 1368959.77 | 0 | 256057.385
Circuit | WL42_lateral | distribution_circuit_resiliency | 2 | 152873.66 | 152873.66 | 0 | 0 | 1708466.95 | 0 | 1555593.17
Circuit | WL42_lateral | strategic_undergrounding_three_phase_lateral | 3 | 130212.26 | 130212.26 | 0 | 0 | 2320396.15 | 0 | 2190183.77
Circuit | WL42_main | strategic_undergrounding_main | 1 | 811198.66 | 811198.66 | 0 | 0 | 811198.791 | 0 | 0
Circuit | WL42_main | distribution_circuit_resiliency | 2 | 272165.56 | 272165.56 | 0 | 0 | 1248387.59 | 0 | 976221.892
Circuit | WL43_lateral | strategic_undergrounding_single_or_two_phase_lateral | 1 | 2715696.88 | 2715696.88 | 0 | 0 | 4501083.67 | 0 | 1785386.62
Circuit | WL43_lateral | distribution_circuit_resiliency | 2 | 753163.01 | 753163.01 | 0 | 0 | 5144452.83 | 0 | 4391289.72
Circuit | WL43_lateral | strategic_undergrounding_freeway | 3 | 455274.67 | 455274.67 | 0 | 0 | 6682434.2 | 0 | 6227159.39
Circuit | WL43_lateral | strategic_undergrounding_three_phase_lateral | 4 | 452927.27 | 452927.27 | 0 | 0 | 6682426.83 | 0 | 6229499.39
Circuit | WL43_main | strategic_undergrounding_main | 1 | 1962356.26 | 1962356.26 | 0 | 0 | 2527217.38 | 0 | 564860.965
Circuit | WL43_main | distribution_circuit_resiliency | 2 | 611459.32 | 611459.32 | 0 | 0 | 3643297.9 | 0 | 3031838.44
Circuit | WL43_main | strategic_undergrounding_freeway | 3 | 287687.03 | 287687.03 | 0 | 0 | 4138585.67 | 0 | 3850898.47
Circuit | WLO41_lateral | strategic_undergrounding_single_or_two_phase_lateral | 1 | 3836681.79 | 3836681.79 | 0 | 0 | 3836681.94 | 0 | 0
Circuit | WLO41_lateral | distribution_circuit_resiliency | 2 | 865417.18 | 865417.18 | 0 | 0 | 4841996.98 | 0 | 3976579.67
Circuit | WLO41_main | strategic_undergrounding_main | 1 | 4641588.13 | 4641588.13 | 0 | 0 | 4641588.32 | 0 | 0
Circuit | WLO41_main | distribution_circuit_resiliency | 2 | 1857922.69 | 1857922.69 | 0 | 0 | 6780237.54 | 0 | 4922314.76
Circuit | WLO42_lateral | strategic_undergrounding_single_or_two_phase_lateral | 1 | 2244381.38 | 2244381.38 | 0 | 0 | 2650276.39 | 0 | 405894.863
Circuit | WLO42_lateral | distribution_circuit_resiliency | 2 | 388960.13 | 388960.13 | 0 | 0 | 3370826.08 | 0 | 2981865.82
Circuit | WLO42_lateral | strategic_undergrounding_three_phase_lateral | 3 | 206888.25 | 206888.25 | 0 | 0 | 4625146.15 | 0 | 4418257.75
Circuit | WLO42_main | strategic_undergrounding_main | 1 | 1746254.13 | 1746254.13 | 0 | 0 | 1746254.26 | 0 | 0
Circuit | WLO42_main | distribution_circuit_resiliency | 2 | 645219.21 | 645219.21 | 0 | 0 | 2615680.56 | 0 | 1970461.22
Circuit | WLO43_lateral | strategic_undergrounding_single_or_two_phase_lateral | 1 | 1861922.45 | 1861922.45 | 0 | 0 | 2441029.96 | 0 | 579107.353
Circuit | WLO43_lateral | distribution_circuit_resiliency | 2 | 375576.31 | 375576.31 | 0 | 0 | 3000863.46 | 0 | 2625287.03
Circuit | WLO43_lateral | strategic_undergrounding_freeway | 3 | 253930.21 | 253930.21 | 0 | 0 | 4011752.79 | 0 | 3757822.43
Circuit | WLO43_lateral | strategic_undergrounding_three_phase_lateral | 4 | 39002.57 | 39002.57 | 0 | 0 | 4221829.41 | 0 | 4182826.69
Circuit | WLO43_main | strategic_undergrounding_main | 1 | 1845030.97 | 1845030.97 | 0 | 0 | 2648502.55 | 0 | 803471.42
Circuit | WLO43_main | distribution_circuit_resiliency | 2 | 754458.64 | 754458.64 | 0 | 0 | 3477166.87 | 0 | 2722708.11
Circuit | WLO43_main | strategic_undergrounding_freeway | 3 | 406593.69 | 406593.69 | 0 | 0 | 4048509.75 | 0 | 3641915.92
Circuit | WLO44_lateral | strategic_undergrounding_single_or_two_phase_lateral | 1 | 6703939.31 | 6703939.31 | 0 | 0 | 6747986.76 | 0 | 44047.2921
Circuit | WLO44_lateral | distribution_circuit_resiliency | 2 | 3195242.41 | 3195242.41 | 0 | 0 | 7250299.82 | 0 | 4055057.3
Circuit | WLO44_lateral | strategic_undergrounding_freeway | 3 | 22279.26 | 22279.26 | 0 | 0 | 13264158.1 | 0 | 13241878.7
Circuit | WLO44_lateral | strategic_undergrounding_three_phase_lateral | 4 | 0 | 0 | 0 | 0 | 13285926 | 0 | 13285926
Circuit | WLO44_main | strategic_undergrounding_main | 1 | 8002436.86 | 8002436.86 | 0 | 0 | 8057432.99 | 0 | 54995.9818
Circuit | WLO44_main | distribution_circuit_resiliency | 2 | 3320777.85 | 3320777.85 | 0 | 0 | 11592386.7 | 0 | 8271608.69
Circuit | WLO44_main | strategic_undergrounding_freeway | 3 | 27822.54 | 27822.54 | 0 | 0 | 15835558.7 | 0 | 15807736
Circuit | WLO47_lateral | strategic_undergrounding_single_or_two_phase_lateral | 1 | 11935.74 | 11935.74 | 0 | 0 | 11935.8818 | 0 | 0
Circuit | WLO47_lateral | distribution_circuit_resiliency | 2 | 5323.38 | 5323.38 | 0 | 0 | 11098.9301 | 0 | 5775.4267
Circuit | WLO47_main | strategic_undergrounding_main | 1 | 1154.93 | 1154.93 | 0 | 0 | 1155.0853 | 0 | 0
Circuit | WLO47_main | distribution_circuit_resiliency | 2 | 998.03 | 998.03 | 0 | 0 | 998.1569 | 0 | 0
Circuit | WLO51_lateral | strategic_undergrounding_single_or_two_phase_lateral | 1 | 769.89 | 769.89 | 0 | 0 | 770.0569 | 0 | 0
Circuit | WLO51_lateral | distribution_circuit_resiliency | 2 | 665.3 | 665.3 | 0 | 0 | 665.4379 | 0 | 0
Circuit | WLO51_main | distribution_circuit_resiliency | 1 | 0 | 0 | 0 | 0 | 0 | 0 | 0
Circuit | WLO51_main | strategic_undergrounding_main | 2 | 0 | 0 | 0 | 0 | 0 | 0 | 0
Circuit | WO01_lateral | strategic_undergrounding_single_or_two_phase_lateral | 1 | 1756900.41 | 1756900.41 | 0 | 0 | 2921271.39 | 0 | 1164370.82
Circuit | WO01_lateral | strategic_undergrounding_freeway | 2 | 520311.79 | 520311.79 | 0 | 0 | 4134522.89 | 0 | 3614210.99
Circuit | WO01_lateral | distribution_circuit_resiliency | 3 | 95728.65 | 95728.65 | 0 | 0 | 3321239.69 | 0 | 3225510.9
Circuit | WO01_lateral | strategic_undergrounding_three_phase_lateral | 4 | 68184.61 | 68184.61 | 0 | 0 | 4576943.72 | 0 | 4508758.96
Circuit | WO01_main | strategic_undergrounding_main | 1 | 1267165.88 | 1267165.88 | 0 | 0 | 2270569.66 | 0 | 1003403.62
Circuit | WO01_main | strategic_undergrounding_freeway | 2 | 507167.66 | 507167.66 | 0 | 0 | 3013791.25 | 0 | 2506623.43
Circuit | WO01_main | distribution_circuit_resiliency | 3 | 221633.41 | 221633.41 | 0 | 0 | 3223992.06 | 0 | 3002358.52
Circuit | WO02_lateral | strategic_undergrounding_single_or_two_phase_lateral | 1 | 2934890.89 | 2934890.89 | 0 | 0 | 2943209.59 | 0 | 8318.5585
Circuit | WO02_lateral | distribution_circuit_resiliency | 2 | 115522.55 | 115522.55 | 0 | 0 | 3947436.86 | 0 | 3831914.18
Circuit | WO02_lateral | strategic_undergrounding_three_phase_lateral | 3 | 4200.21 | 4200.21 | 0 | 0 | 5811959.86 | 0 | 5807759.5
Circuit | WO02_main | strategic_undergrounding_main | 1 | 1425823.71 | 1425823.71 | 0 | 0 | 1425823.86 | 0 | 0
Circuit | WO02_main | distribution_circuit_resiliency | 2 | 101737.97 | 101737.97 | 0 | 0 | 2689885.72 | 0 | 2588147.63
Circuit | WO03_lateral | strategic_undergrounding_single_or_two_phase_lateral | 1 | 5528629.48 | 5528629.48 | 0 | 0 | 6274113.91 | 0 | 745484.262
Circuit | WO03_lateral | distribution_circuit_resiliency | 2 | 907952.96 | 907952.96 | 0 | 0 | 8505425.8 | 0 | 7597472.7
Circuit | WO03_lateral | strategic_undergrounding_three_phase_lateral | 3 | 376409.8 | 376409.8 | 0 | 0 | 11323400.4 | 0 | 10946990.4
Circuit | WO03_main | strategic_undergrounding_main | 1 | 2383370.85 | 2383370.85 | 0 | 0 | 2383371.01 | 0 | 0
Circuit | WO03_main | distribution_circuit_resiliency | 2 | 580383.2 | 580383.2 | 0 | 0 | 3969670.64 | 0 | 3389287.34
Circuit | WO04_lateral | strategic_undergrounding_single_or_two_phase_lateral | 1 | 927498.5 | 927498.5 | 0 | 0 | 1282489.88 | 0 | 354991.22
Circuit | WO04_lateral | strategic_undergrounding_three_phase_lateral | 2 | 179296.27 | 179296.27 | 0 | 0 | 2015424.09 | 0 | 1836127.65
Circuit | WO04_lateral | distribution_circuit_resiliency | 3 | 125291.24 | 125291.24 | 0 | 0 | 1514729.38 | 0 | 1389438.03
Circuit | WO04_main | strategic_undergrounding_main | 1 | 875991.95 | 875991.95 | 0 | 0 | 875992.108 | 0 | 0
Circuit | WO04_main | distribution_circuit_resiliency | 2 | 244401.82 | 244401.82 | 0 | 0 | 1418452.52 | 0 | 1174050.58
Circuit | WO05_lateral | strategic_undergrounding_single_or_two_phase_lateral | 1 | 2229029.43 | 2229029.43 | 0 | 0 | 2237116.08 | 0 | 8086.494
Circuit | WO05_lateral | distribution_circuit_resiliency | 2 | 251817.27 | 251817.27 | 0 | 0 | 3113790.9 | 0 | 2861973.49
Circuit | WO05_lateral | strategic_undergrounding_three_phase_lateral | 3 | 4082.9 | 4082.9 | 0 | 0 | 4418135.3 | 0 | 4414052.27
Circuit | WO05_main | strategic_undergrounding_main | 1 | 1169478.07 | 1169478.07 | 0 | 0 | 1169478.2 | 0 | 0
Circuit | WO05_main | distribution_circuit_resiliency | 2 | 198112.21 | 198112.21 | 0 | 0 | 2059730.89 | 0 | 1861618.57
Circuit | WO06_lateral | strategic_undergrounding_single_or_two_phase_lateral | 1 | 1161545.23 | 1161545.23 | 0 | 0 | 1168037.02 | 0 | 6491.6511
Circuit | WO06_lateral | distribution_circuit_resiliency | 2 | 18093.37 | 18093.37 | 0 | 0 | 1652470.21 | 0 | 1634376.71
Circuit | WO06_lateral | strategic_undergrounding_freeway | 3 | 2810.5 | 2810.5 | 0 | 0 | 2302320.96 | 0 | 2299510.32
Circuit | WO06_lateral | strategic_undergrounding_three_phase_lateral | 4 | 469.85 | 469.85 | 0 | 0 | 2304612.23 | 0 | 2304142.22
Circuit | WO06_main | strategic_undergrounding_main | 1 | 1416795.38 | 1416795.38 | 0 | 0 | 1421427.44 | 0 | 4631.9022
Circuit | WO06_main | distribution_circuit_resiliency | 2 | 84260.95 | 84260.95 | 0 | 0 | 2699365.71 | 0 | 2615104.63
Circuit | WO06_main | strategic_undergrounding_freeway | 3 | 2340.51 | 2340.51 | 0 | 0 | 2806081.89 | 0 | 2803741.26
Circuit | WO07_lateral | strategic_undergrounding_single_or_two_phase_lateral | 1 | 2350826.52 | 2350826.52 | 0 | 0 | 2351619 | 0 | 792.3413
Circuit | WO07_lateral | distribution_circuit_resiliency | 2 | 476300.5 | 476300.5 | 0 | 0 | 2664834.13 | 0 | 2188533.5
Circuit | WO07_lateral | strategic_undergrounding_three_phase_lateral | 3 | 400.36 | 400.36 | 0 | 0 | 4655988.5 | 0 | 4655588
Circuit | WO07_main | strategic_undergrounding_main | 1 | 1650552.39 | 1650552.39 | 0 | 0 | 1650552.56 | 0 | 0
Circuit | WO07_main | distribution_circuit_resiliency | 2 | 233296.08 | 233296.08 | 0 | 0 | 2966689.73 | 0 | 2733393.53
Circuit | WO08_lateral | strategic_undergrounding_single_or_two_phase_lateral | 1 | 1372836.82 | 1372836.82 | 0 | 0 | 2496139.56 | 0 | 1123302.59
Circuit | WO08_lateral | distribution_circuit_resiliency | 2 | 739681.56 | 739681.56 | 0 | 0 | 2400022.05 | 0 | 1660340.36
Circuit | WO08_lateral | strategic_undergrounding_freeway | 3 | 567779.87 | 567779.87 | 0 | 0 | 3283030.81 | 0 | 2715250.77
Circuit | WO08_main | strategic_undergrounding_main | 1 | 1249405.21 | 1249405.21 | 0 | 0 | 2483918.46 | 0 | 1234513.1
Circuit | WO08_main | distribution_circuit_resiliency | 2 | 638445.04 | 638445.04 | 0 | 0 | 2882125.13 | 0 | 2243679.94
Circuit | WO08_main | strategic_undergrounding_freeway | 3 | 624036.45 | 624036.45 | 0 | 0 | 3095231.84 | 0 | 2471195.22
Circuit | WO09_lateral | strategic_undergrounding_single_or_two_phase_lateral | 1 | 360684.31 | 360684.31 | 0 | 0 | 360684.458 | 0 | 0
Circuit | WO09_lateral | distribution_circuit_resiliency | 2 | 62646.13 | 62646.13 | 0 | 0 | 465213.351 | 0 | 402567.094
Circuit | WO09_main | strategic_undergrounding_main | 1 | 367098.69 | 367098.69 | 0 | 0 | 403217.219 | 0 | 36118.3999
Circuit | WO09_main | distribution_circuit_resiliency | 2 | 135946.5 | 135946.5 | 0 | 0 | 586938.553 | 0 | 450991.916
Circuit | WO09_main | strategic_undergrounding_freeway | 3 | 18256.08 | 18256.08 | 0 | 0 | 744528.954 | 0 | 726272.695
Circuit | WO10_lateral | strategic_undergrounding_single_or_two_phase_lateral | 1 | 1578065.35 | 1578065.35 | 0 | 0 | 1608993.5 | 0 | 30928.0028
Circuit | WO10_lateral | distribution_circuit_resiliency | 2 | 72137.32 | 72137.32 | 0 | 0 | 2184404.78 | 0 | 2112267.34
Circuit | WO10_lateral | strategic_undergrounding_freeway | 3 | 15157.31 | 15157.31 | 0 | 0 | 3137113.03 | 0 | 3121955.53
Circuit | WO10_lateral | strategic_undergrounding_three_phase_lateral | 4 | 477.18 | 477.18 | 0 | 0 | 3151472.63 | 0 | 3150995.3
Circuit | WO10_main | strategic_undergrounding_main | 1 | 1163429.95 | 1163429.95 | 0 | 0 | 1201080.88 | 0 | 37650.7824
Circuit | WO10_main | distribution_circuit_resiliency | 2 | 331113.04 | 331113.04 | 0 | 0 | 1911497.04 | 0 | 1580383.87
Circuit | WO10_main | strategic_undergrounding_freeway | 3 | 19034.61 | 19034.61 | 0 | 0 | 2320129.64 | 0 | 2301094.89
Circuit | WO11_lateral | strategic_undergrounding_single_or_two_phase_lateral | 1 | 71911.47 | 71911.47 | 0 | 0 | 71911.6107 | 0 | 0
Circuit | WO11_lateral | distribution_circuit_resiliency | 2 | 32070.13 | 32070.13 | 0 | 0 | 66851.0339 | 0 | 34780.7791
Circuit | WO11_main | strategic_undergrounding_main | 1 | 99172.07 | 99172.07 | 0 | 0 | 99172.2215 | 0 | 0
Circuit | WO11_main | distribution_circuit_resiliency | 2 | 32070.13 | 32070.13 | 0 | 0 | 154813.683 | 0 | 122743.428
Circuit | WO12_lateral | strategic_undergrounding_single_or_two_phase_lateral | 1 | 11440981 | 11440981 | 0 | 0 | 11443090.9 | 0 | 2109.791
Circuit | WO12_lateral | distribution_circuit_resiliency | 2 | 2861245.5 | 2861245.5 | 0 | 0 | 14524807.7 | 0 | 11663562.1
Circuit | WO12_lateral | strategic_undergrounding_three_phase_lateral | 3 | 1065.14 | 1065.14 | 0 | 0 | 22637837.5 | 0 | 22636772.2
Circuit | WO12_main | strategic_undergrounding_main | 1 | 6008526.31 | 6008526.31 | 0 | 0 | 6008526.44 | 0 | 0
Circuit | WO12_main | distribution_circuit_resiliency | 2 | 1633543.38 | 1633543.38 | 0 | 0 | 9782420.28 | 0 | 8148876.77
Circuit | WO13_lateral | strategic_undergrounding_single_or_two_phase_lateral | 1 | 397999.76 | 397999.76 | 0 | 0 | 399877.648 | 0 | 1877.7609
Circuit | WO13_lateral | distribution_circuit_resiliency | 2 | 123511.68 | 123511.68 | 0 | 0 | 454988.297 | 0 | 331476.489
Circuit | WO13_lateral | strategic_undergrounding_three_phase_lateral | 3 | 948.97 | 948.97 | 0 | 0 | 788356.855 | 0 | 787407.73
Circuit | WO13_main | strategic_undergrounding_main | 1 | 666602.22 | 666602.22 | 0 | 0 | 666602.349 | 0 | 0
Circuit | WO13_main | distribution_circuit_resiliency | 2 | 256040.95 | 256040.95 | 0 | 0 | 988367.807 | 0 | 732326.739
Circuit | WO14_lateral | strategic_undergrounding_single_or_two_phase_lateral | 1 | 2922934.02 | 2922934.02 | 0 | 0 | 2927358.66 | 0 | 4424.4822
Circuit | WO14_lateral | distribution_circuit_resiliency | 2 | 782724.56 | 782724.56 | 0 | 0 | 3734785.25 | 0 | 2952060.55
Circuit | WO14_lateral | strategic_undergrounding_three_phase_lateral | 3 | 2236.22 | 2236.22 | 0 | 0 | 5790233.61 | 0 | 5787997.23
Circuit | WO14_main | strategic_undergrounding_main | 1 | 2146435.93 | 2146435.93 | 0 | 0 | 2146436.08 | 0 | 0
Circuit | WO14_main | distribution_circuit_resiliency | 2 | 623317.6 | 623317.6 | 0 | 0 | 3444799.73 | 0 | 2821481.97
Circuit | WO15_lateral | strategic_undergrounding_single_or_two_phase_lateral | 1 | 1127461.03 | 1127461.03 | 0 | 0 | 1128405.29 | 0 | 944.1183
Circuit | WO15_lateral | distribution_circuit_resiliency | 2 | 99755.64 | 99755.64 | 0 | 0 | 1377780.33 | 0 | 1278024.56
Circuit | WO15_lateral | strategic_undergrounding_three_phase_lateral | 3 | 477.18 | 477.18 | 0 | 0 | 2230484.84 | 0 | 2230007.51
Circuit | WO15_lateral | strategic_undergrounding_freeway | 4 | 0 | 0 | 0 | 0 | 2230951.63 | 0 | 2230951.63
Circuit | WO15_main | strategic_undergrounding_main | 1 | 531749.12 | 531749.12 | 0 | 0 | 531749.256 | 0 | 0
Circuit | WO15_main | distribution_circuit_resiliency | 2 | 164061.03 | 164061.03 | 0 | 0 | 840049.869 | 0 | 675988.723
Circuit | WOR41_lateral | strategic_undergrounding_single_or_two_phase_lateral | 1 | 3623355.66 | 3623355.66 | 0 | 0 | 3624120.09 | 0 | 764.2903
Circuit | WOR41_lateral | distribution_circuit_resiliency | 2 | 879097.39 | 879097.39 | 0 | 0 | 4168865.39 | 0 | 3289767.87
Circuit | WOR41_lateral | strategic_undergrounding_freeway | 3 | 385.99 | 385.99 | 0 | 0 | 7179602.49 | 0 | 7179216.35
Circuit | WOR41_main | strategic_undergrounding_main | 1 | 4265365.03 | 4265365.03 | 0 | 0 | 4275300.97 | 0 | 9935.7739
Circuit | WOR41_main | distribution_circuit_resiliency | 2 | 1849131.02 | 1849131.02 | 0 | 0 | 6061108.76 | 0 | 4211977.61
Circuit | WOR41_main | strategic_undergrounding_freeway | 3 | 5019.7 | 5019.7 | 0 | 0 | 8462072.71 | 0 | 8457052.85
Circuit | WOR42_lateral | strategic_undergrounding_single_or_two_phase_lateral | 1 | 5795988.05 | 5795988.05 | 0 | 0 | 7160208.42 | 0 | 1364220.2
Circuit | WOR42_lateral | distribution_circuit_resiliency | 2 | 1406508.92 | 1406508.92 | 0 | 0 | 8638456.98 | 0 | 7231947.95
Circuit | WOR42_lateral | strategic_undergrounding_three_phase_lateral | 3 | 661425.24 | 661425.24 | 0 | 0 | 12194496.3 | 0 | 11533070.9
Circuit | WOR42_lateral | strategic_undergrounding_freeway | 4 | 27416 | 27416 | 0 | 0 | 12816178.1 | 0 | 12788761.9
Circuit | WOR42_main | strategic_undergrounding_main | 1 | 5875237.26 | 5875237.26 | 0 | 0 | 5929502.04 | 0 | 54264.612
Circuit | WOR42_main | distribution_circuit_resiliency | 2 | 2324824.21 | 2324824.21 | 0 | 0 | 8683300.92 | 0 | 6358476.59
Circuit | WOR42_main | strategic_undergrounding_freeway | 3 | 27416 | 27416 | 0 | 0 | 11662523.7 | 0 | 11635107.6
Circuit | WOR43_lateral | strategic_undergrounding_single_or_two_phase_lateral | 1 | 208479.65 | 208479.65 | 0 | 0 | 209047.115 | 0 | 567.3096
Circuit | WOR43_lateral | distribution_circuit_resiliency | 2 | 53996.94 | 53996.94 | 0 | 0 | 263976.709 | 0 | 209979.632
Circuit | WOR43_lateral | strategic_undergrounding_freeway | 3 | 286.44 | 286.44 | 0 | 0 | 413161.291 | 0 | 412874.695
Circuit | WOR43_main | strategic_undergrounding_main | 1 | 370699.1 | 370699.1 | 0 | 0 | 452468.651 | 0 | 81769.3868
Circuit | WOR43_main | distribution_circuit_resiliency | 2 | 147595.18 | 147595.18 | 0 | 0 | 624637.309 | 0 | 477041.993
Circuit | WOR43_main | strategic_undergrounding_freeway | 3 | 41313.59 | 41313.59 | 0 | 0 | 778428.522 | 0 | 737114.8
Circuit | WOR44_lateral | strategic_undergrounding_single_or_two_phase_lateral | 1 | 920711.53 | 920711.53 | 0 | 0 | 1892705.97 | 0 | 971994.292
Circuit | WOR44_lateral | strategic_undergrounding_freeway | 2 | 487090.11 | 487090.11 | 0 | 0 | 2317784.85 | 0 | 1830694.57
Circuit | WOR44_lateral | distribution_circuit_resiliency | 3 | 462015.33 | 462015.33 | 0 | 0 | 1973518.84 | 0 | 1511503.38
Circuit | WOR44_lateral | strategic_undergrounding_three_phase_lateral | 4 | 3900.41 | 3900.41 | 0 | 0 | 2791138.43 | 0 | 2787237.88
Circuit | WOR44_main | strategic_undergrounding_main | 1 | 2314710.75 | 2314710.75 | 0 | 0 | 3520285.81 | 0 | 1205574.88
Circuit | WOR44_main | distribution_circuit_resiliency | 2 | 919014.54 | 919014.54 | 0 | 0 | 4601054.64 | 0 | 3682039.93
Circuit | WOR44_main | strategic_undergrounding_freeway | 3 | 609084.32 | 609084.32 | 0 | 0 | 5192261.17 | 0 | 4583176.69
Circuit | WOR45_lateral | strategic_undergrounding_single_or_two_phase_lateral | 1 | 2829486.77 | 2829486.77 | 0 | 0 | 3394691.61 | 0 | 565204.708
Circuit | WOR45_lateral | distribution_circuit_resiliency | 2 | 1090665.92 | 1090665.92 | 0 | 0 | 3874214.99 | 0 | 2783548.93
Circuit | WOR45_lateral | strategic_undergrounding_freeway | 3 | 285397.42 | 285397.42 | 0 | 0 | 5894927.35 | 0 | 5609529.79
Circuit | WOR45_main | strategic_undergrounding_main | 1 | 4605259.91 | 4605259.91 | 0 | 0 | 5723559.32 | 0 | 1118299.25
Circuit | WOR45_main | distribution_circuit_resiliency | 2 | 1831710.77 | 1831710.77 | 0 | 0 | 7876011.52 | 0 | 6044300.62
Circuit | WOR45_main | strategic_undergrounding_freeway | 3 | 564670.09 | 564670.09 | 0 | 0 | 9695529.24 | 0 | 9130858.97
Circuit | WOR46_lateral | strategic_undergrounding_single_or_two_phase_lateral | 1 | 5034104 | 5034104 | 0 | 0 | 6413503.46 | 0 | 1379399.32
Circuit | WOR46_lateral | distribution_circuit_resiliency | 2 | 1203956.27 | 1203956.27 | 0 | 0 | 7135033.72 | 0 | 5931077.32
Circuit | WOR46_lateral | strategic_undergrounding_freeway | 3 | 695997.9 | 695997.9 | 0 | 0 | 10673704.5 | 0 | 9977706.45
Circuit | WOR46_main | strategic_undergrounding_main | 1 | 6991068.01 | 6991068.01 | 0 | 0 | 8554855.89 | 0 | 1563787.73
Circuit | WOR46_main | distribution_circuit_resiliency | 2 | 3098682.43 | 3098682.43 | 0 | 0 | 11407289.2 | 0 | 8308606.66
Circuit | WOR46_main | strategic_undergrounding_freeway | 3 | 789057.35 | 789057.35 | 0 | 0 | 14646002.4 | 0 | 13856944.9
Circuit | WR09_lateral | strategic_undergrounding_single_or_two_phase_lateral | 1 | 8708891.92 | 8708891.92 | 0 | 0 | 9841767.79 | 0 | 1132875.73
Circuit | WR09_lateral | distribution_circuit_resiliency | 2 | 1143665.84 | 1143665.84 | 0 | 0 | 13030811.6 | 0 | 11887145.6
Circuit | WR09_lateral | strategic_undergrounding_freeway | 3 | 331083.8 | 331083.8 | 0 | 0 | 17851218.5 | 0 | 17520134.6
Circuit | WR09_lateral | strategic_undergrounding_three_phase_lateral | 4 | 247883.33 | 247883.33 | 0 | 0 | 17930430 | 0 | 17682546.5
Circuit | WR09_main | strategic_undergrounding_main | 1 | 3166094.04 | 3166094.04 | 0 | 0 | 3787103.84 | 0 | 621009.642
Circuit | WR09_main | distribution_circuit_resiliency | 2 | 833998.07 | 833998.07 | 0 | 0 | 5762897.99 | 0 | 4928899.81
Circuit | WR09_main | strategic_undergrounding_freeway | 3 | 317516.99 | 317516.99 | 0 | 0 | 6512767.14 | 0 | 6195250.01
Circuit | WR10_lateral | strategic_undergrounding_single_or_two_phase_lateral | 1 | 33765806.1 | 33765806.1 | 0 | 0 | 48040284 | 0 | 14274477.8
Circuit | WR10_lateral | distribution_circuit_resiliency | 2 | 5101411.85 | 5101411.85 | 0 | 0 | 57312562 | 0 | 52211150
Circuit | WR10_lateral | strategic_undergrounding_freeway | 3 | 4919771.18 | 4919771.18 | 0 | 0 | 75853846.9 | 0 | 70934075.6
Circuit | WR10_lateral | strategic_undergrounding_three_phase_lateral | 4 | 2353169.98 | 2353169.98 | 0 | 0 | 78332603.4 | 0 | 75979433.2
Circuit | WR10_main | strategic_undergrounding_main | 1 | 11409798.7 | 11409798.7 | 0 | 0 | 21828147.8 | 0 | 10418348.9
Circuit | WR10_main | strategic_undergrounding_freeway | 2 | 5305036.99 | 5305036.99 | 0 | 0 | 27695943.9 | 0 | 22390906.8
Circuit | WR10_main | distribution_circuit_resiliency | 3 | 4188525.37 | 4188525.37 | 0 | 0 | 27488638.4 | 0 | 23300112.9
Circuit | WR11_lateral | strategic_undergrounding_single_or_two_phase_lateral | 1 | 8194812.59 | 8194812.59 | 0 | 0 | 10617776.8 | 0 | 2422964
Circuit | WR11_lateral | distribution_circuit_resiliency | 2 | 988793.54 | 988793.54 | 0 | 0 | 13393340 | 0 | 12404546.3
Circuit | WR11_lateral | strategic_undergrounding_freeway | 3 | 725778.34 | 725778.34 | 0 | 0 | 17862489.7 | 0 | 17136711.2
Circuit | WR11_lateral | strategic_undergrounding_three_phase_lateral | 4 | 507846.03 | 507846.03 | 0 | 0 | 18070397.5 | 0 | 17562551.3
Circuit | WR11_main | strategic_undergrounding_main | 1 | 3561831.95 | 3561831.95 | 0 | 0 | 4836548.68 | 0 | 1274716.59
Circuit | WR11_main | distribution_circuit_resiliency | 2 | 1260576.27 | 1260576.27 | 0 | 0 | 6675223.92 | 0 | 5414647.54
Circuit | WR11_main | strategic_undergrounding_freeway | 3 | 649552.31 | 649552.31 | 0 | 0 | 7664867.66 | 0 | 7015315.17
Circuit | WR12_lateral | strategic_undergrounding_single_or_two_phase_lateral | 1 | 7644170.71 | 7644170.71 | 0 | 0 | 7644170.89 | 0 | 0
Circuit | WR12_lateral | distribution_circuit_resiliency | 2 | 1103442.66 | 1103442.66 | 0 | 0 | 10336967.7 | 0 | 9233524.93
Circuit | WR12_lateral | strategic_undergrounding_three_phase_lateral | 3 | 0 | 0 | 0 | 0 | 14973399.5 | 0 | 14973399.5
Circuit | WR12_main | strategic_undergrounding_main | 1 | 4515299.31 | 4515299.31 | 0 | 0 | 4515299.48 | 0 | 0
Circuit | WR12_main | distribution_circuit_resiliency | 2 | 1544827.04 | 1544827.04 | 0 | 0 | 6889689.05 | 0 | 5344861.88
Circuit | WR13_lateral | strategic_undergrounding_single_or_two_phase_lateral | 1 | 4841223.97 | 4841223.97 | 0 | 0 | 4841224.12 | 0 | 0
Circuit | WR13_lateral | distribution_circuit_resiliency | 2 | 592350.48 | 592350.48 | 0 | 0 | 6353977.04 | 0 | 5761626.45
Circuit | WR13_main | strategic_undergrounding_main | 1 | 2786480.55 | 2786480.55 | 0 | 0 | 2786480.69 | 0 | 0
Circuit | WR13_main | distribution_circuit_resiliency | 2 | 844398.48 | 844398.48 | 0 | 0 | 4388870.9 | 0 | 3544472.3
Circuit | WR14_lateral | strategic_undergrounding_single_or_two_phase_lateral | 1 | 1326297.58 | 1326297.58 | 0 | 0 | 1326297.72 | 0 | 0
Circuit | WR14_lateral | distribution_circuit_resiliency | 2 | 280789.2 | 280789.2 | 0 | 0 | 1674898.81 | 0 | 1394109.47
Circuit | WR14_main | strategic_undergrounding_main | 1 | 780224.67 | 780224.67 | 0 | 0 | 780224.818 | 0 | 0
Circuit | WR14_main | distribution_circuit_resiliency | 2 | 317388.51 | 317388.51 | 0 | 0 | 1126354.76 | 0 | 808966.125
Circuit | WR15_lateral | strategic_undergrounding_single_or_two_phase_lateral | 1 | 15888063.7 | 15888063.7 | 0 | 0 | 16534507.3 | 0 | 646443.483
Circuit | WR15_lateral | distribution_circuit_resiliency | 2 | 2027904.98 | 2027904.98 | 0 | 0 | 22483519.4 | 0 | 20455614.3
Circuit | WR15_lateral | strategic_undergrounding_freeway | 3 | 330320.67 | 330320.67 | 0 | 0 | 31419341.1 | 0 | 31089020.3
Circuit | WR15_main | strategic_undergrounding_main | 1 | 8758575.26 | 8758575.26 | 0 | 0 | 8782549.1 | 0 | 23973.668
Circuit | WR15_main | distribution_circuit_resiliency | 2 | 3602673.38 | 3602673.38 | 0 | 0 | 12614837.9 | 0 | 9012164.44
Circuit | WR15_main | strategic_undergrounding_freeway | 3 | 12246.93 | 12246.93 | 0 | 0 | 17149160.9 | 0 | 17136913.8
Circuit | WT01_lateral | strategic_undergrounding_single_or_two_phase_lateral | 1 | 2789437.03 | 2789437.03 | 0 | 0 | 2789437.18 | 0 | 0
Circuit | WT01_lateral | distribution_circuit_resiliency | 2 | 513675.92 | 513675.92 | 0 | 0 | 3682064.75 | 0 | 3168388.71
Circuit | WT01_main | strategic_undergrounding_main | 1 | 1423630.22 | 1423630.22 | 0 | 0 | 1423630.39 | 0 | 0
Circuit | WT01_main | distribution_circuit_resiliency | 2 | 357716.22 | 357716.22 | 0 | 0 | 2356033.23 | 0 | 1998316.88
Circuit | WT02_lateral | strategic_undergrounding_single_or_two_phase_lateral | 1 | 8589376.37 | 8589376.37 | 0 | 0 | 8738184.23 | 0 | 148807.725
Circuit | WT02_lateral | distribution_circuit_resiliency | 2 | 663837.74 | 663837.74 | 0 | 0 | 12048351.4 | 0 | 11384513.5
Circuit | WT02_lateral | strategic_undergrounding_three_phase_lateral | 3 | 75087.54 | 75087.54 | 0 | 0 | 17097397.4 | 0 | 17022309.7
Circuit | WT02_main | strategic_undergrounding_main | 1 | 6324266.67 | 6324266.67 | 0 | 0 | 6324266.83 | 0 | 0
Circuit | WT02_main | distribution_circuit_resiliency | 2 | 436004.73 | 436004.73 | 0 | 0 | 11968582.7 | 0 | 11532577.9
Circuit | WT03_lateral | strategic_undergrounding_single_or_two_phase_lateral | 1 | 989382.93 | 989382.93 | 0 | 0 | 989383.072 | 0 | 0
Circuit | WT03_lateral | distribution_circuit_resiliency | 2 | 194398.63 | 194398.63 | 0 | 0 | 1296252.96 | 0 | 1101854.21
Circuit | WT03_lateral | strategic_undergrounding_three_phase_lateral | 3 | 0 | 0 | 0 | 0 | 1955840.96 | 0 | 1955840.96
Circuit | WT03_main | strategic_undergrounding_main | 1 | 520846.25 | 520846.25 | 0 | 0 | 520846.404 | 0 | 0
Circuit | WT03_main | distribution_circuit_resiliency | 2 | 109576.04 | 109576.04 | 0 | 0 | 888409.286 | 0 | 778833.112
Circuit | WT04_lateral | strategic_undergrounding_single_or_two_phase_lateral | 1 | 326075.53 | 326075.53 | 0 | 0 | 330822.325 | 0 | 4746.6365
Circuit | WT04_lateral | distribution_circuit_resiliency | 2 | 25679.7 | 25679.7 | 0 | 0 | 460457.273 | 0 | 434777.429
Circuit | WT04_lateral | strategic_undergrounding_freeway | 3 | 2397 | 2397 | 0 | 0 | 647285.343 | 0 | 644888.184
Circuit | WT04_main | strategic_undergrounding_main | 1 | 224500.93 | 224500.93 | 0 | 0 | 231760.655 | 0 | 7259.5618
Circuit | WT04_main | distribution_circuit_resiliency | 2 | 64220.44 | 64220.44 | 0 | 0 | 368431.586 | 0 | 304210.992
Circuit | WT04_main | strategic_undergrounding_freeway | 3 | 3666.08 | 3666.08 | 0 | 0 | 447696.61 | 0 | 444030.367
Circuit | WT05_lateral | strategic_undergrounding_single_or_two_phase_lateral | 1 | 27777.63 | 27777.63 | 0 | 0 | 28380.0058 | 0 | 602.2485
Circuit | WT05_lateral | distribution_circuit_resiliency | 2 | 5200.59 | 5200.59 | 0 | 0 | 33231.7845 | 0 | 28031.0764
Circuit | WT05_lateral | strategic_undergrounding_freeway | 3 | 183.01 | 183.01 | 0 | 0 | 55335.2412 | 0 | 55152.0513
Circuit | WT05_lateral | strategic_undergrounding_three_phase_lateral | 4 | 121.33 | 121.33 | 0 | 0 | 55395.5952 | 0 | 55274.1073
Circuit | WT05_main | strategic_undergrounding_main | 1 | 39125.77 | 39125.77 | 0 | 0 | 40040.3157 | 0 | 914.4162
Circuit | WT05_main | distribution_circuit_resiliency | 2 | 12981.39 | 12981.39 | 0 | 0 | 61539.0787 | 0 | 48557.5705
Circuit | WT05_main | strategic_undergrounding_freeway | 3 | 462.14 | 462.14 | 0 | 0 | 77800.4378 | 0 | 77338.1523
Circuit | WT06_lateral | strategic_undergrounding_single_or_two_phase_lateral | 1 | 1766219.37 | 1766219.37 | 0 | 0 | 2056986.39 | 0 | 290766.88
Circuit | WT06_lateral | distribution_circuit_resiliency | 2 | 244696.78 | 244696.78 | 0 | 0 | 2740708.2 | 0 | 2496011.29
Circuit | WT06_lateral | strategic_undergrounding_three_phase_lateral | 3 | 103718.52 | 103718.52 | 0 | 0 | 3683719.51 | 0 | 3580000.81
Circuit | WT06_lateral | strategic_undergrounding_freeway | 4 | 43124.99 | 43124.99 | 0 | 0 | 3743107.83 | 0 | 3699982.69
Circuit | WT06_main | strategic_undergrounding_main | 1 | 1496135.76 | 1496135.76 | 0 | 0 | 1553424.54 | 0 | 57288.6421
Circuit | WT06_main | distribution_circuit_resiliency | 2 | 489312.13 | 489312.13 | 0 | 0 | 2385508.76 | 0 | 1896196.47
Circuit | WT06_main | strategic_undergrounding_freeway | 3 | 28931.93 | 28931.93 | 0 | 0 | 2988382.02 | 0 | 2959449.96
Circuit | WT07_lateral | strategic_undergrounding_single_or_two_phase_lateral | 1 | 3649724.99 | 3649724.99 | 0 | 0 | 3649725.15 | 0 | 0
Circuit | WT07_lateral | distribution_circuit_resiliency | 2 | 37717.77 | 37717.77 | 0 | 0 | 5014019.53 | 0 | 4976301.64
Circuit | WT07_main | strategic_undergrounding_main | 1 | 3479048.93 | 3479048.93 | 0 | 0 | 3479049.07 | 0 | 0
Circuit | WT07_main | distribution_circuit_resiliency | 2 | 967046.99 | 967046.99 | 0 | 0 | 5636486.32 | 0 | 4669439.21
Circuit | WT08_lateral | strategic_undergrounding_single_or_two_phase_lateral | 1 | 1134268.67 | 1134268.67 | 0 | 0 | 1134268.83 | 0 | 0
Circuit | WT08_lateral | distribution_circuit_resiliency | 2 | 323431.63 | 323431.63 | 0 | 0 | 1504486.52 | 0 | 1181054.77
Circuit | WT08_main | strategic_undergrounding_main | 1 | 645505.77 | 645505.77 | 0 | 0 | 645505.907 | 0 | 0
Circuit | WT08_main | distribution_circuit_resiliency | 2 | 125128.69 | 125128.69 | 0 | 0 | 1114535.32 | 0 | 989406.506
Circuit | WT08_main | strategic_undergrounding_freeway | 3 | 0 | 0 | 0 | 0 | 1275711.14 | 0 | 1275711.14
Circuit | WT09_lateral | strategic_undergrounding_single_or_two_phase_lateral | 1 | 383719.41 | 383719.41 | 0 | 0 | 443949.412 | 0 | 60229.8373
Circuit | WT09_lateral | distribution_circuit_resiliency | 2 | 68869.62 | 68869.62 | 0 | 0 | 540198.37 | 0 | 471328.616
Circuit | WT09_lateral | strategic_undergrounding_three_phase_lateral | 3 | 20891.36 | 20891.36 | 0 | 0 | 798554.359 | 0 | 777662.86
Circuit | WT09_lateral | strategic_undergrounding_freeway | 4 | 9538.56 | 9538.56 | 0 | 0 | 809700.302 | 0 | 800161.591
Circuit | WT09_main | strategic_undergrounding_main | 1 | 665432.89 | 665432.89 | 0 | 0 | 687091.064 | 0 | 21658.0215
Circuit | WT09_main | distribution_circuit_resiliency | 2 | 205716.44 | 205716.44 | 0 | 0 | 1072490.39 | 0 | 866773.811
Circuit | WT09_main | strategic_undergrounding_freeway | 3 | 10951.52 | 10951.52 | 0 | 0 | 1327326.15 | 0 | 1316374.46
Circuit | WT10_lateral | strategic_undergrounding_single_or_two_phase_lateral | 1 | 163447.7 | 163447.7 | 0 | 0 | 256726.851 | 0 | 93278.9905
Circuit | WT10_lateral | strategic_undergrounding_freeway | 2 | 46626.46 | 46626.46 | 0 | 0 | 370780.798 | 0 | 324154.166
Circuit | WT10_lateral | distribution_circuit_resiliency | 3 | 24305.71 | 24305.71 | 0 | 0 | 310410.673 | 0 | 286104.838
Circuit | WT10_lateral | strategic_undergrounding_three_phase_lateral | 4 | 485.74 | 485.74 | 0 | 0 | 415995.085 | 0 | 415509.237
Circuit | WT10_main | strategic_undergrounding_main | 1 | 489468.66 | 489468.66 | 0 | 0 | 630814.684 | 0 | 141345.858
Circuit | WT10_main | distribution_circuit_resiliency | 2 | 214072.14 | 214072.14 | 0 | 0 | 833095.77 | 0 | 619023.499
Circuit | WT10_main | strategic_undergrounding_freeway | 3 | 71389.93 | 71389.93 | 0 | 0 | 1038964 | 0 | 967573.932
Circuit | WT11_lateral | strategic_undergrounding_single_or_two_phase_lateral | 1 | 671936.18 | 671936.18 | 0 | 0 | 672849.487 | 0 | 913.1551
Circuit | WT11_lateral | distribution_circuit_resiliency | 2 | 145515.09 | 145515.09 | 0 | 0 | 812117.948 | 0 | 666602.717
Circuit | WT11_lateral | strategic_undergrounding_three_phase_lateral | 3 | 461.04 | 461.04 | 0 | 0 | 1330880.7 | 0 | 1330419.53
Circuit | WT11_main | strategic_undergrounding_main | 1 | 583251.82 | 583251.82 | 0 | 0 | 935729.863 | 0 | 352477.865
Circuit | WT11_main | strategic_undergrounding_freeway | 2 | 178009.13 | 178009.13 | 0 | 0 | 1332175.82 | 0 | 1154166.54
Circuit | WT11_main | distribution_circuit_resiliency | 3 | 169841.19 | 169841.19 | 0 | 0 | 1287075.27 | 0 | 1117233.98
Circuit | WT12_lateral | strategic_undergrounding_single_or_two_phase_lateral | 1 | 2627334.67 | 2627334.67 | 0 | 0 | 3911050.84 | 0 | 1283716.03
Circuit | WT12_lateral | strategic_undergrounding_three_phase_lateral | 2 | 648906.01 | 648906.01 | 0 | 0 | 5852762.32 | 0 | 5203856.18
Circuit | WT12_lateral | distribution_circuit_resiliency | 3 | 332232.1 | 332232.1 | 0 | 0 | 4745249.85 | 0 | 4413017.65
Circuit | WT12_main | strategic_undergrounding_main | 1 | 3048528.69 | 3048528.69 | 0 | 0 | 3048528.84 | 0 | 0
Circuit | WT12_main | distribution_circuit_resiliency | 2 | 1023270.16 | 1023270.16 | 0 | 0 | 4713258.06 | 0 | 3689987.75
Circuit | WT12_main | strategic_undergrounding_freeway | 3 | 0 | 0 | 0 | 0 | 6036002.68 | 0 | 6036002.68
Circuit | WV01_lateral | strategic_undergrounding_single_or_two_phase_lateral | 1 | 244317.57 | 244317.57 | 0 | 0 | 252182.141 | 0 | 7864.4152
Circuit | WV01_lateral | distribution_circuit_resiliency | 2 | 92105.62 | 92105.62 | 0 | 0 | 272483.423 | 0 | 180377.669
Circuit | WV01_lateral | strategic_undergrounding_freeway | 3 | 3980.77 | 3980.77 | 0 | 0 | 486612 | 0 | 482631.091
Circuit | WV01_main | strategic_undergrounding_main | 1 | 233813.36 | 233813.36 | 0 | 0 | 242988.683 | 0 | 9175.1511
Circuit | WV01_main | distribution_circuit_resiliency | 2 | 81535.68 | 81535.68 | 0 | 0 | 366125.207 | 0 | 284589.418
Circuit | WV01_main | strategic_undergrounding_freeway | 3 | 4644.25 | 4644.25 | 0 | 0 | 466515.861 | 0 | 461871.466
Circuit | WV02_lateral | strategic_undergrounding_single_or_two_phase_lateral | 1 | 16360203.4 | 16360203.4 | 0 | 0 | 16360203.5 | 0 | 0
Circuit | WV02_lateral | distribution_circuit_resiliency | 2 | 2467006.65 | 2467006.65 | 0 | 0 | 20196830.6 | 0 | 17729823.8
Circuit | WV02_main | strategic_undergrounding_main | 1 | 6696094.7 | 6696094.7 | 0 | 0 | 6696094.82 | 0 | 0
Circuit | WV02_main | distribution_circuit_resiliency | 2 | 1276978.84 | 1276978.84 | 0 | 0 | 11587646.7 | 0 | 10310667.7
Circuit | WV03_lateral | strategic_undergrounding_single_or_two_phase_lateral | 1 | 3139973.18 | 3139973.18 | 0 | 0 | 4109604.75 | 0 | 969631.424
Circuit | WV03_lateral | strategic_undergrounding_three_phase_lateral | 2 | 483484.11 | 483484.11 | 0 | 0 | 6702919.69 | 0 | 6219435.43
Circuit | WV03_lateral | distribution_circuit_resiliency | 3 | 482404.18 | 482404.18 | 0 | 0 | 4784280.63 | 0 | 4301876.32
Circuit | WV03_lateral | strategic_undergrounding_freeway | 4 | 7335.92 | 7335.92 | 0 | 0 | 7167417.54 | 0 | 7160081.43
Circuit | WV03_main | strategic_undergrounding_main | 1 | 2259364.18 | 2259364.18 | 0 | 0 | 2260744.6 | 0 | 1380.2583
Circuit | WV03_main | distribution_circuit_resiliency | 2 | 272920.11 | 272920.11 | 0 | 0 | 4114317.65 | 0 | 3841397.39
Circuit | WV03_main | strategic_undergrounding_freeway | 3 | 698.54 | 698.54 | 0 | 0 | 4465087.13 | 0 | 4464388.45
Circuit | WW01_lateral | strategic_undergrounding_single_or_two_phase_lateral | 1 | 377890.44 | 377890.44 | 0 | 0 | 648600.846 | 0 | 270710.25
Circuit | WW01_lateral | strategic_undergrounding_three_phase_lateral | 2 | 127562.09 | 127562.09 | 0 | 0 | 891797.431 | 0 | 764235.19
Circuit | WW01_lateral | distribution_circuit_resiliency | 3 | 95710.81 | 95710.81 | 0 | 0 | 654213.954 | 0 | 558502.997
Circuit | WW01_lateral | strategic_undergrounding_freeway | 4 | 9711.4 | 9711.4 | 0 | 0 | 1006353.8 | 0 | 996642.269
Circuit | WW01_main | strategic_undergrounding_main | 1 | 408630.82 | 408630.82 | 0 | 0 | 439687.586 | 0 | 31056.6248
Circuit | WW01_main | distribution_circuit_resiliency | 2 | 114108.86 | 114108.86 | 0 | 0 | 690451.628 | 0 | 576342.612
Circuit | WW01_main | strategic_undergrounding_freeway | 3 | 15748.29 | 15748.29 | 0 | 0 | 821444.299 | 0 | 805695.874
Circuit | WW02_lateral | strategic_undergrounding_single_or_two_phase_lateral | 1 | 96437.11 | 96437.11 | 0 | 0 | 97838.6693 | 0 | 1401.4177
Circuit | WW02_lateral | distribution_circuit_resiliency | 2 | 921.25 | 921.25 | 0 | 0 | 139606.632 | 0 | 138685.252
Circuit | WW02_lateral | strategic_undergrounding_three_phase_lateral | 3 | 444.27 | 444.27 | 0 | 0 | 191138.574 | 0 | 190694.153
Circuit | WW02_lateral | strategic_undergrounding_freeway | 4 | 266.5 | 266.5 | 0 | 0 | 191311.16 | 0 | 191044.507
Circuit | WW02_main | strategic_undergrounding_main | 1 | 112449.2 | 112449.2 | 0 | 0 | 113500.397 | 0 | 1051.0633
Circuit | WW02_main | distribution_circuit_resiliency | 2 | 24261.6 | 24261.6 | 0 | 0 | 191643.422 | 0 | 167381.694
Circuit | WW02_main | strategic_undergrounding_freeway | 3 | 533.16 | 533.16 | 0 | 0 | 222229.293 | 0 | 221695.988
Circuit | WW03_lateral | strategic_undergrounding_single_or_two_phase_lateral | 1 | 1206722.07 | 1206722.07 | 0 | 0 | 1206722.23 | 0 | 0
Circuit | WW03_lateral | distribution_circuit_resiliency | 2 | 82193.13 | 82193.13 | 0 | 0 | 1748877.96 | 0 | 1666684.68
Circuit | WW03_main | strategic_undergrounding_main | 1 | 963679.85 | 963679.85 | 0 | 0 | 963680.009 | 0 | 0
Circuit | WW03_main | distribution_circuit_resiliency | 2 | 256449.79 | 256449.79 | 0 | 0 | 1574862.21 | 0 | 1318412.29
Circuit | WW04_lateral | strategic_undergrounding_single_or_two_phase_lateral | 1 | 394750.99 | 394750.99 | 0 | 0 | 576496.672 | 0 | 181745.525
Circuit | WW04_lateral | distribution_circuit_resiliency | 2 | 119706.32 | 119706.32 | 0 | 0 | 614665.451 | 0 | 494959.007
Circuit | WW04_lateral | strategic_undergrounding_three_phase_lateral | 3 | 89773.13 | 89773.13 | 0 | 0 | 871764.34 | 0 | 781991.042
Circuit | WW04_lateral | strategic_undergrounding_freeway | 4 | 2566.49 | 2566.49 | 0 | 0 | 956196.004 | 0 | 953629.37
Circuit | WW04_main | strategic_undergrounding_main | 1 | 490261.59 | 490261.59 | 0 | 0 | 946387.589 | 0 | 456125.862
Circuit | WW04_main | strategic_undergrounding_freeway | 2 | 231478.65 | 231478.65 | 0 | 0 | 1196931.63 | 0 | 965452.857
Circuit | WW04_main | distribution_circuit_resiliency | 3 | 105353.9 | 105353.9 | 0 | 0 | 1287017.7 | 0 | 1181663.66
Circuit | WW05_lateral | strategic_undergrounding_single_or_two_phase_lateral | 1 | 849278.63 | 849278.63 | 0 | 0 | 907344.179 | 0 | 58065.3643
Circuit | WW05_lateral | distribution_circuit_resiliency | 2 | 143089.17 | 143089.17 | 0 | 0 | 996873.504 | 0 | 853784.191
Circuit | WW05_lateral | strategic_undergrounding_three_phase_lateral | 3 | 29553.26 | 29553.26 | 0 | 0 | 1704502.05 | 0 | 1674948.66
Circuit | WW05_main | strategic_undergrounding_main | 1 | 1666300.26 | 1666300.26 | 0 | 0 | 1666300.42 | 0 | 0
Circuit | WW05_main | distribution_circuit_resiliency | 2 | 556806.76 | 556806.76 | 0 | 0 | 2570313.57 | 0 | 2013506.7
Circuit | WW06_lateral | strategic_undergrounding_single_or_two_phase_lateral | 1 | 1521600.28 | 1521600.28 | 0 | 0 | 1550694.97 | 0 | 29094.5731
Circuit | WW06_lateral | distribution_circuit_resiliency | 2 | 280328.4 | 280328.4 | 0 | 0 | 1904092.54 | 0 | 1623763.99
Circuit | WW06_lateral | strategic_undergrounding_three_phase_lateral | 3 | 13924.36 | 13924.36 | 0 | 0 | 3010925.85 | 0 | 2997001.33
Circuit | WW06_lateral | strategic_undergrounding_freeway | 4 | 857.55 | 857.55 | 0 | 0 | 3023574.23 | 0 | 3022716.54
Circuit | WW06_main | strategic_undergrounding_main | 1 | 1434749.44 | 1434749.44 | 0 | 0 | 1447295 | 0 | 12545.4049
Circuit | WW06_main | distribution_circuit_resiliency | 2 | 280945.92 | 280945.92 | 0 | 0 | 2477902.99 | 0 | 2196956.92
Circuit | WW06_main | strategic_undergrounding_freeway | 3 | 6363.22 | 6363.22 | 0 | 0 | 2830835.31 | 0 | 2824471.95
Circuit | WW07_lateral | strategic_undergrounding_single_or_two_phase_lateral | 1 | 1465855.05 | 1465855.05 | 0 | 0 | 1465855.21 | 0 | 0
Circuit | WW07_lateral | distribution_circuit_resiliency | 2 | 153728.02 | 153728.02 | 0 | 0 | 1975302.43 | 0 | 1821574.27
Circuit | WW07_main | strategic_undergrounding_main | 1 | 1142474.08 | 1142474.08 | 0 | 0 | 1142474.23 | 0 | 0
Circuit | WW07_main | distribution_circuit_resiliency | 2 | 400291.21 | 400291.21 | 0 | 0 | 1739530.7 | 0 | 1339239.36
Circuit | WW08_lateral | strategic_undergrounding_single_or_two_phase_lateral | 1 | 345767.99 | 345767.99 | 0 | 0 | 413758.937 | 0 | 67990.8029
Circuit | WW08_lateral | distribution_circuit_resiliency | 2 | 56879.94 | 56879.94 | 0 | 0 | 484364.101 | 0 | 427483.999
Circuit | WW08_lateral | strategic_undergrounding_three_phase_lateral | 3 | 28899.94 | 28899.94 | 0 | 0 | 721560.527 | 0 | 692660.452
Circuit | WW08_lateral | strategic_undergrounding_freeway | 4 | 5577.05 | 5577.05 | 0 | 0 | 744231.438 | 0 | 738654.23
Circuit | WW08_main | strategic_undergrounding_main | 1 | 401185.95 | 401185.95 | 0 | 0 | 523169.603 | 0 | 121983.5
Circuit | WW08_main | distribution_circuit_resiliency | 2 | 107775.99 | 107775.99 | 0 | 0 | 774839.873 | 0 | 667063.747
Circuit | WW08_main | strategic_undergrounding_freeway | 3 | 61856.13 | 61856.13 | 0 | 0 | 852903.276 | 0 | 791046.974
Circuit | WW09_lateral | strategic_undergrounding_single_or_two_phase_lateral | 1 | 701288.32 | 701288.32 | 0 | 0 | 805677.352 | 0 | 104388.872
Circuit | WW09_lateral | distribution_circuit_resiliency | 2 | 103255.21 | 103255.21 | 0 | 0 | 878338.23 | 0 | 775082.901
Circuit | WW09_lateral | strategic_undergrounding_three_phase_lateral | 3 | 45478.63 | 45478.63 | 0 | 0 | 1442332.66 | 0 | 1396853.91
Circuit | WW09_lateral | strategic_undergrounding_freeway | 4 | 7455.38 | 7455.38 | 0 | 0 | 1479292.99 | 0 | 1471837.46
Circuit | WW09_main | strategic_undergrounding_main | 1 | 1063820.58 | 1063820.58 | 0 | 0 | 1157182.64 | 0 | 93361.8787
Circuit | WW09_main | distribution_circuit_resiliency | 2 | 365773.1 | 365773.1 | 0 | 0 | 1721549.43 | 0 | 1355776.17
Circuit | WW09_main | strategic_undergrounding_freeway | 3 | 47342.49 | 47342.49 | 0 | 0 | 2143484.57 | 0 | 2096141.93
Circuit | WW10_lateral | strategic_undergrounding_single_or_two_phase_lateral | 1 | 1715765.83 | 1715765.83 | 0 | 0 | 1716763.12 | 0 | 997.1454
Circuit | WW10_lateral | distribution_circuit_resiliency | 2 | 328261.13 | 328261.13 | 0 | 0 | 1976598.97 | 0 | 1648337.72
Circuit | WW10_lateral | strategic_undergrounding_three_phase_lateral | 3 | 506.44 | 506.44 | 0 | 0 | 3393836.36 | 0 | 3393329.79
Circuit | WW10_main | strategic_undergrounding_main | 1 | 2710048.25 | 2710048.25 | 0 | 0 | 2710048.39 | 0 | 0
Circuit | WW10_main | distribution_circuit_resiliency | 2 | 934625.46 | 934625.46 | 0 | 0 | 4155912.57 | 0 | 3221286.98
Circuit | WZ41_lateral | strategic_undergrounding_single_or_two_phase_lateral | 1 | 6634888.69 | 6634888.69 | 0 | 0 | 6636571.76 | 0 | 1682.9303
Circuit | WZ41_lateral | distribution_circuit_resiliency | 2 | 1923165.71 | 1923165.71 | 0 | 0 | 6465995.12 | 0 | 4542829.28
Circuit | WZ41_lateral | strategic_undergrounding_three_phase_lateral | 3 | 852.66 | 852.66 | 0 | 0 | 13106171.2 | 0 | 13105318.4
Circuit | WZ41_main | strategic_undergrounding_main | 1 | 17570226.4 | 17570226.4 | 0 | 0 | 17570226.6 | 0 | 0
Circuit | WZ41_main | distribution_circuit_resiliency | 2 | 6201815.8 | 6201815.8 | 0 | 0 | 26722307.5 | 0 | 20520491.5
Circuit | WZ42_lateral | strategic_undergrounding_single_or_two_phase_lateral | 1 | 349584.68 | 349584.68 | 0 | 0 | 350525.061 | 0 | 940.233
Circuit | WZ42_lateral | distribution_circuit_resiliency | 2 | 127127.37 | 127127.37 | 0 | 0 | 335117.058 | 0 | 207989.574
Circuit | WZ42_lateral | strategic_undergrounding_freeway | 3 | 476.15 | 476.15 | 0 | 0 | 690578.018 | 0 | 690101.724
Circuit | WZ42_main | strategic_undergrounding_main | 1 | 503367.53 | 503367.53 | 0 | 0 | 513710.225 | 0 | 10342.5628
Circuit | WZ42_main | distribution_circuit_resiliency | 2 | 218037.19 | 218037.19 | 0 | 0 | 723765.571 | 0 | 505728.208
Circuit | WZ42_main | strategic_undergrounding_freeway | 3 | 5239.09 | 5239.09 | 0 | 0 | 998919.074 | 0 | 993679.839
Circuit | WZ43_lateral | strategic_undergrounding_single_or_two_phase_lateral | 1 | 349244.21 | 349244.21 | 0 | 0 | 353841.902 | 0 | 4597.5207
Circuit | WZ43_lateral | distribution_circuit_resiliency | 2 | 131684.96 | 131684.96 | 0 | 0 | 364235.343 | 0 | 232550.256
Circuit | WZ43_lateral | strategic_undergrounding_freeway | 3 | 1921.85 | 1921.85 | 0 | 0 | 692491.458 | 0 | 690569.472
Circuit | WZ43_lateral | strategic_undergrounding_three_phase_lateral | 4 | 407.54 | 407.54 | 0 | 0 | 693965.555 | 0 | 693557.861
Circuit | WZ43_main | strategic_undergrounding_main | 1 | 417744.82 | 417744.82 | 0 | 0 | 499121.077 | 0 | 81376.1165
Circuit | WZ43_main | distribution_circuit_resiliency | 2 | 141149.07 | 141149.07 | 0 | 0 | 724255.119 | 0 | 583105.909
Circuit | WZ43_main | strategic_undergrounding_freeway | 3 | 41235.16 | 41235.16 | 0 | 0 | 865243.526 | 0 | 824008.198
Circuit | WZ44_lateral | strategic_undergrounding_single_or_two_phase_lateral | 1 | 492197.61 | 492197.61 | 0 | 0 | 492197.801 | 0 | 0
Circuit | WZ44_lateral | distribution_circuit_resiliency | 2 | 56599.23 | 56599.23 | 0 | 0 | 537992.079 | 0 | 481392.733
Circuit | WZ44_main | strategic_undergrounding_main | 1 | 585021.66 | 585021.66 | 0 | 0 | 585021.799 | 0 | 0
Circuit | WZ44_main | distribution_circuit_resiliency | 2 | 165459.68 | 165459.68 | 0 | 0 | 942201.385 | 0 | 776741.553
Circuit | WZ45_lateral | strategic_undergrounding_single_or_two_phase_lateral | 1 | 65011.78 | 65011.78 | 0 | 0 | 97576.3497 | 0 | 32564.4297
Circuit | WZ45_lateral | strategic_undergrounding_freeway | 2 | 16427.66 | 16427.66 | 0 | 0 | 144904.544 | 0 | 128476.715
Circuit | WZ45_lateral | distribution_circuit_resiliency | 3 | 11090.96 | 11090.96 | 0 | 0 | 97784.0727 | 0 | 86692.9991
Circuit | WZ45_lateral | strategic_undergrounding_three_phase_lateral | 4 | 81.88 | 81.88 | 0 | 0 | 160799.293 | 0 | 160717.257
Circuit | WZ45_main | strategic_undergrounding_main | 1 | 1184429.14 | 1184429.14 | 0 | 0 | 1224935.06 | 0 | 40505.7702
Circuit | WZ45_main | distribution_circuit_resiliency | 2 | 550530.87 | 550530.87 | 0 | 0 | 1671101.09 | 0 | 1120570.09
Circuit | WZ45_main | strategic_undergrounding_freeway | 3 | 20525.97 | 20525.97 | 0 | 0 | 2358213.71 | 0 | 2337687.61
Circuit | WZ46_lateral | strategic_undergrounding_single_or_two_phase_lateral | 1 | 2220482.91 | 2220482.91 | 0 | 0 | 2245869.35 | 0 | 25386.2904
Circuit | WZ46_lateral | distribution_circuit_resiliency | 2 | 945844.8 | 945844.8 | 0 | 0 | 2097178.1 | 0 | 1151333.16
Circuit | WZ46_lateral | strategic_undergrounding_freeway | 3 | 12859.79 | 12859.79 | 0 | 0 | 4396226.07 | 0 | 4383366.12
Circuit | WZ46_main | strategic_undergrounding_main | 1 | 3526200.88 | 3526200.88 | 0 | 0 | 4154276.66 | 0 | 628075.624
Circuit | WZ46_main | distribution_circuit_resiliency | 2 | 1326970.7 | 1326970.7 | 0 | 0 | 5883374.8 | 0 | 4556403.99
Circuit | WZ46_main | strategic_undergrounding_freeway | 3 | 318164.28 | 318164.28 | 0 | 0 | 7279094.17 | 0 | 6960929.72
Circuit | WZ47_lateral | strategic_undergrounding_single_or_two_phase_lateral | 1 | 2413561.72 | 2413561.72 | 0 | 0 | 2424319.82 | 0 | 10757.9713
Circuit | WZ47_lateral | distribution_circuit_resiliency | 2 | 94182.55 | 94182.55 | 0 | 0 | 2412667.56 | 0 | 2318484.89
Circuit | WZ47_lateral | strategic_undergrounding_three_phase_lateral | 3 | 4905.96 | 4905.96 | 0 | 0 | 4769049.64 | 0 | 4764143.54
Circuit | WZ47_lateral | strategic_undergrounding_freeway | 4 | 544.91 | 544.91 | 0 | 0 | 4773295.24 | 0 | 4772750.17
Circuit | WZ47_main | strategic_undergrounding_main | 1 | 7160627.88 | 7160627.88 | 0 | 0 | 7173536.02 | 0 | 12908.0273
Circuit | WZ47_main | distribution_circuit_resiliency | 2 | 2451535.15 | 2451535.15 | 0 | 0 | 10996469.3 | 0 | 8544934.01
Circuit | WZ47_main | strategic_undergrounding_freeway | 3 | 6540.67 | 6540.67 | 0 | 0 | 14140413.1 | 0 | 14133872.3
Circuit | WZ48_lateral | strategic_undergrounding_single_or_two_phase_lateral | 1 | 1342690.09 | 1342690.09 | 0 | 0 | 1350367.53 | 0 | 7677.2672
Circuit | WZ48_lateral | distribution_circuit_resiliency | 2 | 453822.91 | 453822.91 | 0 | 0 | 1301203.06 | 0 | 847380.007
Circuit | WZ48_lateral | strategic_undergrounding_freeway | 3 | 3893.93 | 3893.93 | 0 | 0 | 2650984.33 | 0 | 2647090.25
Circuit | WZ48_main | strategic_undergrounding_main | 1 | 2173814.46 | 2173814.46 | 0 | 0 | 2219703.38 | 0 | 45888.774
Circuit | WZ48_main | distribution_circuit_resiliency | 2 | 1054334.42 | 1054334.42 | 0 | 0 | 2978664.68 | 0 | 1924330.13
Circuit | WZ48_main | strategic_undergrounding_freeway | 3 | 23270.13 | 23270.13 | 0 | 0 | 4318310.82 | 0 | 4295040.55
Substation | ACH | substation_flood_control | 1 | 0 | 0 | 0 | 0 | 0 | 0 | 0
Substation | AD | substation_flood_control | 1 | 0 | 0 | 0 | 0 | 0 | 0 | 0
Substation | AE | substation_flood_control | 1 | 0 | 0 | 0 | 0 | 0 | 0 | 0
Substation | AF | substation_flood_control | 1 | 0 | 0 | 0 | 0 | 0 | 0 | 0
Substation | AI | substation_flood_control | 1 | 0 | 0 | 0 | 0 | 0 | 0 | 0
Substation | AL | substation_flood_control | 1 | 928047.45 | 0 | 928047.45 | 928047.687 | 0 | 0 | 0
Substation | AN | substation_flood_control | 1 | 0 | 0 | 0 | 0 | 0 | 0 | 0
Substation | AR | substation_flood_control | 1 | 0 | 0 | 0 | 0 | 0 | 0 | 0
Substation | AT | substation_flood_control | 1 | 0 | 0 | 0 | 0 | 0 | 0 | 0
Substation | BA | substation_flood_control | 1 | 0 | 0 | 0 | 0 | 0 | 0 | 0
Substation | BAR | substation_flood_control | 1 | 0 | 0 | 0 | 0 | 0 | 0 | 0
Substation | BC | substation_flood_control | 1 | 0 | 0 | 0 | 0 | 0 | 0 | 0
Substation | BE | substation_flood_control | 1 | 0 | 0 | 0 | 0 | 0 | 0 | 0
Substation | BEA | substation_flood_control | 1 | 0 | 0 | 0 | 0 | 0 | 0 | 0
Substation | BG | substation_flood_control | 1 | 0 | 0 | 0 | 0 | 0 | 0 | 0
Substation | BH | substation_flood_control | 1 | 0 | 0 | 0 | 0 | 0 | 0 | 0
Substation | BI | substation_flood_control | 1 | 0 | 0 | 0 | 0 | 0 | 0 | 0
Substation | BKE | substation_flood_control | 1 | 0 | 0 | 0 | 0 | 0 | 0 | 0
Substation | BL | substation_flood_control | 1 | 0 | 0 | 0 | 0 | 0 | 0 | 0
Substation | BLU345 | substation_flood_control | 1 | 0 | 0 | 0 | 0 | 0 | 0 | 0
Substation | BLY345 | substation_flood_control | 1 | 0 | 0 | 0 | 0 | 0 | 0 | 0
Substation | BM | substation_flood_control | 1 | 0 | 0 | 0 | 0 | 0 | 0 | 0
Substation | BR | substation_flood_control | 1 | 0 | 0 | 0 | 0 | 0 | 0 | 0
Substation | BT | substation_flood_control | 1 | 1242814.75 | 0 | 1242814.75 | 1242814.96 | 0 | 0 | 0
Substation | BU | substation_flood_control | 1 | 0 | 0 | 0 | 0 | 0 | 0 | 0
Substation | BV | substation_flood_control | 1 | 1200256.88 | 0 | 1200256.88 | 1200257.1 | 0 | 0 | 0
Substation | BW | substation_flood_control | 1 | 2208347.74 | 0 | 2208347.74 | 2208347.99 | 0 | 0 | 0
Substation | BY | substation_flood_control | 1 | 0 | 0 | 0 | 0 | 0 | 0 | 0
Substation | BZ | substation_flood_control | 1 | 20408165.7 | 0 | 20408165.7 | 20408166 | 0 | 0 | 0
Substation | CA | substation_flood_control | 1 | 0 | 0 | 0 | 0 | 0 | 0 | 0
Substation | CB | substation_flood_control | 1 | 0 | 0 | 0 | 0 | 0 | 0 | 0
Substation | CBY | substation_flood_control | 1 | 1937633.42 | 0 | 1937633.42 | 1937633.6 | 0 | 0 | 0
Substation | CC | substation_flood_control | 1 | 0 | 0 | 0 | 0 | 0 | 0 | 0
Substation | CCK345 | substation_flood_control | 1 | 0 | 0 | 0 | 0 | 0 | 0 | 0
Substation | CD | substation_flood_control | 1 | 0 | 0 | 0 | 0 | 0 | 0 | 0
Substation | CE | substation_flood_control | 1 | 0 | 0 | 0 | 0 | 0 | 0 | 0
Substation | CG | substation_flood_control | 1 | 0 | 0 | 0 | 0 | 0 | 0 | 0
Substation | CHB345 | substation_flood_control | 1 | 12577361.6 | 0 | 12577361.6 | 12577361.8 | 0 | 0 | 0
Substation | CK | substation_flood_control | 1 | 300951.05 | 0 | 300951.05 | 300951.208 | 0 | 0 | 0
Substation | CL | substation_flood_control | 1 | 0 | 0 | 0 | 0 | 0 | 0 | 0
Substation | CR | substation_flood_control | 1 | 0 | 0 | 0 | 0 | 0 | 0 | 0
Substation | CRB | substation_flood_control | 1 | 899286.3 | 0 | 899286.3 | 899286.536 | 0 | 0 | 0
Substation | CTR345 | substation_flood_control | 1 | 213220.87 | 0 | 213220.87 | 213220.875 | 0 | 0 | 0
Substation | CV | substation_flood_control | 1 | 752858.47 | 0 | 752858.47 | 752858.641 | 0 | 0 | 0
Substation | CYF | substation_flood_control | 1 | 0 | 0 | 0 | 0 | 0 | 0 | 0
Substation | DA | substation_flood_control | 1 | 0 | 0 | 0 | 0 | 0 | 0 | 0
Substation | DAB | substation_flood_control | 1 | 897711.44 | 0 | 897711.44 | 897711.637 | 0 | 0 | 0
Substation | DE | substation_flood_control | 1 | 0 | 0 | 0 | 0 | 0 | 0 | 0
Substation | DH | substation_flood_control | 1 | 0 | 0 | 0 | 0 | 0 | 0 | 0
Substation | DL | substation_flood_control | 1 | 0 | 0 | 0 | 0 | 0 | 0 | 0
Substation | DN | substation_flood_control | 1 | 0 | 0 | 0 | 0 | 0 | 0 | 0
Substation | DNK | substation_flood_control | 1 | 0 | 0 | 0 | 0 | 0 | 0 | 0
Substation | DPW138 | substation_flood_control | 1 | 7253874.67 | 0 | 7253874.67 | 7253874.93 | 0 | 0 | 0
Substation | DR | substation_flood_control | 1 | 0 | 0 | 0 | 0 | 0 | 0 | 0
Substation | DT | substation_flood_control | 1 | 0 | 0 | 0 | 0 | 0 | 0 | 0
Substation | DV | substation_flood_control | 1 | 0 | 0 | 0 | 0 | 0 | 0 | 0
Substation | DYN138 | substation_flood_control | 1 | 0 | 0 | 0 | 0 | 0 | 0 | 0
Substation | EAS138 | substation_flood_control | 1 | 0 | 0 | 0 | 0 | 0 | 0 | 0
Substation | EB | substation_flood_control | 1 | 0 | 0 | 0 | 0 | 0 | 0 | 0
Substation | EC | substation_flood_control | 1 | 0 | 0 | 0 | 0 | 0 | 0 | 0
Substation | ED | substation_flood_control | 1 | 0 | 0 | 0 | 0 | 0 | 0 | 0
Substation | EGL | substation_flood_control | 1 | 0 | 0 | 0 | 0 | 0 | 0 | 0
Substation | EL | substation_flood_control | 1 | 0 | 0 | 0 | 0 | 0 | 0 | 0
Substation | ES | substation_flood_control | 1 | 0 | 0 | 0 | 0 | 0 | 0 | 0
Substation | EU | substation_flood_control | 1 | 0 | 0 | 0 | 0 | 0 | 0 | 0
Substation | FAN | substation_flood_control | 1 | 0 | 0 | 0 | 0 | 0 | 0 | 0
Substation | FB | substation_flood_control | 1 | 0 | 0 | 0 | 0 | 0 | 0 | 0
Substation | FD | substation_flood_control | 1 | 0 | 0 | 0 | 0 | 0 | 0 | 0
Substation | FL | substation_flood_control | 1 | 0 | 0 | 0 | 0 | 0 | 0 | 0
Substation | FM | substation_flood_control | 1 | 0 | 0 | 0 | 0 | 0 | 0 | 0
Substation | FP | substation_flood_control | 1 | 6125442.33 | 0 | 6125442.33 | 6125442.55 | 0 | 0 | 0
Substation | FR | substation_flood_control | 1 | 0 | 0 | 0 | 0 | 0 | 0 | 0
Substation | FRK | substation_flood_control | 1 | 0 | 0 | 0 | 0 | 0 | 0 | 0
Substation | FRY | substation_flood_control | 1 | 0 | 0 | 0 | 0 | 0 | 0 | 0
Substation | FT | substation_flood_control | 1 | 1108224.44 | 0 | 1108224.44 | 1108224.68 | 0 | 0 | 0
Substation | FUL | substation_flood_control | 1 | 0 | 0 | 0 | 0 | 0 | 0 | 0
Substation | FW | substation_flood_control | 1 | 0 | 0 | 0 | 0 | 0 | 0 | 0
Substation | FZ | substation_flood_control | 1 | 0 | 0 | 0 | 0 | 0 | 0 | 0
Substation | GA | substation_flood_control | 1 | 11887356 | 0 | 11887356 | 11887356.2 | 0 | 0 | 0
Substation | GAR | substation_flood_control | 1 | 274791.04 | 0 | 274791.04 | 274791.077 | 0 | 0 | 0
Substation | GE | substation_flood_control | 1 | 0 | 0 | 0 | 0 | 0 | 0 | 0
Substation | GG | substation_flood_control | 1 | 0 | 0 | 0 | 0 | 0 | 0 | 0
Substation | GL | substation_flood_control | 1 | 7049881.16 | 0 | 7049881.16 | 7049881.38 | 0 | 0 | 0
Substation | GLF | substation_flood_control | 1 | 0 | 0 | 0 | 0 | 0 | 0 | 0
Substation | GN | substation_flood_control | 1 | 0 | 0 | 0 | 0 | 0 | 0 | 0
Substation | GP | substation_flood_control | 1 | 0 | 0 | 0 | 0 | 0 | 0 | 0
Substation | GR | substation_flood_control | 1 | 0 | 0 | 0 | 0 | 0 | 0 | 0
Substation | GS138 | substation_flood_control | 1 | 0 | 0 | 0 | 0 | 0 | 0 | 0
Substation | GS69 | substation_flood_control | 1 | 50735866.1 | 0 | 50735866.1 | 50735866.3 | 0 | 0 | 0
Substation | GT | substation_flood_control | 1 | 0 | 0 | 0 | 0 | 0 | 0 | 0
Substation | GV | substation_flood_control | 1 | 0 | 0 | 0 | 0 | 0 | 0 | 0
Substation | GW | substation_flood_control | 1 | 0 | 0 | 0 | 0 | 0 | 0 | 0
Substation | GZ | substation_flood_control | 1 | 0 | 0 | 0 | 0 | 0 | 0 | 0
Substation | HA | substation_flood_control | 1 | 0 | 0 | 0 | 0 | 0 | 0 | 0
Substation | HB | substation_flood_control | 1 | 0 | 0 | 0 | 0 | 0 | 0 | 0
Substation | HE | substation_flood_control | 1 | 0 | 0 | 0 | 0 | 0 | 0 | 0
Substation | HG | substation_flood_control | 1 | 0 | 0 | 0 | 0 | 0 | 0 | 0
Substation | HK | substation_flood_control | 1 | 0 | 0 | 0 | 0 | 0 | 0 | 0
Substation | HL | substation_flood_control | 1 | 0 | 0 | 0 | 0 | 0 | 0 | 0
Substation | HLJ345 | substation_flood_control | 1 | 0 | 0 | 0 | 0 | 0 | 0 | 0
Substation | HM | substation_flood_control | 1 | 0 | 0 | 0 | 0 | 0 | 0 | 0
Substation | HNY | substation_flood_control | 1 | 0 | 0 | 0 | 0 | 0 | 0 | 0
Substation | HOC | substation_flood_control | 1 | 0 | 0 | 0 | 0 | 0 | 0 | 0
Substation | HOC138 | substation_flood_control | 1 | 0 | 0 | 0 | 0 | 0 | 0 | 0
Substation | HP | substation_flood_control | 1 | 0 | 0 | 0 | 0 | 0 | 0 | 0
Substation | HR | substation_flood_control | 1 | 0 | 0 | 0 | 0 | 0 | 0 | 0
Substation | HT | substation_flood_control | 1 | 0 | 0 | 0 | 0 | 0 | 0 | 0
Substation | HUG | substation_flood_control | 1 | 0 | 0 | 0 | 0 | 0 | 0 | 0
Substation | HV | substation_flood_control | 1 | 0 | 0 | 0 | 0 | 0 | 0 | 0
Substation | HX | substation_flood_control | 1 | 793405.01 | 0 | 793405.01 | 793405.235 | 0 | 0 | 0
Substation | HY | substation_flood_control | 1 | 0 | 0 | 0 | 0 | 0 | 0 | 0
Substation | IM | substation_flood_control | 1 | 0 | 0 | 0 | 0 | 0 | 0 | 0
Substation | IND | substation_flood_control | 1 | 9720.27 | 0 | 9720.27 | 9720.5269 | 0 | 0 | 0
Substation | IR | substation_flood_control | 1 | 0 | 0 | 0 | 0 | 0 | 0 | 0
Substation | IT | substation_flood_control | 1 | 0 | 0 | 0 | 0 | 0 | 0 | 0
Substation | JFS138 | substation_flood_control | 1 | 0 | 0 | 0 | 0 | 0 | 0 | 0
Substation | JN | substation_flood_control | 1 | 0 | 0 | 0 | 0 | 0 | 0 | 0
Substation | JON | substation_flood_control | 1 | 0 | 0 | 0 | 0 | 0 | 0 | 0
Substation | JOR | substation_flood_control | 1 | 0 | 0 | 0 | 0 | 0 | 0 | 0
Substation | JP | substation_flood_control | 1 | 109833.69 | 0 | 109833.69 | 109833.898 | 0 | 0 | 0
Substation | KB | substation_flood_control | 1 | 0 | 0 | 0 | 0 | 0 | 0 | 0
Substation | KDL | substation_flood_control | 1 | 0 | 0 | 0 | 0 | 0 | 0 | 0
Substation | KG345 | substation_flood_control | 1 | 0 | 0 | 0 | 0 | 0 | 0 | 0
Substation | KI | substation_flood_control | 1 | 0 | 0 | 0 | 0 | 0 | 0 | 0
Substation | KL | substation_flood_control | 1 | 0 | 0 | 0 | 0 | 0 | 0 | 0
Substation | KM | substation_flood_control | 1 | 6245506.91 | 0 | 6245506.91 | 6245507.13 | 0 | 0 | 0
Substation | KN | substation_flood_control | 1 | 0 | 0 | 0 | 0 | 0 | 0 | 0
Substation | KR138 | substation_flood_control | 1 | 0 | 0 | 0 | 0 | 0 | 0 | 0
Substation | KT | substation_flood_control | 1 | 0 | 0 | 0 | 0 | 0 | 0 | 0
Substation | KW | substation_flood_control | 1 | 0 | 0 | 0 | 0 | 0 | 0 | 0
Substation | LA | substation_flood_control | 1 | 0 | 0 | 0 | 0 | 0 | 0 | 0
Substation | LAK | substation_flood_control | 1 | 0 | 0 | 0 | 0 | 0 | 0 | 0
Substation | LB | substation_flood_control | 1 | 0 | 0 | 0 | 0 | 0 | 0 | 0
Substation | LC | substation_flood_control | 1 | 0 | 0 | 0 | 0 | 0 | 0 | 0
Substation | LEG345 | substation_flood_control | 1 | 0 | 0 | 0 | 0 | 0 | 0 | 0
Substation | LIM | substation_flood_control | 1 | 0 | 0 | 0 | 0 | 0 | 0 | 0
Substation | LJ | substation_flood_control | 1 | 0 | 0 | 0 | 0 | 0 | 0 | 0
Substation | LK | substation_flood_control | 1 | 0 | 0 | 0 | 0 | 0 | 0 | 0
Substation | LM | substation_flood_control | 1 | 1064264.11 | 0 | 1064264.11 | 1064264.32 | 0 | 0 | 0
Substation | LP | substation_flood_control | 1 | 1161352.96 | 0 | 1161352.96 | 1161353.16 | 0 | 0 | 0
Substation | LU | substation_flood_control | 1 | 0 | 0 | 0 | 0 | 0 | 0 | 0
Substation | LV | substation_flood_control | 1 | 240631.29 | 0 | 240631.29 | 240631.44 | 0 | 0 | 0
Substation | LW | substation_flood_control | 1 | 0 | 0 | 0 | 0 | 0 | 0 | 0
Substation | LY | substation_flood_control | 1 | 0 | 0 | 0 | 0 | 0 | 0 | 0
Substation | MAR | substation_flood_control | 1 | 0 | 0 | 0 | 0 | 0 | 0 | 0
Substation | MB | substation_flood_control | 1 | 0 | 0 | 0 | 0 | 0 | 0 | 0
Substation | MC | substation_flood_control | 1 | 0 | 0 | 0 | 0 | 0 | 0 | 0
Substation | MDO345 | substation_flood_control | 1 | 0 | 0 | 0 | 0 | 0 | 0 | 0
Substation | MDY | substation_flood_control | 1 | 3725984.08 | 0 | 3725984.08 | 3725984.33 | 0 | 0 | 0
Substation | MID | substation_flood_control | 1 | 0 | 0 | 0 | 0 | 0 | 0 | 0
Substation | MP | substation_flood_control | 1 | 0 | 0 | 0 | 0 | 0 | 0 | 0
Substation | MRN138 | substation_flood_control | 1 | 1713278.23 | 0 | 1713278.23 | 1713278.29 | 0 | 0 | 0
Substation | MU | substation_flood_control | 1 | 0 | 0 | 0 | 0 | 0 | 0 | 0
Substation | MV | substation_flood_control | 1 | 0 | 0 | 0 | 0 | 0 | 0 | 0
Substation | MY | substation_flood_control | 1 | 0 | 0 | 0 | 0 | 0 | 0 | 0
Substation | MYK | substation_flood_control | 1 | 0 | 0 | 0 | 0 | 0 | 0 | 0
Substation | NB | substation_flood_control | 1 | 0 | 0 | 0 | 0 | 0 | 0 | 0
Substation | NEW | substation_flood_control | 1 | 0 | 0 | 0 | 0 | 0 | 0 | 0
Substation | NM | substation_flood_control | 1 | 0 | 0 | 0 | 0 | 0 | 0 | 0
Substation | NP | substation_flood_control | 1 | 0 | 0 | 0 | 0 | 0 | 0 | 0
Substation | NS | substation_flood_control | 1 | 0 | 0 | 0 | 0 | 0 | 0 | 0
Substation | NSH | substation_flood_control | 1 | 0 | 0 | 0 | 0 | 0 | 0 | 0
Substation | NV | substation_flood_control | 1 | 0 | 0 | 0 | 0 | 0 | 0 | 0
Substation | OA | substation_flood_control | 1 | 0 | 0 | 0 | 0 | 0 | 0 | 0
Substation | OAS345 | substation_flood_control | 1 | 0 | 0 | 0 | 0 | 0 | 0 | 0
Substation | OB | substation_flood_control | 1 | 0 | 0 | 0 | 0 | 0 | 0 | 0
Substation | OR | substation_flood_control | 1 | 0 | 0 | 0 | 0 | 0 | 0 | 0
Substation | OYS | substation_flood_control | 1 | 6639237.08 | 0 | 6639237.08 | 6639237.32 | 0 | 0 | 0
Substation | PA | substation_flood_control | 1 | 0 | 0 | 0 | 0 | 0 | 0 | 0
Substation | PE | substation_flood_control | 1 | 0 | 0 | 0 | 0 | 0 | 0 | 0
Substation | PG | substation_flood_control | 1 | 0 | 0 | 0 | 0 | 0 | 0 | 0
Substation | PHR | substation_flood_control | 1 | 1644648.85 | 0 | 1644648.85 | 1644649.08 | 0 | 0 | 0
Substation | PI | substation_flood_control | 1 | 0 | 0 | 0 | 0 | 0 | 0 | 0
Substation | PJ | substation_flood_control | 1 | 0 | 0 | 0 | 0 | 0 | 0 | 0
Substation | PK | substation_flood_control | 1 | 0 | 0 | 0 | 0 | 0 | 0 | 0
Substation | PLK | substation_flood_control | 1 | 0 | 0 | 0 | 0 | 0 | 0 | 0
Substation | PO | substation_flood_control | 1 | 1458510.17 | 0 | 1458510.17 | 1458510.42 | 0 | 0 | 0
Substation | PT | substation_flood_control | 1 | 0 | 0 | 0 | 0 | 0 | 0 | 0
Substation | PW | substation_flood_control | 1 | 0 | 0 | 0 | 0 | 0 | 0 | 0
Substation | PZ | substation_flood_control | 1 | 0 | 0 | 0 | 0 | 0 | 0 | 0
Substation | QV | substation_flood_control | 1 | 0 | 0 | 0 | 0 | 0 | 0 | 0
Substation | RA | substation_flood_control | 1 | 0 | 0 | 0 | 0 | 0 | 0 | 0
Substation | RE | substation_flood_control | 1 | 0 | 0 | 0 | 0 | 0 | 0 | 0
Substation | RNS345 | substation_flood_control | 1 | 0 | 0 | 0 | 0 | 0 | 0 | 0
Substation | RO | substation_flood_control | 1 | 0 | 0 | 0 | 0 | 0 | 0 | 0
Substation | RS | substation_flood_control | 1 | 0 | 0 | 0 | 0 | 0 | 0 | 0
Substation | RT | substation_flood_control | 1 | 0 | 0 | 0 | 0 | 0 | 0 | 0
Substation | RTW138 | substation_flood_control | 1 | 0 | 0 | 0 | 0 | 0 | 0 | 0
Substation | RU | substation_flood_control | 1 | 0 | 0 | 0 | 0 | 0 | 0 | 0
Substation | RVR | substation_flood_control | 1 | 0 | 0 | 0 | 0 | 0 | 0 | 0
Substation | RZ | substation_flood_control | 1 | 0 | 0 | 0 | 0 | 0 | 0 | 0
Substation | SA | substation_flood_control | 1 | 0 | 0 | 0 | 0 | 0 | 0 | 0
Substation | SAN | substation_flood_control | 1 | 0 | 0 | 0 | 0 | 0 | 0 | 0
Substation | SB | substation_flood_control | 1 | 0 | 0 | 0 | 0 | 0 | 0 | 0
Substation | SC | substation_flood_control | 1 | 26390.49 | 0 | 26390.49 | 26390.6987 | 0 | 0 | 0
Substation | SCW | substation_flood_control | 1 | 975012.7 | 0 | 975012.7 | 975012.931 | 0 | 0 | 0
Substation | SD138 | substation_flood_control | 1 | 0 | 0 | 0 | 0 | 0 | 0 | 0
Substation | SDN138 | substation_flood_control | 1 | 0 | 0 | 0 | 0 | 0 | 0 | 0
Substation | SDY | substation_flood_control | 1 | 54129.59 | 0 | 54129.59 | 54129.8148 | 0 | 0 | 0
Substation | SE | substation_flood_control | 1 | 0 | 0 | 0 | 0 | 0 | 0 | 0
Substation | SF | substation_flood_control | 1 | 0 | 0 | 0 | 0 | 0 | 0 | 0
Substation | SH | substation_flood_control | 1 | 0 | 0 | 0 | 0 | 0 | 0 | 0
Substation | SIE | substation_flood_control | 1 | 0 | 0 | 0 | 0 | 0 | 0 | 0
Substation | SMR345 | substation_flood_control | 1 | 0 | 0 | 0 | 0 | 0 | 0 | 0
Substation | SNG345 | substation_flood_control | 1 | 0 | 0 | 0 | 0 | 0 | 0 | 0
Substation | SNU138 | substation_flood_control | 1 | 12841547.7 | 0 | 12841547.7 | 12841547.9 | 0 | 0 | 0
Substation | SO | substation_flood_control | 1 | 0 | 0 | 0 | 0 | 0 | 0 | 0
Substation | SP | substation_flood_control | 1 | 0 | 0 | 0 | 0 | 0 | 0 | 0
Substation | SPW | substation_flood_control | 1 | 0 | 0 | 0 | 0 | 0 | 0 | 0
Substation | SR | substation_flood_control | 1 | 0 | 0 | 0 | 0 | 0 | 0 | 0
Substation | SRB345 | substation_flood_control | 1 | 70837743.8 | 0 | 70837743.8 | 70837744 | 0 | 0 | 0
Substation | STF | substation_flood_control | 1 | 0 | 0 | 0 | 0 | 0 | 0 | 0
Substation | STL | substation_flood_control | 1 | 0 | 0 | 0 | 0 | 0 | 0 | 0
Substation | STW | substation_flood_control | 1 | 8327698.55 | 0 | 8327698.55 | 8327698.75 | 0 | 0 | 0
Substation | SW | substation_flood_control | 1 | 0 | 0 | 0 | 0 | 0 | 0 | 0
Substation | TAN | substation_flood_control | 1 | 0 | 0 | 0 | 0 | 0 | 0 | 0
Substation | TB | substation_flood_control | 1 | 0 | 0 | 0 | 0 | 0 | 0 | 0
Substation | TE | substation_flood_control | 1 | 0 | 0 | 0 | 0 | 0 | 0 | 0
Substation | THW | substation_flood_control | 1 | 0 | 0 | 0 | 0 | 0 | 0 | 0
Substation | TIK | substation_flood_control | 1 | 938690 | 0 | 938690 | 938690.223 | 0 | 0 | 0
Substation | TM | substation_flood_control | 1 | 132314.83 | 0 | 132314.83 | 132315.054 | 0 | 0 | 0
Substation | TO | substation_flood_control | 1 | 0 | 0 | 0 | 0 | 0 | 0 | 0
Substation | TRN | substation_flood_control | 1 | 265725.61 | 0 | 265725.61 | 265725.741 | 0 | 0 | 0
Substation | TV | substation_flood_control | 1 | 0 | 0 | 0 | 0 | 0 | 0 | 0
Substation | TWN | substation_flood_control | 1 | 0 | 0 | 0 | 0 | 0 | 0 | 0
Substation | UL | substation_flood_control | 1 | 0 | 0 | 0 | 0 | 0 | 0 | 0
Substation | UN | substation_flood_control | 1 | 0 | 0 | 0 | 0 | 0 | 0 | 0
Substation | UV | substation_flood_control | 1 | 0 | 0 | 0 | 0 | 0 | 0 | 0
Substation | UW | substation_flood_control | 1 | 0 | 0 | 0 | 0 | 0 | 0 | 0
Substation | VCR | substation_flood_control | 1 | 0 | 0 | 0 | 0 | 0 | 0 | 0
Substation | VL | substation_flood_control | 1 | 9617943.48 | 0 | 9617943.48 | 9617943.67 | 0 | 0 | 0
Substation | WA | substation_flood_control | 1 | 0 | 0 | 0 | 0 | 0 | 0 | 0
Substation | WAP138 | substation_flood_control | 1 | 51145864.5 | 0 | 51145864.5 | 51145864.9 | 0 | 0 | 0
Substation | WAP345 | substation_flood_control | 1 | 0 | 0 | 0 | 0 | 0 | 0 | 0
Substation | WAT345 | substation_flood_control | 1 | 0 | 0 | 0 | 0 | 0 | 0 | 0
Substation | WBY | substation_flood_control | 1 | 22747062.1 | 0 | 22747062.1 | 22747062.3 | 0 | 0 | 0
Substation | WD | substation_flood_control | 1 | 3554648.06 | 0 | 3554648.06 | 3554648.27 | 0 | 0 | 0
Substation | WE | substation_flood_control | 1 | 144830.84 | 0 | 144830.84 | 144830.971 | 0 | 0 | 0
Substation | WEB | substation_flood_control | 1 | 1069843.72 | 0 | 1069843.72 | 1069843.95 | 0 | 0 | 0
Substation | WEB138 | substation_flood_control | 1 | 1270583.16 | 0 | 1270583.16 | 1270583.39 | 0 | 0 | 0
Substation | WF | substation_flood_control | 1 | 0 | 0 | 0 | 0 | 0 | 0 | 0
Substation | WI | substation_flood_control | 1 | 0 | 0 | 0 | 0 | 0 | 0 | 0
Substation | WL | substation_flood_control | 1 | 0 | 0 | 0 | 0 | 0 | 0 | 0
Substation | WLF345 | substation_flood_control | 1 | 0 | 0 | 0 | 0 | 0 | 0 | 0
Substation | WLO | substation_flood_control | 1 | 0 | 0 | 0 | 0 | 0 | 0 | 0
Substation | WLY345 | substation_flood_control | 1 | 0 | 0 | 0 | 0 | 0 | 0 | 0
Substation | WO | substation_flood_control | 1 | 0 | 0 | 0 | 0 | 0 | 0 | 0
Substation | WOR | substation_flood_control | 1 | 0 | 0 | 0 | 0 | 0 | 0 | 0
Substation | WT | substation_flood_control | 1 | 0 | 0 | 0 | 0 | 0 | 0 | 0
Substation | WW | substation_flood_control | 1 | 0 | 0 | 0 | 0 | 0 | 0 | 0
Substation | WZ | substation_flood_control | 1 | 0 | 0 | 0 | 0 | 0 | 0 | 0
Substation | ZEN345 | substation_flood_control | 1 | 0 | 0 | 0 | 0 | 0 | 0 | 0
Data table ranking each program applicable to each investment ID. This table is used to identify the top propgram opportunity for each grid location. This table includes investments under each of the programs included in the main prioritization model (distribution circuit resiliency, strategic undergrounding, and substation flood control).

## Veg. Management
CenterPoint Houston Investment Planning - Baseline and Mitigation Results
Guidehouse, February 2025
Contents - Programs Ranked by Investment ID
Table 4. Mitigation Program Results: Circuits Ranked by Vegetation Management Priority
Circuit ID | Rank | CMI Risk (2026-2050) | Distribution Pole/Overhead Line Segment Count | Percent of Circuit with High Vegetation Enchroachment (0-15 ft.)
BZ06 | 1 | 486782.5466 | 1903 | 71.43%
PI42 | 2 | 325401.0334 | 9064 | 67.05%
WT02 | 3 | 261337.0264 | 820 | 61.68%
JCK01 | 4 | 241193.5557 | 4575 | 52.72%
PI44 | 5 | 240630.4784 | 6263 | 54.56%
LJ05 | 6 | 196101.4941 | 1372 | 79.29%
KL42 | 7 | 192346.6225 | 2581 | 55.71%
BZ08 | 8 | 184163.2129 | 1823 | 55.12%
LU41 | 9 | 179991.7055 | 2884 | 52.04%
STL43 | 10 | 171237.9193 | 9943 | 60.04%
CD09 | 11 | 170583.3921 | 1555 | 57.25%
TO10 | 12 | 160654.4982 | 709 | 50.21%
BZ09 | 13 | 146515.3595 | 1277 | 53.27%
HM11 | 14 | 139186.1716 | 2596 | 59.61%
AD08 | 15 | 136716.4137 | 2276 | 55.13%
AL10 | 16 | 136206.3134 | 5465 | 51.44%
WF05 | 17 | 130919.6262 | 1827 | 67.06%
LJ06 | 18 | 127643.4082 | 1209 | 52.09%
SR15 | 19 | 124311.2674 | 1118 | 72.41%
PI43 | 20 | 118117.1526 | 7339 | 61.91%
HM02 | 21 | 114241.5815 | 2735 | 50.38%
AT41 | 22 | 111695.996 | 8147 | 56.16%
BE02 | 23 | 110265.4491 | 2407 | 51.34%
CB07 | 24 | 108650.5803 | 740 | 53.7%
JCK02 | 25 | 105360.7975 | 2999 | 51.64%
GV06 | 26 | 102090.1299 | 1038 | 74.4%
CS03 | 27 | 102057.2371 | 4145 | 57.47%
WO03 | 28 | 101173.9021 | 1408 | 62.01%
PA03 | 29 | 99644.8953 | 1390 | 58.76%
LP01 | 30 | 98117.234 | 981 | 50.46%
HM06 | 31 | 94620.5332 | 1749 | 59.65%
JN11 | 32 | 92820.5197 | 976 | 54.44%
BE04 | 33 | 90734.0798 | 1737 | 52.84%
PA05 | 34 | 89908.7107 | 1269 | 50.59%
EC08 | 35 | 88865.2093 | 1275 | 64.01%
BR11 | 36 | 88367.4697 | 507 | 52.85%
TO11 | 37 | 87070.3422 | 1200 | 51.11%
HE02 | 38 | 85296.2638 | 1754 | 50.67%
GV02 | 39 | 83827.8764 | 1057 | 70.06%
PI46 | 40 | 83374.7724 | 8646 | 59.49%
GG03 | 41 | 83290.8151 | 1720 | 54.64%
ME01 | 42 | 83131.8162 | 1091 | 62.01%
RU06 | 43 | 82476.6008 | 2020 | 56.97%
CD06 | 44 | 81384.979 | 1454 | 59.58%
WT07 | 45 | 80282.2356 | 938 | 56.9%
SW04 | 46 | 79015.7828 | 2450 | 55.53%
UN02 | 47 | 77455.3574 | 1114 | 57.03%
KB17 | 48 | 76205.766 | 965 | 56.58%
GV04 | 49 | 74846.3114 | 1116 | 60.06%
UN08 | 50 | 74141.3159 | 972 | 53.88%
PI41 | 51 | 70119.1872 | 6450 | 56.1%
BG07 | 52 | 69262.9852 | 1224 | 58.17%
DR07 | 53 | 69053.7506 | 1527 | 66.93%
LY43 | 54 | 68469.0097 | 818 | 52.1%
RU04 | 55 | 67491.8668 | 1290 | 50.5%
PI47 | 56 | 67486.3248 | 9450 | 51.09%
GN10 | 57 | 67252.6592 | 955 | 60.49%
HM09 | 58 | 67198.1501 | 1531 | 56.87%
CR03 | 59 | 67180.4857 | 1341 | 55.51%
HOC04 | 60 | 65930.5866 | 1282 | 61.25%
PI45 | 61 | 65242.8931 | 7856 | 74.71%
DR04 | 62 | 64550.3426 | 841 | 55.71%
BI08 | 63 | 64108.5538 | 869 | 66.29%
BR07 | 64 | 63388.2432 | 905 | 63.8%
RED06 | 65 | 63241.9385 | 2311 | 56.31%
HX02 | 66 | 62503.1234 | 2693 | 58.7%
SR08 | 67 | 61428.6151 | 845 | 65.14%
BR03 | 68 | 60933.3452 | 938 | 61.89%
BE01 | 69 | 60124.5346 | 2901 | 52.91%
EU08 | 70 | 59181.5348 | 667 | 50.6%
RU03 | 71 | 56780.1719 | 1542 | 51.07%
OA04 | 72 | 56500.2169 | 1341 | 52.98%
HL05 | 73 | 56379.8982 | 3080 | 53.88%
AN06 | 74 | 55628.0214 | 1433 | 50.71%
CR04 | 75 | 55500.6516 | 1667 | 61.6%
ST05 | 76 | 55067.1563 | 909 | 52.36%
LY47 | 77 | 53829.1467 | 1016 | 50.35%
DV10 | 78 | 53654.8573 | 762 | 60.14%
ST13 | 79 | 53169.1161 | 986 | 61.32%
BL02 | 80 | 52837.1325 | 1084 | 57.98%
CC02 | 81 | 52366.1991 | 991 | 59.19%
BY08 | 82 | 51972.6732 | 1620 | 52.87%
SP05 | 83 | 51060.3115 | 1543 | 56.58%
WO14 | 84 | 50941.0398 | 1070 | 69.32%
BI46 | 85 | 50682.6721 | 1040 | 60.82%
AT42 | 86 | 48647.3002 | 7510 | 58.21%
PA11 | 87 | 48240.7717 | 1397 | 51.54%
GV03 | 88 | 47856.6551 | 734 | 71.69%
CG02 | 89 | 47318.7741 | 1513 | 52.1%
FD11 | 90 | 46402.9658 | 814 | 53.58%
GW07 | 91 | 46396.2947 | 1531 | 61.79%
HE01 | 92 | 45794.5214 | 885 | 56.02%
FD04 | 93 | 45677.8266 | 1027 | 71.8%
SW06 | 94 | 45656.2582 | 703 | 51.04%
SB03 | 95 | 45474.3376 | 1350 | 50.67%
WO06 | 96 | 45058.1235 | 486 | 55.52%
MB05 | 97 | 44541.5766 | 4531 | 59.34%
SR10 | 98 | 44523.225 | 814 | 64.1%
MB09 | 99 | 44356.0164 | 2497 | 55.22%
GT08 | 100 | 44232.1921 | 694 | 51.09%
AL07 | 101 | 43381.1939 | 3158 | 55.35%
EC11 | 102 | 43252.9905 | 1112 | 84.16%
CB02 | 103 | 43053.4275 | 808 | 67.71%
AN11 | 104 | 42911.6939 | 1936 | 52.31%
EC14 | 105 | 42842.6264 | 1104 | 76.22%
WO02 | 106 | 42652.7331 | 1446 | 63.43%
HE04 | 107 | 42588.7549 | 1054 | 52.33%
ST10 | 108 | 41829.959 | 520 | 58.09%
PHR01 | 109 | 41362.7693 | 4017 | 57.73%
GT11 | 110 | 41183.498 | 806 | 56.96%
BR12 | 111 | 40772.5955 | 636 | 56.55%
SR12 | 112 | 40581.1964 | 570 | 79.83%
LK05 | 113 | 39672.7065 | 1239 | 61.75%
JN09 | 114 | 39651.8113 | 1283 | 56.2%
CB08 | 115 | 39222.5644 | 757 | 63.85%
RT02 | 116 | 39188.0847 | 1563 | 56.93%
HOC03 | 117 | 39127.9044 | 1053 | 67.18%
WO01 | 118 | 39057.7297 | 1349 | 51.26%
WO05 | 119 | 38920.7392 | 876 | 66.33%
BY06 | 120 | 36356.2602 | 1615 | 57.29%
HY04 | 121 | 35598.6463 | 387 | 52.2%
FD03 | 122 | 35527.2469 | 702 | 65.97%
MU03 | 123 | 35202.7056 | 4741 | 52.12%
BI07 | 124 | 35039.0976 | 841 | 62.55%
BI02 | 125 | 34885.3509 | 605 | 52.04%
LB01 | 126 | 34511.4081 | 1957 | 51.9%
EC13 | 127 | 34439.9172 | 571 | 80.55%
BM03 | 128 | 33998.4963 | 647 | 52.28%
EC15 | 129 | 33938.7519 | 749 | 57.72%
DR08 | 130 | 33905.7762 | 934 | 52.07%
SB05 | 131 | 33668.2877 | 624 | 56.11%
BI09 | 132 | 33029.1009 | 786 | 50.23%
CB01 | 133 | 33016.9296 | 1159 | 68.63%
SR09 | 134 | 32586.6598 | 512 | 56.18%
SW07 | 135 | 32471.4408 | 1846 | 52.49%
TB03 | 136 | 31810.5046 | 1437 | 50.18%
SB04 | 137 | 31615.3026 | 585 | 55.74%
SF03 | 138 | 30785.6562 | 761 | 70.79%
HOC10 | 139 | 30755.3531 | 1137 | 50.13%
WLO42 | 140 | 30587.2086 | 3515 | 57.53%
FD16 | 141 | 30009.7269 | 968 | 65.74%
PE04 | 142 | 29978.2022 | 1969 | 52.75%
GP07 | 143 | 29477.0057 | 1439 | 59.16%
ST01 | 144 | 29329.653 | 1022 | 62.77%
DN10 | 145 | 29099.8689 | 830 | 52.27%
BE03 | 146 | 29025.5232 | 2472 | 59.11%
IR02 | 147 | 28957.6344 | 1055 | 54.71%
WT06 | 148 | 28450.1907 | 924 | 62.49%
LV01 | 149 | 27603.1232 | 4965 | 52.99%
NM01 | 150 | 27494.4743 | 972 | 51.95%
BM01 | 151 | 27367.2635 | 1414 | 73.01%
UL03 | 152 | 26854.7119 | 547 | 53.58%
ST09 | 153 | 26532.0108 | 792 | 60.91%
WE08 | 154 | 26515.2733 | 1437 | 56.88%
FD14 | 155 | 26454.2298 | 1345 | 59.57%
SH01 | 156 | 26316.2872 | 838 | 66.23%
CD05 | 157 | 26050.0499 | 864 | 59.56%
BR13 | 158 | 25742.1562 | 660 | 53.62%
BR09 | 159 | 25599.565 | 547 | 52.45%
HX03 | 160 | 24730.9793 | 1110 | 50.2%
GW06 | 161 | 24635.4191 | 1461 | 52.94%
EC04 | 162 | 24568.3877 | 595 | 60.68%
KB09 | 163 | 24364.561 | 616 | 52%
SF14 | 164 | 24166.1009 | 270 | 55.09%
KM04 | 165 | 23913.2376 | 1273 | 52.06%
EC03 | 166 | 23351.824 | 679 | 60.97%
HB04 | 167 | 23348.3974 | 2197 | 80.56%
ST16 | 168 | 23337.9369 | 875 | 56.71%
KB07 | 169 | 22732.3724 | 436 | 51.97%
WO04 | 170 | 22640.549 | 1181 | 57.3%
ST06 | 171 | 22443.2675 | 640 | 54.73%
AL06 | 172 | 22419.9839 | 2955 | 54.27%
JOR43 | 173 | 22398.5641 | 2458 | 52.52%
SR05 | 174 | 22281.1508 | 529 | 54%
BT05 | 175 | 21979.7982 | 2024 | 55.89%
WF01 | 176 | 21939.6427 | 494 | 51.12%
GP04 | 177 | 21669.0823 | 656 | 50.56%
BM07 | 178 | 21340.4636 | 686 | 51.27%
BR08 | 179 | 20928.3674 | 1121 | 59.77%
HY13 | 180 | 20685.3035 | 588 | 51.34%
RED09 | 181 | 20353.1023 | 919 | 58.86%
EC06 | 182 | 20213.1626 | 1000 | 71.88%
MV03 | 183 | 19999.4607 | 2797 | 54.43%
CB06 | 184 | 19450.9339 | 1094 | 61.72%
PA09 | 185 | 18587.0607 | 895 | 55.81%
RU05 | 186 | 18238.6986 | 1554 | 58.51%
FD07 | 187 | 18221.7458 | 847 | 56.03%
KB12 | 188 | 18154.448 | 838 | 62.94%
ST03 | 189 | 17995.2231 | 637 | 64.52%
RE05 | 190 | 16812.1478 | 1987 | 64.01%
TE06 | 191 | 15792.6468 | 2054 | 51.65%
WT03 | 192 | 15553.7839 | 568 | 64.03%
AL09 | 193 | 15284.9851 | 2659 | 52.32%
ME04 | 194 | 15060.4992 | 429 | 64.57%
EC09 | 195 | 14980.977 | 582 | 57.78%
WT08 | 196 | 14452.3913 | 361 | 65.73%
SE02 | 197 | 14171.498 | 3946 | 50.91%
AT43 | 198 | 13629.7452 | 3524 | 55.17%
RE03 | 199 | 13517.3736 | 1331 | 55.26%
SW08 | 200 | 12942.8824 | 954 | 65.29%
GV07 | 201 | 12596.3436 | 636 | 56.78%
BR01 | 202 | 11111.9294 | 426 | 53.19%
CD10 | 203 | 11005.0266 | 1820 | 51.03%
MU01 | 204 | 10867.1182 | 784 | 62.34%
BA02 | 205 | 10407.2687 | 790 | 55.9%
MV01 | 206 | 10297.4174 | 992 | 54.48%
HL04 | 207 | 10065.1529 | 1713 | 50.88%
WR14 | 208 | 10022.5837 | 793 | 52.09%
EC07 | 209 | 9645.3655 | 786 | 70.56%
GT09 | 210 | 9574.6222 | 628 | 55.86%
SF02 | 211 | 9510.0325 | 694 | 53.68%
GP05 | 212 | 9236.8339 | 631 | 59.15%
KB03 | 213 | 8815.4529 | 667 | 68.41%
PA04 | 214 | 7981.9693 | 1104 | 52.68%
WT04 | 215 | 7635.2633 | 1247 | 65.1%
LP08 | 216 | 7621.0436 | 679 | 64.86%
IR01 | 217 | 7595.9931 | 814 | 50.17%
HB03 | 218 | 7545.9035 | 1245 | 78.75%
KM05 | 219 | 7354.6326 | 2246 | 59.46%
LP02 | 220 | 6560.5443 | 701 | 51.26%
CD07 | 221 | 6503.204 | 1633 | 53.17%
GAR04 | 222 | 4942.4827 | 525 | 53.93%
FM03 | 223 | 4909.9884 | 751 | 52.75%
WW02 | 224 | 4154.8285 | 681 | 53.85%
SW41 | 225 | 3534.8548 | 391 | 51.73%
KG41 | 226 | 3410.5984 | 941 | 53.46%
IT42 | 227 | 3167.7835 | 329 | 54.6%
TV05 | 228 | 2637.9518 | 381 | 52.94%
WL02 | 229 | 2390.7418 | 181 | 94.89%
NSH02 | 230 | 1880.0209 | 1543 | 76.32%
WT05 | 231 | 1570.0725 | 524 | 61.48%
ME08 | 232 | 1085.4432 | 95 | 51.78%
HG09 | 233 | 36.0338 | 13 | 50.15%
BS01 | 234 | 0 | 34 | 71.77%
Data table ranking each circuit ID by vegetation management priority. Ranking results are based on circuit mileage with high vegetation encroachment, probability of wind speed above the the expected failure threshold for poles and overhead lines, and circuit criticality. The wind speed failure thresholds vary between 45 and 70 mph depending on the degree of vegetation encroachment. The lower bound failure threshold was estimated based on the Beaufort Wind Scale. All results reflect climate forecasts using SSP2-4.5 and a deployment year of 2026.